067101 | MV/LV Substation KN***101 |  | 10 kV | _ | LV | 400 kVA :Kiosk Substation | 0.4 | --> | 0.4 | 0 | 0 | Constrained, otherwise capacity available =305 kVA | --> | 0.38 | 0 | 0.014 | 0 | 0 | Constrained, otherwise capacity available =356 kW | --> | C11 ex MOYLISH | Moylish [T41,T42] | ARDNACRUSHA |  | 52.6998 | -8.6526
237599 | MV/LV Substation DU***599 |  | 10 kV | _ | LV | 400 kVA :Kiosk Substation | 0.4 | --> | 0.4 | 0 | 0 | Constrained, otherwise capacity available =262 kVA | --> | 0.38 | 0 | 0.039 | 0 | 0 | Constrained, otherwise capacity available =332 kW | --> | C18 ex DUNLEER | Dunleer [T41,T42] | DRYBRIDGE |  | 53.8287 | -6.3983
293083 | MV/LV Substation DO***083 |  | 20 kV | _ | LV | 50 kVA :Pole Substation | 0.05 | --> | 0.05 | 0.046 | 2.83 |  | --> | 0.048 | 0 | 0 | 0 | 0 | Constrained, otherwise capacity available =47 kW | --> | E13 ex BAGENALSTOWN | Bagenalstown [T421,T422] | CARLOW |  | 52.6843 | -6.9492
158027 | MV/LV Substation LA***027 |  | 10 kV | _ | LV | 200 kVA :Pole Substation | 0.2 | --> | 0.2 | 0 | 0 | Constrained, otherwise capacity available =173 kVA | --> | 0.19 | 0 | 0 | 0 | 0 | Constrained, otherwise capacity available =186 kW | --> | C15 ex ENNISTYMON | Ennistymon [T41,T42] | ENNIS |  | 52.9389 | -9.303
196091X | MV/LV Substation KI***091X |  | 20 kV | _ | LV | 50 kVA :Pole Substation | 0.05 | --> | 0.05 | 0.035 | 0.33 |  | --> | 0.048 | 0 | 0 | 0 | 0 | Constrained, otherwise capacity available =45 kW | --> | E31 ex TRIM | Trim [T421] | NAVAN |  | 53.5714 | -6.8996
196976 | MV/LV Substation AR***976 |  | 10 kV | _ | LV | 50 kVA :Pole Substation | 0.05 | --> | 0.05 | 0 | 0 | Constrained, otherwise capacity available =50 kVA | --> | 0.048 | 0 | 0 | 0 | 0 | Constrained, otherwise capacity available =47 kW | --> | C15 ex TRIM | Trim [T41,T42] | NAVAN |  | 53.5851 | -6.7759
0034149 | MV/LV Substation HA***4149 |  | 10 kV | _ | LV | 630 kVA :Kiosk Substation | 0.63 | --> | 0.63 | 0.5 | 11.58 |  | --> | 0.598 | 0 | 0.021 | 0 | 0 | Constrained, otherwise capacity available =573 kW | --> | C21 ex BALLYBEG | Ballybeg [T101,T102] | CARRICKMINES |  | 52.9894 | -6.0856
127054 | MV/LV Substation TE***054 |  | 10 kV | _ | LV | 630 kVA :Kiosk Substation | 0.63 | --> | 0.63 | 0 | 0 | Constrained, otherwise capacity available =535 kVA | --> | 0.598 | 0 | 0 | 0 | 0 | Constrained, otherwise capacity available =585 kW | --> | C15 ex LOUGHTAGALLA | Loughtagalla [T41,T42] | THURLES |  | 52.6783 | -7.8114
1094032 | MV/LV Substation OA***4032 |  | 10 kV | _ | LV | 400 kVA :Kiosk Substation | 0.4 | --> | 0.4 | 0.381 | 0.38 | Constrained, otherwise capacity available =400 kVA | --> | 0.38 | 0 | 0 | 0.38 | 0 |  | --> | C11 ex RINEANNA | Rineanna [T41,T42] | DRUMLINE |  | 52.7075 | -8.8758
349044 | MV/LV Substation CM***044 |  | 10 kV | _ | LV | 200 kVA :Pole Substation | 0.2 | --> | 0.2 | 0.132 | 2.35 |  | --> | 0.19 | 0 | 0.05 | 0 | 0 | Constrained, otherwise capacity available =143 kW | --> | C15 ex KILTIMAGH | Kiltimagh [T41] | CASTLEBAR |  | 53.8548 | -8.9956
014197 | MV/LV Substation TE***197 |  | 10 kV | _ | LV | 400 kVA :Building Structure | 0.4 | --> | 0.4 | 0 | 0 | Constrained, otherwise capacity available =129 kVA | --> | 0.38 | 0 | 0.011 | 0 | 0 | Constrained, otherwise capacity available =333 kW | --> | C11 ex MORRISTOWN | Morristown [T41,T42] | NEWBRIDGE |  | 53.1733 | -6.805
089127X | MV/LV Substation MA***127X |  | 10 kV | _ | LV | 630 kVA :Kiosk Substation | 0.63 | --> | 0.63 | 0.5 | 2.33 |  | --> | 0.598 | 0 | 0 | 0 | 0 | Constrained, otherwise capacity available =595 kW | --> | E18 ex MOY | Moy [T421,T422] | MOY |  | 54.1159 | -9.1553
026578X | MV/LV Substation BO***578X |  | 10 kV | _ | LV | 50 kVA :Pole Substation | 0.05 | --> | 0.05 | 0.03 | 8.66 |  | --> | 0.048 | 0 | 0.005 | 0 | 0 | Constrained, otherwise capacity available =41 kW | --> | C17 ex BANDON | Bandon [T101,T42] | BANDON |  | 51.7682 | -8.6508
0254095 | MV/LV Substation CA***4095 |  | 20 kV | _ | LV | 50 kVA :Pole Substation | 0.05 | --> | 0.05 | 0.035 | 6.21 |  | --> | 0.048 | 0 | 0 | 0 | 0 | Constrained, otherwise capacity available =45 kW | --> | E28 ex MILFORD (MWR) | Milford (mwr) [T422] | CHARLEVILLE |  | 52.4233 | -8.8177
238986 | MV/LV Substation KI***986 |  | 20 kV | _ | LV | 50 kVA :Pole Substation | 0.05 | --> | 0.05 | 0 | 0 | Constrained, otherwise capacity available =44 kVA | --> | 0.048 | 0 | 0 | 0 | 0 | Constrained, otherwise capacity available =47 kW | --> | E13 ex BALLINROBE | Ballinrobe [T421,T422] | DALTON |  | 53.7275 | -9.2933
099266X | MV/LV Substation DO***266X |  | 10 kV | _ | LV | 630 kVA :Building Structure | 0.63 | --> | 0.63 | 0.5 | 2.96 |  | --> | 0.598 | 0 | 0.05 | 0 | 0 | Constrained, otherwise capacity available =554 kW | --> | C12 ex BALLYRAINE | Ballyraine [T41,T42] | LETTERKENNY |  | 54.9509 | -7.7172
293903Y | MV/LV Substation TO***903Y |  | 20 kV | _ | LV | 50 kVA :Pole Substation | 0.05 | --> | 0.05 | 0 | 0 | Constrained, otherwise capacity available =30 kVA | --> | 0.048 | 0 | 0 | 0 | 0 | Constrained, otherwise capacity available =45 kW | --> | E19 ex SHILLELAGH | Shillelagh [T421,T422] | CARLOW |  | 52.7208 | -6.4957
069538 | MV/LV Substation ED***538 |  | 10 kV | _ | LV | 630 kVA :Kiosk Substation | 0.63 | --> | 0.63 | 0 | 0 | Constrained, otherwise capacity available =449 kVA | --> | 0.598 | 0 | 0.014 | 0.5 | 0 |  | --> | C12 ex BALLYBODEN | Ballyboden [T41,T42] | COOKSTOWN |  | 53.2775 | -6.2897
065125 | MV/LV Substation SU***125 |  | 10 kV | _ | LV | 400 kVA :Kiosk Substation | 0.4 | --> | 0.4 | 0 | 0 | Constrained, otherwise capacity available =261 kVA | --> | 0.38 | 0 | 0 | 0 | 0 | Constrained, otherwise capacity available =360 kW | --> | C16 ex BALBRIGGAN | Balbriggan [T42] | GLASMORE |  | 53.6119 | -6.1854
0644069 | MV/LV Substation BA***4069 |  | 10 kV | _ | LV | 50 kVA :Pole Substation | 0.05 | --> | 0.05 | 0 | 0 | Constrained, otherwise capacity available =39 kVA | --> | 0.048 | 0 | 0 | 0 | 0 | Constrained, otherwise capacity available =46 kW | --> | C20 ex TERMONFECKIN ROAD | Termonfeckin Road [T41,T42] | DRYBRIDGE |  | 53.749 | -6.2763
005917X | MV/LV Substation MI***917X |  | 20 kV | _ | LV | 400 kVA :Kiosk Substation | 0.4 | --> | 0.4 | 0.352 | 17.8 |  | --> | 0.38 | 0 | 0 | 0.373 | 0 |  | --> | E13 ex BANOGE | Banoge [T121,T122] | BANOGE |  | 52.6355 | -6.2393
068061 | MV/LV Substation DO***061 |  | 10 kV | _ | LV | 630 kVA :Kiosk Substation | 0.63 | --> | 0.63 | 0 | 0 | Constrained, otherwise capacity available =252 kVA | --> | 0.598 | 0 | 0.096 | 0.474 | 0 |  | --> | C14 ex CLONTARF | Clontarf [T42] | FINGLAS |  | 53.3642 | -6.1782
019280 | MV/LV Substation CO***280 |  | 10 kV | _ | LV | 100 kVA :Pole Substation | 0.1 | --> | 0.1 | 0.047 | 0.05 | Constrained, otherwise capacity available =97 kVA | --> | 0.095 | 0 | 0 | 0 | 0 | Constrained, otherwise capacity available =94 kW | --> | C12 ex BALLYBEGGAN | Ballybeggan [T43,T44] | TRALEE |  | 52.2447 | -9.6119
293185 | MV/LV Substation BA***185 |  | 20 kV | _ | LV | 50 kVA :Pole Substation | 0.05 | --> | 0.05 | 0.043 | 2.83 |  | --> | 0.048 | 0 | 0 | 0 | 0 | Constrained, otherwise capacity available =46 kW | --> | E13 ex BAGENALSTOWN | Bagenalstown [T421,T422] | CARLOW |  | 52.6968 | -6.8872
049030 | MV/LV Substation PA***030 |  | 10 kV | _ | LV | 200 kVA :Pole Substation | 0.2 | --> | 0.2 | 0.086 | 2.8 |  | --> | 0.19 | 0 | 0.027 | 0 | 0 | Constrained, otherwise capacity available =154 kW | --> | C17 ex GLEBE | Glebe [T41,T42] | RICHMOND |  | 53.7216 | -7.7935
005962X | MV/LV Substation DU***962X |  | 20 kV | _ | LV | 200 kVA :Kiosk Substation | 0.2 | --> | 0.2 | 0.145 | 17.8 |  | --> | 0.19 | 0 | 0.019 | 0.168 | 0 |  | --> | E13 ex BANOGE | Banoge [T121,T122] | BANOGE |  | 52.6315 | -6.2325
054248Y | MV/LV Substation MO***248Y |  | 10 kV | _ | LV | 50 kVA :Pole Substation | 0.05 | --> | 0.05 | 0 | 0 | Constrained, otherwise capacity available =33 kVA | --> | 0.048 | 0 | 0 | 0 | 0 | Constrained, otherwise capacity available =45 kW | --> | C16 ex PALLAS | Pallas [T41,T42] | PORTLAOISE |  | 53.0331 | -7.318
081234Z | MV/LV Substation BO***234Z |  | 10 kV | _ | LV | 400 kVA :Kiosk Substation | 0.4 | --> | 0.4 | 0 | 0 | Constrained, otherwise capacity available =390 kVA | --> | 0.38 | 0 | 0.003 | 0.376 | 0 |  | --> | C29 ex GRANGE CASTLE | Grange Castle [T101,T102] | INCHICORE 220KV |  | 53.3197 | -6.4336
0584256 | MV/LV Substation GL***4256 |  | 20 kV | _ | LV | 50 kVA :Pole Substation | 0.05 | --> | 0.05 | 0.044 | 0.18 |  | --> | 0.048 | 0 | 0.011 | 0 | 0 | Constrained, otherwise capacity available =38 kW | --> | C18 ex TOOMEVARA | Toomevara [T42] | NENAGH |  | 52.784 | -8.008
065111Z | MV/LV Substation RO***111Z |  | 20 kV | _ | LV | 100 kVA :Pole Substation | 0.1 | --> | 0.1 | 0 | 0 | Constrained, otherwise capacity available =100 kVA | --> | 0.095 | 0 | 0 | 0 | 0 | Constrained, otherwise capacity available =95 kW | --> | E18 ex GLASMORE | Glasmore [T421,T422] | GLASMORE |  | 53.5633 | -6.2124
052047Z | MV/LV Substation BR***047Z |  | 10 kV | _ | LV | 400 kVA :Kiosk Substation | 0.4 | --> | 0.4 | 0 | 0 | Constrained, otherwise capacity available =307 kVA | --> | 0.38 | 0 | 0 | 0 | 0 | Constrained, otherwise capacity available =367 kW | --> | C21 ex BALLINDERRY | Ballinderry [T41,T422] | MULLINGAR |  | 53.5164 | -7.3419
118443Y | MV/LV Substation ST***443Y |  | 20 kV | _ | LV | 100 kVA :Pole Substation | 0.1 | --> | 0.1 | 0 | 0 | Constrained, otherwise capacity available =98 kVA | --> | 0.095 | 0 | 0 | 0 | 0 | Constrained, otherwise capacity available =95 kW | --> | E11 ex CREAGH | Creagh [T421,T422] | ATHLONE |  | 53.3383 | -8.2046
050581Y | MV/LV Substation LI***581Y |  | 10 kV | _ | LV | 400 kVA :Kiosk Substation | 0.4 | --> | 0.4 | 0.273 | 7.61 |  | --> | 0.38 | 0 | 0.004 | 0 | 0 | Constrained, otherwise capacity available =359 kW | --> | C13 ex GARRYCASTLE | Garrycastle [T41,T42] | ATHLONE |  | 53.4265 | -7.9149
1164126 | MV/LV Substation DA***4126 |  | 20 kV | _ | LV | 50 kVA :Pole Substation | 0.05 | --> | 0.05 | 0.049 | 8.1 |  | --> | 0.048 | 0 | 0 | 0 | 0 | Constrained, otherwise capacity available =47 kW | --> | E16 ex WESTPORT | Westport [T421,T422] | CASTLEBAR |  | 53.6918 | -9.5645
281318Z | MV/LV Substation DA***318Z |  | 10 kV | _ | LV | 200 kVA :Kiosk Substation | 0.2 | --> | 0.2 | 0 | 0 | Constrained, otherwise capacity available =56 kVA | --> | 0.19 | 0 | 0.005 | 0 | 0 | Constrained, otherwise capacity available =166 kW | --> | C19 ex KILMONEY | Kilmoney [T41,T42] | TRABEG |  | 51.8126 | -8.394
005152Y | MV/LV Substation AY***152Y |  | 20 kV | _ | LV | 400 kVA :Kiosk Substation | 0.4 | --> | 0.4 | 0.357 | 17.8 |  | --> | 0.38 | 0 | 0.03 | 0.352 | 0 |  | --> | E13 ex BANOGE | Banoge [T121,T122] | BANOGE |  | 52.6339 | -6.238
033609 | MV/LV Substation NI***609 |  | 20 kV | _ | LV | 100 kVA :Pole Substation | 0.1 | --> | 0.1 | 0 | 0 | Constrained, otherwise capacity available =83 kVA | --> | 0.095 | 0 | 0 | 0 | 0 | Constrained, otherwise capacity available =93 kW | --> | C18 ex DEERPARK | Deerpark [T41,T42] | BALLYDINE |  | 52.461 | -7.4652
139921Y | MV/LV Substation MU***921Y |  | 20 kV | _ | LV | 100 kVA :Pole Substation | 0.1 | --> | 0.1 | 0 | 0 | Constrained, otherwise capacity available =96 kVA | --> | 0.095 | 0 | 0 | 0 | 0 | Constrained, otherwise capacity available =94 kW | --> | E16 ex FINEA | Finea [T421,T422] | SHANKILL |  | 53.8357 | -7.4391
042040 | MV/LV Substation TU***040 |  | 10 kV | _ | LV | 400 kVA :Kiosk Substation | 0.4 | --> | 0.4 | 0.269 | 1.51 |  | --> | 0.38 | 0 | 0.019 | 0 | 0 | Constrained, otherwise capacity available =348 kW | --> | C19 ex TURLOUGH ROAD | Turlough Road [T43] | CASTLEBAR |  | 53.8641 | -9.2941
042353 | MV/LV Substation KI***353 |  | 20 kV | _ | LV | 50 kVA :Pole Substation | 0.05 | --> | 0.05 | 0 | 0 | Constrained, otherwise capacity available =28 kVA | --> | 0.048 | 0 | 0.008 | 0 | 0 | Constrained, otherwise capacity available =38 kW | --> | E17 ex WINDSOR | Windsor [T421,T422] | CASTLEBAR |  | 53.8523 | -9.2598
210791Y | MV/LV Substation MA***791Y |  | 10 kV | _ | LV | 200 kVA :Pole Substation | 0.2 | --> | 0.2 | 0 | 0 | Constrained, otherwise capacity available =157 kVA | --> | 0.19 | 0 | 0 | 0 | 0 | Constrained, otherwise capacity available =184 kW | --> | C18 ex CARRICKMACROSS | Carrickmacross [T41,T42] | MEATH HILL |  | 53.9684 | -6.7124
015231Y | MV/LV Substation HO***231Y |  | 10 kV | _ | LV | 50 kVA :Pole Substation | 0.05 | --> | 0.05 | 0 | 0 | Constrained, otherwise capacity available =45 kVA | --> | 0.048 | 0 | 0.004 | 0 | 0 | Constrained, otherwise capacity available =44 kW | --> | C12 ex SALLINS | Sallins [T41,T42] | GRIFFINRATH |  | 53.2892 | -6.7036
254576 | MV/LV Substation AR***576 |  | 20 kV | _ | LV | 400 kVA :Building Structure | 0.4 | --> | 0.4 | 0 | 0 | Constrained, otherwise capacity available =350 kVA | --> | 0.38 | 0 | 0 | 0 | 0 | Constrained, otherwise capacity available =373 kW | --> | C23 ex TUAM NORTH | Tuam North [T41,T42] | CLOON |  | 53.5275 | -8.8517
032438Y | MV/LV Substation B/***438Y |  | 20 kV | _ | LV | 50 kVA :Pole Substation | 0.05 | --> | 0.05 | 0 | 0 | Constrained, otherwise capacity available =46 kVA | --> | 0.048 | 0 | 0 | 0 | 0 | Constrained, otherwise capacity available =47 kW | --> | E13 ex KILCARRAGH | Kilcarragh [T421,T422] | BUTLERSTOWN |  | 52.1945 | -7.0203
0684381 | MV/LV Substation MI***4381 |  | 10 kV | _ | LV | 1000 kVA :Building Structure | 1 | --> | 1 | 0.5 | 9.99 |  | --> | 0.95 | 0 | 0.016 | 0.5 | 0 |  | --> | C25 ex HAROLDS CROSS | Harolds Cross [T101,T102] | POOLBEG |  | 53.3374 | -6.2782
209191X | MV/LV Substation MI***191X |  | 10 kV | _ | LV | 200 kVA :Kiosk Substation | 0.2 | --> | 0.2 | 0 | 0 | Constrained, otherwise capacity available =126 kVA | --> | 0.19 | 0 | 0 | 0 | 0 | Constrained, otherwise capacity available =180 kW | --> | C16 ex MILFORD (NR) | Milford (nr) [T41,T42] | LETTERKENNY |  | 55.0264 | -7.7716
005086 | MV/LV Substation CU***086 |  | 20 kV | _ | LV | 200 kVA :Pole Substation | 0.2 | --> | 0.2 | 0.196 | 17.8 |  | --> | 0.19 | 0 | 0.005 | 0.186 | 0 |  | --> | E22 ex BANOGE | Banoge [T121,T122] | BANOGE |  | 52.6424 | -6.3116
058364 | MV/LV Substation CA***364 |  | 10 kV | _ | LV | 50 kVA :Pole Substation | 0.05 | --> | 0.05 | 0.048 | 0.18 |  | --> | 0.048 | 0 | 0 | 0 | 0 | Constrained, otherwise capacity available =47 kW | --> | C15 ex TOOMEVARA | Toomevara [T42] | NENAGH |  | 52.9066 | -8.0129
016017Z | MV/LV Substation LE***017Z |  | 10 kV | _ | LV | 630 kVA :Kiosk Substation | 0.63 | --> | 0.63 | 0 | 0 | Constrained, otherwise capacity available =421 kVA | --> | 0.598 | 0 | 0 | 0 | 0 | Constrained, otherwise capacity available =569 kW | --> | C18 ex LEIXLIP | Leixlip [T41,T42] | GRIFFINRATH |  | 53.3635 | -6.4901
066215Z | MV/LV Substation S.***215Z |  | 10 kV | _ | LV | 630 kVA :Building Structure | 0.63 | --> | 0.63 | 0 | 0 | Constrained, otherwise capacity available =556 kVA | --> | 0.598 | 0 | 0 | 0 | 0 | Constrained, otherwise capacity available =588 kW | --> | C12 ex SWORDS | Swords [T41,T42] | GLASMORE |  | 53.4701 | -6.217
001230 | MV/LV Substation KI***230 |  | 10 kV | _ | LV | 400 kVA :Kiosk Substation | 0.4 | --> | 0.4 | 0.298 | 1.16 |  | --> | 0.38 | 0 | 0.034 | 0.341 | 0 |  | --> | C18 ex BREWERY ROAD | Brewery Road [T41,T42] | CARRICKMINES |  | 53.2877 | -6.2081
051540X | MV/LV Substation CA***540X |  | 20 kV | _ | LV | 630 kVA :Building Structure | 0.63 | --> | 0.63 | 0.5 | 2.22 |  | --> | 0.598 | 0 | 0 | 0.5 | 0 |  | --> | E21 ex CLARA | Clara [T421,T422] | THORNSBERRY |  | 53.3545 | -7.6214
065393Z | MV/LV Substation RU***393Z |  | 10 kV | _ | LV | 50 kVA :Pole Substation | 0.05 | --> | 0.05 | 0 | 0 | Constrained, otherwise capacity available =50 kVA | --> | 0.048 | 0 | 0 | 0 | 0 | Constrained, otherwise capacity available =48 kW | --> | C18 ex LOUGHSHINNY | Loughshinny [T41,T42] | GLASMORE |  | 53.5335 | -6.1123
154296Z | MV/LV Substation TY***296Z |  | 10 kV | _ | LV | 200 kVA :Kiosk Substation | 0.2 | --> | 0.2 | 0 | 0 | Constrained, otherwise capacity available =155 kVA | --> | 0.19 | 0 | 0 | 0.184 | 0 |  | --> | C41 ex COLLEGE PARK | College Park [T101,T102,T103] | COLLEGE PARK |  | 53.4132 | -6.3877
026853X | MV/LV Substation GO***853X |  | 20 kV | _ | LV | 50 kVA :Pole Substation | 0.05 | --> | 0.05 | 0 | 0 | Constrained, otherwise capacity available =46 kVA | --> | 0.048 | 0 | 0 | 0 | 0 | Constrained, otherwise capacity available =47 kW | --> | C17 ex KINSALE | Kinsale [T41,T42] | BANDON |  | 51.8033 | -8.6052
111908Y | MV/LV Substation SC***908Y |  | 20 kV | _ | LV | 50 kVA :Pole Substation | 0.05 | --> | 0.05 | 0 | 0 | Constrained, otherwise capacity available =46 kVA | --> | 0.048 | 0 | 0 | 0 | 0 | Constrained, otherwise capacity available =47 kW | --> | E11 ex BALLYDEHOB | Ballydehob [T421] | DUNMANWAY |  | 51.5307 | -9.5261
149838 | MV/LV Substation DI***838 |  | 10 kV | _ | LV | 630 kVA :Kiosk Substation | 0.63 | --> | 0.63 | 0 | 0 | Constrained, otherwise capacity available =375 kVA | --> | 0.598 | 0 | 0.01 | 0 | 0 | Constrained, otherwise capacity available =555 kW | --> | C14 ex DONEGAL | Donegal [T41,T42] | CATHALEENS FALL |  | 54.6538 | -8.1099
0694006 | MV/LV Substation OR***4006 |  | 10 kV | _ | LV | 400 kVA :Kiosk Substation | 0.4 | --> | 0.4 | 0.375 | 4.47 |  | --> | 0.38 | 0 | 0 | 0.376 | 0 |  | --> | C20 ex TEMPLEOGUE | Templeogue [T41,T42] | MILLTOWN (DR) |  | 53.2788 | -6.3226
160175Y | MV/LV Substation ST***175Y |  | 10 kV | _ | LV | 400 kVA :Kiosk Substation | 0.4 | --> | 0.4 | 0 | 0 | Constrained, otherwise capacity available =291 kVA | --> | 0.38 | 0 | 0.013 | 0 | 0 | Constrained, otherwise capacity available =355 kW | --> | C16 ex PORTARLINGTON | Portarlington [T41,T42] | PORTLAOISE |  | 53.1464 | -7.1835
039141 | MV/LV Substation ME***141 |  | 10 kV | _ | LV | 400 kVA :Kiosk Substation | 0.4 | --> | 0.4 | 0 | 0 | Constrained, otherwise capacity available =306 kVA | --> | 0.38 | 0 | 0.011 | 0.359 | 0 |  | --> | C20 ex GALWAY 110KV | Galway 110kv [T102,T103] | GALWAY 110KV |  | 53.2839 | -9.0122
192178 | MV/LV Substation AI***178 |  | 10 kV | _ | LV | 100 kVA :Pole Substation | 0.1 | --> | 0.1 | 0.088 | 1.56 |  | --> | 0.095 | 0 | 0.005 | 0 | 0 | Constrained, otherwise capacity available =90 kW | --> | C15 ex DERRYBEG | Derrybeg [T41,T42] | ARDNAGAPPARY |  | 55.0696 | -8.3003
0824495 | MV/LV Substation BO***4495 |  | 10 kV | _ | LV | 630 kVA :Kiosk Substation | 0.63 | --> | 0.63 | 0 | 0 | Constrained, otherwise capacity available =630 kVA | --> | 0.598 | 0 | 0 | 0 | 0 | Constrained, otherwise capacity available =598 kW | --> | C30 ex ACADEMY STREET | Academy Street [T421,T422,T44] | NAVAN |  | 53.6553 | -6.6551
007673 | MV/LV Substation BA***673 |  | 10 kV | _ | LV | 50 kVA :Pole Substation | 0.05 | --> | 0.05 | 0.044 | 1.4 |  | --> | 0.048 | 0 | 0 | 0 | 0 | Constrained, otherwise capacity available =47 kW | --> | E17 ex KILLINICK | Killinick [T421,T422] | WEXFORD |  | 52.2537 | -6.4061
064864X | MV/LV Substation SH***864X |  | 20 kV | _ | LV | 100 kVA :Pole Substation | 0.1 | --> | 0.1 | 0 | 0 | Constrained, otherwise capacity available =89 kVA | --> | 0.095 | 0 | 0.005 | 0 | 0 | Constrained, otherwise capacity available =90 kW | --> | E17 ex JULIANSTOWN | Julianstown [T421,T422] | DRYBRIDGE |  | 53.6716 | -6.3374
154401Z | MV/LV Substation RA***401Z |  | 10 kV | _ | LV | 200 kVA :Kiosk Substation | 0.2 | --> | 0.2 | 0 | 0 | Constrained, otherwise capacity available =147 kVA | --> | 0.19 | 0 | 0.022 | 0.166 | 0 |  | --> | C39 ex COLLEGE PARK | College Park [T101,T102,T103] | COLLEGE PARK |  | 53.4193 | -6.3902
015677X | MV/LV Substation TE***677X |  | 10 kV | _ | LV | 630 kVA :Kiosk Substation | 0.63 | --> | 0.63 | 0.436 | 12.6 |  | --> | 0.598 | 0 | 0.045 | 0.5 | 0 |  | --> | C12 ex MONREAD | Monread [T101,T102] | MONREAD |  | 53.2201 | -6.6574
377243 | MV/LV Substation GL***243 |  | 20 kV | _ | LV | 50 kVA :Pole Substation | 0.05 | --> | 0.05 | 0 | 0 | Constrained, otherwise capacity available =40 kVA | --> | 0.048 | 0 | 0 | 0 | 0 | Constrained, otherwise capacity available =46 kW | --> | E16 ex GURRANEBANE | Gurranebane [T421,T422] | OUGHTRAGH |  | 51.7582 | -10.0941
069331 | MV/LV Substation MA***331 |  | 10 kV | _ | LV | 630 kVA :Building Structure | 0.63 | --> | 0.63 | 0.193 | 9.28 |  | --> | 0.598 | 0 | 0.051 | 0.498 | 0 |  | --> | C19 ex PEMBROKE | Pembroke [T41,T42,T43,T44] | RINGSEND |  | 53.3376 | -6.2309
093173 | MV/LV Substation DU***173 |  | 10 kV | _ | LV | 400 kVA :Kiosk Substation | 0.4 | --> | 0.4 | 0 | 0 | Constrained, otherwise capacity available =203 kVA | --> | 0.38 | 0 | 0.015 | 0.341 | 0 |  | --> | C12 ex MERVILLE | Merville [T41,T42] | FINGLAS |  | 53.3829 | -6.3057
054892Y | MV/LV Substation ST***892Y |  | 10 kV | _ | LV | 630 kVA :Building Structure | 0.63 | --> | 0.63 | 0 | 0 | Constrained, otherwise capacity available =555 kVA | --> | 0.598 | 0 | 0 | 0 | 0 | Constrained, otherwise capacity available =588 kW | --> | C23 ex PORTLAOISE | Portlaoise [T41,T42] | PORTLAOISE |  | 53.0355 | -7.2894
125108 | MV/LV Substation KI***108 |  | 10 kV | _ | LV | 50 kVA :Pole Substation | 0.05 | --> | 0.05 | 0 | 0 | Constrained, otherwise capacity available =46 kVA | --> | 0.048 | 0 | 0 | 0 | 0 | Constrained, otherwise capacity available =47 kW | --> | C16 ex CLOONLOUGH | Cloonlough [T41,T42] | BARRYMORE |  | 52.2641 | -8.2779
001081X | MV/LV Substation BE***081X |  | 10 kV | _ | LV | 630 kVA :Building Structure | 0.63 | --> | 0.63 | 0.5 | 0.86 |  | --> | 0.598 | 0 | 0 | 0.5 | 0 |  | --> | C19 ex BELFIELD | Belfield [T41,T42] | BLACKROCK |  | 53.3039 | -6.2151
254243 | MV/LV Substation KI***243 |  | 20 kV | _ | LV | 100 kVA :Pole Substation | 0.1 | --> | 0.1 | 0 | 0 | Constrained, otherwise capacity available =96 kVA | --> | 0.095 | 0 | 0 | 0 | 0 | Constrained, otherwise capacity available =94 kW | --> | E15 ex GLENAMADDY | Glenamaddy [T422] | ATHLONE |  | 53.6545 | -8.681
081689Y | MV/LV Substation ST***689Y |  | 10 kV | _ | LV | 400 kVA :Kiosk Substation | 0.4 | --> | 0.4 | 0 | 0 | Constrained, otherwise capacity available =275 kVA | --> | 0.38 | 0 | 0.057 | 0 | 0 | Constrained, otherwise capacity available =320 kW | --> | C22 ex CELBRIDGE | Celbridge [T41,T42] | GRIFFINRATH |  | 53.3365 | -6.5491
138876 | MV/LV Substation ES***876 |  | 10 kV | _ | LV | 50 kVA :Pole Substation | 0.05 | --> | 0.05 | 0.037 | 1.52 |  | --> | 0.048 | 0 | 0 | 0 | 0 | Constrained, otherwise capacity available =46 kW | --> | C19 ex SHERCOCK | Shercock [T41,T42] | MEATH HILL |  | 53.9508 | -6.8854
012696X | MV/LV Substation MO***696X |  | 20 kV | _ | LV | 100 kVA :Pole Substation | 0.1 | --> | 0.1 | 0.076 | 2.83 |  | --> | 0.095 | 0 | 0.014 | 0 | 0 | Constrained, otherwise capacity available =81 kW | --> | E12 ex BAGENALSTOWN | Bagenalstown [T421,T422] | CARLOW |  | 52.695 | -6.959
001173 | MV/LV Substation PR***173 |  | 10 kV | _ | LV | 400 kVA :Kiosk Substation | 0.4 | --> | 0.4 | 0.218 | 13.42 |  | --> | 0.38 | 0 | 0.029 | 0.333 | 0 |  | --> | C17 ex POTTERY ROAD | Pottery Road [T101,T102] | CARRICKMINES |  | 53.2707 | -6.147
006190 | MV/LV Substation BA***190 |  | 20 kV | _ | LV | 200 kVA :Pole Substation | 0.2 | --> | 0.2 | 0 | 0 | Constrained, otherwise capacity available =153 kVA | --> | 0.19 | 0 | 0.011 | 0 | 0 | Constrained, otherwise capacity available =175 kW | --> | E18 ex CLONROCHE | Clonroche [T421,T422] | WEXFORD |  | 52.4506 | -6.6646
0524477 | MV/LV Substation RA***4477 |  | 20 kV | _ | LV | 50 kVA :Pole Substation | 0.05 | --> | 0.05 | 0 | 0 | Constrained, otherwise capacity available =26 kVA | --> | 0.048 | 0 | 0 | 0 | 0 | Constrained, otherwise capacity available =44 kW | --> | C18 ex NEWBROOK | Newbrook [T42] | MULLINGAR |  | 53.4804 | -7.5469
059585Y | MV/LV Substation CH***585Y |  | 10 kV | _ | LV | 630 kVA :Kiosk Substation | 0.63 | --> | 0.63 | 0 | 0 | Constrained, otherwise capacity available =548 kVA | --> | 0.598 | 0 | 0 | 0 | 0 | Constrained, otherwise capacity available =587 kW | --> | C22 ex CAVAN | Cavan [T42,T421] | SHANKILL |  | 53.9933 | -7.3579
350061X | MV/LV Substation ME***061X |  | 10 kV | _ | LV | 200 kVA :Pole Substation | 0.2 | --> | 0.2 | 0.142 | 1.57 |  | --> | 0.19 | 0 | 0.031 | 0 | 0 | Constrained, otherwise capacity available =159 kW | --> | C18 ex BUNDORAN | Bundoran [T41,T42] | CATHALEENS FALL |  | 54.4528 | -8.2877
281987 | MV/LV Substation B/***987 |  | 20 kV | _ | LV | 200 kVA :Kiosk Substation | 0.2 | --> | 0.2 | 0 | 17.47 |  | --> | 0.19 | 0 | 0 | 0.16 | 0 |  | --> | E18 ex COOLROE | Coolroe [T121,T122] | COOLROE |  | 51.8886 | -8.5852
007041X | MV/LV Substation BA***041X |  | 10 kV | _ | LV | 50 kVA :Pole Substation | 0.05 | --> | 0.05 | 0.033 | 16.12 |  | --> | 0.048 | 0 | 0.01 | 0.038 | 0 |  | --> | E14 ex WEXFORD | Wexford [T121,T122] | WEXFORD |  | 52.332 | -6.5306
017065 | MV/LV Substation MA***065 |  | 20 kV | _ | LV | 400 kVA :Kiosk Substation | 0.4 | --> | 0.4 | 0.245 | 1.98 |  | --> | 0.38 | 0 | 0.011 | 0 | 0 | Constrained, otherwise capacity available =350 kW | --> | E11 ex RATHKEALE | Rathkeale [T421,T422] | RATHKEALE |  | 52.6006 | -8.9769
119215Y | MV/LV Substation MA***215Y |  | 10 kV | _ | LV | 200 kVA :Kiosk Substation | 0.2 | --> | 0.2 | 0 | 0 | Constrained, otherwise capacity available =154 kVA | --> | 0.19 | 0 | 0 | 0 | 0 | Constrained, otherwise capacity available =184 kW | --> | C12 ex KANTURK | Kanturk [T41,T42] | GLENLARA |  | 52.1747 | -8.9076
058527Y | MV/LV Substation CE***527Y |  | 10 kV | _ | LV | 200 kVA :Building Structure | 0.2 | --> | 0.2 | 0.175 | 3 |  | --> | 0.19 | 0 | 0 | 0 | 0 | Constrained, otherwise capacity available =187 kW | --> | C18 ex NENAGH | Nenagh [T41,T42] | NENAGH |  | 52.8616 | -8.1992
029383 | MV/LV Substation BA***383 |  | 10 kV | _ | LV | 50 kVA :Pole Substation | 0.05 | --> | 0.05 | 0 | 0 | Constrained, otherwise capacity available =41 kVA | --> | 0.048 | 0 | 0 | 0.046 | 0 |  | --> | C19 ex MIDLETON | Midleton [T101,T102] | MIDLETON |  | 51.9282 | -8.2074
037103 | MV/LV Substation TO***103 |  | 10 kV | _ | LV | 400 kVA :Kiosk Substation | 0.4 | --> | 0.4 | 0.249 | 13.05 |  | --> | 0.38 | 0 | 0.05 | 0.322 | 0 |  | --> | C12 ex ENNIS | Ennis [T101,T102] | ENNIS |  | 52.838 | -8.9784
034003 | MV/LV Substation UP***003 |  | 10 kV | _ | LV | 630 kVA :Kiosk Substation | 0.63 | --> | 0.63 | 0.447 | 0.95 |  | --> | 0.598 | 0 | 0.003 | 0 | 0 | Constrained, otherwise capacity available =571 kW | --> | C16 ex SPA ROAD | Spa Road [T41,T42] | DOON |  | 52.3558 | -7.7026
069033 | MV/LV Substation DR***033 |  | 10 kV | _ | LV | 1000 kVA :Building Structure | 1 | --> | 1 | 0.5 | 3 |  | --> | 0.95 | 0 | 0.079 | 0.5 | 0 |  | --> | C31 ex INCHICORE CENTRAL | Inchicore Central [T43,T45] | INCHICORE 220KV |  | 53.3279 | -6.3266
068515X | MV/LV Substation GR***515X |  | 10 kV | _ | LV | 1000 kVA :Building Structure | 1 | --> | 1 | 0.5 | 9.02 |  | --> | 0.95 | 0 | 0 | 0.5 | 0 |  | --> | C13 ex MISERY HILL | Misery Hill [T101,T102] | POOLBEG |  | 53.3378 | -6.2374
119610 | MV/LV Substation NE***610 |  | 10 kV | _ | LV | 200 kVA :Pole Substation | 0.2 | --> | 0.2 | 0.095 | 4.16 |  | --> | 0.19 | 0 | 0.005 | 0.171 | 0 |  | --> | C22 ex NEWMARKET (SR) | Newmarket (sr) [T41,T42] | GLENLARA |  | 52.2136 | -9.0031
119292Y | MV/LV Substation LI***292Y |  | 10 kV | _ | LV | 50 kVA :Pole Substation | 0.05 | --> | 0.05 | 0.048 | 4.16 |  | --> | 0.048 | 0 | 0 | 0.047 | 0 |  | --> | C22 ex NEWMARKET (SR) | Newmarket (sr) [T41,T42] | GLENLARA |  | 52.1931 | -8.9792
132402 | MV/LV Substation CO***402 |  | 10 kV | _ | LV | 100 kVA :Pole Substation | 0.1 | --> | 0.1 | 0 | 0 | Constrained, otherwise capacity available =61 kVA | --> | 0.095 | 0 | 0.01 | 0 | 0 | Constrained, otherwise capacity available =82 kW | --> | C17 ex LOUGHREA | Loughrea [T41,T42] | SOMERSET |  | 53.2064 | -8.5715
165804X | MV/LV Substation PA***804X |  | 10 kV | _ | LV | 400 kVA :Kiosk Substation | 0.4 | --> | 0.4 | 0.36 | 0.88 |  | --> | 0.38 | 0 | 0.017 | 0 | 0 | Constrained, otherwise capacity available =362 kW | --> | C12 ex ROSS CARBERY | Ross Carbery [T41,T42] | DUNMANWAY |  | 51.5788 | -9.0298
461762 | MV/LV Substation DI***762 |  | 20 kV | _ | LV | 50 kVA :Pole Substation | 0.05 | --> | 0.05 | 0.045 | 2.33 |  | --> | 0.048 | 0 | 0.005 | 0 | 0 | Constrained, otherwise capacity available =43 kW | --> | E14 ex MOY | Moy [T421,T422] | MOY |  | 54.1348 | -9.1669
053214Z | MV/LV Substation CL***214Z |  | 20 kV | _ | LV | 200 kVA :Pole Substation | 0.2 | --> | 0.2 | 0.174 | 0.89 |  | --> | 0.19 | 0 | 0 | 0 | 0 | Constrained, otherwise capacity available =186 kW | --> | E24 ex BIRR | Birr [T41,T422] | DALLOW |  | 53.1768 | -7.7204
0674123 | MV/LV Substation IN***4123 |  | 20 kV | _ | LV | 50 kVA :Pole Substation | 0.05 | --> | 0.05 | 0.049 | 13.8 |  | --> | 0.048 | 0 | 0 | 0.047 | 0 |  | --> | C14 ex SINGLAND | Singland [T101,T102] | SINGLAND |  | 52.6374 | -8.5841
216633 | MV/LV Substation CA***633 |  | 10 kV | _ | LV | 100 kVA :Pole Substation | 0.1 | --> | 0.1 | 0 | 0 | Constrained, otherwise capacity available =69 kVA | --> | 0.095 | 0 | 0 | 0 | 0 | Constrained, otherwise capacity available =91 kW | --> | C26 ex GLENTIES | Glenties [T41,T42] | BINBANE |  | 54.8091 | -8.4949
0264152 | MV/LV Substation AL***4152 |  | 10 kV | _ | LV | 400 kVA :Kiosk Substation | 0.4 | --> | 0.4 | 0.342 | 8.66 |  | --> | 0.38 | 0 | 0 | 0 | 0 | Constrained, otherwise capacity available =372 kW | --> | C11 ex BANDON | Bandon [T101,T42] | BANDON |  | 51.746 | -8.7311
064831Y | MV/LV Substation HI***831Y |  | 10 kV | _ | LV | 400 kVA :Kiosk Substation | 0.4 | --> | 0.4 | 0 | 0 | Constrained, otherwise capacity available =272 kVA | --> | 0.38 | 0 | 0.057 | 0 | 0 | Constrained, otherwise capacity available =320 kW | --> | C18 ex DRYBRIDGE | Drybridge [T41,T42] | DRYBRIDGE |  | 53.7111 | -6.3834
029540Y | MV/LV Substation CO***540Y |  | 10 kV | _ | LV | 400 kVA :Building Structure | 0.4 | --> | 0.4 | 0 | 0 | Constrained, otherwise capacity available =354 kVA | --> | 0.38 | 0 | 0 | 0.374 | 0 |  | --> | C17 ex MIDLETON | Midleton [T101,T102] | MIDLETON |  | 51.9137 | -8.1736
0664082 | MV/LV Substation SE***4082 |  | 20 kV | _ | LV | 400 kVA :Kiosk Substation | 0.4 | --> | 0.4 | 0 | 0 | Constrained, otherwise capacity available =270 kVA | --> | 0.38 | 0 | 0.088 | 0 | 0 | Constrained, otherwise capacity available =297 kW | --> | E17 ex BALTRASNA | Baltrasna [T121,T122] | BALTRASNA |  | 53.5057 | -6.5412
018457 | MV/LV Substation TO***457 |  | 10 kV | _ | LV | 100 kVA :Pole Substation | 0.1 | --> | 0.1 | 0.096 | 3.75 |  | --> | 0.095 | 0 | 0 | 0 | 0 | Constrained, otherwise capacity available =94 kW | --> | C19 ex SMEARLA | Smearla [T41,T42] | TRIEN |  | 52.3948 | -9.4096
009108Y | MV/LV Substation ES***108Y |  | 10 kV | _ | LV | 400 kVA :Kiosk Substation | 0.4 | --> | 0.4 | 0.364 | 3.82 |  | --> | 0.38 | 0 | 0 | 0 | 0 | Constrained, otherwise capacity available =375 kW | --> | C13 ex WATERFORD | Waterford [T41,T42] | WATERFORD |  | 52.264 | -7.124
002672 | MV/LV Substation CA***672 |  | 10 kV | _ | LV | 200 kVA :Pole Substation | 0.2 | --> | 0.2 | 0 | 0 | Constrained, otherwise capacity available =178 kVA | --> | 0.19 | 0 | 0 | 0.187 | 0 |  | --> | C14 ex GREYSTONES | Greystones [T41,T42] | FASSAROE |  | 53.1054 | -6.1976
162413 | MV/LV Substation BR***413 |  | 10 kV | _ | LV | 50 kVA :Pole Substation | 0.05 | --> | 0.05 | 0.036 | 7.25 |  | --> | 0.048 | 0 | 0 | 0 | 0 | Constrained, otherwise capacity available =46 kW | --> | C18 ex CONVOY | Convoy [T41,T42] | LETTERKENNY |  | 54.8696 | -7.5486
151771X | MV/LV Substation FE***771X |  | 20 kV | _ | LV | 100 kVA :Pole Substation | 0.1 | --> | 0.1 | 0 | 0 | Constrained, otherwise capacity available =100 kVA | --> | 0.095 | 0 | 0 | 0.095 | 0 |  | --> | E17 ex BRUFF | Bruff [T42,T421] | LIMERICK |  | 52.5524 | -8.555
061331X | MV/LV Substation BO***331X |  | 10 kV | _ | LV | 50 kVA :Pole Substation | 0.05 | --> | 0.05 | 0.028 | 2.04 |  | --> | 0.048 | 0 | 0.014 | 0 | 0 | Constrained, otherwise capacity available =34 kW | --> | C12 ex BALLYBAY | Ballybay [T41,T42] | LISDRUM |  | 54.1155 | -7.0189
0714035 | MV/LV Substation BA***4035 |  | 10 kV | _ | LV | 400 kVA :Kiosk Substation | 0.4 | --> | 0.4 | 0.374 | 5.58 |  | --> | 0.38 | 0 | 0.005 | 0.373 | 0 |  | --> | C11 ex KILCOOLE | Kilcoole [T41,T42] | FASSAROE |  | 53.0868 | -6.1153
293385Y | MV/LV Substation BA***385Y |  | 20 kV | _ | LV | 100 kVA :Pole Substation | 0.1 | --> | 0.1 | 0.042 | 0.43 |  | --> | 0.095 | 0 | 0.039 | 0 | 0 | Constrained, otherwise capacity available =58 kW | --> | E15 ex TULLOW | Tullow [T421,T422] | CARLOW |  | 52.8061 | -6.7432
067473Y | MV/LV Substation JA***473Y |  | 10 kV | _ | LV | 400 kVA :Building Structure | 0.4 | --> | 0.4 | 0 | 0 | Constrained, otherwise capacity available =233 kVA | --> | 0.38 | 0 | 0 | 0 | 0 | Constrained, otherwise capacity available =356 kW | --> | C11 ex CORBALLY | Corbally [T41,T42] | ARDNACRUSHA |  | 52.6713 | -8.6158
0144256 | MV/LV Substation M9***4256 |  | 20 kV | _ | LV | 1000 kVA :Building Structure | 1 | --> | 1 | 0.5 | 0.63 | Constrained, otherwise capacity available =880 kVA | --> | 0.95 | 0 | 0 | 0 | 0 | Constrained, otherwise capacity available =934 kW | --> | E12 ex KILCULLEN | Kilcullen [T41,T42,T424] | STRATFORD |  | 53.0878 | -6.7545
167461Z | MV/LV Substation CL***461Z |  | 20 kV | _ | LV | 200 kVA :Kiosk Substation | 0.2 | --> | 0.2 | 0 | 0 | Constrained, otherwise capacity available =163 kVA | --> | 0.19 | 0 | 0.017 | 0 | 0 | Constrained, otherwise capacity available =172 kW | --> | E11 ex WHITECHURCH | Whitechurch [T421,T422] | KILBARRY |  | 52.0444 | -8.7214
028047 | MV/LV Substation BA***047 |  | 10 kV | _ | LV | 50 kVA :Pole Substation | 0.05 | --> | 0.05 | 0 | 0 | Constrained, otherwise capacity available =32 kVA | --> | 0.048 | 0 | 0.012 | 0 | 0 | Constrained, otherwise capacity available =36 kW | --> | C13 ex COW CROSS |  |  |  | 51.8599 | -8.3059
081406Z | MV/LV Substation HO***406Z |  | 10 kV | _ | LV | 200 kVA :Kiosk Substation | 0.2 | --> | 0.2 | 0 | 0 | Constrained, otherwise capacity available =136 kVA | --> | 0.19 | 0 | 0 | 0 | 0 | Constrained, otherwise capacity available =181 kW | --> | C11 ex PALMERSTOWN | Palmerstown [T41,T42] | FINGLAS |  | 53.3574 | -6.3565
0154228 | MV/LV Substation TH***4228 |  | 10 kV | _ | LV | 400 kVA :Kiosk Substation | 0.4 | --> | 0.4 | 0 | 0 | Constrained, otherwise capacity available =330 kVA | --> | 0.38 | 0 | 0.13 | 0 | 0 | Constrained, otherwise capacity available =274 kW | --> | C17 ex NAAS | Naas [T41,T42] | KILTEEL |  | 53.211 | -6.6749
064934 | MV/LV Substation NI***934 |  | 20 kV | _ | LV | 50 kVA :Pole Substation | 0.05 | --> | 0.05 | 0 | 0 | Constrained, otherwise capacity available =41 kVA | --> | 0.048 | 0 | 0 | 0 | 0 | Constrained, otherwise capacity available =46 kW | --> | E17 ex JULIANSTOWN | Julianstown [T421,T422] | DRYBRIDGE |  | 53.6789 | -6.2565
153331 | MV/LV Substation MA***331 |  | 20 kV | _ | LV | 100 kVA :Pole Substation | 0.1 | --> | 0.1 | 0 | 0 | Constrained, otherwise capacity available =87 kVA | --> | 0.095 | 0 | 0.006 | 0 | 0 | Constrained, otherwise capacity available =89 kW | --> | E17 ex BIRDHILL | Birdhill [T421,T422] | ARDNACRUSHA |  | 52.812 | -8.444
281060X | MV/LV Substation BO***060X |  | 10 kV | _ | LV | 400 kVA :Building Structure | 0.4 | --> | 0.4 | 0 | 0 |  | --> | 0.38 | 0 | 0 | 0 | 0 | Constrained, otherwise capacity available =226 kW | --> | C24 ex DENNEHYS CROSS | Dennehys Cross [T41,T42] | TRABEG |  | 51.8918 | -8.4986
210147Y | MV/LV Substation BE***147Y |  | 10 kV | _ | LV | 200 kVA :Pole Substation | 0.2 | --> | 0.2 | 0 | 0 | Constrained, otherwise capacity available =188 kVA | --> | 0.19 | 0 | 0 | 0 | 0 | Constrained, otherwise capacity available =188 kW | --> | C21 ex CARRICKMACROSS | Carrickmacross [T41,T42] | MEATH HILL |  | 53.9761 | -6.7224
005013X | MV/LV Substation CL***013X |  | 10 kV | _ | LV | 400 kVA :Kiosk Substation | 0.4 | --> | 0.4 | 0 | 0 | Constrained, otherwise capacity available =65 kVA | --> | 0.38 | 0 | 0 | 0 | 0 | Constrained, otherwise capacity available =339 kW | --> | C14 ex GARDEN CITY | Garden City [T41,T42] | ARKLOW |  | 52.6808 | -6.278
503824 | MV/LV Substation HA***824 |  | 20 kV | _ | LV | 100 kVA :Pole Substation | 0.1 | --> | 0.1 | 0.096 | 1.69 |  | --> | 0.095 | 0 | 0 | 0 | 0 | Constrained, otherwise capacity available =94 kW | --> | C18 ex NEWTOWNCUNNINGHAM | Newtowncunningham [T41,T42] | LETTERKENNY |  | 55.0397 | -7.4175
111762X | MV/LV Substation CO***762X |  | 20 kV | _ | LV | 100 kVA :Pole Substation | 0.1 | --> | 0.1 | 0 | 0 | Constrained, otherwise capacity available =68 kVA | --> | 0.095 | 0 | 0.026 | 0 | 0 | Constrained, otherwise capacity available =71 kW | --> | E11 ex BALLYDEHOB | Ballydehob [T421] | DUNMANWAY |  | 51.5335 | -9.5424
068371 | MV/LV Substation GR***371 |  | 10 kV | _ | LV | 630 kVA :Kiosk Substation | 0.63 | --> | 0.63 | 0.442 | 1.86 |  | --> | 0.598 | 0 | 0.031 | 0.5 | 0 |  | --> | C20 ex FAIRVIEW | Fairview [T41] | MCDERMOTT |  | 53.3726 | -6.2409
349063 | MV/LV Substation AI***063 |  | 10 kV | _ | LV | 100 kVA :Pole Substation | 0.1 | --> | 0.1 | 0.004 | 2.35 |  | --> | 0.095 | 0 | 0 | 0 | 0 | Constrained, otherwise capacity available =81 kW | --> | C15 ex KILTIMAGH | Kiltimagh [T41] | CASTLEBAR |  | 53.8535 | -8.9971
125737 | MV/LV Substation FE***737 |  | 10 kV | _ | LV | 400 kVA :Kiosk Substation | 0.4 | --> | 0.4 | 0 | 0 | Constrained, otherwise capacity available =331 kVA | --> | 0.38 | 0 | 0.02 | 0 | 0 | Constrained, otherwise capacity available =356 kW | --> | C16 ex CLOONLOUGH | Cloonlough [T41,T42] | BARRYMORE |  | 52.2598 | -8.2763
0134062 | MV/LV Substation CL***4062 |  | 20 kV | _ | LV | 50 kVA :Pole Substation | 0.05 | --> | 0.05 | 0.05 | 0.12 |  | --> | 0.048 | 0 | 0 | 0.048 | 0 |  | --> | E62 ex ATHY | Athy [T101,T102] | ATHY |  | 53.0241 | -6.9638
3774087 | MV/LV Substation CR***4087 |  | 20 kV | _ | LV | 50 kVA :Pole Substation | 0.05 | --> | 0.05 | 0 | 0 | Constrained, otherwise capacity available =48 kVA | --> | 0.048 | 0 | 0.006 | 0 | 0 | Constrained, otherwise capacity available =43 kW | --> | E12 ex GURRANEBANE | Gurranebane [T421,T422] | OUGHTRAGH |  | 52.127 | -9.8964
005552 | MV/LV Substation BA***552 |  | 10 kV | _ | LV | 50 kVA :Pole Substation | 0.05 | --> | 0.05 | 0 | 0 | Constrained, otherwise capacity available =24 kVA | --> | 0.048 | 0 | 0.015 | 0 | 0 | Constrained, otherwise capacity available =33 kW | --> | C11 ex GARDEN CITY | Garden City [T41,T42] | ARKLOW |  | 52.6798 | -6.2095
068849 | MV/LV Substation N.***849 |  | 10 kV | _ | LV | 630 kVA :Building Structure | 0.63 | --> | 0.63 | 0.5 | 1.37 |  | --> | 0.598 | 0 | 0 | 0.5 | 0 |  | --> | C13 ex SOUTH KING STREET | South King Street [T41,T42] | FRANCIS STREET |  | 53.3439 | -6.2609
021661X | MV/LV Substation TI***661X |  | 20 kV | _ | LV | 50 kVA :Pole Substation | 0.05 | --> | 0.05 | 0 | 0 | Constrained, otherwise capacity available =21 kVA | --> | 0.048 | 0 | 0.005 | 0.04 | 0 |  | --> | C11 ex RIVERSTOWN | Riverstown [T41,T42] | KILBARRY |  | 52.0138 | -8.3424
067602Y | MV/LV Substation BA***602Y |  | 10 kV | _ | LV | 200 kVA :Kiosk Substation | 0.2 | --> | 0.2 | 0 | 0 | Constrained, otherwise capacity available =184 kVA | --> | 0.19 | 0 | 0 | 0.188 | 0 |  | --> | C11 ex GARRYOWEN | Garryowen [T41,T42] | LIMERICK |  | 52.6492 | -8.5934
119064Y | MV/LV Substation EG***064Y |  | 10 kV | _ | LV | 400 kVA :Kiosk Substation | 0.4 | --> | 0.4 | 0 | 0 | Constrained, otherwise capacity available =368 kVA | --> | 0.38 | 0 | 0 | 0 | 0 | Constrained, otherwise capacity available =376 kW | --> | C12 ex KANTURK | Kanturk [T41,T42] | GLENLARA |  | 52.1787 | -8.9056
028032 | MV/LV Substation RU***032 |  | 10 kV | _ | LV | 400 kVA :Kiosk Substation | 0.4 | --> | 0.4 | 0.281 | 19.7 |  | --> | 0.38 | 0 | 0.024 | 0.346 | 0 |  | --> | C12 ex COW CROSS | Cow Cross [T102,T41] | COW CROSS |  | 51.8515 | -8.3135
059013 | MV/LV Substation BA***013 |  | 10 kV | _ | LV | 630 kVA :Building Structure | 0.63 | --> | 0.63 | 0 | 0 |  | --> | 0.598 | 0 | 0 | 0 | 0 | Constrained, otherwise capacity available =437 kW | --> | C18 ex CAVAN | Cavan [T42,T421] | SHANKILL |  | 53.9947 | -7.3694
2504116 | MV/LV Substation LI***4116 |  | 20 kV | _ | LV | 630 kVA :Kiosk Substation | 0.63 | --> | 0.63 | 0.5 | 1.26 |  | --> | 0.598 | 0 | 0 | 0 | 0 | Constrained, otherwise capacity available =598 kW | --> | E16 ex BALLYCROSSAUN | Ballycrossaun [T421,T422] | SOMERSET |  | 53.0941 | -8.2096
025149 | MV/LV Substation MT***149 |  | 10 kV | _ | LV | 50 kVA :Pole Substation | 0.05 | --> | 0.05 | 0 | 0 | Constrained, otherwise capacity available =45 kVA | --> | 0.048 | 0 | 0 | 0 | 0 | Constrained, otherwise capacity available =47 kW | --> | C17 ex KILMALLOCK | Kilmallock [T41,T42] | CHARLEVILLE |  | 52.42 | -8.5782
058550Y | MV/LV Substation B/***550Y |  | 20 kV | _ | LV | 200 kVA :Building Structure | 0.2 | --> | 0.2 | 0 | 0 | Constrained, otherwise capacity available =191 kVA | --> | 0.19 | 0 | 0 | 0 | 0 | Constrained, otherwise capacity available =189 kW | --> | C17 ex KYLEERAGH | Kyleeragh [T41,T42] | NENAGH |  | 52.9973 | -8.1277
093271Z | MV/LV Substation EL***271Z |  | 10 kV | _ | LV | 630 kVA :Kiosk Substation | 0.63 | --> | 0.63 | 0.459 | 12.96 |  | --> | 0.598 | 0 | 0.038 | 0.5 | 0 |  | --> | C20 ex ARTANE | Artane [T101,T102] | FINGLAS |  | 53.3819 | -6.226
007438 | MV/LV Substation CR***438 |  | 20 kV | _ | LV | 50 kVA :Pole Substation | 0.05 | --> | 0.05 | 0.031 | 0.14 |  | --> | 0.048 | 0 | 0.015 | 0 | 0 | Constrained, otherwise capacity available =34 kW | --> | C12 ex CARRIGLAWN | Carriglawn [T41,T42] | WEXFORD |  | 52.3506 | -6.461
1564275 | MV/LV Substation PR***4275 |  | 20 kV | _ | LV | 50 kVA :Pole Substation | 0.05 | --> | 0.05 | 0 | 0 | Constrained, otherwise capacity available =47 kVA | --> | 0.048 | 0 | 0 | 0 | 0 | Constrained, otherwise capacity available =47 kW | --> | C17 ex CLONES | Clones [T41,T42] | SHANKILL |  | 54.226 | -7.0654
154502 | MV/LV Substation MU***502 |  | 10 kV | _ | LV | 630 kVA :Kiosk Substation | 0.63 | --> | 0.63 | 0 | 0 | Constrained, otherwise capacity available =590 kVA | --> | 0.598 | 0 | 0.01 | 0 | 0 | Constrained, otherwise capacity available =586 kW | --> | C24 ex BALLYCOOLIN | Ballycoolin [T41,T42,T43] | FINGLAS |  | 53.4011 | -6.3982
237855 | MV/LV Substation F.***855 |  | 20 kV | _ | LV | 200 kVA :Pole Substation | 0.2 | --> | 0.2 | 0 | 0 | Constrained, otherwise capacity available =144 kVA | --> | 0.19 | 0 | 0 | 0 | 0 | Constrained, otherwise capacity available =182 kW | --> | C12 ex DUNLEER | Dunleer [T41,T42] | DRYBRIDGE |  | 53.7922 | -6.2361
009388Y | MV/LV Substation PE***388Y |  | 10 kV | _ | LV | 200 kVA :Kiosk Substation | 0.2 | --> | 0.2 | 0.186 | 3.82 |  | --> | 0.19 | 0 | 0 | 0 | 0 | Constrained, otherwise capacity available =188 kW | --> | C13 ex WATERFORD | Waterford [T41,T42] | WATERFORD |  | 52.2627 | -7.1187
069622 | MV/LV Substation GR***622 |  | 10 kV | _ | LV | 630 kVA :Kiosk Substation | 0.63 | --> | 0.63 | 0.5 | 0.98 |  | --> | 0.598 | 0 | 0 | 0.5 | 0 |  | --> | C15 ex LEESON STREET | Leeson Street [T41,T42] | MILLTOWN (DR) |  | 53.3295 | -6.2662
026995 | MV/LV Substation TU***995 |  | 10 kV | _ | LV | 50 kVA :Pole Substation | 0.05 | --> | 0.05 | 0 | 0 | Constrained, otherwise capacity available =32 kVA | --> | 0.048 | 0 | 0 | 0 | 0 | Constrained, otherwise capacity available =45 kW | --> | C12 ex TIMOLEAGUE | Timoleague [T41] | BANDON |  | 51.6942 | -8.7389
053003 | MV/LV Substation GR***003 |  | 10 kV | _ | LV | 630 kVA :Kiosk Substation | 0.63 | --> | 0.63 | 0 | 0 | Constrained, otherwise capacity available =375 kVA | --> | 0.598 | 0 | 0.01 | 0.5 | 0 |  | --> | C19 ex CLONMINCH | Clonminch [T41,T422] | THORNSBERRY |  | 53.277 | -7.4886
2884173 | MV/LV Substation WO***4173 |  | 10 kV | _ | LV | 630 kVA :Kiosk Substation | 0.63 | --> | 0.63 | 0.041 | 0.04 | Constrained, otherwise capacity available =630 kVA | --> | 0.598 | 0 | 0 | 0.5 | 0 |  | --> | C11 ex LITTLE BRAY | Little Bray [T41,T42] | FASSAROE |  | 53.2181 | -6.1136
056939X | MV/LV Substation BA***939X |  | 20 kV | _ | LV | 50 kVA :Pole Substation | 0.05 | --> | 0.05 | 0.045 | 0.89 |  | --> | 0.048 | 0 | 0 | 0 | 0 | Constrained, otherwise capacity available =47 kW | --> | E12 ex BIRR | Birr [T41,T422] | DALLOW |  | 53.0872 | -7.7245
265989 | MV/LV Substation BA***989 |  | 20 kV | _ | LV | 50 kVA :Pole Substation | 0.05 | --> | 0.05 | 0.049 | 0.07 |  | --> | 0.048 | 0 | 0 | 0 | 0 | Constrained, otherwise capacity available =47 kW | --> | E17 ex BALLYCONNELL | Ballyconnell [T421,T422] | GORTAWEE |  | 54.1204 | -7.6716
288173X | MV/LV Substation WY***173X |  | 10 kV | _ | LV | 1000 kVA :Building Structure | 1 | --> | 1 | 0.5 | 19.52 |  | --> | 0.95 | 0 | 0 | 0.5 | 0 |  | --> | C30 ex TANEY | Taney [T101,T102] | CARRICKMINES |  | 53.2814 | -6.2421
0494584 | MV/LV Substation LI***4584 |  | 10 kV | _ | LV | 630 kVA :Building Structure | 0.63 | --> | 0.63 | 0.5 | 2.8 |  | --> | 0.598 | 0 | 0 | 0 | 0 | Constrained, otherwise capacity available =586 kW | --> | C19 ex GLEBE | Glebe [T41,T42] | RICHMOND |  | 53.7263 | -7.7925
067243Y | MV/LV Substation FI***243Y |  | 10 kV | _ | LV | 200 kVA :Pole Substation | 0.2 | --> | 0.2 | 0 | 0 | Constrained, otherwise capacity available =154 kVA | --> | 0.19 | 0 | 0.021 | 0.168 | 0 |  | --> | C11 ex GARRYOWEN | Garryowen [T41,T42] | LIMERICK |  | 52.6499 | -8.5929
0824466 | MV/LV Substation CL***4466 |  | 10 kV | _ | LV | 400 kVA :Kiosk Substation | 0.4 | --> | 0.4 | 0.339 | 2.01 |  | --> | 0.38 | 0 | 0.036 | 0 | 0 | Constrained, otherwise capacity available =345 kW | --> | C12 ex ABBEYLAND | Abbeyland [T41,T42] | NAVAN |  | 53.6686 | -6.6902
005495X | MV/LV Substation WE***495X |  | 10 kV | _ | LV | 400 kVA :Kiosk Substation | 0.4 | --> | 0.4 | 0 | 0 |  | --> | 0.38 | 0 | 0.011 | 0 | 0 | Constrained, otherwise capacity available =256 kW | --> | C14 ex GARDEN CITY | Garden City [T41,T42] | ARKLOW |  | 52.6804 | -6.276
156112Z | MV/LV Substation MO***112Z |  | 10 kV | _ | LV | 200 kVA :Kiosk Substation | 0.2 | --> | 0.2 | 0.152 | 2.47 |  | --> | 0.19 | 0 | 0.014 | 0 | 0 | Constrained, otherwise capacity available =173 kW | --> | E21 ex TELAYDON | Telaydon [T42,T421] | LISDRUM |  | 54.261 | -6.9629
068243X | MV/LV Substation TO***243X |  | 10 kV | _ | LV | 630 kVA :Building Structure | 0.63 | --> | 0.63 | 0.5 | 6.65 |  | --> | 0.598 | 0 | 0 | 0.5 | 0 |  | --> | C12 ex EAST WALL ROAD | East Wall Road [T41,T42] | MCDERMOTT |  | 53.3536 | -6.2165
0714051 | MV/LV Substation KI***4051 |  | 10 kV | _ | LV | 200 kVA :Kiosk Substation | 0.2 | --> | 0.2 | 0 | 0 | Constrained, otherwise capacity available =191 kVA | --> | 0.19 | 0 | 0 | 0.189 | 0 |  | --> | C14 ex GREYSTONES | Greystones [T41,T42] | FASSAROE |  | 53.1602 | -6.1288
064340Y | MV/LV Substation ST***340Y |  | 20 kV | _ | LV | 50 kVA :Pole Substation | 0.05 | --> | 0.05 | 0 | 0 | Constrained, otherwise capacity available =37 kVA | --> | 0.048 | 0 | 0 | 0 | 0 | Constrained, otherwise capacity available =46 kW | --> | E15 ex DULEEK | Duleek [T421,T422] | DRYBRIDGE |  | 53.657 | -6.4148
160678Y | MV/LV Substation AS***678Y |  | 10 kV | _ | LV | 200 kVA :Kiosk Substation | 0.2 | --> | 0.2 | 0 | 0 | Constrained, otherwise capacity available =117 kVA | --> | 0.19 | 0 | 0.026 | 0 | 0 | Constrained, otherwise capacity available =159 kW | --> | C14 ex PORTLAOISE | Portlaoise [T41,T42] | PORTLAOISE |  | 53.0474 | -7.277
069763 | MV/LV Substation CR***763 |  | 10 kV | _ | LV | 630 kVA :Kiosk Substation | 0.63 | --> | 0.63 | 0.316 | 9.28 |  | --> | 0.598 | 0 | 0.019 | 0.5 | 0 |  | --> | C14 ex PEMBROKE | Pembroke [T41,T42,T43,T44] | RINGSEND |  | 53.3368 | -6.2376
067096Z | MV/LV Substation EM***096Z |  | 10 kV | _ | LV | 50 kVA :Building Structure | 0.05 | --> | 0.05 | 0 | 0 | Constrained, otherwise capacity available =44 kVA | --> | 0.048 | 0 | 0 | 0.047 | 0 |  | --> | C16 ex RAHEEN | Raheen [T41,T42] | LIMERICK |  | 52.6201 | -8.655
0194161 | MV/LV Substation TH***4161 |  | 10 kV | _ | LV | 630 kVA :Kiosk Substation | 0.63 | --> | 0.63 | 0.5 | 1.54 |  | --> | 0.598 | 0 | 0 | 0 | 0 | Constrained, otherwise capacity available =598 kW | --> | C11 ex BALLYARD | Ballyard [T41,T42] | TRALEE |  | 52.2648 | -9.7067
069157 | MV/LV Substation IR***157 |  | 10 kV | _ | LV | 630 kVA :Building Structure | 0.63 | --> | 0.63 | 0.5 | 0.98 |  | --> | 0.598 | 0 | 0 | 0.5 | 0 |  | --> | C23 ex LEESON STREET | Leeson Street [T41,T42] | MILLTOWN (DR) |  | 53.3328 | -6.2475
010467X | MV/LV Substation BA***467X |  | 20 kV | _ | LV | 50 kVA :Pole Substation | 0.05 | --> | 0.05 | 0 | 0 | Constrained, otherwise capacity available =46 kVA | --> | 0.048 | 0 | 0 | 0 | 0 | Constrained, otherwise capacity available =47 kW | --> | E11 ex BALLYHALE | Ballyhale [T42,T421] | KILKENNY |  | 52.5274 | -7.1802
2544113 | MV/LV Substation AL***4113 |  | 10 kV | _ | LV | 400 kVA :Kiosk Substation | 0.4 | --> | 0.4 | 0 | 0 | Constrained, otherwise capacity available =352 kVA | --> | 0.38 | 0 | 0 | 0 | 0 | Constrained, otherwise capacity available =373 kW | --> | C13 ex TUAM SOUTH | Tuam South [T42] | CLOON |  | 53.516 | -8.854
060404X | MV/LV Substation SC***404X |  | 20 kV | _ | LV | 50 kVA :Pole Substation | 0.05 | --> | 0.05 | 0 | 0 | Constrained, otherwise capacity available =49 kVA | --> | 0.048 | 0 | 0 | 0 | 0 | Constrained, otherwise capacity available =47 kW | --> | C18 ex CLONES | Clones [T41,T42] | SHANKILL |  | 54.1241 | -7.251
281152Z | MV/LV Substation OM***152Z |  | 10 kV | _ | LV | 630 kVA :Building Structure | 0.63 | --> | 0.63 | 0.448 | 5.49 |  | --> | 0.598 | 0 | 0 | 0.5 | 0 |  | --> | C22 ex TRABEG | Trabeg [T101,T102] | TRABEG |  | 51.8492 | -8.4858
084107X | MV/LV Substation BA***107X |  | 20 kV | _ | LV | 100 kVA :Pole Substation | 0.1 | --> | 0.1 | 0 | 0 | Constrained, otherwise capacity available =82 kVA | --> | 0.095 | 0 | 0.035 | 0 | 0 | Constrained, otherwise capacity available =67 kW | --> | E11 ex KILCOLGAN | Kilcolgan [T42,T421] | GALWAY 110KV |  | 53.1896 | -8.9114
038954X | MV/LV Substation BA***954X |  | 10 kV | _ | LV | 50 kVA :Pole Substation | 0.05 | --> | 0.05 | 0 | 0 | Constrained, otherwise capacity available =46 kVA | --> | 0.048 | 0 | 0 | 0 | 0 | Constrained, otherwise capacity available =47 kW | --> | C18 ex GORT | Gort [T41,T42] | ENNIS |  | 53.0452 | -8.8394
029108 | MV/LV Substation KN***108 |  | 10 kV | _ | LV | 200 kVA :Building Structure | 0.2 | --> | 0.2 | 0 | 0 | Constrained, otherwise capacity available =200 kVA | --> | 0.19 | 0 | 0 | 0.19 | 0 |  | --> | C19 ex MIDLETON | Midleton [T101,T102] | MIDLETON |  | 51.9183 | -8.1944
125753 | MV/LV Substation BR***753 |  | 10 kV | _ | LV | 200 kVA :Pole Substation | 0.2 | --> | 0.2 | 0.122 | 0.22 |  | --> | 0.19 | 0 | 0.008 | 0 | 0 | Constrained, otherwise capacity available =173 kW | --> | C11 ex KILSHANNY | Kilshanny [T41,T42] | CAHIR |  | 52.2672 | -8.2624
033851X | MV/LV Substation CA***851X |  | 20 kV | _ | LV | 200 kVA :Pole Substation | 0.2 | --> | 0.2 | 0 | 0 | Constrained, otherwise capacity available =121 kVA | --> | 0.19 | 0 | 0 | 0 | 0 | Constrained, otherwise capacity available =179 kW | --> | C18 ex DEERPARK | Deerpark [T41,T42] | BALLYDINE |  | 52.3968 | -7.3414
1964102 | MV/LV Substation MO***4102 |  | 20 kV | _ | LV | 50 kVA :Pole Substation | 0.05 | --> | 0.05 | 0.049 | 1.34 |  | --> | 0.048 | 0 | 0 | 0 | 0 | Constrained, otherwise capacity available =47 kW | --> | E23 ex ATHBOY | Athboy [T423] | NAVAN |  | 53.5248 | -6.8994
081586X | MV/LV Substation KI***586X |  | 10 kV | _ | LV | 630 kVA :Kiosk Substation | 0.63 | --> | 0.63 | 0 | 0 | Constrained, otherwise capacity available =560 kVA | --> | 0.598 | 0 | 0 | 0.5 | 0 |  | --> | C14 ex INCHICORE NORTH | Inchicore North [T41] | INCHICORE 220KV |  | 53.3472 | -6.3416
062192 | MV/LV Substation DR***192 |  | 10 kV | _ | LV | 50 kVA :Pole Substation | 0.05 | --> | 0.05 | 0.037 | 1.03 |  | --> | 0.048 | 0 | 0 | 0 | 0 | Constrained, otherwise capacity available =46 kW | --> | C18 ex LITTLE MILLS | Little Mills [T41] | DUNDALK |  | 53.9185 | -6.4013
064706Y | MV/LV Substation VI***706Y |  | 20 kV | _ | LV | 400 kVA :Kiosk Substation | 0.4 | --> | 0.4 | 0 | 0 | Constrained, otherwise capacity available =329 kVA | --> | 0.38 | 0 | 0.019 | 0 | 0 | Constrained, otherwise capacity available =356 kW | --> | E17 ex JULIANSTOWN | Julianstown [T421,T422] | DRYBRIDGE |  | 53.7031 | -6.2565
251235X | MV/LV Substation CL***235X |  | 10 kV | _ | LV | 400 kVA :Building Structure | 0.4 | --> | 0.4 | 0 | 0 | Constrained, otherwise capacity available =337 kVA | --> | 0.38 | 0 | 0 | 0 | 0 | Constrained, otherwise capacity available =376 kW | --> | C28 ex CLAREGALWAY | Claregalway [T42,T421] | GALWAY 110KV |  | 53.3438 | -8.9437
011639Y | MV/LV Substation BA***639Y |  | 10 kV | _ | LV | 50 kVA :Pole Substation | 0.05 | --> | 0.05 | 0 | 0 | Constrained, otherwise capacity available =39 kVA | --> | 0.048 | 0 | 0 | 0 | 0 | Constrained, otherwise capacity available =46 kW | --> | C14 ex GORESBRIDGE | Goresbridge [T41,T42] | KILKENNY |  | 52.6228 | -6.9672
009454Y | MV/LV Substation GA***454Y |  | 10 kV | _ | LV | 200 kVA :Kiosk Substation | 0.2 | --> | 0.2 | 0 | 0 | Constrained, otherwise capacity available =180 kVA | --> | 0.19 | 0 | 0.014 | 0 | 0 | Constrained, otherwise capacity available =177 kW | --> | E12 ex KILCARRAGH | Kilcarragh [T421,T422] | BUTLERSTOWN |  | 52.2386 | -7.0666
281850Z | MV/LV Substation EL***850Z |  | 10 kV | _ | LV | 400 kVA :Kiosk Substation | 0.4 | --> | 0.4 | 0 | 0 | Constrained, otherwise capacity available =346 kVA | --> | 0.38 | 0 | 0.003 | 0 | 0 | Constrained, otherwise capacity available =370 kW | --> | C21 ex DOUGLAS | Douglas [T41,T42] | TRABEG |  | 51.8726 | -8.4173
288088 | MV/LV Substation OL***088 |  | 10 kV | _ | LV | 200 kVA :Pole Substation | 0.2 | --> | 0.2 | 0.041 | 0.04 | Constrained, otherwise capacity available =136 kVA | --> | 0.19 | 0 | 0 | 0.181 | 0 |  | --> | C16 ex LITTLE BRAY | Little Bray [T41,T42] | FASSAROE |  | 53.2178 | -6.1371
022766X | MV/LV Substation MO***766X |  | 10 kV | _ | LV | 200 kVA :Pole Substation | 0.2 | --> | 0.2 | 0.079 | 2.24 |  | --> | 0.19 | 0 | 0 | 0 | 0 | Constrained, otherwise capacity available =189 kW | --> | C13 ex CASTLETOWNROCHE | Castletownroche [T41] | MALLOW |  | 52.1615 | -8.5048
281015Y | MV/LV Substation PI***015Y |  | 10 kV | _ | LV | 400 kVA :Kiosk Substation | 0.4 | --> | 0.4 | 0.215 | 4.67 |  | --> | 0.38 | 0 | 0.036 | 0.327 | 0 |  | --> | C28 ex CENTRE PARK ROAD | Marina [T105,T106] | MARINA |  | 51.8894 | -8.4479
062016Y | MV/LV Substation WO***016Y |  | 10 kV | _ | LV | 200 kVA :Kiosk Substation | 0.2 | --> | 0.2 | 0.126 | 3.12 |  | --> | 0.19 | 0 | 0.018 | 0 | 0 | Constrained, otherwise capacity available =166 kW | --> | C12 ex MARSHES | Marshes [T41,T42] | DUNDALK |  | 53.9909 | -6.3914
052899Y | MV/LV Substation MC***899Y |  | 10 kV | _ | LV | 630 kVA :Building Structure | 0.63 | --> | 0.63 | 0.488 | 10.9 |  | --> | 0.598 | 0 | 0 | 0.5 | 0 |  | --> | C12 ex MULLINGAR | Mullingar [T101,T102] | MULLINGAR |  | 53.5255 | -7.3394
022430X | MV/LV Substation OL***430X |  | 10 kV | _ | LV | 50 kVA :Pole Substation | 0.05 | --> | 0.05 | 0.05 | 4.55 |  | --> | 0.048 | 0 | 0 | 0 | 0 | Constrained, otherwise capacity available =48 kW | --> | C17 ex MALLOW | Mallow [T41,T42] | MALLOW |  | 52.1485 | -8.6173
162603 | MV/LV Substation GR***603 |  | 20 kV | _ | LV | 200 kVA :Pole Substation | 0.2 | --> | 0.2 | 0.132 | 0.25 |  | --> | 0.19 | 0 | 0.01 | 0 | 0 | Constrained, otherwise capacity available =173 kW | --> | C12 ex ROSSGEIR | Rossgeir [T41,T42] | LETTERKENNY |  | 54.8016 | -7.5983
008389 | MV/LV Substation RA***389 |  | 10 kV | _ | LV | 100 kVA :Pole Substation | 0.1 | --> | 0.1 | 0.01 | 0.2 |  | --> | 0.095 | 0 | 0.01 | 0 | 0 | Constrained, otherwise capacity available =77 kW | --> | E16 ex BEALISTOWN | Bealistown [T421,T422] | GREAT ISLAND |  | 52.2463 | -6.9201
081006 | MV/LV Substation CH***006 |  | 10 kV | _ | LV | 400 kVA :Kiosk Substation | 0.4 | --> | 0.4 | 0 | 0 | Constrained, otherwise capacity available =302 kVA | --> | 0.38 | 0 | 0.01 | 0.359 | 0 |  | --> | C14 ex INCHICORE NORTH | Inchicore North [T41] | INCHICORE 220KV |  | 53.3481 | -6.3428
142644X | MV/LV Substation MO***644X |  | 10 kV | _ | LV | 50 kVA :Pole Substation | 0.05 | --> | 0.05 | 0 | 0 | Constrained, otherwise capacity available =43 kVA | --> | 0.048 | 0 | 0.005 | 0 | 0 | Constrained, otherwise capacity available =43 kW | --> | C16 ex ATHENRY | Athenry [T41,T42] | GALWAY 110KV |  | 53.3082 | -8.7668
059601Y | MV/LV Substation RE***601Y |  | 20 kV | _ | LV | 200 kVA :Kiosk Substation | 0.2 | --> | 0.2 | 0 | 0 | Constrained, otherwise capacity available =189 kVA | --> | 0.19 | 0 | 0 | 0 | 0 | Constrained, otherwise capacity available =188 kW | --> | E11 ex CAVAN | Cavan [T42,T421] | SHANKILL |  | 54.0266 | -7.3389
001099 | MV/LV Substation RO***099 |  | 10 kV | _ | LV | 400 kVA :Kiosk Substation | 0.4 | --> | 0.4 | 0.277 | 0.86 |  | --> | 0.38 | 0 | 0.066 | 0.314 | 0 |  | --> | C19 ex BELFIELD | Belfield [T41,T42] | BLACKROCK |  | 53.3022 | -6.228
005243 | MV/LV Substation KI***243 |  | 10 kV | _ | LV | 200 kVA :Pole Substation | 0.2 | --> | 0.2 | 0 | 0 | Constrained, otherwise capacity available =182 kVA | --> | 0.19 | 0 | 0 | 0 | 0 | Constrained, otherwise capacity available =188 kW | --> | C11 ex GARDEN CITY | Garden City [T41,T42] | ARKLOW |  | 52.7097 | -6.1743
162624 | MV/LV Substation MA***624 |  | 10 kV | _ | LV | 200 kVA :Pole Substation | 0.2 | --> | 0.2 | 0.151 | 7.25 |  | --> | 0.19 | 0 | 0 | 0 | 0 | Constrained, otherwise capacity available =183 kW | --> | C18 ex CONVOY | Convoy [T41,T42] | LETTERKENNY |  | 54.8754 | -7.5948
023672Y | MV/LV Substation JA***672Y |  | 20 kV | _ | LV | 50 kVA :Pole Substation | 0.05 | --> | 0.05 | 0 | 0 | Constrained, otherwise capacity available =50 kVA | --> | 0.048 | 0 | 0 | 0 | 0 | Constrained, otherwise capacity available =48 kW | --> | C14 ex FERMOY NORTH | Fermoy North [T41,T42] | BARRYMORE |  | 52.1642 | -8.2964
377975 | MV/LV Substation KI***975 |  | 20 kV | _ | LV | 50 kVA :Pole Substation | 0.05 | --> | 0.05 | 0 | 0 | Constrained, otherwise capacity available =45 kVA | --> | 0.048 | 0 | 0.005 | 0 | 0 | Constrained, otherwise capacity available =43 kW | --> | E16 ex GURRANEBANE | Gurranebane [T421,T422] | OUGHTRAGH |  | 51.9047 | -10.0629
010865 | MV/LV Substation KI***865 |  | 20 kV | _ | LV | 400 kVA :Building Structure | 0.4 | --> | 0.4 | 0 | 0 | Constrained, otherwise capacity available =385 kVA | --> | 0.38 | 0 | 0.05 | 0 | 0 | Constrained, otherwise capacity available =341 kW | --> | E11 ex BALLYHALE | Ballyhale [T42,T421] | KILKENNY |  | 52.551 | -7.1206
011688Z | MV/LV Substation TK***688Z |  | 10 kV | _ | LV | 1000 kVA :Building Structure | 1 | --> | 1 | 0.5 | 5.05 |  | --> | 0.95 | 0 | 0 | 0 | 0 | Constrained, otherwise capacity available =922 kW | --> | C11 ex MCDONAGH | Mcdonagh [T41,T42] | KILKENNY |  | 52.6561 | -7.244
154324Y | MV/LV Substation MO***324Y |  | 10 kV | _ | LV | 400 kVA :Kiosk Substation | 0.4 | --> | 0.4 | 0 | 0 | Constrained, otherwise capacity available =332 kVA | --> | 0.38 | 0 | 0.036 | 0 | 0 | Constrained, otherwise capacity available =344 kW | --> | C21 ex MONEYCOOLEY | Moneycooley [T41,T42,T44] | GRIFFINRATH |  | 53.3899 | -6.6023
030308 | MV/LV Substation BA***308 |  | 10 kV | _ | LV | 50 kVA :Pole Substation | 0.05 | --> | 0.05 | 0 | 0 | Constrained, otherwise capacity available =25 kVA | --> | 0.048 | 0 | 0.025 | 0 | 0 | Constrained, otherwise capacity available =26 kW | --> | E19 ex FOXHOLE | Foxhole [T421,T422] | DUNGARVAN |  | 52.0683 | -7.9095
276780 | MV/LV Substation CA***780 |  | 10 kV | _ | LV | 400 kVA :Kiosk Substation | 0.4 | --> | 0.4 | 0.308 | 0.76 |  | --> | 0.38 | 0 | 0.01 | 0 | 0 | Constrained, otherwise capacity available =360 kW | --> | C18 ex WOODFORD | Woodford [T41,T42] | KNOCKEARAGH |  | 52.0507 | -9.514
1764237 | MV/LV Substation KI***4237 |  | 20 kV | _ | LV | 400 kVA :Building Structure | 0.4 | --> | 0.4 | 0.4 | 18.78 |  | --> | 0.38 | 0 | 0 | 0.38 | 0 |  | --> | E17 ex HARTNETTS CROSS | Hartnetts Cross [T121,T422] | HARTNETTS CROSS |  | 51.9154 | -9.0177
034193Y | MV/LV Substation IV***193Y |  | 10 kV | _ | LV | 200 kVA :Kiosk Substation | 0.2 | --> | 0.2 | 0.139 | 0.95 |  | --> | 0.19 | 0 | 0.005 | 0 | 0 | Constrained, otherwise capacity available =178 kW | --> | C18 ex SPA ROAD | Spa Road [T41,T42] | DOON |  | 52.3631 | -7.5748
050008Z | MV/LV Substation DR***008Z |  | 10 kV | _ | LV | 400 kVA :Kiosk Substation | 0.4 | --> | 0.4 | 0.254 | 6.49 |  | --> | 0.38 | 0 | 0.21 | 0 | 0 | Constrained, otherwise capacity available =204 kW | --> | C17 ex BUSHFIELD | Bushfield [T41,T42] | ATHLONE |  | 53.4356 | -7.9069
062592X | MV/LV Substation CL***592X |  | 10 kV | _ | LV | 200 kVA :Pole Substation | 0.2 | --> | 0.2 | 0.162 | 3.12 |  | --> | 0.19 | 0 | 0.02 | 0 | 0 | Constrained, otherwise capacity available =170 kW | --> | C21 ex MARSHES | Marshes [T41,T42] | DUNDALK |  | 53.9564 | -6.3959
027598X | MV/LV Substation CA***598X |  | 10 kV | _ | LV | 200 kVA :Pole Substation | 0.2 | --> | 0.2 | 0.141 | 7.79 |  | --> | 0.19 | 0 | 0.01 | 0 | 0 | Constrained, otherwise capacity available =174 kW | --> | C13 ex DUNMANWAY | Dunmanway [T422,T43] | DUNMANWAY |  | 51.7236 | -9.1149
009799Y | MV/LV Substation TH***799Y |  | 10 kV | _ | LV | 400 kVA :Kiosk Substation | 0.4 | --> | 0.4 | 0 | 0 | Constrained, otherwise capacity available =314 kVA | --> | 0.38 | 0 | 0.006 | 0 | 0 | Constrained, otherwise capacity available =364 kW | --> | E12 ex KILCARRAGH | Kilcarragh [T421,T422] | BUTLERSTOWN |  | 52.2363 | -7.0706
305623 | MV/LV Substation ME***623 |  | 10 kV | _ | LV | 50 kVA :Pole Substation | 0.05 | --> | 0.05 | 0.05 | 0.3 |  | --> | 0.048 | 0 | 0 | 0 | 0 | Constrained, otherwise capacity available =48 kW | --> | C18 ex BANAGHER | Banagher [T41,T42] | DALLOW |  | 53.1687 | -7.9393
0594113 | MV/LV Substation SC***4113 |  | 20 kV | _ | LV | 200 kVA :Pole Substation | 0.2 | --> | 0.2 | 0 | 0 | Constrained, otherwise capacity available =190 kVA | --> | 0.19 | 0 | 0 | 0 | 0 | Constrained, otherwise capacity available =189 kW | --> | E11 ex CAVAN | Cavan [T42,T421] | SHANKILL |  | 54.1273 | -7.3621
0294237 | MV/LV Substation BA***4237 |  | 10 kV | _ | LV | 50 kVA :Pole Substation | 0.05 | --> | 0.05 | 0 | 0 | Constrained, otherwise capacity available =28 kVA | --> | 0.048 | 0 | 0 | 0.044 | 0 |  | --> | C18 ex MIDLETON | Midleton [T101,T102] | MIDLETON |  | 51.998 | -8.0879
276416 | MV/LV Substation GO***416 |  | 10 kV | _ | LV | 50 kVA :Pole Substation | 0.05 | --> | 0.05 | 0.049 | 0.76 |  | --> | 0.048 | 0 | 0 | 0 | 0 | Constrained, otherwise capacity available =47 kW | --> | C13 ex WOODFORD | Woodford [T41,T42] | KNOCKEARAGH |  | 52.0288 | -9.4731
125739 | MV/LV Substation BR***739 |  | 10 kV | _ | LV | 100 kVA :Pole Substation | 0.1 | --> | 0.1 | 0 | 0 | Constrained, otherwise capacity available =73 kVA | --> | 0.095 | 0 | 0.009 | 0 | 0 | Constrained, otherwise capacity available =84 kW | --> | C20 ex CLOONLOUGH | Cloonlough [T41,T42] | BARRYMORE |  | 52.2616 | -8.2659
022038 | MV/LV Substation PA***038 |  | 10 kV | _ | LV | 50 kVA :Pole Substation | 0.05 | --> | 0.05 | 0.045 | 4.55 |  | --> | 0.048 | 0 | 0 | 0 | 0 | Constrained, otherwise capacity available =47 kW | --> | C17 ex MALLOW | Mallow [T41,T42] | MALLOW |  | 52.1441 | -8.6204
156354Z | MV/LV Substation KN***354Z |  | 10 kV | _ | LV | 200 kVA :Kiosk Substation | 0.2 | --> | 0.2 | 0.137 | 2.47 |  | --> | 0.19 | 0 | 0 | 0 | 0 | Constrained, otherwise capacity available =181 kW | --> | C18 ex TELAYDON | Telaydon [T42,T421] | LISDRUM |  | 54.246 | -6.9886
067339Y | MV/LV Substation WI***339Y |  | 10 kV | _ | LV | 400 kVA :Building Structure | 0.4 | --> | 0.4 | 0 | 0 | Constrained, otherwise capacity available =308 kVA | --> | 0.38 | 0 | 0 | 0.367 | 0 |  | --> | C20 ex BALLINACURRA | Ballinacurra [T41,T42] | LIMERICK |  | 52.6597 | -8.635
001485 | MV/LV Substation ST***485 |  | 10 kV | _ | LV | 400 kVA :Kiosk Substation | 0.4 | --> | 0.4 | 0 | 0 | Constrained, otherwise capacity available =270 kVA | --> | 0.38 | 0 | 0.099 | 0.288 | 0 |  | --> | C15 ex DUNDRUM | Dundrum [T41,T42] | BLACKROCK |  | 53.2827 | -6.2108
024477 | MV/LV Substation LI***477 |  | 10 kV | _ | LV | 100 kVA :Pole Substation | 0.1 | --> | 0.1 | 0.092 | 2.14 |  | --> | 0.095 | 0 | 0.004 | 0 | 0 | Constrained, otherwise capacity available =91 kW | --> | C18 ex BUTTEVANT | Buttevant [T41,T42] | MALLOW |  | 52.2241 | -8.749
119132 | MV/LV Substation KL***132 |  | 10 kV | _ | LV | 200 kVA :Pole Substation | 0.2 | --> | 0.2 | 0 | 0 | Constrained, otherwise capacity available =191 kVA | --> | 0.19 | 0 | 0 | 0 | 0 | Constrained, otherwise capacity available =189 kW | --> | C12 ex KANTURK | Kanturk [T41,T42] | GLENLARA |  | 52.1608 | -8.9058
139016Z | MV/LV Substation ED***016Z |  | 10 kV | _ | LV | 50 kVA :Pole Substation | 0.05 | --> | 0.05 | 0 | 0 | Constrained, otherwise capacity available =43 kVA | --> | 0.048 | 0 | 0 | 0 | 0 | Constrained, otherwise capacity available =46 kW | --> | C16 ex VIRGINIA | Virginia [T41,T42] | MEATH HILL |  | 53.7849 | -7.0255
029669Y | MV/LV Substation MA***669Y |  | 10 kV | _ | LV | 1000 kVA :Building Structure | 1 | --> | 1 | 0 | 0 | Constrained, otherwise capacity available =828 kVA | --> | 0.95 | 0 | 0 | 0.5 | 0 |  | --> | C17 ex MIDLETON | Midleton [T101,T102] | MIDLETON |  | 51.9179 | -8.1828
204721 | MV/LV Substation JO***721 |  | 20 kV | _ | LV | 200 kVA :Pole Substation | 0.2 | --> | 0.2 | 0 | 0 | Constrained, otherwise capacity available =193 kVA | --> | 0.19 | 0 | 0 | 0 | 0 | Constrained, otherwise capacity available =189 kW | --> | E15 ex BUNCRANA | Buncrana [T421,T422] | TRILLICK |  | 55.1255 | -7.4408
0654173 | MV/LV Substation BA***4173 |  | 10 kV | _ | LV | 50 kVA :Pole Substation | 0.05 | --> | 0.05 | 0 | 0 | Constrained, otherwise capacity available =50 kVA | --> | 0.048 | 0 | 0 | 0 | 0 | Constrained, otherwise capacity available =48 kW | --> | C15 ex LOUGHSHINNY | Loughshinny [T41,T42] | GLASMORE |  | 53.5459 | -6.0892
495717X | MV/LV Substation BU***717X |  | 20 kV | _ | LV | 100 kVA :Pole Substation | 0.1 | --> | 0.1 | 0.086 | 1.5 |  | --> | 0.095 | 0 | 0 | 0.093 | 0 |  | --> | E17 ex ACHILL | Achill [T422] | CARROWBEG |  | 53.9792 | -9.981
253116 | MV/LV Substation GO***116 |  | 10 kV | _ | LV | 630 kVA :Kiosk Substation | 0.63 | --> | 0.63 | 0.475 | 10.7 |  | --> | 0.598 | 0 | 0.05 | 0 | 0 | Constrained, otherwise capacity available =540 kW | --> | C22 ex CLOON | Cloon [T42,T421] | CLOON |  | 53.5198 | -8.8399
014385Z | MV/LV Substation BA***385Z |  | 10 kV | _ | LV | 200 kVA :Kiosk Substation | 0.2 | --> | 0.2 | 0 | 0 | Constrained, otherwise capacity available =200 kVA | --> | 0.19 | 0 | 0 | 0 | 0 | Constrained, otherwise capacity available =190 kW | --> | C14 ex ATHGARVAN | Athgarvan [T41,T44] | NEWBRIDGE |  | 53.1812 | -6.7748
019379X | MV/LV Substation NU***379X |  | 10 kV | _ | LV | 400 kVA :Building Structure | 0.4 | --> | 0.4 | 0.336 | 1.54 |  | --> | 0.38 | 0 | 0 | 0 | 0 | Constrained, otherwise capacity available =371 kW | --> | C20 ex BALLYARD | Ballyard [T41,T42] | TRALEE |  | 52.2647 | -9.6825
204011 | MV/LV Substation SW***011 |  | 10 kV | _ | LV | 200 kVA :Building Structure | 0.2 | --> | 0.2 | 0.14 | 2.02 |  | --> | 0.19 | 0 | 0.002 | 0 | 0 | Constrained, otherwise capacity available =180 kW | --> | E15 ex BALLYMACARRY | Ballymacarry [T421] | TRILLICK |  | 55.1295 | -7.462
276172 | MV/LV Substation DR***172 |  | 10 kV | _ | LV | 400 kVA :Kiosk Substation | 0.4 | --> | 0.4 | 0.344 | 0.76 |  | --> | 0.38 | 0 | 0.009 | 0 | 0 | Constrained, otherwise capacity available =366 kW | --> | C18 ex WOODFORD | Woodford [T41,T42] | KNOCKEARAGH |  | 52.0531 | -9.4987
0654232 | MV/LV Substation RU***4232 |  | 10 kV | _ | LV | 50 kVA :Pole Substation | 0.05 | --> | 0.05 | 0 | 0 | Constrained, otherwise capacity available =50 kVA | --> | 0.048 | 0 | 0 | 0 | 0 | Constrained, otherwise capacity available =48 kW | --> | C18 ex LOUGHSHINNY | Loughshinny [T41,T42] | GLASMORE |  | 53.535 | -6.1082
363122 | MV/LV Substation AS***122 |  | 20 kV | _ | LV | 100 kVA :Pole Substation | 0.1 | --> | 0.1 | 0.092 | 3.25 |  | --> | 0.095 | 0 | 0 | 0 | 0 | Constrained, otherwise capacity available =94 kW | --> | E15 ex BALLYBUNION | Ballybunion [T421,T422] | TRIEN |  | 52.5534 | -9.5581
093284Z | MV/LV Substation CL***284Z |  | 10 kV | _ | LV | 400 kVA :Kiosk Substation | 0.4 | --> | 0.4 | 0 | 0 | Constrained, otherwise capacity available =334 kVA | --> | 0.38 | 0 | 0 | 0 | 0 | Constrained, otherwise capacity available =371 kW | --> | C20 ex CLONSHAUGH | Clonshaugh [T41,T42] | FINGLAS |  | 53.409 | -6.2139
253496 | MV/LV Substation CA***496 |  | 20 kV | _ | LV | 50 kVA :Pole Substation | 0.05 | --> | 0.05 | 0 | 0 | Constrained, otherwise capacity available =49 kVA | --> | 0.048 | 0 | 0 | 0 | 0 | Constrained, otherwise capacity available =47 kW | --> | C23 ex TUAM NORTH | Tuam North [T41,T42] | CLOON |  | 53.5787 | -8.7893
288956 | MV/LV Substation CO***956 |  | 10 kV | _ | LV | 200 kVA :Kiosk Substation | 0.2 | --> | 0.2 | 0.041 | 0.04 | Constrained, otherwise capacity available =117 kVA | --> | 0.19 | 0 | 0.049 | 0.142 | 0 |  | --> | C13 ex LITTLE BRAY | Little Bray [T41,T42] | FASSAROE |  | 53.2081 | -6.1228
253831Y | MV/LV Substation B/***831Y |  | 20 kV | _ | LV | 50 kVA :Pole Substation | 0.05 | --> | 0.05 | 0 | 0 | Constrained, otherwise capacity available =50 kVA | --> | 0.048 | 0 | 0 | 0 | 0 | Constrained, otherwise capacity available =47 kW | --> | E21 ex GLENAMADDY | Glenamaddy [T422] | ATHLONE |  | 53.6343 | -8.7009
281453 | MV/LV Substation SI***453 |  | 10 kV | _ | LV | 400 kVA :Kiosk Substation | 0.4 | --> | 0.4 | 0 | 0 | Constrained, otherwise capacity available =310 kVA | --> | 0.38 | 0 | 0.047 | 0 | 0 | Constrained, otherwise capacity available =333 kW | --> | C16 ex DOUGLAS | Douglas [T41,T42] | TRABEG |  | 51.8877 | -8.4276
253010 | MV/LV Substation CA***010 |  | 20 kV | _ | LV | 100 kVA :Pole Substation | 0.1 | --> | 0.1 | 0 | 0 | Constrained, otherwise capacity available =64 kVA | --> | 0.095 | 0 | 0.01 | 0 | 0 | Constrained, otherwise capacity available =83 kW | --> | E21 ex GLENAMADDY | Glenamaddy [T422] | ATHLONE |  | 53.6198 | -8.7459
160983Y | MV/LV Substation KI***983Y |  | 20 kV | _ | LV | 50 kVA :Pole Substation | 0.05 | --> | 0.05 | 0.043 | 0.12 |  | --> | 0.048 | 0 | 0 | 0.047 | 0 |  | --> | C26 ex ATHY | Athy [T101,T102] | ATHY |  | 53.1259 | -7.0308
053565Y | MV/LV Substation SP***565Y |  | 10 kV | _ | LV | 50 kVA :Pole Substation | 0.05 | --> | 0.05 | 0.036 | 2.39 |  | --> | 0.048 | 0 | 0 | 0 | 0 | Constrained, otherwise capacity available =46 kW | --> | C11 ex SRAH | Srah [T41,T42] | THORNSBERRY |  | 53.2634 | -7.4972
075775X | MV/LV Substation CR***775X |  | 20 kV | _ | LV | 50 kVA :Pole Substation | 0.05 | --> | 0.05 | 0.046 | 1.13 |  | --> | 0.048 | 0 | 0 | 0 | 0 | Constrained, otherwise capacity available =47 kW | --> | E22 ex BUNCLODY | Bunclody [T421,T422] | CRANE |  | 52.7028 | -6.7005
0224149 | MV/LV Substation TO***4149 |  | 10 kV | _ | LV | 50 kVA :Pole Substation | 0.05 | --> | 0.05 | 0.05 | 4.55 |  | --> | 0.048 | 0 | 0 | 0 | 0 | Constrained, otherwise capacity available =48 kW | --> | C11 ex MALLOW | Mallow [T41,T42] | MALLOW |  | 52.1336 | -8.6482
067777 | MV/LV Substation CL***777 |  | 20 kV | _ | LV | 50 kVA :Pole Substation | 0.05 | --> | 0.05 | 0 | 0 | Constrained, otherwise capacity available =40 kVA | --> | 0.048 | 0 | 0.006 | 0 | 0 | Constrained, otherwise capacity available =42 kW | --> | E18 ex CRATLOE | Cratloe [T421,T422] | ARDNACRUSHA |  | 52.7111 | -8.8391
021387Z | MV/LV Substation CO***387Z |  | 10 kV | _ | LV | 200 kVA :Kiosk Substation | 0.2 | --> | 0.2 | 0 | 0 | Constrained, otherwise capacity available =183 kVA | --> | 0.19 | 0 | 0.007 | 0.182 | 0 |  | --> | C12 ex KILBARRY | Kilbarry [T101,T43] | KILBARRY |  | 51.9207 | -8.4628
017028 | MV/LV Substation SH***028 |  | 20 kV | _ | LV | 100 kVA :Pole Substation | 0.1 | --> | 0.1 | 0.082 | 1.58 |  | --> | 0.095 | 0 | 0.005 | 0 | 0 | Constrained, otherwise capacity available =89 kW | --> | C17 ex FOYNES | Foynes [T41,T42] | RATHKEALE |  | 52.576 | -9.1052
017785Y | MV/LV Substation BA***785Y |  | 20 kV | _ | LV | 50 kVA :Pole Substation | 0.05 | --> | 0.05 | 0.03 | 1.98 |  | --> | 0.048 | 0 | 0 | 0 | 0 | Constrained, otherwise capacity available =45 kW | --> | E14 ex RATHKEALE | Rathkeale [T421,T422] | RATHKEALE |  | 52.4667 | -8.7872
192457X | MV/LV Substation AR***457X |  | 10 kV | _ | LV | 50 kVA :Pole Substation | 0.05 | --> | 0.05 | 0.05 | 1.7 |  | --> | 0.048 | 0 | 0 | 0 | 0 | Constrained, otherwise capacity available =48 kW | --> | E16 ex GWEEDORE | Gweedore [T421] | ARDNAGAPPARY |  | 55.0431 | -8.2499
062032Z | MV/LV Substation QU***032Z |  | 20 kV | _ | LV | 50 kVA :Pole Substation | 0.05 | --> | 0.05 | 0.049 | 2.33 |  | --> | 0.048 | 0 | 0 | 0 | 0 | Constrained, otherwise capacity available =47 kW | --> | C26 ex DUNDALK | Dundalk [T41,T42] | DUNDALK |  | 54.0217 | -6.4648
0684066 | MV/LV Substation PR***4066 |  | 10 kV | _ | LV | 400 kVA :Kiosk Substation | 0.4 | --> | 0.4 | 0 | 0 | Constrained, otherwise capacity available =251 kVA | --> | 0.38 | 0 | 0.021 | 0.344 | 0 |  | --> | C13 ex GLASNEVIN | Glasnevin [T41] | FINGLAS |  | 53.3688 | -6.2724
004437X | MV/LV Substation CO***437X |  | 20 kV | _ | LV | 50 kVA :Pole Substation | 0.05 | --> | 0.05 | 0 | 0 | Constrained, otherwise capacity available =46 kVA | --> | 0.048 | 0 | 0 | 0 | 0 | Constrained, otherwise capacity available =47 kW | --> | E13 ex SHILLELAGH | Shillelagh [T421,T422] | CARLOW |  | 52.7633 | -6.4612
059537Y | MV/LV Substation CR***537Y |  | 20 kV | _ | LV | 100 kVA :Pole Substation | 0.1 | --> | 0.1 | 0.066 | 0.07 | Constrained, otherwise capacity available =93 kVA | --> | 0.095 | 0 | 0 | 0 | 0 | Constrained, otherwise capacity available =94 kW | --> | E15 ex BALLYCONNELL | Ballyconnell [T421,T422] | GORTAWEE |  | 54.106 | -7.4384
014596 | MV/LV Substation MA***596 |  | 10 kV | _ | LV | 50 kVA :Pole Substation | 0.05 | --> | 0.05 | 0.047 | 0.63 |  | --> | 0.048 | 0 | 0 | 0 | 0 | Constrained, otherwise capacity available =47 kW | --> | C16 ex KILCULLEN | Kilcullen [T41,T42,T424] | STRATFORD |  | 53.1341 | -6.8761
021571Z | MV/LV Substation FE***571Z |  | 10 kV | _ | LV | 400 kVA :Kiosk Substation | 0.4 | --> | 0.4 | 0.227 | 6.78 |  | --> | 0.38 | 0 | 0.04 | 0.326 | 0 |  | --> | C18 ex CASTLEVIEW | Castleview [T101,T102] | CASTLEVIEW |  | 51.9225 | -8.387
026096Z | MV/LV Substation BA***096Z |  | 10 kV | _ | LV | 630 kVA :Kiosk Substation | 0.63 | --> | 0.63 | 0.5 | 8.66 |  | --> | 0.598 | 0 | 0 | 0 | 0 | Constrained, otherwise capacity available =588 kW | --> | C18 ex BANDON | Bandon [T101,T42] | BANDON |  | 51.8123 | -8.6511
003832 | MV/LV Substation RO***832 |  | 10 kV | _ | LV | 50 kVA :Pole Substation | 0.05 | --> | 0.05 | 0 | 0 | Constrained, otherwise capacity available =50 kVA | --> | 0.048 | 0 | 0 | 0 | 0 | Constrained, otherwise capacity available =48 kW | --> | C11 ex RATHDRUM | Rathdrum [T42] | ARKLOW |  | 52.9018 | -6.2081
006884X | MV/LV Substation TH***884X |  | 10 kV | _ | LV | 630 kVA :Kiosk Substation | 0.63 | --> | 0.63 | 0.5 | 3.12 |  | --> | 0.598 | 0 | 0 | 0 | 0 | Constrained, otherwise capacity available =588 kW | --> | C22 ex BELLFIELD | Bellfield [T41,T42] | CRANE |  | 52.4968 | -6.5677
069894 | MV/LV Substation EB***894 |  | 10 kV | _ | LV | 630 kVA :Building Structure | 0.63 | --> | 0.63 | 0 | 0 | Constrained, otherwise capacity available =630 kVA | --> | 0.598 | 0 | 0 | 0.5 | 0 |  | --> | C18 ex BALLYMOUNT | Ballymount [T41,T42] | INCHICORE 220KV |  | 53.3156 | -6.3437
075515X | MV/LV Substation DU***515X |  | 20 kV | _ | LV | 100 kVA :Pole Substation | 0.1 | --> | 0.1 | 0.089 | 4.38 |  | --> | 0.095 | 0 | 0.048 | 0.058 | 0 |  | --> | E17 ex CRANE | Crane [T122] | CRANE |  | 52.5246 | -6.3234
161771X | MV/LV Substation CA***771X |  | 10 kV | _ | LV | 630 kVA :Kiosk Substation | 0.63 | --> | 0.63 | 0.5 | 6.53 |  | --> | 0.598 | 0 | 0 | 0.5 | 0 |  | --> | C17 ex OUGHTERARD | Oughterard [T41,T42] | SCREEB |  | 53.4292 | -9.3191
281293Z | MV/LV Substation DR***293Z |  | 10 kV | _ | LV | 400 kVA :Building Structure | 0.4 | --> | 0.4 | 0.342 | 7.88 |  | --> | 0.38 | 0 | 0 | 0.372 | 0 |  | --> | C23 ex LIBERTY STREET | Liberty Street [T101,T102] | LIBERTY STREET |  | 51.8999 | -8.4722
426656 | MV/LV Substation DU***656 |  | 20 kV | _ | LV | 100 kVA :Pole Substation | 0.1 | --> | 0.1 | 0 | 0 | Constrained, otherwise capacity available =86 kVA | --> | 0.095 | 0 | 0 | 0 | 0 | Constrained, otherwise capacity available =93 kW | --> | E15 ex DINGLE | Dingle [T421,T422] | OUGHTRAGH |  | 52.1712 | -10.402
075522Y | MV/LV Substation TO***522Y |  | 20 kV | _ | LV | 50 kVA :Pole Substation | 0.05 | --> | 0.05 | 0.03 | 4.38 |  | --> | 0.048 | 0 | 0 | 0.045 | 0 |  | --> | E18 ex CRANE | Crane [T122] | CRANE |  | 52.5291 | -6.5024
007769Z | MV/LV Substation RA***769Z |  | 20 kV | _ | LV | 50 kVA :Pole Substation | 0.05 | --> | 0.05 | 0.048 | 16.12 |  | --> | 0.048 | 0 | 0 | 0.047 | 0 |  | --> | E12 ex WEXFORD | Wexford [T121,T122] | WEXFORD |  | 52.3869 | -6.6688
059078 | MV/LV Substation SW***078 |  | 10 kV | _ | LV | 400 kVA :Kiosk Substation | 0.4 | --> | 0.4 | 0 | 0 | Constrained, otherwise capacity available =302 kVA | --> | 0.38 | 0 | 0.015 | 0 | 0 | Constrained, otherwise capacity available =355 kW | --> | C15 ex DERRYCRAMPH | Derrycramph [T41,T42] | SHANKILL |  | 53.9915 | -7.3701
1364182 | MV/LV Substation DU***4182 |  | 20 kV | _ | LV | 200 kVA :Pole Substation | 0.2 | --> | 0.2 | 0 | 0 | Constrained, otherwise capacity available =187 kVA | --> | 0.19 | 0 | 0 | 0 | 0 | Constrained, otherwise capacity available =188 kW | --> | C17 ex ROSCOMMON | Roscommon [T41,T42] | LANESBORO |  | 53.6305 | -8.3163
0684476 | MV/LV Substation OS***4476 |  | 10 kV | _ | LV | 1000 kVA :Building Structure | 1 | --> | 1 | 0 | 0 | Constrained, otherwise capacity available =941 kVA | --> | 0.95 | 0 | 0 | 0.5 | 0 |  | --> | C14 ex NEWMARKET (DR) | Newmarket (dr) [T41] | FRANCIS STREET |  | 53.3374 | -6.2802
069368 | MV/LV Substation HO***368 |  | 10 kV | _ | LV | 400 kVA :Kiosk Substation | 0.4 | --> | 0.4 | 0.28 | 7.75 |  | --> | 0.38 | 0 | 0.019 | 0.349 | 0 |  | --> | C26 ex MILLTOWN (DR) | Milltown (dr) [T101,T102] | INCHICORE 220KV |  | 53.2891 | -6.2597
055500 | MV/LV Substation DE***500 |  | 20 kV | _ | LV | 50 kVA :Pole Substation | 0.05 | --> | 0.05 | 0 | 0 | Constrained, otherwise capacity available =39 kVA | --> | 0.048 | 0 | 0.005 | 0 | 0 | Constrained, otherwise capacity available =42 kW | --> | E20 ex ROSCREA | Roscrea [T41,T42] | IKERRIN |  | 52.9276 | -7.7539
039190 | MV/LV Substation AR***190 |  | 10 kV | _ | LV | 400 kVA :Kiosk Substation | 0.4 | --> | 0.4 | 0.318 | 11.03 |  | --> | 0.38 | 0 | 0.045 | 0.335 | 0 |  | --> | C19 ex SALTHILL | Salthill [T101,T102] | SALTHILL |  | 53.2681 | -9.0831
063038 | MV/LV Substation MO***038 |  | 10 kV | _ | LV | 400 kVA :Kiosk Substation | 0.4 | --> | 0.4 | 0 | 0 | Constrained, otherwise capacity available =358 kVA | --> | 0.38 | 0 | 0 | 0 | 0 | Constrained, otherwise capacity available =374 kW | --> | C17 ex STICKILLEN | Stickillen [T41,T42] | DRYBRIDGE |  | 53.8548 | -6.5355
039318 | MV/LV Substation SA***318 |  | 10 kV | _ | LV | 400 kVA :Kiosk Substation | 0.4 | --> | 0.4 | 0 | 0 | Constrained, otherwise capacity available =315 kVA | --> | 0.38 | 0 | 0 | 0 | 0 | Constrained, otherwise capacity available =368 kW | --> | C18 ex HEADFORD ROAD | Headford Road [T41,T42] | GALWAY 110KV |  | 53.2889 | -9.0424
180022 | MV/LV Substation DR***022 |  | 10 kV | _ | LV | 50 kVA :Pole Substation | 0.05 | --> | 0.05 | 0.031 | 1.4 |  | --> | 0.048 | 0 | 0.01 | 0 | 0 | Constrained, otherwise capacity available =37 kW | --> | C25 ex KELLS | Kells [T41,T42] | NAVAN |  | 53.7261 | -6.8672
069555 | MV/LV Substation RO***555 |  | 10 kV | _ | LV | 630 kVA :Building Structure | 0.63 | --> | 0.63 | 0.443 | 9.28 |  | --> | 0.598 | 0 | 0.005 | 0.5 | 0 |  | --> | C15 ex PEMBROKE | Pembroke [T41,T42,T43,T44] | RINGSEND |  | 53.3327 | -6.2126
053279X | MV/LV Substation FR***279X |  | 20 kV | _ | LV | 50 kVA :Pole Substation | 0.05 | --> | 0.05 | 0.047 | 0.89 |  | --> | 0.048 | 0 | 0 | 0 | 0 | Constrained, otherwise capacity available =47 kW | --> | E24 ex BIRR | Birr [T41,T422] | DALLOW |  | 53.1729 | -7.7374
184239X | MV/LV Substation BO***239X |  | 10 kV | _ | LV | 200 kVA :Pole Substation | 0.2 | --> | 0.2 | 0.181 | 3.38 |  | --> | 0.19 | 0 | 0 | 0 | 0 | Constrained, otherwise capacity available =187 kW | --> | C18 ex CASTLEBLAYNEY | Castleblayney [T41,T42] | DUNDALK |  | 54.1244 | -6.7413
1364181 | MV/LV Substation DU***4181 |  | 20 kV | _ | LV | 200 kVA :Pole Substation | 0.2 | --> | 0.2 | 0 | 0 | Constrained, otherwise capacity available =178 kVA | --> | 0.19 | 0 | 0 | 0 | 0 | Constrained, otherwise capacity available =187 kW | --> | C17 ex ROSCOMMON | Roscommon [T41,T42] | LANESBORO |  | 53.631 | -8.3194
0544081 | MV/LV Substation PO***4081 |  | 20 kV | _ | LV | 50 kVA :Pole Substation | 0.05 | --> | 0.05 | 0 | 0 | Constrained, otherwise capacity available =46 kVA | --> | 0.048 | 0 | 0 | 0 | 0 | Constrained, otherwise capacity available =47 kW | --> | E19 ex PORTLAOISE | Portlaoise [T423,T424] | PORTLAOISE |  | 53.0264 | -7.2621
068343X | MV/LV Substation ME***343X |  | 10 kV | _ | LV | 630 kVA :Kiosk Substation | 0.63 | --> | 0.63 | 0.5 | 20.78 |  | --> | 0.598 | 0 | 0 | 0.5 | 0 |  | --> | C12 ex HEUSTON SQUARE | Heuston Square [T101,T102] | INCHICORE 220KV |  | 53.3471 | -6.3106
022681X | MV/LV Substation SH***681X |  | 10 kV | _ | LV | 630 kVA :Kiosk Substation | 0.63 | --> | 0.63 | 0.499 | 4.55 |  | --> | 0.598 | 0 | 0.02 | 0 | 0 | Constrained, otherwise capacity available =566 kW | --> | C14 ex MALLOW | Mallow [T41,T42] | MALLOW |  | 52.1415 | -8.6497
160966X | MV/LV Substation MO***966X |  | 20 kV | _ | LV | 50 kVA :Pole Substation | 0.05 | --> | 0.05 | 0 | 0 | Constrained, otherwise capacity available =42 kVA | --> | 0.048 | 0 | 0.016 | 0 | 0 | Constrained, otherwise capacity available =34 kW | --> | E11 ex PORTLAOISE |  |  |  | 53.0691 | -7.2024
340486 | MV/LV Substation GO***486 |  | 10 kV | _ | LV | 100 kVA :Pole Substation | 0.1 | --> | 0.1 | 0 | 0 | Constrained, otherwise capacity available =68 kVA | --> | 0.095 | 0 | 0 | 0 | 0 | Constrained, otherwise capacity available =90 kW | --> | C18 ex DUNGLOE | Dungloe [T41,T42] | ARDNAGAPPARY |  | 54.9831 | -8.5081
007670 | MV/LV Substation YO***670 |  | 20 kV | _ | LV | 100 kVA :Pole Substation | 0.1 | --> | 0.1 | 0.092 | 1.4 |  | --> | 0.095 | 0 | 0 | 0 | 0 | Constrained, otherwise capacity available =94 kW | --> | E13 ex KILLINICK | Killinick [T421,T422] | WEXFORD |  | 52.2046 | -6.4077
293704X | MV/LV Substation PA***704X |  | 20 kV | _ | LV | 100 kVA :Pole Substation | 0.1 | --> | 0.1 | 0 | 0 | Constrained, otherwise capacity available =60 kVA | --> | 0.095 | 0 | 0.005 | 0 | 0 | Constrained, otherwise capacity available =86 kW | --> | E17 ex BALTINGLASS | Baltinglass [T421,T422] | STRATFORD |  | 52.8798 | -6.6888
001223 | MV/LV Substation MA***223 |  | 10 kV | _ | LV | 1000 kVA :Kiosk Substation | 1 | --> | 1 | 0.354 | 4.37 |  | --> | 0.95 | 0 | 0 | 0.5 | 0 |  | --> | C19 ex DUN LAOGHAIRE | Dun Laoghaire [T41,T42] | BLACKROCK |  | 53.2934 | -6.1345
011558Z | MV/LV Substation AR***558Z |  | 10 kV | _ | LV | 400 kVA :Kiosk Substation | 0.4 | --> | 0.4 | 0.344 | 5.05 |  | --> | 0.38 | 0 | 0 | 0 | 0 | Constrained, otherwise capacity available =372 kW | --> | C14 ex MCDONAGH | Mcdonagh [T41,T42] | KILKENNY |  | 52.6526 | -7.2315
0664277 | MV/LV Substation RI***4277 |  | 20 kV | _ | LV | 50 kVA :Pole Substation | 0.05 | --> | 0.05 | 0 | 0 | Constrained, otherwise capacity available =40 kVA | --> | 0.048 | 0 | 0 | 0 | 0 | Constrained, otherwise capacity available =46 kW | --> | E18 ex GLASMORE | Glasmore [T421,T422] | GLASMORE |  | 53.5149 | -6.2157
052513X | MV/LV Substation GR***513X |  | 10 kV | _ | LV | 400 kVA :Kiosk Substation | 0.4 | --> | 0.4 | 0 | 0 | Constrained, otherwise capacity available =272 kVA | --> | 0.38 | 0 | 0.054 | 0 | 0 | Constrained, otherwise capacity available =322 kW | --> | C18 ex NEWBROOK | Newbrook [T42] | MULLINGAR |  | 53.5204 | -7.3731
156232Y | MV/LV Substation KN***232Y |  | 20 kV | _ | LV | 100 kVA :Pole Substation | 0.1 | --> | 0.1 | 0 | 0 | Constrained, otherwise capacity available =93 kVA | --> | 0.095 | 0 | 0 | 0 | 0 | Constrained, otherwise capacity available =94 kW | --> | E12 ex EMYVALE | Emyvale [T422] | LISDRUM |  | 54.3154 | -7.0787
136474 | MV/LV Substation DO***474 |  | 10 kV | _ | LV | 400 kVA :Kiosk Substation | 0.4 | --> | 0.4 | 0 | 0 | Constrained, otherwise capacity available =309 kVA | --> | 0.38 | 0 | 0.05 | 0 | 0 | Constrained, otherwise capacity available =330 kW | --> | C13 ex ROSCOMMON | Roscommon [T41,T42] | LANESBORO |  | 53.6309 | -8.183
0594255 | MV/LV Substation AL***4255 |  | 10 kV | _ | LV | 400 kVA :Kiosk Substation | 0.4 | --> | 0.4 | 0 | 0 | Constrained, otherwise capacity available =400 kVA | --> | 0.38 | 0 | 0 | 0 | 0 | Constrained, otherwise capacity available =380 kW | --> | C16 ex DERRYCRAMPH | Derrycramph [T41,T42] | SHANKILL |  | 53.9849 | -7.3503
015957X | MV/LV Substation KI***957X |  | 10 kV | _ | LV | 200 kVA :Pole Substation | 0.2 | --> | 0.2 | 0 | 0 | Constrained, otherwise capacity available =182 kVA | --> | 0.19 | 0 | 0.125 | 0 | 0 | Constrained, otherwise capacity available =95 kW | --> | C18 ex NAAS | Naas [T41,T42] | KILTEEL |  | 53.188 | -6.6872
160044 | MV/LV Substation CL***044 |  | 10 kV | _ | LV | 100 kVA :Pole Substation | 0.1 | --> | 0.1 | 0 | 0 | Constrained, otherwise capacity available =77 kVA | --> | 0.095 | 0 | 0.014 | 0 | 0 | Constrained, otherwise capacity available =81 kW | --> | C15 ex MOUNTMELLICK | Mountmellick [T41,T42] | PORTLAOISE |  | 53.1203 | -7.3406
1424170 | MV/LV Substation FU***4170 |  | 10 kV | _ | LV | 100 kVA :Pole Substation | 0.1 | --> | 0.1 | 0 | 0 | Constrained, otherwise capacity available =39 kVA | --> | 0.095 | 0 | 0 | 0 | 0 | Constrained, otherwise capacity available =86 kW | --> | C11 ex ATHENRY | Athenry [T41,T42] | GALWAY 110KV |  | 53.2869 | -8.7552
018438Z | MV/LV Substation CO***438Z |  | 20 kV | _ | LV | 50 kVA :Pole Substation | 0.05 | --> | 0.05 | 0.047 | 3.75 |  | --> | 0.048 | 0 | 0 | 0 | 0 | Constrained, otherwise capacity available =47 kW | --> | C14 ex SMEARLA | Smearla [T41,T42] | TRIEN |  | 52.569 | -9.4207
033857Y | MV/LV Substation FA***857Y |  | 20 kV | _ | LV | 50 kVA :Pole Substation | 0.05 | --> | 0.05 | 0 | 0 | Constrained, otherwise capacity available =39 kVA | --> | 0.048 | 0 | 0.01 | 0 | 0 | Constrained, otherwise capacity available =39 kW | --> | C18 ex DEERPARK | Deerpark [T41,T42] | BALLYDINE |  | 52.4178 | -7.5018
162833 | MV/LV Substation CO***833 |  | 10 kV | _ | LV | 100 kVA :Pole Substation | 0.1 | --> | 0.1 | 0.052 | 7.25 |  | --> | 0.095 | 0 | 0.012 | 0 | 0 | Constrained, otherwise capacity available =79 kW | --> | C18 ex CONVOY | Convoy [T41,T42] | LETTERKENNY |  | 54.8754 | -7.5908
060559X | MV/LV Substation DR***559X |  | 10 kV | _ | LV | 50 kVA :Pole Substation | 0.05 | --> | 0.05 | 0.05 | 2.18 |  | --> | 0.048 | 0 | 0 | 0 | 0 | Constrained, otherwise capacity available =48 kW | --> | C19 ex BAILIEBORO | Bailieboro [T41,T42] | MEATH HILL |  | 53.9436 | -6.9987
167795Y | MV/LV Substation QU***795Y |  | 20 kV | _ | LV | 50 kVA :Building Structure | 0.05 | --> | 0.05 | 0 | 0 |  | --> | 0.048 | 0 | 0 | 0 | 0 | Constrained, otherwise capacity available =39 kW | --> | E21 ex WHITECHURCH | Whitechurch [T421,T422] | KILBARRY |  | 51.9727 | -8.4388
365251Y | MV/LV Substation LY***251Y |  | 10 kV | _ | LV | 50 kVA :Pole Substation | 0.05 | --> | 0.05 | 0 | 0 | Constrained, otherwise capacity available =48 kVA | --> | 0.048 | 0 | 0 | 0 | 0 | Constrained, otherwise capacity available =47 kW | --> | C18 ex CELBRIDGE | Celbridge [T41,T42] | GRIFFINRATH |  | 53.2956 | -6.551
0694080 | MV/LV Substation SA***4080 |  | 10 kV | _ | LV | 630 kVA :Kiosk Substation | 0.63 | --> | 0.63 | 0.5 | 7.75 |  | --> | 0.598 | 0 | 0 | 0.5 | 0 |  | --> | C13 ex MILLTOWN (DR) | Milltown (dr) [T101,T102] | POOLBEG |  | 53.323 | -6.2498
1304043 | MV/LV Substation TU***4043 |  | 20 kV | _ | LV | 50 kVA :Pole Substation | 0.05 | --> | 0.05 | 0.048 | 2.55 |  | --> | 0.048 | 0 | 0 | 0 | 0 | Constrained, otherwise capacity available =47 kW | --> | E13 ex EDGEWORTHSTOWN | Edgeworthstown [T421,T422] | RICHMOND |  | 53.7298 | -7.5596
081202 | MV/LV Substation BA***202 |  | 10 kV | _ | LV | 630 kVA :Building Structure | 0.63 | --> | 0.63 | 0 | 0 | Constrained, otherwise capacity available =267 kVA | --> | 0.598 | 0 | 0.05 | 0.5 | 0 |  | --> | C19 ex SEMPERIT | Semperit [T41,T42,T43] | GRANGE CASTLE |  | 53.342 | -6.3577
099208X | MV/LV Substation FA***208X |  | 10 kV | _ | LV | 200 kVA :Kiosk Substation | 0.2 | --> | 0.2 | 0.168 | 5.45 |  | --> | 0.19 | 0 | 0 | 0 | 0 | Constrained, otherwise capacity available =186 kW | --> | C14 ex GORTLEE | Gortlee [T41,T42] | LETTERKENNY |  | 54.9645 | -7.7477
049753Y | MV/LV Substation HA***753Y |  | 10 kV | _ | LV | 1000 kVA :Building Structure | 1 | --> | 1 | 0.5 | 2.8 |  | --> | 0.95 | 0 | 0 | 0 | 0 | Constrained, otherwise capacity available =925 kW | --> | C12 ex GLEBE | Glebe [T41,T42] | RICHMOND |  | 53.7243 | -7.8009
071896 | MV/LV Substation NE***896 |  | 10 kV | _ | LV | 100 kVA :Pole Substation | 0.1 | --> | 0.1 | 0.097 | 5.58 |  | --> | 0.095 | 0 | 0 | 0.095 | 0 |  | --> | C11 ex KILCOOLE | Kilcoole [T41,T42] | FASSAROE |  | 53.0814 | -6.1172
014839Z | MV/LV Substation KI***839Z |  | 10 kV | _ | LV | 200 kVA :Kiosk Substation | 0.2 | --> | 0.2 | 0 | 0 | Constrained, otherwise capacity available =111 kVA | --> | 0.19 | 0 | 0.048 | 0 | 0 | Constrained, otherwise capacity available =142 kW | --> | C14 ex ATHGARVAN | Athgarvan [T41,T44] | NEWBRIDGE |  | 53.1661 | -6.789
276821 | MV/LV Substation WO***821 |  | 10 kV | _ | LV | 630 kVA :Kiosk Substation | 0.63 | --> | 0.63 | 0.5 | 0.76 |  | --> | 0.598 | 0 | 0.004 | 0 | 0 | Constrained, otherwise capacity available =590 kW | --> | C11 ex WOODFORD | Woodford [T41,T42] | KNOCKEARAGH |  | 52.057 | -9.4715
2074182 | MV/LV Substation GA***4182 |  | 10 kV | _ | LV | 100 kVA :Pole Substation | 0.1 | --> | 0.1 | 0 | 0 | Constrained, otherwise capacity available =100 kVA | --> | 0.095 | 0 | 0 | 0 | 0 | Constrained, otherwise capacity available =95 kW | --> | C14 ex TEMPLEMORE | Templemore [T41,T42] | IKERRIN |  | 52.7934 | -7.5657
429348X | MV/LV Substation AS***348X |  | 20 kV | _ | LV | 50 kVA :Pole Substation | 0.05 | --> | 0.05 | 0.045 | 7.48 |  | --> | 0.048 | 0 | 0 | 0 | 0 | Constrained, otherwise capacity available =47 kW | --> | E12 ex CHURCHTOWN | Churchtown [T422] | RATHKEALE |  | 52.3981 | -9.1711
069380 | MV/LV Substation PA***380 |  | 10 kV | _ | LV | 400 kVA :Kiosk Substation | 0.4 | --> | 0.4 | 0.262 | 4.47 |  | --> | 0.38 | 0 | 0.015 | 0.35 | 0 |  | --> | C14 ex TEMPLEOGUE | Templeogue [T41,T42] | MILLTOWN (DR) |  | 53.2972 | -6.3233
136143Y | MV/LV Substation GA***143Y |  | 10 kV | _ | LV | 50 kVA :Pole Substation | 0.05 | --> | 0.05 | 0 | 0 | Constrained, otherwise capacity available =39 kVA | --> | 0.048 | 0 | 0.005 | 0 | 0 | Constrained, otherwise capacity available =42 kW | --> | C12 ex ROSCOMMON | Roscommon [T41,T42] | LANESBORO |  | 53.6412 | -8.2057
110824 | MV/LV Substation DR***824 |  | 20 kV | _ | LV | 200 kVA :Pole Substation | 0.2 | --> | 0.2 | 0.171 | 0.76 |  | --> | 0.19 | 0 | 0 | 0 | 0 | Constrained, otherwise capacity available =186 kW | --> | E19 ex KENMARE | Kenmare [T421] | KNOCKEARAGH |  | 51.872 | -9.6466
150005X | MV/LV Substation GA***005X |  | 20 kV | _ | LV | 50 kVA :Pole Substation | 0.05 | --> | 0.05 | 0.044 | 3.96 |  | --> | 0.048 | 0 | 0 | 0 | 0 | Constrained, otherwise capacity available =47 kW | --> | E19 ex STRANORLAR | Stranorlar [T421,T422] | LETTERKENNY |  | 54.8068 | -7.7866
067566Y | MV/LV Substation SU***566Y |  | 10 kV | _ | LV | 630 kVA :Building Structure | 0.63 | --> | 0.63 | 0 | 0 | Constrained, otherwise capacity available =410 kVA | --> | 0.598 | 0 | 0 | 0 | 0 | Constrained, otherwise capacity available =568 kW | --> | C21 ex CASTLETROY | Castletroy [T41,T42] | ARDNACRUSHA |  | 52.6665 | -8.5517
051812 | MV/LV Substation KI***812 |  | 20 kV | _ | LV | 50 kVA :Pole Substation | 0.05 | --> | 0.05 | 0.049 | 2.22 |  | --> | 0.048 | 0 | 0 | 0.047 | 0 |  | --> | E12 ex CLARA | Clara [T421,T422] | THORNSBERRY |  | 53.3649 | -7.4869
014511X | MV/LV Substation BA***511X |  | 20 kV | _ | LV | 50 kVA :Pole Substation | 0.05 | --> | 0.05 | 0.038 | 0.63 |  | --> | 0.048 | 0 | 0 | 0 | 0 | Constrained, otherwise capacity available =46 kW | --> | E11 ex KILCULLEN | Kilcullen [T41,T42,T424] | STRATFORD |  | 53.0381 | -6.7514
2064061 | MV/LV Substation CU***4061 |  | 20 kV | _ | LV | 50 kVA :Pole Substation | 0.05 | --> | 0.05 | 0.05 | 2.76 |  | --> | 0.048 | 0 | 0 | 0.048 | 0 |  | --> | E14 ex BANGOR ERRIS | Bangor Erris [T421] | BELLACORICK |  | 54.2897 | -9.7638
132078 | MV/LV Substation KI***078 |  | 20 kV | _ | LV | 50 kVA :Pole Substation | 0.05 | --> | 0.05 | 0 | 0 | Constrained, otherwise capacity available =47 kVA | --> | 0.048 | 0 | 0 | 0 | 0 | Constrained, otherwise capacity available =47 kW | --> | E28 ex LOUGHREA | Loughrea [T41,T42] | SOMERSET |  | 53.2227 | -8.5408
054917 | MV/LV Substation PR***917 |  | 10 kV | _ | LV | 200 kVA :Pole Substation | 0.2 | --> | 0.2 | 0.18 | 2.78 |  | --> | 0.19 | 0 | 0 | 0 | 0 | Constrained, otherwise capacity available =187 kW | --> | E16 ex BALLYRAGGET | Ballyragget [T421,T422] | BALLYRAGGET |  | 52.8463 | -7.4033
004724 | MV/LV Substation LI***724 |  | 10 kV | _ | LV | 50 kVA :Pole Substation | 0.05 | --> | 0.05 | 0 | 0 | Constrained, otherwise capacity available =43 kVA | --> | 0.048 | 0 | 0.004 | 0 | 0 | Constrained, otherwise capacity available =44 kW | --> | C23 ex TINAHASK | Tinahask [T41,T42] | ARKLOW |  | 52.7326 | -6.2936
233242X | MV/LV Substation CA***242X |  | 20 kV | _ | LV | 400 kVA :Kiosk Substation | 0.4 | --> | 0.4 | 0 | 0 | Constrained, otherwise capacity available =336 kVA | --> | 0.38 | 0 | 0.008 | 0 | 0 | Constrained, otherwise capacity available =365 kW | --> | C21 ex CASTLEISLAND | Castleisland [T41,T42] | TRALEE |  | 52.2224 | -9.4676
0674424 | MV/LV Substation BI***4424 |  | 10 kV | _ | LV | 400 kVA :Kiosk Substation | 0.4 | --> | 0.4 | 0 | 0 | Constrained, otherwise capacity available =400 kVA | --> | 0.38 | 0 | 0 | 0 | 0 | Constrained, otherwise capacity available =380 kW | --> | C13 ex DOCK ROAD | Dock Road [T41,T42] | LIMERICK |  | 52.6324 | -8.6746
180140Y | MV/LV Substation LI***140Y |  | 10 kV | _ | LV | 50 kVA :Pole Substation | 0.05 | --> | 0.05 | 0 | 0 | Constrained, otherwise capacity available =50 kVA | --> | 0.048 | 0 | 0 | 0 | 0 | Constrained, otherwise capacity available =48 kW | --> | C17 ex ATHBOY | Athboy [T42] | NAVAN |  | 53.684 | -6.9836
001636 | MV/LV Substation GL***636 |  | 10 kV | _ | LV | 400 kVA :Kiosk Substation | 0.4 | --> | 0.4 | 0 | 0 | Constrained, otherwise capacity available =306 kVA | --> | 0.38 | 0 | 0.004 | 0.364 | 0 |  | --> | C12 ex LOUGHLINSTOWN | Loughlinstown [T41,T42] | CARRICKMINES |  | 53.2504 | -6.1306
007980X | MV/LV Substation LA***980X |  | 20 kV | _ | LV | 100 kVA :Pole Substation | 0.1 | --> | 0.1 | 0.089 | 16.12 |  | --> | 0.095 | 0 | 0.013 | 0.084 | 0 |  | --> | E12 ex WEXFORD | Wexford [T121,T122] | WEXFORD |  | 52.3435 | -6.5668
025680X | MV/LV Substation RA***680X |  | 20 kV | _ | LV | 100 kVA :Pole Substation | 0.1 | --> | 0.1 | 0.058 | 2.96 |  | --> | 0.095 | 0 | 0.045 | 0 | 0 | Constrained, otherwise capacity available =56 kW | --> | E11 ex CHARLEVILLE | Charleville [T421,T422] | CHARLEVILLE |  | 52.3489 | -8.6597
127685X | MV/LV Substation KI***685X |  | 10 kV | _ | LV | 50 kVA :Pole Substation | 0.05 | --> | 0.05 | 0.043 | 5.89 |  | --> | 0.048 | 0 | 0 | 0 | 0 | Constrained, otherwise capacity available =47 kW | --> | C18 ex CASHEL | Cashel [T41,T42] | CAHIR |  | 52.5238 | -7.8379
050376 | MV/LV Substation CL***376 |  | 10 kV | _ | LV | 50 kVA :Pole Substation | 0.05 | --> | 0.05 | 0 | 0 | Constrained, otherwise capacity available =22 kVA | --> | 0.048 | 0 | 0 | 0 | 0 | Constrained, otherwise capacity available =44 kW | --> | C23 ex ATHLONE | Athlone [T41,T42] | ATHLONE |  | 53.4353 | -7.9423
1544254 | MV/LV Substation BR***4254 |  | 20 kV | _ | LV | 630 kVA :Building Structure | 0.63 | --> | 0.63 | 0 | 0 | Constrained, otherwise capacity available =567 kVA | --> | 0.598 | 0 | 0 | 0.5 | 0 |  | --> | C21 ex MACETOWN | Macetown [T101,T102] | MACETOWN |  | 53.4316 | -6.4494
069647 | MV/LV Substation OR***647 |  | 10 kV | _ | LV | 400 kVA :Kiosk Substation | 0.4 | --> | 0.4 | 0 | 0 | Constrained, otherwise capacity available =294 kVA | --> | 0.38 | 0 | 0.035 | 0.339 | 0 |  | --> | C12 ex BALLYBODEN | Ballyboden [T41,T42] | COOKSTOWN |  | 53.2755 | -6.3125
251824 | MV/LV Substation FA***824 |  | 20 kV | _ | LV | 200 kVA :Pole Substation | 0.2 | --> | 0.2 | 0 | 0 | Constrained, otherwise capacity available =186 kVA | --> | 0.19 | 0 | 0 | 0 | 0 | Constrained, otherwise capacity available =188 kW | --> | E47 ex CLAREGALWAY | Claregalway [T42,T421] | GALWAY 110KV |  | 53.3905 | -8.8328
365860X | MV/LV Substation CA***860X |  | 10 kV | _ | LV | 630 kVA :Building Structure | 0.63 | --> | 0.63 | 0 | 0 | Constrained, otherwise capacity available =551 kVA | --> | 0.598 | 0 | 0 | 0.5 | 0 |  | --> | C19 ex BALLYMOUNT | Ballymount [T41,T42] | INCHICORE 220KV |  | 53.312 | -6.3471
011788Z | MV/LV Substation PL***788Z |  | 10 kV | _ | LV | 50 kVA :Pole Substation | 0.05 | --> | 0.05 | 0 | 0 | Constrained, otherwise capacity available =41 kVA | --> | 0.048 | 0 | 0 | 0 | 0 | Constrained, otherwise capacity available =46 kW | --> | C21 ex TALBOTS INCH | Talbots Inch [T41,T42] | KILKENNY |  | 52.6755 | -7.2379
118342 | MV/LV Substation CU***342 |  | 20 kV | _ | LV | 50 kVA :Pole Substation | 0.05 | --> | 0.05 | 0 | 0 | Constrained, otherwise capacity available =48 kVA | --> | 0.048 | 0 | 0 | 0 | 0 | Constrained, otherwise capacity available =47 kW | --> | E15 ex CREAGH | Creagh [T421,T422] | ATHLONE |  | 53.2791 | -8.0086
158028 | MV/LV Substation AR***028 |  | 10 kV | _ | LV | 200 kVA :Pole Substation | 0.2 | --> | 0.2 | 0 | 0 | Constrained, otherwise capacity available =154 kVA | --> | 0.19 | 0 | 0 | 0 | 0 | Constrained, otherwise capacity available =184 kW | --> | C15 ex ENNISTYMON | Ennistymon [T41,T42] | ENNIS |  | 52.9359 | -9.2942
0494621 | MV/LV Substation GL***4621 |  | 10 kV | _ | LV | 200 kVA :Pole Substation | 0.2 | --> | 0.2 | 0 | 0 | Constrained, otherwise capacity available =200 kVA | --> | 0.19 | 0 | 0 | 0 | 0 | Constrained, otherwise capacity available =190 kW | --> | C17 ex AGHAMORE | Aghamore [T41,T42] | LANESBORO |  | 53.73 | -7.9062
192622 | MV/LV Substation FA***622 |  | 20 kV | _ | LV | 400 kVA :Kiosk Substation | 0.4 | --> | 0.4 | 0.235 | 1.7 |  | --> | 0.38 | 0 | 0.005 | 0 | 0 | Constrained, otherwise capacity available =353 kW | --> | E15 ex GWEEDORE | Gweedore [T421] | ARDNAGAPPARY |  | 55.1357 | -8.1065
042460X | MV/LV Substation SN***460X |  | 10 kV | _ | LV | 100 kVA :Pole Substation | 0.1 | --> | 0.1 | 0 | 0 | Constrained, otherwise capacity available =92 kVA | --> | 0.095 | 0 | 0.006 | 0 | 0 | Constrained, otherwise capacity available =90 kW | --> | C18 ex KNOCKAPHUNTA | Knockaphunta [T41,T42] | CASTLEBAR |  | 53.8643 | -9.3302
039332 | MV/LV Substation OC***332 |  | 10 kV | _ | LV | 400 kVA :Kiosk Substation | 0.4 | --> | 0.4 | 0.269 | 11.03 |  | --> | 0.38 | 0 | 0.049 | 0.325 | 0 |  | --> | C24 ex SALTHILL | Salthill [T101,T102] | SALTHILL |  | 53.2579 | -9.0909
062870X | MV/LV Substation RA***870X |  | 10 kV | _ | LV | 100 kVA :Pole Substation | 0.1 | --> | 0.1 | 0.084 | 1.03 |  | --> | 0.095 | 0 | 0.008 | 0 | 0 | Constrained, otherwise capacity available =87 kW | --> | C15 ex LITTLE MILLS | Little Mills [T41] | DUNDALK |  | 53.9883 | -6.4276
009067Y | MV/LV Substation WA***067Y |  | 10 kV | _ | LV | 400 kVA :Building Structure | 0.4 | --> | 0.4 | 0 | 0 | Constrained, otherwise capacity available =398 kVA | --> | 0.38 | 0 | 0 | 0 | 0 | Constrained, otherwise capacity available =380 kW | --> | C12 ex WATERFORD IND EST | Waterford Ind Est [T41,T42,T44] | BUTLERSTOWN |  | 52.2445 | -7.1643
063003 | MV/LV Substation FA***003 |  | 10 kV | _ | LV | 400 kVA :Kiosk Substation | 0.4 | --> | 0.4 | 0 | 0 | Constrained, otherwise capacity available =344 kVA | --> | 0.38 | 0 | 0 | 0 | 0 | Constrained, otherwise capacity available =372 kW | --> | C19 ex BALLYBAILIE | Ballybailie [T41,T42] | DUNDALK |  | 53.8605 | -6.543
365876X | MV/LV Substation WO***876X |  | 10 kV | _ | LV | 400 kVA :Kiosk Substation | 0.4 | --> | 0.4 | 0 | 0 | Constrained, otherwise capacity available =284 kVA | --> | 0.38 | 0 | 0.044 | 0.331 | 0 |  | --> | C15 ex TYMON | Tymon [T41,T42] | COOKSTOWN |  | 53.2756 | -6.3254
365344 | MV/LV Substation AG***344 |  | 10 kV | _ | LV | 50 kVA :Pole Substation | 0.05 | --> | 0.05 | 0 | 0 | Constrained, otherwise capacity available =18 kVA | --> | 0.048 | 0 | 0.006 | 0.038 | 0 |  | --> | C15 ex SAGGART | Saggart [T41,T42] | GRANGE CASTLE |  | 53.233 | -6.4318
036133X | MV/LV Substation BA***133X |  | 20 kV | _ | LV | 50 kVA :Pole Substation | 0.05 | --> | 0.05 | 0.045 | 1.4 |  | --> | 0.048 | 0 | 0.006 | 0 | 0 | Constrained, otherwise capacity available =42 kW | --> | E17 ex KILROSS ROAD | Kilross Road [T421] | TIPPERARY |  | 52.4128 | -8.2204
120683Y | MV/LV Substation TR***683Y |  | 20 kV | _ | LV | 50 kVA :Pole Substation | 0.05 | --> | 0.05 | 0.05 | 3.5 |  | --> | 0.048 | 0 | 0 | 0 | 0 | Constrained, otherwise capacity available =48 kW | --> | E12 ex DUNFIRTH | Dunfirth [T122] | DUNFIRTH |  | 53.4237 | -6.9247
002004 | MV/LV Substation CO***004 |  | 10 kV | _ | LV | 630 kVA :Kiosk Substation | 0.63 | --> | 0.63 | 0.5 | 2.36 |  | --> | 0.598 | 0 | 0.02 | 0.5 | 0 |  | --> | C12 ex BRAY | Bray [T41,T42] | FASSAROE |  | 53.2052 | -6.1091
036679 | MV/LV Substation PR***679 |  | 20 kV | _ | LV | 100 kVA :Pole Substation | 0.1 | --> | 0.1 | 0 | 0 | Constrained, otherwise capacity available =60 kVA | --> | 0.095 | 0 | 0.011 | 0 | 0 | Constrained, otherwise capacity available =81 kW | --> | E20 ex GARRANACANTY | Garranacanty [T421,T422] | TIPPERARY |  | 52.4934 | -8.0201
067414 | MV/LV Substation MU***414 |  | 10 kV | _ | LV | 50 kVA :Pole Substation | 0.05 | --> | 0.05 | 0 | 0 | Constrained, otherwise capacity available =45 kVA | --> | 0.048 | 0 | 0 | 0.047 | 0 |  | --> | C20 ex GARRYOWEN | Garryowen [T41,T42] | LIMERICK |  | 52.6425 | -8.6009
417118 | MV/LV Substation DO***118 |  | 20 kV | _ | LV | 50 kVA :Pole Substation | 0.05 | --> | 0.05 | 0.047 | 8.5 |  | --> | 0.048 | 0 | 0 | 0 | 0 | Constrained, otherwise capacity available =47 kW | --> | E12 ex ARIGNA | Arigna [T121] | ARIGNA |  | 54.1886 | -8.0144
164388X | MV/LV Substation BR***388X |  | 10 kV | _ | LV | 100 kVA :Pole Substation | 0.1 | --> | 0.1 | 0 | 0 | Constrained, otherwise capacity available =99 kVA | --> | 0.095 | 0 | 0 | 0 | 0 | Constrained, otherwise capacity available =95 kW | --> | C22 ex SKIBBEREEN | Skibbereen [T41,T42] | DUNMANWAY |  | 51.4495 | -9.4846
120094Y | MV/LV Substation AS***094Y |  | 20 kV | _ | LV | 100 kVA :Pole Substation | 0.1 | --> | 0.1 | 0 | 0 | Constrained, otherwise capacity available =90 kVA | --> | 0.095 | 0 | 0 | 0 | 0 | Constrained, otherwise capacity available =94 kW | --> | E14 ex EDENDERRY | Edenderry [T421,T422] | BLAKE |  | 53.3414 | -6.9432
160087Z | MV/LV Substation BA***087Z |  | 10 kV | _ | LV | 200 kVA :Kiosk Substation | 0.2 | --> | 0.2 | 0 | 0 | Constrained, otherwise capacity available =128 kVA | --> | 0.19 | 0 | 0 | 0 | 0 | Constrained, otherwise capacity available =180 kW | --> | C23 ex PORTARLINGTON | Portarlington [T43] | BLAKE |  | 53.1516 | -7.19
150345X | MV/LV Substation VO***345X |  | 20 kV | _ | LV | 400 kVA :Kiosk Substation | 0.4 | --> | 0.4 | 0.361 | 3.96 |  | --> | 0.38 | 0 | 0 | 0 | 0 | Constrained, otherwise capacity available =375 kW | --> | E19 ex STRANORLAR | Stranorlar [T421,T422] | LETTERKENNY |  | 54.807 | -7.7737
067074 | MV/LV Substation TR***074 |  | 10 kV | _ | LV | 400 kVA :Kiosk Substation | 0.4 | --> | 0.4 | 0 | 0 | Constrained, otherwise capacity available =309 kVA | --> | 0.38 | 0 | 0.11 | 0 | 0 | Constrained, otherwise capacity available =286 kW | --> | C11 ex DOCK ROAD | Dock Road [T41,T42] | LIMERICK |  | 52.655 | -8.6542
007193Z | MV/LV Substation ME***193Z |  | 10 kV | _ | LV | 400 kVA :Building Structure | 0.4 | --> | 0.4 | 0.234 | 0.9 |  | --> | 0.38 | 0 | 0.011 | 0 | 0 | Constrained, otherwise capacity available =358 kW | --> | C15 ex CLONARD | Clonard [T41,T42] | WEXFORD |  | 52.331 | -6.4862
008543 | MV/LV Substation FE***543 |  | 10 kV | _ | LV | 200 kVA :Pole Substation | 0.2 | --> | 0.2 | 0.058 | 0.2 |  | --> | 0.19 | 0 | 0.032 | 0 | 0 | Constrained, otherwise capacity available =146 kW | --> | E17 ex BEALISTOWN | Bealistown [T421,T422] | GREAT ISLAND |  | 52.1925 | -6.8408
004182Y | MV/LV Substation AU***182Y |  | 10 kV | _ | LV | 200 kVA :Kiosk Substation | 0.2 | --> | 0.2 | 0.138 | 0.45 |  | --> | 0.19 | 0 | 0.013 | 0 | 0 | Constrained, otherwise capacity available =172 kW | --> | C15 ex KILMAGIG | Kilmagig [T42] | ARKLOW |  | 52.8547 | -6.3371
1364348 | MV/LV Substation IR***4348 |  | 10 kV | _ | LV | 100 kVA :Pole Substation | 0.1 | --> | 0.1 | 0 | 0 | Constrained, otherwise capacity available =67 kVA | --> | 0.095 | 0 | 0 | 0 | 0 | Constrained, otherwise capacity available =90 kW | --> | C13 ex ROSCOMMON | Roscommon [T41,T42] | LANESBORO |  | 53.6297 | -8.1831
034558 | MV/LV Substation SP***558 |  | 20 kV | _ | LV | 400 kVA :Building Structure | 0.4 | --> | 0.4 | 0.398 | 0.57 |  | --> | 0.38 | 0 | 0 | 0 | 0 | Constrained, otherwise capacity available =380 kW | --> | E23 ex LAWLESSTOWN | Lawlesstown [T42,T421] | DOON |  | 52.3838 | -7.7955
082272Z | MV/LV Substation TA***272Z |  | 20 kV | _ | LV | 50 kVA :Pole Substation | 0.05 | --> | 0.05 | 0 | 0 | Constrained, otherwise capacity available =44 kVA | --> | 0.048 | 0 | 0 | 0 | 0 | Constrained, otherwise capacity available =47 kW | --> | E19 ex SLANE | Slane [T421] | DRYBRIDGE |  | 53.7432 | -6.5992
001104X | MV/LV Substation WO***104X |  | 10 kV | _ | LV | 400 kVA :Building Structure | 0.4 | --> | 0.4 | 0.325 | 1.16 |  | --> | 0.38 | 0 | 0 | 0.37 | 0 |  | --> | C18 ex MOUNT MERRION | Mount Merrion [T41,T42] | CARRICKMINES |  | 53.3003 | -6.1884
062237Y | MV/LV Substation LI***237Y |  | 20 kV | _ | LV | 200 kVA :Kiosk Substation | 0.2 | --> | 0.2 | 0.15 | 19.76 |  | --> | 0.19 | 0 | 0.019 | 0.169 | 0 |  | --> | E19 ex MULLAGHARLIN | Mullagharlin [T121,T122] | MULLAGHARLIN |  | 53.9748 | -6.4867
1544390 | MV/LV Substation KI***4390 |  | 10 kV | _ | LV | 630 kVA :Kiosk Substation | 0.63 | --> | 0.63 | 0 | 0 | Constrained, otherwise capacity available =630 kVA | --> | 0.598 | 0 | 0 | 0.5 | 0 |  | --> | C39 ex COLLEGE PARK | College Park [T101,T102,T103] | COLLEGE PARK |  | 53.4291 | -6.39
220009 | MV/LV Substation ST***009 |  | 10 kV | _ | LV | 100 kVA :Pole Substation | 0.1 | --> | 0.1 | 0.08 | 1.36 |  | --> | 0.095 | 0 | 0.005 | 0 | 0 | Constrained, otherwise capacity available =88 kW | --> | C15 ex CROSSMOLINA | Crossmolina [T41,T42] | MOY |  | 54.1003 | -9.3118
058249 | MV/LV Substation BA***249 |  | 10 kV | _ | LV | 200 kVA :Kiosk Substation | 0.2 | --> | 0.2 | 0.16 | 3 |  | --> | 0.19 | 0 | 0 | 0 | 0 | Constrained, otherwise capacity available =184 kW | --> | C23 ex NENAGH | Nenagh [T41,T42] | NENAGH |  | 52.8514 | -8.193
009796Y | MV/LV Substation OA***796Y |  | 10 kV | _ | LV | 400 kVA :Kiosk Substation | 0.4 | --> | 0.4 | 0.351 | 8.16 |  | --> | 0.38 | 0 | 0.003 | 0 | 0 | Constrained, otherwise capacity available =371 kW | --> | C12 ex MOUNT MISERY | Mount Misery [T41,T42] | WATERFORD |  | 52.2721 | -7.0989
132818 | MV/LV Substation CA***818 |  | 20 kV | _ | LV | 50 kVA :Pole Substation | 0.05 | --> | 0.05 | 0 | 0 | Constrained, otherwise capacity available =40 kVA | --> | 0.048 | 0 | 0 | 0 | 0 | Constrained, otherwise capacity available =46 kW | --> | E30 ex LOUGHREA | Loughrea [T41,T42] | SOMERSET |  | 53.2137 | -8.6308
253082Y | MV/LV Substation TE***082Y |  | 10 kV | _ | LV | 630 kVA :Building Structure | 0.63 | --> | 0.63 | 0 | 0 | Constrained, otherwise capacity available =559 kVA | --> | 0.598 | 0 | 0.011 | 0 | 0 | Constrained, otherwise capacity available =581 kW | --> | C13 ex TUAM SOUTH | Tuam South [T42] | CLOON |  | 53.5152 | -8.8532
066604Z | MV/LV Substation PE***604Z |  | 10 kV | _ | LV | 400 kVA :Kiosk Substation | 0.4 | --> | 0.4 | 0 | 0 | Constrained, otherwise capacity available =326 kVA | --> | 0.38 | 0 | 0.126 | 0 | 0 | Constrained, otherwise capacity available =276 kW | --> | C13 ex MALAHIDE | Malahide [T41,T42] | GLASMORE |  | 53.4408 | -6.2033
006224 | MV/LV Substation AL***224 |  | 10 kV | _ | LV | 400 kVA :Kiosk Substation | 0.4 | --> | 0.4 | 0.299 | 3.12 |  | --> | 0.38 | 0 | 0 | 0 | 0 | Constrained, otherwise capacity available =366 kW | --> | C11 ex BELLFIELD | Bellfield [T41,T42] | CRANE |  | 52.507 | -6.5828
014853Z | MV/LV Substation BA***853Z |  | 20 kV | _ | LV | 630 kVA :Building Structure | 0.63 | --> | 0.63 | 0 | 0 | Constrained, otherwise capacity available =591 kVA | --> | 0.598 | 0 | 0 | 0 | 0 | Constrained, otherwise capacity available =593 kW | --> | C11 ex KILDARE | Kildare [T41,T42] | NEWBRIDGE |  | 53.1589 | -7.0397
0664339 | MV/LV Substation KI***4339 |  | 20 kV | _ | LV | 630 kVA :Kiosk Substation | 0.63 | --> | 0.63 | 0 | 0 | Constrained, otherwise capacity available =556 kVA | --> | 0.598 | 0 | 0.005 | 0 | 0 | Constrained, otherwise capacity available =585 kW | --> | E15 ex BATTER LANE TEMPORARY | Batter Lane Temporary 38kv [T421] | GLASMORE |  | 53.524 | -6.1747
071838 | MV/LV Substation WI***838 |  | 10 kV | _ | LV | 50 kVA :Pole Substation | 0.05 | --> | 0.05 | 0 | 0 | Constrained, otherwise capacity available =49 kVA | --> | 0.048 | 0 | 0 | 0.047 | 0 |  | --> | C22 ex GREYSTONES | Greystones [T41,T42] | FASSAROE |  | 53.1239 | -6.1066
142558X | MV/LV Substation CL***558X |  | 10 kV | _ | LV | 50 kVA :Pole Substation | 0.05 | --> | 0.05 | 0 | 0 | Constrained, otherwise capacity available =47 kVA | --> | 0.048 | 0 | 0.003 | 0 | 0 | Constrained, otherwise capacity available =45 kW | --> | C11 ex ATHENRY | Athenry [T41,T42] | GALWAY 110KV |  | 53.2828 | -8.7917
082728Y | MV/LV Substation ED***728Y |  | 20 kV | _ | LV | 400 kVA :Kiosk Substation | 0.4 | --> | 0.4 | 0 | 0 | Constrained, otherwise capacity available =397 kVA | --> | 0.38 | 0 | 0.011 | 0 | 0 | Constrained, otherwise capacity available =371 kW | --> | E12 ex ACADEMY STREET | Academy Street [T421,T422,T44] | NAVAN |  | 53.6406 | -6.6634
064739Y | MV/LV Substation ST***739Y |  | 10 kV | _ | LV | 100 kVA :Pole Substation | 0.1 | --> | 0.1 | 0 | 0 | Constrained, otherwise capacity available =92 kVA | --> | 0.095 | 0 | 0 | 0 | 0 | Constrained, otherwise capacity available =94 kW | --> | C20 ex TERMONFECKIN ROAD | Termonfeckin Road [T41,T42] | DRYBRIDGE |  | 53.7356 | -6.3013
288288X | MV/LV Substation BE***288X |  | 10 kV | _ | LV | 1000 kVA :Building Structure | 1 | --> | 1 | 0 | 0 | Constrained, otherwise capacity available =828 kVA | --> | 0.95 | 0 | 0 | 0.5 | 0 |  | --> | C14 ex CARRICKMINES | Carrickmines [T41,T42] | CARRICKMINES |  | 53.261 | -6.2202
046106 | MV/LV Substation BA***106 |  | 10 kV | _ | LV | 400 kVA :Kiosk Substation | 0.4 | --> | 0.4 | 0 | 0 | Constrained, otherwise capacity available =330 kVA | --> | 0.38 | 0 | 0 | 0.37 | 0 |  | --> | C12 ex CRANMORE | Cranmore [T41,T42] | SLIGO |  | 54.2648 | -8.4621
136579X | MV/LV Substation BA***579X |  | 10 kV | _ | LV | 100 kVA :Pole Substation | 0.1 | --> | 0.1 | 0 | 0 | Constrained, otherwise capacity available =77 kVA | --> | 0.095 | 0 | 0.01 | 0 | 0 | Constrained, otherwise capacity available =84 kW | --> | C19 ex ROSCOMMON | Roscommon [T41,T42] | LANESBORO |  | 53.6463 | -8.2146
244613 | MV/LV Substation ST***613 |  | 20 kV | _ | LV | 100 kVA :Pole Substation | 0.1 | --> | 0.1 | 0 | 0 | Constrained, otherwise capacity available =85 kVA | --> | 0.095 | 0 | 0 | 0 | 0 | Constrained, otherwise capacity available =93 kW | --> | E16 ex MILLTOWN (SR) | Milltown (sr) [T421,T422] | OUGHTRAGH |  | 52.1173 | -9.7643
324939 | MV/LV Substation CA***939 |  | 20 kV | _ | LV | 100 kVA :Pole Substation | 0.1 | --> | 0.1 | 0 | 0 | Constrained, otherwise capacity available =98 kVA | --> | 0.095 | 0 | 0 | 0 | 0 | Constrained, otherwise capacity available =95 kW | --> | C17 ex BALLYGAR | Ballygar [T41,T42] | ATHLONE |  | 53.4986 | -8.4674
1114056 | MV/LV Substation CO***4056 |  | 20 kV | _ | LV | 400 kVA :Building Structure | 0.4 | --> | 0.4 | 0 | 0 | Constrained, otherwise capacity available =335 kVA | --> | 0.38 | 0 | 0 | 0 | 0 | Constrained, otherwise capacity available =371 kW | --> | C12 ex BANTRY | Bantry [T41,T42] | BALLYLICKY |  | 51.6746 | -9.4463
054887Y | MV/LV Substation AY***887Y |  | 10 kV | _ | LV | 50 kVA :Pole Substation | 0.05 | --> | 0.05 | 0.046 | 2.78 |  | --> | 0.048 | 0 | 0.025 | 0 | 0 | Constrained, otherwise capacity available =28 kW | --> | E16 ex BALLYRAGGET | Ballyragget [T421,T422] | BALLYRAGGET |  | 52.8604 | -7.368
046145X | MV/LV Substation WH***145X |  | 10 kV | _ | LV | 200 kVA :Kiosk Substation | 0.2 | --> | 0.2 | 0.17 | 5.78 |  | --> | 0.19 | 0 | 0.008 | 0.18 | 0 |  | --> | C20 ex OAKFIELD | Oakfield [T41,T42] | SLIGO |  | 54.2739 | -8.5122
070884X | MV/LV Substation AN***884X |  | 20 kV | _ | LV | 100 kVA :Pole Substation | 0.1 | --> | 0.1 | 0.082 | 0.76 |  | --> | 0.095 | 0 | 0.01 | 0 | 0 | Constrained, otherwise capacity available =85 kW | --> | E15 ex RATHMORE | Rathmore [T42,T421] | KNOCKEARAGH |  | 52.1816 | -9.2403
120956 | MV/LV Substation BL***956 |  | 10 kV | _ | LV | 200 kVA :Pole Substation | 0.2 | --> | 0.2 | 0 | 0 | Constrained, otherwise capacity available =70 kVA | --> | 0.19 | 0 | 0.024 | 0 | 0 | Constrained, otherwise capacity available =154 kW | --> | C15 ex BLAKE | Blake [T41,T42] | BLAKE |  | 53.2945 | -6.8198
162420X | MV/LV Substation CL***420X |  | 10 kV | _ | LV | 50 kVA :Pole Substation | 0.05 | --> | 0.05 | 0.047 | 0.25 |  | --> | 0.048 | 0 | 0 | 0 | 0 | Constrained, otherwise capacity available =47 kW | --> | C16 ex ROSSGEIR | Rossgeir [T41,T42] | LETTERKENNY |  | 54.9511 | -7.4338
066851Z | MV/LV Substation DE***851Z |  | 20 kV | _ | LV | 50 kVA :Pole Substation | 0.05 | --> | 0.05 | 0 | 0 | Constrained, otherwise capacity available =42 kVA | --> | 0.048 | 0 | 0 | 0 | 0 | Constrained, otherwise capacity available =46 kW | --> | E15 ex BATTER LANE TEMPORARY | Batter Lane Temporary 38kv [T421] | GLASMORE |  | 53.5038 | -6.2245
064062Z | MV/LV Substation TO***062Z |  | 20 kV | _ | LV | 400 kVA :Kiosk Substation | 0.4 | --> | 0.4 | 0 | 0 | Constrained, otherwise capacity available =285 kVA | --> | 0.38 | 0 | 0.04 | 0 | 0 | Constrained, otherwise capacity available =334 kW | --> | C17 ex DRYBRIDGE | Drybridge [T41,T42] | DRYBRIDGE |  | 53.7378 | -6.4178
019155 | MV/LV Substation AS***155 |  | 10 kV | _ | LV | 200 kVA :Kiosk Substation | 0.2 | --> | 0.2 | 0.051 | 1.54 |  | --> | 0.19 | 0 | 0.006 | 0 | 0 | Constrained, otherwise capacity available =164 kW | --> | C22 ex BALLYARD | Ballyard [T41,T42] | TRALEE |  | 52.2653 | -9.7298
253907 | MV/LV Substation BA***907 |  | 20 kV | _ | LV | 200 kVA :Pole Substation | 0.2 | --> | 0.2 | 0 | 0 | Constrained, otherwise capacity available =198 kVA | --> | 0.19 | 0 | 0 | 0 | 0 | Constrained, otherwise capacity available =190 kW | --> | E47 ex CLAREGALWAY | Claregalway [T42,T421] | GALWAY 110KV |  | 53.4247 | -8.8106
365008 | MV/LV Substation MO***008 |  | 10 kV | _ | LV | 400 kVA :Kiosk Substation | 0.4 | --> | 0.4 | 0 | 0 | Constrained, otherwise capacity available =260 kVA | --> | 0.38 | 0 | 0.019 | 0.346 | 0 |  | --> | C21 ex BELGARD | Belgard [T41,T42] | COOKSTOWN |  | 53.2851 | -6.3581
0154336 | MV/LV Substation GO***4336 |  | 10 kV | _ | LV | 200 kVA :Kiosk Substation | 0.2 | --> | 0.2 | 0 | 0 | Constrained, otherwise capacity available =200 kVA | --> | 0.19 | 0 | 0 | 0 | 0 | Constrained, otherwise capacity available =190 kW | --> | C16 ex JOHNSTOWN | Johnstown [T41,T42] | KILTEEL |  | 53.2449 | -6.6081
023614X | MV/LV Substation LI***614X |  | 20 kV | _ | LV | 100 kVA :Pole Substation | 0.1 | --> | 0.1 | 0.085 | 0.22 |  | --> | 0.095 | 0 | 0.004 | 0 | 0 | Constrained, otherwise capacity available =90 kW | --> | C16 ex KILSHANNY | Kilshanny [T41,T42] | CAHIR |  | 52.2017 | -8.1071
006186 | MV/LV Substation CE***186 |  | 20 kV | _ | LV | 100 kVA :Pole Substation | 0.1 | --> | 0.1 | 0.085 | 4.38 |  | --> | 0.095 | 0 | 0 | 0.093 | 0 |  | --> | E13 ex CRANE | Crane [T122] | CRANE |  | 52.4446 | -6.4281
122840 | MV/LV Substation KI***840 |  | 10 kV | _ | LV | 100 kVA :Pole Substation | 0.1 | --> | 0.1 | 0.095 | 4.18 |  | --> | 0.095 | 0 | 0.01 | 0 | 0 | Constrained, otherwise capacity available =87 kW | --> | C18 ex KINGSCOURT | Kingscourt [T41,T42] | MEATH HILL |  | 53.9074 | -6.8031
253706 | MV/LV Substation TI***706 |  | 20 kV | _ | LV | 50 kVA :Pole Substation | 0.05 | --> | 0.05 | 0 | 0 | Constrained, otherwise capacity available =16 kVA | --> | 0.048 | 0 | 0 | 0 | 0 | Constrained, otherwise capacity available =43 kW | --> | E16 ex GLENAMADDY | Glenamaddy [T422] | ATHLONE |  | 53.581 | -8.6535
009739 | MV/LV Substation KN***739 |  | 20 kV | _ | LV | 50 kVA :Pole Substation | 0.05 | --> | 0.05 | 0 | 0 | Constrained, otherwise capacity available =33 kVA | --> | 0.048 | 0 | 0.02 | 0 | 0 | Constrained, otherwise capacity available =30 kW | --> | E11 ex KILCARRAGH | Kilcarragh [T421,T422] | BUTLERSTOWN |  | 52.2322 | -7.0619
0214136 | MV/LV Substation KE***4136 |  | 20 kV | _ | LV | 400 kVA :Kiosk Substation | 0.4 | --> | 0.4 | 0 | 0 | Constrained, otherwise capacity available =299 kVA | --> | 0.38 | 0 | 0.025 | 0 | 0 | Constrained, otherwise capacity available =347 kW | --> | E18 ex CURRALEIGH | Curraleigh [T421,T422] | KILBARRY |  | 51.9088 | -8.5635
053442 | MV/LV Substation TO***442 |  | 20 kV | _ | LV | 200 kVA :Pole Substation | 0.2 | --> | 0.2 | 0 | 0 | Constrained, otherwise capacity available =191 kVA | --> | 0.19 | 0 | 0 | 0.189 | 0 |  | --> | E20 ex CLONMINCH | Clonminch [T41,T422] | THORNSBERRY |  | 53.2909 | -7.2942
050243 | MV/LV Substation BA***243 |  | 10 kV | _ | LV | 50 kVA :Pole Substation | 0.05 | --> | 0.05 | 0.026 | 7.61 |  | --> | 0.048 | 0 | 0 | 0 | 0 | Constrained, otherwise capacity available =44 kW | --> | C19 ex GARRYCASTLE | Garrycastle [T41,T42] | ATHLONE |  | 53.349 | -7.8489
139984Y | MV/LV Substation RA***984Y |  | 10 kV | _ | LV | 400 kVA :Kiosk Substation | 0.4 | --> | 0.4 | 0 | 0 | Constrained, otherwise capacity available =305 kVA | --> | 0.38 | 0 | 0.024 | 0 | 0 | Constrained, otherwise capacity available =349 kW | --> | C17 ex VIRGINIA | Virginia [T41,T42] | MEATH HILL |  | 53.8388 | -7.0818
0934285 | MV/LV Substation PA***4285 |  | 10 kV | _ | LV | 1000 kVA :Building Structure | 1 | --> | 1 | 0 | 0 | Constrained, otherwise capacity available =908 kVA | --> | 0.95 | 0 | 0.018 | 0.5 | 0 |  | --> | C22 ex GRANGE (DR) | Grange (dr) [T41,T42] | GRANGE (DR) |  | 53.404 | -6.1695
039354 | MV/LV Substation BA***354 |  | 10 kV | _ | LV | 630 kVA :Kiosk Substation | 0.63 | --> | 0.63 | 0 | 0 | Constrained, otherwise capacity available =502 kVA | --> | 0.598 | 0 | 0.007 | 0 | 0 | Constrained, otherwise capacity available =576 kW | --> | C18 ex HEADFORD ROAD | Headford Road [T41,T42] | GALWAY 110KV |  | 53.2924 | -9.0421
001186X | MV/LV Substation TH***186X |  | 10 kV | _ | LV | 1000 kVA :Building Structure | 1 | --> | 1 | 0.5 | 0.86 | Constrained, otherwise capacity available =876 kVA | --> | 0.95 | 0 | 0 | 0.5 | 0 |  | --> | C17 ex BELFIELD | Belfield [T41,T42] | BLACKROCK |  | 53.313 | -6.2071
052772X | MV/LV Substation RU***772X |  | 20 kV | _ | LV | 50 kVA :Pole Substation | 0.05 | --> | 0.05 | 0 | 0 | Constrained, otherwise capacity available =47 kVA | --> | 0.048 | 0 | 0 | 0 | 0 | Constrained, otherwise capacity available =47 kW | --> | E14 ex BALLINDERRY | Ballinderry [T41,T422] | MULLINGAR |  | 53.5015 | -7.3041
049908X | MV/LV Substation CA***908X |  | 10 kV | _ | LV | 50 kVA :Pole Substation | 0.05 | --> | 0.05 | 0 | 0 | Constrained, otherwise capacity available =47 kVA | --> | 0.048 | 0 | 0 | 0 | 0 | Constrained, otherwise capacity available =47 kW | --> | C17 ex AGHAMORE | Aghamore [T41,T42] | LANESBORO |  | 53.6724 | -7.9579
066255Z | MV/LV Substation TH***255Z |  | 10 kV | _ | LV | 400 kVA :Kiosk Substation | 0.4 | --> | 0.4 | 0 | 0 | Constrained, otherwise capacity available =165 kVA | --> | 0.38 | 0 | 0 | 0 | 0 | Constrained, otherwise capacity available =347 kW | --> | C21 ex MALAHIDE | Malahide [T41,T42] | GLASMORE |  | 53.4518 | -6.1531
071785 | MV/LV Substation ST***785 |  | 10 kV | _ | LV | 200 kVA :Kiosk Substation | 0.2 | --> | 0.2 | 0 | 0 | Constrained, otherwise capacity available =156 kVA | --> | 0.19 | 0 | 0.07 | 0.132 | 0 |  | --> | C15 ex GREYSTONES | Greystones [T41,T42] | FASSAROE |  | 53.1573 | -6.08
160754Y | MV/LV Substation GR***754Y |  | 20 kV | _ | LV | 630 kVA :Kiosk Substation | 0.63 | --> | 0.63 | 0 | 0 | Constrained, otherwise capacity available =541 kVA | --> | 0.598 | 0 | 0 | 0 | 0 | Constrained, otherwise capacity available =586 kW | --> | C21 ex PORTARLINGTON | Portarlington [T43] | BLAKE |  | 53.1378 | -7.0627
066527Z | MV/LV Substation LA***527Z |  | 20 kV | _ | LV | 50 kVA :Pole Substation | 0.05 | --> | 0.05 | 0 | 0 | Constrained, otherwise capacity available =26 kVA | --> | 0.048 | 0 | 0 | 0 | 0 | Constrained, otherwise capacity available =44 kW | --> | E17 ex BALTRASNA | Baltrasna [T121,T122] | BALTRASNA |  | 53.519 | -6.5071
025615X | MV/LV Substation IN***615X |  | 10 kV | _ | LV | 200 kVA :Building Structure | 0.2 | --> | 0.2 | 0.119 | 6.21 |  | --> | 0.19 | 0 | 0 | 0 | 0 | Constrained, otherwise capacity available =179 kW | --> | E24 ex MILFORD (MWR) | Milford (mwr) [T422] | CHARLEVILLE |  | 52.3371 | -8.8969
0214336 | MV/LV Substation AG***4336 |  | 20 kV | _ | LV | 50 kVA :Pole Substation | 0.05 | --> | 0.05 | 0 | 0 | Constrained, otherwise capacity available =50 kVA | --> | 0.048 | 0 | 0 | 0 | 0 | Constrained, otherwise capacity available =48 kW | --> | E16 ex CURRALEIGH | Curraleigh [T421,T422] | KILBARRY |  | 51.9154 | -8.7348
137239X | MV/LV Substation FA***239X |  | 10 kV | _ | LV | 50 kVA :Pole Substation | 0.05 | --> | 0.05 | 0.048 | 3.74 |  | --> | 0.048 | 0 | 0 | 0 | 0 | Constrained, otherwise capacity available =47 kW | --> | C15 ex KILFLYNN | Kilflynn [T41,T42] | TRALEE |  | 52.3443 | -9.6207
036404 | MV/LV Substation DR***404 |  | 20 kV | _ | LV | 50 kVA :Pole Substation | 0.05 | --> | 0.05 | 0 | 0 | Constrained, otherwise capacity available =35 kVA | --> | 0.048 | 0 | 0 | 0 | 0 | Constrained, otherwise capacity available =45 kW | --> | E20 ex GARRANACANTY | Garranacanty [T421,T422] | TIPPERARY |  | 52.4924 | -8.1142
059959X | MV/LV Substation CO***959X |  | 20 kV | _ | LV | 50 kVA :Pole Substation | 0.05 | --> | 0.05 | 0 | 0 | Constrained, otherwise capacity available =47 kVA | --> | 0.048 | 0 | 0 | 0 | 0 | Constrained, otherwise capacity available =47 kW | --> | E19 ex CAVAN | Cavan [T42,T421] | SHANKILL |  | 53.9299 | -7.4148
084743 | MV/LV Substation KI***743 |  | 20 kV | _ | LV | 50 kVA :Pole Substation | 0.05 | --> | 0.05 | 0 | 0 | Constrained, otherwise capacity available =31 kVA | --> | 0.048 | 0 | 0.005 | 0 | 0 | Constrained, otherwise capacity available =41 kW | --> | E17 ex KILCOLGAN | Kilcolgan [T42,T421] | GALWAY 110KV |  | 53.2246 | -8.8003
052955Y | MV/LV Substation IA***955Y |  | 10 kV | _ | LV | 100 kVA :Pole Substation | 0.1 | --> | 0.1 | 0 | 0 | Constrained, otherwise capacity available =67 kVA | --> | 0.095 | 0 | 0 | 0 | 0 | Constrained, otherwise capacity available =90 kW | --> | C21 ex BALLINDERRY | Ballinderry [T41,T422] | MULLINGAR |  | 53.5194 | -7.3559
281441Y | MV/LV Substation KI***441Y |  | 10 kV | _ | LV | 400 kVA :Kiosk Substation | 0.4 | --> | 0.4 | 0 | 0 | Constrained, otherwise capacity available =337 kVA | --> | 0.38 | 0 | 0.028 | 0 | 0 | Constrained, otherwise capacity available =350 kW | --> | C12 ex CARRIGALINE | Carrigaline [T41,T42] | BARNAHELY |  | 51.8182 | -8.3781
001071 | MV/LV Substation TE***071 |  | 10 kV | _ | LV | 400 kVA :Building Structure | 0.4 | --> | 0.4 | 0.258 | 1.55 |  | --> | 0.38 | 0 | 0.025 | 0.342 | 0 |  | --> | C11 ex MONKSTOWN | Monkstown [T41,T42] | BLACKROCK |  | 53.297 | -6.1712
015186Y | MV/LV Substation FI***186Y |  | 20 kV | _ | LV | 50 kVA :Pole Substation | 0.05 | --> | 0.05 | 0 | 0 | Constrained, otherwise capacity available =50 kVA | --> | 0.048 | 0 | 0 | 0 | 0 | Constrained, otherwise capacity available =48 kW | --> | E14 ex BLESSINGTON | Blessington [T421,T422] | KILTEEL |  | 53.1193 | -6.5925
139941Y | MV/LV Substation OA***941Y |  | 10 kV | _ | LV | 200 kVA :Kiosk Substation | 0.2 | --> | 0.2 | 0.154 | 4 |  | --> | 0.19 | 0 | 0.005 | 0 | 0 | Constrained, otherwise capacity available =180 kW | --> | C18 ex BALLYJAMESDUFF | Ballyjamesduff [T41,T42] | SHANKILL |  | 53.866 | -7.2069
0594269 | MV/LV Substation CO***4269 |  | 10 kV | _ | LV | 50 kVA :Pole Substation | 0.05 | --> | 0.05 | 0 | 0 | Constrained, otherwise capacity available =50 kVA | --> | 0.048 | 0 | 0 | 0 | 0 | Constrained, otherwise capacity available =48 kW | --> | C20 ex CAVAN | Cavan [T42,T421] | SHANKILL |  | 54.0084 | -7.319
120428 | MV/LV Substation CL***428 |  | 10 kV | _ | LV | 50 kVA :Pole Substation | 0.05 | --> | 0.05 | 0.039 | 3.5 |  | --> | 0.048 | 0 | 0 | 0 | 0 | Constrained, otherwise capacity available =46 kW | --> | E14 ex DUNFIRTH | Dunfirth [T122] | DUNFIRTH |  | 53.3762 | -6.8217
012855X | MV/LV Substation TH***855X |  | 10 kV | _ | LV | 400 kVA :Kiosk Substation | 0.4 | --> | 0.4 | 0 | 0 | Constrained, otherwise capacity available =292 kVA | --> | 0.38 | 0 | 0.031 | 0 | 0 | Constrained, otherwise capacity available =342 kW | --> | C11 ex POLLERTON | Pollerton [T41,T42] | CARLOW |  | 52.8419 | -6.9054
204117X | MV/LV Substation NO***117X |  | 20 kV | _ | LV | 50 kVA :Pole Substation | 0.05 | --> | 0.05 | 0 | 0 | Constrained, otherwise capacity available =50 kVA | --> | 0.048 | 0 | 0 | 0 | 0 | Constrained, otherwise capacity available =47 kW | --> | E17 ex BUNCRANA | Buncrana [T421,T422] | TRILLICK |  | 55.174 | -7.2342
184651 | MV/LV Substation ME***651 |  | 10 kV | _ | LV | 200 kVA :Pole Substation | 0.2 | --> | 0.2 | 0.197 | 3.38 |  | --> | 0.19 | 0 | 0 | 0 | 0 | Constrained, otherwise capacity available =190 kW | --> | C20 ex CASTLEBLAYNEY | Castleblayney [T41,T42] | DUNDALK |  | 54.0553 | -6.7065
026574 | MV/LV Substation NE***574 |  | 10 kV | _ | LV | 100 kVA :Pole Substation | 0.1 | --> | 0.1 | 0 | 0 | Constrained, otherwise capacity available =98 kVA | --> | 0.095 | 0 | 0 | 0 | 0 | Constrained, otherwise capacity available =95 kW | --> | C21 ex KINSALE |  |  |  | 51.7094 | -8.4494
022240 | MV/LV Substation QU***240 |  | 10 kV | _ | LV | 50 kVA :Pole Substation | 0.05 | --> | 0.05 | 0 | 0 | Constrained, otherwise capacity available =43 kVA | --> | 0.048 | 0 | 0 | 0 | 0 | Constrained, otherwise capacity available =46 kW | --> | C15 ex SCARTEEN | Scarteen [T41,T42] | MALLOW |  | 52.1296 | -8.6649
1164258 | MV/LV Substation IR***4258 |  | 10 kV | _ | LV | 630 kVA :Kiosk Substation | 0.63 | --> | 0.63 | 0.5 | 7.32 |  | --> | 0.598 | 0 | 0 | 0.5 | 0 |  | --> | C12 ex CARROWBEG | Carrowbeg [T41,T42] | CARROWBEG |  | 53.7965 | -9.5108
069311 | MV/LV Substation FO***311 |  | 10 kV | _ | LV | 630 kVA :Kiosk Substation | 0.63 | --> | 0.63 | 0.5 | 3.34 |  | --> | 0.598 | 0 | 0 | 0.5 | 0 |  | --> | C14 ex GREENHILLS | Greenhills [T42] | INCHICORE 220KV |  | 53.3242 | -6.3356
074015 | MV/LV Substation KS***015 |  | 20 kV | _ | LV | 50 kVA :Pole Substation | 0.05 | --> | 0.05 | 0.046 | 8.5 |  | --> | 0.048 | 0 | 0.006 | 0 | 0 | Constrained, otherwise capacity available =43 kW | --> | E14 ex ARIGNA | Arigna [T121] | ARIGNA |  | 54.0202 | -7.9365
0714107 | MV/LV Substation VA***4107 |  | 10 kV | _ | LV | 630 kVA :Building Structure | 0.63 | --> | 0.63 | 0 | 0 | Constrained, otherwise capacity available =630 kVA | --> | 0.598 | 0 | 0 | 0.5 | 0 | Constrained, otherwise capacity available =598 kW | --> | C17 ex GREYSTONES | Greystones [T41,T42] | FASSAROE |  | 53.1513 | -6.0674
156644 | MV/LV Substation KI***644 |  | 20 kV | _ | LV | 50 kVA :Pole Substation | 0.05 | --> | 0.05 | 0.035 | 2.1 |  | --> | 0.048 | 0 | 0 | 0 | 0 | Constrained, otherwise capacity available =45 kW | --> | E16 ex LISDRUM | Lisdrum [T422] | LISDRUM |  | 54.266 | -6.8909
132602X | MV/LV Substation BA***602X |  | 20 kV | _ | LV | 100 kVA :Pole Substation | 0.1 | --> | 0.1 | 0 | 0 | Constrained, otherwise capacity available =88 kVA | --> | 0.095 | 0 | 0 | 0 | 0 | Constrained, otherwise capacity available =93 kW | --> | E30 ex LOUGHREA | Loughrea [T41,T42] | SOMERSET |  | 53.2076 | -8.632
0934300 | MV/LV Substation MA***4300 |  | 10 kV | _ | LV | 400 kVA :Kiosk Substation | 0.4 | --> | 0.4 | 0 | 0 | Constrained, otherwise capacity available =387 kVA | --> | 0.38 | 0 | 0 | 0.378 | 0 |  | --> | C16 ex SANTRY | Santry [T41,T42] | FINGLAS |  | 53.3978 | -6.2011
1374159 | MV/LV Substation BA***4159 |  | 10 kV | _ | LV | 100 kVA :Pole Substation | 0.1 | --> | 0.1 | 0.1 | 2 |  | --> | 0.095 | 0 | 0.011 | 0 | 0 | Constrained, otherwise capacity available =87 kW | --> | C15 ex CAUSEWAY | Causeway [T41,T42] | TRALEE |  | 52.3594 | -9.8089
053543Y | MV/LV Substation PH***543Y |  | 20 kV | _ | LV | 200 kVA :Pole Substation | 0.2 | --> | 0.2 | 0 | 0 | Constrained, otherwise capacity available =123 kVA | --> | 0.19 | 0 | 0 | 0.179 | 0 |  | --> | E20 ex CLONMINCH | Clonminch [T41,T422] | THORNSBERRY |  | 53.2936 | -7.2831
007976Z | MV/LV Substation HI***976Z |  | 10 kV | _ | LV | 200 kVA :Kiosk Substation | 0.2 | --> | 0.2 | 0.143 | 0.14 | Constrained, otherwise capacity available =181 kVA | --> | 0.19 | 0 | 0 | 0 | 0 | Constrained, otherwise capacity available =187 kW | --> | C16 ex CARRIGLAWN | Carriglawn [T41,T42] | WEXFORD |  | 52.3365 | -6.4966
0034264 | MV/LV Substation BA***4264 |  | 10 kV | _ | LV | 50 kVA :Pole Substation | 0.05 | --> | 0.05 | 0.049 | 11.58 |  | --> | 0.048 | 0 | 0.016 | 0 | 0 | Constrained, otherwise capacity available =36 kW | --> | C17 ex BALLYBEG | Ballybeg [T101,T102] | CARRICKMINES |  | 52.9776 | -6.089
069241 | MV/LV Substation ST***241 |  | 10 kV | _ | LV | 630 kVA :Kiosk Substation | 0.63 | --> | 0.63 | 0 | 0 | Constrained, otherwise capacity available =560 kVA | --> | 0.598 | 0 | 0.008 | 0.5 | 0 |  | --> | C20 ex DONNYBROOK | Donnybrook [T41,T42] | MILLTOWN (DR) |  | 53.3206 | -6.2309
165784 | MV/LV Substation FR***784 |  | 10 kV | _ | LV | 100 kVA :Pole Substation | 0.1 | --> | 0.1 | 0.07 | 0.88 |  | --> | 0.095 | 0 | 0.015 | 0 | 0 | Constrained, otherwise capacity available =80 kW | --> | C21 ex ROSS CARBERY | Ross Carbery [T41,T42] | DUNMANWAY |  | 51.6031 | -9.0145
184235X | MV/LV Substation CH***235X |  | 10 kV | _ | LV | 400 kVA :Kiosk Substation | 0.4 | --> | 0.4 | 0.284 | 3.38 |  | --> | 0.38 | 0 | 0.005 | 0 | 0 | Constrained, otherwise capacity available =360 kW | --> | C19 ex CASTLEBLAYNEY | Castleblayney [T41,T42] | DUNDALK |  | 54.1123 | -6.7464
053289 | MV/LV Substation BU***289 |  | 20 kV | _ | LV | 200 kVA :Pole Substation | 0.2 | --> | 0.2 | 0 | 0 | Constrained, otherwise capacity available =182 kVA | --> | 0.19 | 0 | 0 | 0.188 | 0 |  | --> | E20 ex CLONMINCH | Clonminch [T41,T422] | THORNSBERRY |  | 53.267 | -7.3836
368277X | MV/LV Substation BA***277X |  | 20 kV | _ | LV | 100 kVA :Pole Substation | 0.1 | --> | 0.1 | 0 | 0 | Constrained, otherwise capacity available =85 kVA | --> | 0.095 | 0 | 0 | 0 | 0 | Constrained, otherwise capacity available =93 kW | --> | C15 ex BALLYHAUNIS | Ballyhaunis [T41,T42] | DALTON |  | 53.7411 | -8.633
067003Z | MV/LV Substation SH***003Z |  | 10 kV | _ | LV | 1000 kVA :Building Structure | 1 | --> | 1 | 0 | 0 | Constrained, otherwise capacity available =821 kVA | --> | 0.95 | 0 | 0 | 0.5 | 0 |  | --> | C20 ex ROCHES STREET | Roches Street [T41,T42] | LIMERICK |  | 52.6611 | -8.6326
093383 | MV/LV Substation CL***383 |  | 10 kV | _ | LV | 630 kVA :Building Structure | 0.63 | --> | 0.63 | 0 | 0 | Constrained, otherwise capacity available =621 kVA | --> | 0.598 | 0 | 0 | 0.5 | 0 |  | --> | C22 ex UNIDARE | Unidare [T41,T42] | FINGLAS |  | 53.3955 | -6.3013
065883 | MV/LV Substation KE***883 |  | 10 kV | _ | LV | 50 kVA :Pole Substation | 0.05 | --> | 0.05 | 0 | 0 | Constrained, otherwise capacity available =21 kVA | --> | 0.048 | 0 | 0 | 0 | 0 | Constrained, otherwise capacity available =44 kW | --> | C15 ex LOUGHSHINNY | Loughshinny [T41,T42] | GLASMORE |  | 53.5378 | -6.0994
0814049 | MV/LV Substation CL***4049 |  | 10 kV | _ | LV | 400 kVA :Building Structure | 0.4 | --> | 0.4 | 0 | 0 | Constrained, otherwise capacity available =294 kVA | --> | 0.38 | 0 | 0 | 0.365 | 0 |  | --> | C18 ex BALGADDY | Balgaddy [T41,T42] | GRANGE CASTLE |  | 53.3363 | -6.4265
006959X | MV/LV Substation BA***959X |  | 20 kV | _ | LV | 50 kVA :Pole Substation | 0.05 | --> | 0.05 | 0 | 0 | Constrained, otherwise capacity available =50 kVA | --> | 0.048 | 0 | 0 | 0 | 0 | Constrained, otherwise capacity available =48 kW | --> | E18 ex CLONROCHE | Clonroche [T421,T422] | WEXFORD |  | 52.4396 | -6.6498
120461 | MV/LV Substation JO***461 |  | 20 kV | _ | LV | 100 kVA :Pole Substation | 0.1 | --> | 0.1 | 0.055 | 3.5 |  | --> | 0.095 | 0 | 0.005 | 0 | 0 | Constrained, otherwise capacity available =85 kW | --> | E11 ex DUNFIRTH | Dunfirth [T122] | DUNFIRTH |  | 53.4021 | -6.8541
167464Y | MV/LV Substation TM***464Y |  | 20 kV | _ | LV | 630 kVA :Building Structure | 0.63 | --> | 0.63 | 0 | 0 | Constrained, otherwise capacity available =630 kVA | --> | 0.598 | 0 | 0 | 0 | 0 | Constrained, otherwise capacity available =598 kW | --> | E21 ex WHITECHURCH | Whitechurch [T421,T422] | KILBARRY |  | 51.9714 | -8.4355
1254086 | MV/LV Substation BA***4086 |  | 20 kV | _ | LV | 50 kVA :Pole Substation | 0.05 | --> | 0.05 | 0.035 | 0.22 |  | --> | 0.048 | 0 | 0 | 0 | 0 | Constrained, otherwise capacity available =45 kW | --> | C16 ex KILSHANNY | Kilshanny [T41,T42] | CAHIR |  | 52.2649 | -8.2333
053042 | MV/LV Substation LY***042 |  | 20 kV | _ | LV | 200 kVA :Pole Substation | 0.2 | --> | 0.2 | 0 | 0 | Constrained, otherwise capacity available =154 kVA | --> | 0.19 | 0 | 0 | 0.184 | 0 |  | --> | E18 ex CLONMINCH | Clonminch [T41,T422] | THORNSBERRY |  | 53.254 | -7.568
0214209 | MV/LV Substation CL***4209 |  | 10 kV | _ | LV | 1000 kVA :Building Structure | 1 | --> | 1 | 0 | 0 | Constrained, otherwise capacity available =900 kVA | --> | 0.95 | 0 | 0 | 0.5 | 0 |  | --> | C17 ex KILBARRY | Kilbarry [T101,T43] | KILBARRY |  | 51.9131 | -8.4713
153034X | MV/LV Substation MO***034X |  | 20 kV | _ | LV | 50 kVA :Pole Substation | 0.05 | --> | 0.05 | 0 | 0 | Constrained, otherwise capacity available =28 kVA | --> | 0.048 | 0 | 0.01 | 0 | 0 | Constrained, otherwise capacity available =37 kW | --> | E13 ex BIRDHILL | Birdhill [T421,T422] | ARDNACRUSHA |  | 52.7332 | -8.5517
2934219 | MV/LV Substation DO***4219 |  | 20 kV | _ | LV | 200 kVA :Pole Substation | 0.2 | --> | 0.2 | 0.2 | 0.43 |  | --> | 0.19 | 0 | 0 | 0 | 0 | Constrained, otherwise capacity available =190 kW | --> | E18 ex TULLOW | Tullow [T421,T422] | CARLOW |  | 52.8408 | -6.7517
125681 | MV/LV Substation KN***681 |  | 10 kV | _ | LV | 30 kVA :Pole Substation | 0.03 | --> | 0.03 | 0 | 0 | Constrained, otherwise capacity available =30 kVA | --> | 0.028 | 0 | 0 | 0 | 0 | Constrained, otherwise capacity available =28 kW | --> | C11 ex CLOONLOUGH | Cloonlough [T41,T42] | BARRYMORE |  | 52.3257 | -8.3437
064670Y | MV/LV Substation BE***670Y |  | 20 kV | _ | LV | 100 kVA :Pole Substation | 0.1 | --> | 0.1 | 0 | 0 | Constrained, otherwise capacity available =90 kVA | --> | 0.095 | 0 | 0.02 | 0 | 0 | Constrained, otherwise capacity available =79 kW | --> | C13 ex MORNINGTON ROAD | Mornington Road [T41,T42] | DRYBRIDGE |  | 53.7208 | -6.254
068258X | MV/LV Substation WO***258X |  | 10 kV | _ | LV | 630 kVA :Building Structure | 0.63 | --> | 0.63 | 0.162 | 2.6 |  | --> | 0.598 | 0 | 0 | 0.5 | 0 |  | --> | C28 ex WOLFE TONE STREET | Wolfe Tone Street [T101,T102] | FINGLAS |  | 53.3497 | -6.2679
026087 | MV/LV Substation GR***087 |  | 10 kV | _ | LV | 200 kVA :Pole Substation | 0.2 | --> | 0.2 | 0 | 0 | Constrained, otherwise capacity available =98 kVA | --> | 0.19 | 0 | 0 | 0 | 0 | Constrained, otherwise capacity available =176 kW | --> | C15 ex KINSALE | Kinsale [T41,T42] | BANDON |  | 51.712 | -8.5226
192877 | MV/LV Substation CA***877 |  | 20 kV | _ | LV | 50 kVA :Pole Substation | 0.05 | --> | 0.05 | 0.044 | 1.7 |  | --> | 0.048 | 0 | 0.01 | 0 | 0 | Constrained, otherwise capacity available =39 kW | --> | E15 ex GWEEDORE | Gweedore [T421] | ARDNAGAPPARY |  | 55.1152 | -8.1389
064518 | MV/LV Substation GO***518 |  | 20 kV | _ | LV | 50 kVA :Pole Substation | 0.05 | --> | 0.05 | 0 | 0 | Constrained, otherwise capacity available =41 kVA | --> | 0.048 | 0 | 0.004 | 0 | 0 | Constrained, otherwise capacity available =43 kW | --> | E15 ex JULIANSTOWN | Julianstown [T421,T422] | DRYBRIDGE |  | 53.6348 | -6.2473
062200X | MV/LV Substation TH***200X |  | 10 kV | _ | LV | 400 kVA :Kiosk Substation | 0.4 | --> | 0.4 | 0.287 | 3.12 |  | --> | 0.38 | 0 | 0.09 | 0 | 0 | Constrained, otherwise capacity available =298 kW | --> | C20 ex MARSHES | Marshes [T41,T42] | DUNDALK |  | 53.9688 | -6.3649
1364311 | MV/LV Substation CA***4311 |  | 20 kV | _ | LV | 50 kVA :Pole Substation | 0.05 | --> | 0.05 | 0 | 0 | Constrained, otherwise capacity available =50 kVA | --> | 0.048 | 0 | 0 | 0 | 0 | Constrained, otherwise capacity available =48 kW | --> | C17 ex ROSCOMMON | Roscommon [T41,T42] | LANESBORO |  | 53.6235 | -8.3527
034340Y | MV/LV Substation FR***340Y |  | 20 kV | _ | LV | 50 kVA :Pole Substation | 0.05 | --> | 0.05 | 0.05 | 5.88 |  | --> | 0.048 | 0 | 0 | 0 | 0 | Constrained, otherwise capacity available =48 kW | --> | C14 ex ARDGEEHA | Ardgeeha [T41,T42] | DOON |  | 52.4734 | -7.6351
495599 | MV/LV Substation MU***599 |  | 20 kV | _ | LV | 200 kVA :Kiosk Substation | 0.2 | --> | 0.2 | 0.108 | 1.5 |  | --> | 0.19 | 0 | 0.012 | 0.168 | 0 |  | --> | E18 ex ACHILL | Achill [T422] | CARROWBEG |  | 53.908 | -9.7677
0334386 | MV/LV Substation BA***4386 |  | 10 kV | _ | LV | 50 kVA :Pole Substation | 0.05 | --> | 0.05 | 0 | 0 | Constrained, otherwise capacity available =37 kVA | --> | 0.048 | 0 | 0 | 0 | 0 | Constrained, otherwise capacity available =46 kW | --> | C11 ex DEERPARK | Deerpark [T41,T42] | BALLYDINE |  | 52.3033 | -7.4089
005598 | MV/LV Substation CR***598 |  | 20 kV | _ | LV | 100 kVA :Pole Substation | 0.1 | --> | 0.1 | 0.054 | 17.8 |  | --> | 0.095 | 0 | 0.004 | 0.086 | 0 |  | --> | E21 ex BANOGE | Banoge [T121,T122] | BANOGE |  | 52.6809 | -6.3907
034896X | MV/LV Substation BA***896X |  | 20 kV | _ | LV | 400 kVA :Kiosk Substation | 0.4 | --> | 0.4 | 0.355 | 0.57 |  | --> | 0.38 | 0 | 0 | 0 | 0 | Constrained, otherwise capacity available =374 kW | --> | E23 ex LAWLESSTOWN | Lawlesstown [T42,T421] | DOON |  | 52.4138 | -7.7589
069615 | MV/LV Substation BE***615 |  | 10 kV | _ | LV | 400 kVA :Kiosk Substation | 0.4 | --> | 0.4 | 0 | 0 | Constrained, otherwise capacity available =269 kVA | --> | 0.38 | 0 | 0 | 0.362 | 0 |  | --> | C12 ex DONNYBROOK | Donnybrook [T41,T42] | MILLTOWN (DR) |  | 53.3177 | -6.2333
120054 | MV/LV Substation FR***054 |  | 20 kV | _ | LV | 200 kVA :Pole Substation | 0.2 | --> | 0.2 | 0 | 0 | Constrained, otherwise capacity available =115 kVA | --> | 0.19 | 0 | 0.01 | 0 | 0 | Constrained, otherwise capacity available =171 kW | --> | E11 ex EDENDERRY | Edenderry [T421,T422] | BLAKE |  | 53.3417 | -7.0606
206776 | MV/LV Substation PO***776 |  | 20 kV | _ | LV | 50 kVA :Pole Substation | 0.05 | --> | 0.05 | 0.048 | 2.76 |  | --> | 0.048 | 0 | 0 | 0.047 | 0 |  | --> | E14 ex BANGOR ERRIS | Bangor Erris [T421] | BELLACORICK |  | 54.3098 | -9.7191
046094 | MV/LV Substation QU***094 |  | 10 kV | _ | LV | 400 kVA :Building Structure | 0.4 | --> | 0.4 | 0 | 5.48 |  | --> | 0.38 | 0 | 0.025 | 0.287 | 0 |  | --> | C14 ex BALLYTIVNAN | Ballytivnan [T41,T42] | SLIGO |  | 54.2737 | -8.476
062166Y | MV/LV Substation V ***166Y |  | 10 kV | _ | LV | 200 kVA :Pole Substation | 0.2 | --> | 0.2 | 0.195 | 5.69 |  | --> | 0.19 | 0 | 0 | 0 | 0 | Constrained, otherwise capacity available =189 kW | --> | C19 ex RAMPARTS | Ramparts [T41,T42] | DUNDALK |  | 54.0154 | -6.3988
055847X | MV/LV Substation RA***847X |  | 10 kV | _ | LV | 200 kVA :Pole Substation | 0.2 | --> | 0.2 | 0 | 0 | Constrained, otherwise capacity available =150 kVA | --> | 0.19 | 0 | 0 | 0 | 0 | Constrained, otherwise capacity available =183 kW | --> | C17 ex TEMPLEMORE | Templemore [T41,T42] | IKERRIN |  | 52.7914 | -7.8303
0694183 | MV/LV Substation EA***4183 |  | 10 kV | _ | LV | 630 kVA :Kiosk Substation | 0.63 | --> | 0.63 | 0.5 | 9.99 |  | --> | 0.598 | 0 | 0 | 0.5 | 0 |  | --> | C21 ex HAROLDS CROSS | Harolds Cross [T101,T102] | POOLBEG |  | 53.3259 | -6.2893
031227 | MV/LV Substation DY***227 |  | 20 kV | _ | LV | 50 kVA :Pole Substation | 0.05 | --> | 0.05 | 0 | 0 | Constrained, otherwise capacity available =46 kVA | --> | 0.048 | 0 | 0 | 0 | 0 | Constrained, otherwise capacity available =47 kW | --> | E13 ex FOXHOLE | Foxhole [T421,T422] | DUNGARVAN |  | 51.9467 | -7.7234
056687 | MV/LV Substation CA***687 |  | 20 kV | _ | LV | 50 kVA :Pole Substation | 0.05 | --> | 0.05 | 0.02 | 0.89 |  | --> | 0.048 | 0 | 0.011 | 0 | 0 | Constrained, otherwise capacity available =35 kW | --> | E20 ex BIRR | Birr [T41,T422] | DALLOW |  | 53.0629 | -7.9709
066568Z | MV/LV Substation BA***568Z |  | 20 kV | _ | LV | 200 kVA :Kiosk Substation | 0.2 | --> | 0.2 | 0 | 0 | Constrained, otherwise capacity available =164 kVA | --> | 0.19 | 0 | 0.003 | 0 | 0 | Constrained, otherwise capacity available =183 kW | --> | E18 ex GLASMORE | Glasmore [T421,T422] | GLASMORE |  | 53.4808 | -6.2707
3654192 | MV/LV Substation S.***4192 |  | 10 kV | _ | LV | 630 kVA :Building Structure | 0.63 | --> | 0.63 | 0 | 0 | Constrained, otherwise capacity available =630 kVA | --> | 0.598 | 0 | 0 | 0.5 | 0 |  | --> | C18 ex CITYWEST | Citywest [T101,T102] | INCHICORE 220KV |  | 53.2932 | -6.4104
062457Y | MV/LV Substation SH***457Y |  | 20 kV | _ | LV | 100 kVA :Pole Substation | 0.1 | --> | 0.1 | 0.092 | 2.33 |  | --> | 0.095 | 0 | 0 | 0 | 0 | Constrained, otherwise capacity available =94 kW | --> | C26 ex DUNDALK | Dundalk [T41,T42] | DUNDALK |  | 54.0383 | -6.5612
007244X | MV/LV Substation ST***244X |  | 20 kV | _ | LV | 50 kVA :Pole Substation | 0.05 | --> | 0.05 | 0.05 | 1.4 |  | --> | 0.048 | 0 | 0 | 0 | 0 | Constrained, otherwise capacity available =48 kW | --> | E12 ex KILLINICK | Killinick [T421,T422] | WEXFORD |  | 52.2463 | -6.3539
116692X | MV/LV Substation GA***692X |  | 10 kV | _ | LV | 50 kVA :Pole Substation | 0.05 | --> | 0.05 | 0.049 | 7.32 |  | --> | 0.048 | 0 | 0 | 0.047 | 0 |  | --> | C12 ex CARROWBEG | Carrowbeg [T41,T42] | CARROWBEG |  | 53.7739 | -9.498
3654230 | MV/LV Substation CO***4230 |  | 10 kV | _ | LV | 400 kVA :Kiosk Substation | 0.4 | --> | 0.4 | 0 | 0 | Constrained, otherwise capacity available =400 kVA | --> | 0.38 | 0 | 0 | 0.38 | 0 |  | --> | C17 ex BELGARD | Belgard [T41,T42] | COOKSTOWN |  | 53.295 | -6.3727
260662X | MV/LV Substation BU***662X |  | 20 kV | _ | LV | 50 kVA :Pole Substation | 0.05 | --> | 0.05 | 0.044 | 1.67 |  | --> | 0.048 | 0 | 0 | 0.047 | 0 |  | --> | E18 ex NEWPORT | Newport [T421] | CARROWBEG |  | 53.898 | -9.579
127346 | MV/LV Substation CA***346 |  | 10 kV | _ | LV | 100 kVA :Pole Substation | 0.1 | --> | 0.1 | 0 | 0 | Constrained, otherwise capacity available =91 kVA | --> | 0.095 | 0 | 0 | 0 | 0 | Constrained, otherwise capacity available =94 kW | --> | C11 ex HOLYCROSS ROAD | Holycross Road [T41,T42] | THURLES |  | 52.6686 | -7.8163
013548X | MV/LV Substation WI***548X |  | 10 kV | _ | LV | 100 kVA :Pole Substation | 0.1 | --> | 0.1 | 0.094 | 0.12 |  | --> | 0.095 | 0 | 0 | 0.094 | 0 |  | --> | C26 ex ATHY | Athy [T101,T102] | ATHY |  | 53.0219 | -6.994
111053Z | MV/LV Substation EA***053Z |  | 10 kV | _ | LV | 50 kVA :Pole Substation | 0.05 | --> | 0.05 | 0 | 0 | Constrained, otherwise capacity available =38 kVA | --> | 0.048 | 0 | 0 | 0 | 0 | Constrained, otherwise capacity available =46 kW | --> | C15 ex BANTRY | Bantry [T41,T42] | BALLYLICKY |  | 51.7188 | -9.4557
118192 | MV/LV Substation DY***192 |  | 20 kV | _ | LV | 50 kVA :Pole Substation | 0.05 | --> | 0.05 | 0 | 0 | Constrained, otherwise capacity available =47 kVA | --> | 0.048 | 0 | 0 | 0 | 0 | Constrained, otherwise capacity available =47 kW | --> | E11 ex CREAGH | Creagh [T421,T422] | ATHLONE |  | 53.464 | -8.2166
4294149 | MV/LV Substation GA***4149 |  | 10 kV | _ | LV | 50 kVA :Pole Substation | 0.05 | --> | 0.05 | 0.05 | 0.33 |  | --> | 0.048 | 0 | 0 | 0 | 0 | Constrained, otherwise capacity available =48 kW | --> | C20 ex ABBEYFEALE | Abbeyfeale [T42] | TRIEN |  | 52.4625 | -9.2697
017399X | MV/LV Substation CU***399X |  | 20 kV | _ | LV | 400 kVA :Kiosk Substation | 0.4 | --> | 0.4 | 0 | 0 | Constrained, otherwise capacity available =391 kVA | --> | 0.38 | 0 | 0 | 0 | 0 | Constrained, otherwise capacity available =379 kW | --> | E16 ex PATRICKSWELL | Patrickswell [T421,T422] | LIMERICK |  | 52.5921 | -8.8772
0694202 | MV/LV Substation ST***4202 |  | 10 kV | _ | LV | 630 kVA :Kiosk Substation | 0.63 | --> | 0.63 | 0 | 0 | Constrained, otherwise capacity available =630 kVA | --> | 0.598 | 0 | 0 | 0.5 | 0 |  | --> | C13 ex BALLYBODEN | Ballyboden [T41,T42] | COOKSTOWN |  | 53.2933 | -6.276
023045 | MV/LV Substation CO***045 |  | 10 kV | _ | LV | 1000 kVA :Building Structure | 1 | --> | 1 | 0 | 0 | Constrained, otherwise capacity available =718 kVA | --> | 0.95 | 0 | 0 | 0 | 0 | Constrained, otherwise capacity available =911 kW | --> | C16 ex COOLCARRON | Coolcarron [T41,T42] | BARRYMORE |  | 52.1374 | -8.2751
158168X | MV/LV Substation LI***168X |  | 20 kV | _ | LV | 100 kVA :Pole Substation | 0.1 | --> | 0.1 | 0 | 0 | Constrained, otherwise capacity available =69 kVA | --> | 0.095 | 0 | 0 | 0 | 0 | Constrained, otherwise capacity available =91 kW | --> | C19 ex ENNISTYMON | Ennistymon [T41,T42] | ENNIS |  | 53.1191 | -9.1547
011649 | MV/LV Substation AN***649 |  | 10 kV | _ | LV | 50 kVA :Pole Substation | 0.05 | --> | 0.05 | 0.037 | 2.8 |  | --> | 0.048 | 0 | 0 | 0 | 0 | Constrained, otherwise capacity available =46 kW | --> | C12 ex PURCELLS INCH | Purcells Inch [T41,T42] | KILKENNY |  | 52.5602 | -7.1952
0214373 | MV/LV Substation SP***4373 |  | 10 kV | _ | LV | 630 kVA :Kiosk Substation | 0.63 | --> | 0.63 | 0.5 | 6.78 |  | --> | 0.598 | 0 | 0 | 0.5 | 0 |  | --> | C18 ex CASTLEVIEW | Castleview [T101,T102] | CASTLEVIEW |  | 51.9171 | -8.3848
001031 | MV/LV Substation GL***031 |  | 10 kV | _ | LV | 630 kVA :Building Structure | 0.63 | --> | 0.63 | 0 | 0 | Constrained, otherwise capacity available =285 kVA | --> | 0.598 | 0 | 0.092 | 0.482 | 0 |  | --> | C18 ex DUNDRUM | Dundrum [T41,T42] | BLACKROCK |  | 53.3055 | -6.2362
037088 | MV/LV Substation PA***088 |  | 10 kV | _ | LV | 630 kVA :Building Structure | 0.63 | --> | 0.63 | 0 | 0 | Constrained, otherwise capacity available =630 kVA | --> | 0.598 | 0 | 0 | 0 | 0 | Constrained, otherwise capacity available =598 kW | --> | C17 ex ENNIS NORTH | Ennis North [T41,T42] | ENNIS |  | 52.8606 | -8.9827
154498Z | MV/LV Substation TY***498Z |  | 10 kV | _ | LV | 400 kVA :Building Structure | 0.4 | --> | 0.4 | 0 | 0 | Constrained, otherwise capacity available =237 kVA | --> | 0.38 | 0 | 0 | 0.357 | 0 |  | --> | C39 ex COLLEGE PARK | College Park [T101,T102,T103] | COLLEGE PARK |  | 53.4195 | -6.3805
253864 | MV/LV Substation AB***864 |  | 20 kV | _ | LV | 400 kVA :Kiosk Substation | 0.4 | --> | 0.4 | 0 | 0 | Constrained, otherwise capacity available =301 kVA | --> | 0.38 | 0 | 0.022 | 0 | 0 | Constrained, otherwise capacity available =350 kW | --> | E47 ex CLAREGALWAY | Claregalway [T42,T421] | GALWAY 110KV |  | 53.4377 | -8.749
064467Y | MV/LV Substation CO***467Y |  | 10 kV | _ | LV | 100 kVA :Pole Substation | 0.1 | --> | 0.1 | 0 | 0 |  | --> | 0.095 | 0 | 0.005 | 0 | 0 | Constrained, otherwise capacity available =76 kW | --> | E11 ex SLANE | Slane [T421] | DRYBRIDGE |  | 53.7776 | -6.4824
156027 | MV/LV Substation TO***027 |  | 10 kV | _ | LV | 400 kVA :Building Structure | 0.4 | --> | 0.4 | 0.287 | 2.47 |  | --> | 0.38 | 0 | 0.005 | 0 | 0 | Constrained, otherwise capacity available =361 kW | --> | E21 ex TELAYDON | Telaydon [T42,T421] | LISDRUM |  | 54.2554 | -6.9663
142461X | MV/LV Substation FA***461X |  | 10 kV | _ | LV | 50 kVA :Pole Substation | 0.05 | --> | 0.05 | 0 | 0 | Constrained, otherwise capacity available =29 kVA | --> | 0.048 | 0 | 0 | 0 | 0 | Constrained, otherwise capacity available =45 kW | --> | C11 ex ATHENRY | Athenry [T41,T42] | GALWAY 110KV |  | 53.2905 | -8.7458
249750 | MV/LV Substation BA***750 |  | 10 kV | _ | LV | 200 kVA :Pole Substation | 0.2 | --> | 0.2 | 0 | 0 | Constrained, otherwise capacity available =136 kVA | --> | 0.19 | 0 | 0 | 0 | 0 | Constrained, otherwise capacity available =181 kW | --> | C19 ex LISMORE | Lismore [T41,T42] | DUNGARVAN |  | 52.1389 | -8.0659
093578Z | MV/LV Substation GR***578Z |  | 10 kV | _ | LV | 630 kVA :Building Structure | 0.63 | --> | 0.63 | 0 | 0 | Constrained, otherwise capacity available =494 kVA | --> | 0.598 | 0 | 0 | 0 | 0 | Constrained, otherwise capacity available =580 kW | --> | C31 ex CLONSHAUGH | Clonshaugh [T41,T42] | FINGLAS |  | 53.4025 | -6.2173
037196Y | MV/LV Substation EN***196Y |  | 10 kV | _ | LV | 400 kVA :Building Structure | 0.4 | --> | 0.4 | 0.227 | 13.05 |  | --> | 0.38 | 0 | 0 | 0.356 | 0 |  | --> | C20 ex ENNIS | Ennis [T101,T102] | ENNIS |  | 52.8516 | -8.9825
002042 | MV/LV Substation CO***042 |  | 10 kV | _ | LV | 630 kVA :Kiosk Substation | 0.63 | --> | 0.63 | 0.385 | 2.36 |  | --> | 0.598 | 0 | 0.033 | 0.5 | 0 |  | --> | C19 ex BRAY | Bray [T41,T42] | FASSAROE |  | 53.1972 | -6.095
049132Z | MV/LV Substation NE***132Z |  | 20 kV | _ | LV | 100 kVA :Pole Substation | 0.1 | --> | 0.1 | 0.098 | 1.31 |  | --> | 0.095 | 0 | 0 | 0 | 0 | Constrained, otherwise capacity available =95 kW | --> | C17 ex ROOSKY | Roosky [T41] | RICHMOND |  | 53.7759 | -7.918
154169Z | MV/LV Substation MC***169Z |  | 20 kV | _ | LV | 100 kVA :Pole Substation | 0.1 | --> | 0.1 | 0 | 0 | Constrained, otherwise capacity available =93 kVA | --> | 0.095 | 0 | 0 | 0 | 0 | Constrained, otherwise capacity available =94 kW | --> | C17 ex MONEYCOOLEY | Moneycooley [T41,T42,T44] | GRIFFINRATH |  | 53.4367 | -6.5316
067042Y | MV/LV Substation EA***042Y |  | 10 kV | _ | LV | 400 kVA :Building Structure | 0.4 | --> | 0.4 | 0 | 0 | Constrained, otherwise capacity available =265 kVA | --> | 0.38 | 0 | 0 | 0 | 0 | Constrained, otherwise capacity available =361 kW | --> | C19 ex CASTLETROY | Castletroy [T41,T42] | ARDNACRUSHA |  | 52.6719 | -8.5488
037935 | MV/LV Substation IV***935 |  | 10 kV | _ | LV | 200 kVA :Kiosk Substation | 0.2 | --> | 0.2 | 0.139 | 13.05 |  | --> | 0.19 | 0 | 0.035 | 0.156 | 0 |  | --> | C20 ex ENNIS | Ennis [T101,T102] | ENNIS |  | 52.8547 | -8.9788
116244Y | MV/LV Substation AS***244Y |  | 20 kV | _ | LV | 200 kVA :Kiosk Substation | 0.2 | --> | 0.2 | 0.149 | 8.1 |  | --> | 0.19 | 0 | 0.005 | 0 | 0 | Constrained, otherwise capacity available =179 kW | --> | E16 ex WESTPORT | Westport [T421,T422] | CASTLEBAR |  | 53.7923 | -9.5025
049027 | MV/LV Substation RI***027 |  | 10 kV | _ | LV | 200 kVA :Pole Substation | 0.2 | --> | 0.2 | 0.109 | 0.21 |  | --> | 0.19 | 0 | 0 | 0 | 0 | Constrained, otherwise capacity available =177 kW | --> | E14 ex LONGFORD | Longford [T421,T422] | RICHMOND |  | 53.7281 | -7.8061
069292 | MV/LV Substation BU***292 |  | 10 kV | _ | LV | 630 kVA :Building Structure | 0.63 | --> | 0.63 | 0.498 | 0.91 |  | --> | 0.598 | 0 | 0 | 0.5 | 0 |  | --> | C21 ex KIMMAGE | Kimmage [T41,T42] | INCHICORE 220KV |  | 53.2969 | -6.2975
069059 | MV/LV Substation MI***059 |  | 10 kV | _ | LV | 630 kVA :Kiosk Substation | 0.63 | --> | 0.63 | 0.251 | 7.75 |  | --> | 0.598 | 0 | 0.045 | 0.5 | 0 |  | --> | C21 ex MILLTOWN (DR) | Milltown (dr) [T101,T102] | POOLBEG |  | 53.3192 | -6.2431
196036 | MV/LV Substation TO***036 |  | 10 kV | _ | LV | 200 kVA :Kiosk Substation | 0.2 | --> | 0.2 | 0 | 0 | Constrained, otherwise capacity available =135 kVA | --> | 0.19 | 0 | 0.01 | 0 | 0 | Constrained, otherwise capacity available =174 kW | --> | C18 ex TRIM | Trim [T41,T42] | NAVAN |  | 53.5611 | -6.7874
139502X | MV/LV Substation MT***502X |  | 10 kV | _ | LV | 50 kVA :Pole Substation | 0.05 | --> | 0.05 | 0.021 | 4 |  | --> | 0.048 | 0 | 0.016 | 0 | 0 | Constrained, otherwise capacity available =32 kW | --> | C19 ex BALLYJAMESDUFF | Ballyjamesduff [T41,T42] | SHANKILL |  | 53.8169 | -7.2568
065384Z | MV/LV Substation HA***384Z |  | 10 kV | _ | LV | 400 kVA :Kiosk Substation | 0.4 | --> | 0.4 | 0 | 0 | Constrained, otherwise capacity available =308 kVA | --> | 0.38 | 0 | 0 | 0.367 | 0 |  | --> | C24 ex STEPHENSTOWN | Stephenstown [T101,T102] | FINGLAS |  | 53.602 | -6.1749
066851X | MV/LV Substation CL***851X |  | 20 kV | _ | LV | 400 kVA :Kiosk Substation | 0.4 | --> | 0.4 | 0 | 0 | Constrained, otherwise capacity available =288 kVA | --> | 0.38 | 0 | 0.097 | 0 | 0 | Constrained, otherwise capacity available =292 kW | --> | E18 ex BALTRASNA | Baltrasna [T121,T122] | BALTRASNA |  | 53.5024 | -6.4686
067227Y | MV/LV Substation KI***227Y |  | 10 kV | _ | LV | 400 kVA :Building Structure | 0.4 | --> | 0.4 | 0 | 0 | Constrained, otherwise capacity available =349 kVA | --> | 0.38 | 0 | 0 | 0.373 | 0 |  | --> | C12 ex ROCHES STREET | Roches Street [T41,T42] | LIMERICK |  | 52.6631 | -8.6212
0714098 | MV/LV Substation LI***4098 |  | 10 kV | _ | LV | 630 kVA :Kiosk Substation | 0.63 | --> | 0.63 | 0 | 0 | Constrained, otherwise capacity available =630 kVA | --> | 0.598 | 0 | 0 | 0.5 | 0 | Constrained, otherwise capacity available =598 kW | --> | C14 ex GREYSTONES | Greystones [T41,T42] | FASSAROE |  | 53.1387 | -6.0905
037118 | MV/LV Substation CI***118 |  | 10 kV | _ | LV | 200 kVA :Pole Substation | 0.2 | --> | 0.2 | 0.14 | 13.05 |  | --> | 0.19 | 0 | 0.004 | 0.179 | 0 |  | --> | C12 ex ENNIS | Ennis [T101,T102] | ENNIS |  | 52.8388 | -8.9758
144340X | MV/LV Substation LI***340X |  | 10 kV | _ | LV | 50 kVA :Pole Substation | 0.05 | --> | 0.05 | 0 | 0 | Constrained, otherwise capacity available =46 kVA | --> | 0.048 | 0 | 0 | 0 | 0 | Constrained, otherwise capacity available =47 kW | --> | C16 ex CASTLECOMER | Castlecomer [T41,T42] | BALLYRAGGET |  | 52.7641 | -7.2309
154572Z | MV/LV Substation CA***572Z |  | 10 kV | _ | LV | 400 kVA :Kiosk Substation | 0.4 | --> | 0.4 | 0 | 0 | Constrained, otherwise capacity available =245 kVA | --> | 0.38 | 0 | 0.04 | 0.329 | 0 |  | --> | C11 ex MACETOWN | Macetown [T101,T102] | MACETOWN |  | 53.3983 | -6.4292
156056 | MV/LV Substation CU***056 |  | 10 kV | _ | LV | 200 kVA :Pole Substation | 0.2 | --> | 0.2 | 0.158 | 2.47 |  | --> | 0.19 | 0 | 0 | 0 | 0 | Constrained, otherwise capacity available =184 kW | --> | C12 ex TELAYDON | Telaydon [T42,T421] | LISDRUM |  | 54.2585 | -6.9589
250884 | MV/LV Substation GR***884 |  | 10 kV | _ | LV | 50 kVA :Pole Substation | 0.05 | --> | 0.05 | 0.029 | 1.26 |  | --> | 0.048 | 0 | 0 | 0 | 0 | Constrained, otherwise capacity available =45 kW | --> | C23 ex BALLYCROSSAUN | Ballycrossaun [T421,T422] | SOMERSET |  | 53.1703 | -8.165
220436X | MV/LV Substation SE***436X |  | 20 kV | _ | LV | 50 kVA :Pole Substation | 0.05 | --> | 0.05 | 0.043 | 1.36 |  | --> | 0.048 | 0 | 0 | 0 | 0 | Constrained, otherwise capacity available =46 kW | --> | C12 ex CROSSMOLINA | Crossmolina [T41,T42] | MOY |  | 54.2842 | -9.3791
021097Y | MV/LV Substation FI***097Y |  | 10 kV | _ | LV | 200 kVA :Building Structure | 0.2 | --> | 0.2 | 0 | 0 | Constrained, otherwise capacity available =99 kVA | --> | 0.19 | 0 | 0 | 0.176 | 0 |  | --> | C11 ex MAYFIELD | Mayfield [T41,T42] | KILBARRY |  | 51.9064 | -8.4224
0044094 | MV/LV Substation GO***4094 |  | 10 kV | _ | LV | 50 kVA :Pole Substation | 0.05 | --> | 0.05 | 0 | 0 | Constrained, otherwise capacity available =33 kVA | --> | 0.048 | 0 | 0 | 0 | 0 | Constrained, otherwise capacity available =45 kW | --> | C12 ex TINAHASK | Tinahask [T41,T42] | ARKLOW |  | 52.7478 | -6.2076
210307 | MV/LV Substation BA***307 |  | 10 kV | _ | LV | 50 kVA :Pole Substation | 0.05 | --> | 0.05 | 0 | 0 | Constrained, otherwise capacity available =39 kVA | --> | 0.048 | 0 | 0 | 0 | 0 | Constrained, otherwise capacity available =46 kW | --> | C17 ex CARRICKMACROSS | Carrickmacross [T41,T42] | MEATH HILL |  | 53.9813 | -6.6437
0114491 | MV/LV Substation LO***4491 |  | 10 kV | _ | LV | 400 kVA :Kiosk Substation | 0.4 | --> | 0.4 | 0.373 | 2.8 |  | --> | 0.38 | 0 | 0 | 0 | 0 | Constrained, otherwise capacity available =376 kW | --> | C13 ex PURCELLS INCH | Purcells Inch [T41,T42] | KILKENNY |  | 52.6374 | -7.2383
026915 | MV/LV Substation KI***915 |  | 10 kV | _ | LV | 200 kVA :Pole Substation | 0.2 | --> | 0.2 | 0.163 | 8.66 |  | --> | 0.19 | 0 | 0 | 0 | 0 | Constrained, otherwise capacity available =185 kW | --> | C17 ex BANDON | Bandon [T101,T42] | BANDON |  | 51.7316 | -8.6347
062713Y | MV/LV Substation LE***713Y |  | 10 kV | _ | LV | 400 kVA :Building Structure | 0.4 | --> | 0.4 | 0.287 | 3.12 |  | --> | 0.38 | 0 | 0 | 0 | 0 | Constrained, otherwise capacity available =364 kW | --> | C21 ex MARSHES | Marshes [T41,T42] | DUNDALK |  | 53.9693 | -6.3877
081221Z | MV/LV Substation PA***221Z |  | 10 kV | _ | LV | 630 kVA :Building Structure | 0.63 | --> | 0.63 | 0 | 0 | Constrained, otherwise capacity available =501 kVA | --> | 0.598 | 0 | 0.012 | 0.5 | 0 |  | --> | C21 ex SEMPERIT | Semperit [T41,T42,T43] | GRANGE CASTLE |  | 53.3312 | -6.3592
081369X | MV/LV Substation OA***369X |  | 10 kV | _ | LV | 200 kVA :Kiosk Substation | 0.2 | --> | 0.2 | 0 | 0 | Constrained, otherwise capacity available =108 kVA | --> | 0.19 | 0 | 0.021 | 0 | 0 | Constrained, otherwise capacity available =162 kW | --> | C18 ex PALMERSTOWN | Palmerstown [T41,T42] | FINGLAS |  | 53.3485 | -6.37
365906 | MV/LV Substation RO***906 |  | 10 kV | _ | LV | 100 kVA :Pole Substation | 0.1 | --> | 0.1 | 0 | 0 | Constrained, otherwise capacity available =12 kVA | --> | 0.095 | 0 | 0 | 0.082 | 0 |  | --> | C19 ex CLONDALKIN | Clondalkin [T41,T42,T44] | INCHICORE 220KV |  | 53.2987 | -6.3959
019568 | MV/LV Substation AR***568 |  | 10 kV | _ | LV | 50 kVA :Pole Substation | 0.05 | --> | 0.05 | 0.045 | 1.54 |  | --> | 0.048 | 0 | 0.01 | 0 | 0 | Constrained, otherwise capacity available =39 kW | --> | C22 ex BALLYARD | Ballyard [T41,T42] | TRALEE |  | 52.2434 | -9.782
019205X | MV/LV Substation CO***205X |  | 10 kV | _ | LV | 400 kVA :Kiosk Substation | 0.4 | --> | 0.4 | 0.355 | 1.54 |  | --> | 0.38 | 0 | 0.005 | 0 | 0 | Constrained, otherwise capacity available =370 kW | --> | C17 ex BALLYARD | Ballyard [T41,T42] | TRALEE |  | 52.2558 | -9.6928
045107X | MV/LV Substation GO***107X |  | 10 kV | _ | LV | 400 kVA :Kiosk Substation | 0.4 | --> | 0.4 | 0.369 | 2.45 |  | --> | 0.38 | 0 | 0.006 | 0 | 0 | Constrained, otherwise capacity available =371 kW | --> | C20 ex GURTEEN | Gurteen [T41] | TONROE |  | 53.9971 | -8.5271
209696X | MV/LV Substation CR***696X |  | 20 kV | _ | LV | 400 kVA :Building Structure | 0.4 | --> | 0.4 | 0 | 0 | Constrained, otherwise capacity available =394 kVA | --> | 0.38 | 0 | 0 | 0 | 0 | Constrained, otherwise capacity available =379 kW | --> | C21 ex MILFORD (NR) | Milford (nr) [T41,T42] | LETTERKENNY |  | 55.1558 | -7.7119
249882 | MV/LV Substation CL***882 |  | 20 kV | _ | LV | 100 kVA :Pole Substation | 0.1 | --> | 0.1 | 0 | 0 | Constrained, otherwise capacity available =48 kVA | --> | 0.095 | 0 | 0.004 | 0 | 0 | Constrained, otherwise capacity available =85 kW | --> | E18 ex FOXHOLE | Foxhole [T421,T422] | DUNGARVAN |  | 52.0093 | -7.8201
252945 | MV/LV Substation CA***945 |  | 20 kV | _ | LV | 50 kVA :Pole Substation | 0.05 | --> | 0.05 | 0.039 | 1.32 |  | --> | 0.048 | 0 | 0 | 0.046 | 0 |  | --> | C24 ex CLIFDEN | Clifden [T41,T42] | SCREEB |  | 53.6052 | -9.9021
026626X | MV/LV Substation BA***626X |  | 10 kV | _ | LV | 200 kVA :Pole Substation | 0.2 | --> | 0.2 | 0.119 | 8.66 |  | --> | 0.19 | 0 | 0 | 0 | 0 | Constrained, otherwise capacity available =179 kW | --> | C20 ex BANDON | Bandon [T101,T42] | BANDON |  | 51.7425 | -8.8098
007022Y | MV/LV Substation OP***022Y |  | 10 kV | _ | LV | 630 kVA :Building Structure | 0.63 | --> | 0.63 | 0.143 | 0.14 | Constrained, otherwise capacity available =573 kVA | --> | 0.598 | 0 | 0 | 0 | 0 | Constrained, otherwise capacity available =591 kW | --> | C17 ex CARRIGLAWN | Carriglawn [T41,T42] | WEXFORD |  | 52.3432 | -6.4878
031071 | MV/LV Substation CA***071 |  | 20 kV | _ | LV | 50 kVA :Pole Substation | 0.05 | --> | 0.05 | 0 | 0 | Constrained, otherwise capacity available =48 kVA | --> | 0.048 | 0 | 0 | 0 | 0 | Constrained, otherwise capacity available =47 kW | --> | C17 ex COLLIGAN | Colligan [T41,T42] | DUNGARVAN |  | 52.0857 | -7.6903
066230X | MV/LV Substation SA***230X |  | 10 kV | _ | LV | 400 kVA :Kiosk Substation | 0.4 | --> | 0.4 | 0 | 0 | Constrained, otherwise capacity available =314 kVA | --> | 0.38 | 0 | 0.038 | 0.34 | 0 |  | --> | C20 ex HOWTH JUNCTION | Howth Junction [T41,T42] | GRANGE (DR) |  | 53.3897 | -6.145
209366 | MV/LV Substation MI***366 |  | 10 kV | _ | LV | 100 kVA :Pole Substation | 0.1 | --> | 0.1 | 0 | 0 | Constrained, otherwise capacity available =71 kVA | --> | 0.095 | 0 | 0 | 0 | 0 | Constrained, otherwise capacity available =91 kW | --> | C16 ex MILFORD (NR) | Milford (nr) [T41,T42] | LETTERKENNY |  | 55.0279 | -7.7762
054915X | MV/LV Substation TO***915X |  | 20 kV | _ | LV | 100 kVA :Pole Substation | 0.1 | --> | 0.1 | 0 | 0 | Constrained, otherwise capacity available =36 kVA | --> | 0.095 | 0 | 0 | 0 | 0 | Constrained, otherwise capacity available =86 kW | --> | E12 ex PORTLAOISE | Portlaoise [T423,T424] | PORTLAOISE |  | 52.9785 | -7.175
016233Z | MV/LV Substation A.***233Z |  | 20 kV | _ | LV | 630 kVA :Building Structure | 0.63 | --> | 0.63 | 0 | 0 | Constrained, otherwise capacity available =602 kVA | --> | 0.598 | 0 | 0.04 | 0 | 0 | Constrained, otherwise capacity available =565 kW | --> | E58 ex GRANGE CASTLE |  |  |  | 53.2949 | -6.4811
002987 | MV/LV Substation HE***987 |  | 10 kV | _ | LV | 630 kVA :Kiosk Substation | 0.63 | --> | 0.63 | 0.496 | 2.36 |  | --> | 0.598 | 0 | 0.022 | 0.5 | 0 |  | --> | C19 ex BRAY | Bray [T41,T42] | FASSAROE |  | 53.1929 | -6.0997
059838Y | MV/LV Substation CL***838Y |  | 20 kV | _ | LV | 50 kVA :Pole Substation | 0.05 | --> | 0.05 | 0 | 0 | Constrained, otherwise capacity available =50 kVA | --> | 0.048 | 0 | 0 | 0 | 0 | Constrained, otherwise capacity available =48 kW | --> | E11 ex CAVAN | Cavan [T42,T421] | SHANKILL |  | 54.1087 | -7.332
023240 | MV/LV Substation SA***240 |  | 10 kV | _ | LV | 400 kVA :Kiosk Substation | 0.4 | --> | 0.4 | 0 | 0 | Constrained, otherwise capacity available =211 kVA | --> | 0.38 | 0 | 0.039 | 0 | 0 | Constrained, otherwise capacity available =324 kW | --> | C15 ex FERMOY NORTH | Fermoy North [T41,T42] | BARRYMORE |  | 52.1355 | -8.2834
206910 | MV/LV Substation WO***910 |  | 20 kV | _ | LV | 50 kVA :Pole Substation | 0.05 | --> | 0.05 | 0.048 | 1.6 |  | --> | 0.048 | 0 | 0 | 0 | 0 | Constrained, otherwise capacity available =47 kW | --> | E17 ex BELMULLET | Belmullet [T421] | BELLACORICK |  | 54.229 | -10.0083
2444095 | MV/LV Substation FI***4095 |  | 20 kV | _ | LV | 200 kVA :Pole Substation | 0.2 | --> | 0.2 | 0 | 0 | Constrained, otherwise capacity available =170 kVA | --> | 0.19 | 0 | 0 | 0 | 0 | Constrained, otherwise capacity available =186 kW | --> | E18 ex MILLTOWN (SR) | Milltown (sr) [T421,T422] | OUGHTRAGH |  | 52.1688 | -9.5897
007264X | MV/LV Substation BO***264X |  | 10 kV | _ | LV | 50 kVA :Pole Substation | 0.05 | --> | 0.05 | 0 | 0 | Constrained, otherwise capacity available =50 kVA | --> | 0.048 | 0 | 0 | 0 | 0 | Constrained, otherwise capacity available =48 kW | --> | C20 ex MULGANNON | Mulgannon [T41,T42] | WEXFORD |  | 52.293 | -6.4561
014786Z | MV/LV Substation KI***786Z |  | 10 kV | _ | LV | 400 kVA :Building Structure | 0.4 | --> | 0.4 | 0 | 0 | Constrained, otherwise capacity available =247 kVA | --> | 0.38 | 0 | 0 | 0 | 0 | Constrained, otherwise capacity available =359 kW | --> | C13 ex KILDARE | Kildare [T41,T42] | NEWBRIDGE |  | 53.1526 | -6.9173
066221 | MV/LV Substation CO***221 |  | 10 kV | _ | LV | 400 kVA :Building Structure | 0.4 | --> | 0.4 | 0 | 0 | Constrained, otherwise capacity available =400 kVA | --> | 0.38 | 0 | 0 | 0 | 0 | Constrained, otherwise capacity available =380 kW | --> | C15 ex MALAHIDE | Malahide [T41,T42] | GLASMORE |  | 53.4297 | -6.1257
068752X | MV/LV Substation WA***752X |  | 10 kV | _ | LV | 630 kVA :Building Structure | 0.63 | --> | 0.63 | 0.494 | 9.28 |  | --> | 0.598 | 0 | 0 | 0.5 | 0 |  | --> | C14 ex PEMBROKE | Pembroke [T41,T42,T43,T44] | RINGSEND |  | 53.3374 | -6.2414
365169 | MV/LV Substation SL***169 |  | 10 kV | _ | LV | 1000 kVA :Building Structure | 1 | --> | 1 | 0 | 0 | Constrained, otherwise capacity available =866 kVA | --> | 0.95 | 0 | 0 | 0.5 | 0 |  | --> | C17 ex FORTUNESTOWN | Fortunestown [T101,T102] | INCHICORE 220KV |  | 53.2799 | -6.4454
052981Z | MV/LV Substation R ***981Z |  | 20 kV | _ | LV | 200 kVA :Building Structure | 0.2 | --> | 0.2 | 0 | 0 | Constrained, otherwise capacity available =164 kVA | --> | 0.19 | 0 | 0 | 0 | 0 | Constrained, otherwise capacity available =185 kW | --> | E14 ex BALLINDERRY | Ballinderry [T41,T422] | MULLINGAR |  | 53.4118 | -7.2942
0664472 | MV/LV Substation FO***4472 |  | 10 kV | _ | LV | 630 kVA :Building Structure | 0.63 | --> | 0.63 | 0 | 0 | Constrained, otherwise capacity available =630 kVA | --> | 0.598 | 0 | 0 | 0 | 0 | Constrained, otherwise capacity available =598 kW | --> | E17 ex GLASMORE | Glasmore [T421,T422] | GLASMORE |  | 53.4443 | -6.2298
125803 | MV/LV Substation AG***803 |  | 20 kV | _ | LV | 50 kVA :Pole Substation | 0.05 | --> | 0.05 | 0 | 0 | Constrained, otherwise capacity available =39 kVA | --> | 0.048 | 0 | 0 | 0 | 0 | Constrained, otherwise capacity available =46 kW | --> | C15 ex CLOONLOUGH | Cloonlough [T41,T42] | BARRYMORE |  | 52.254 | -8.4028
210741Y | MV/LV Substation CL***741Y |  | 10 kV | _ | LV | 630 kVA :Building Structure | 0.63 | --> | 0.63 | 0 | 0 | Constrained, otherwise capacity available =626 kVA | --> | 0.598 | 0 | 0 | 0 | 0 | Constrained, otherwise capacity available =598 kW | --> | C18 ex CARRICKMACROSS | Carrickmacross [T41,T42] | MEATH HILL |  | 53.9807 | -6.7183
028211 | MV/LV Substation BA***211 |  | 10 kV | _ | LV | 200 kVA :Kiosk Substation | 0.2 | --> | 0.2 | 0 | 0 | Constrained, otherwise capacity available =59 kVA | --> | 0.19 | 0 | 0.082 | 0 | 0 | Constrained, otherwise capacity available =109 kW | --> | C13 ex COW CROSS |  |  |  | 51.8549 | -8.3173
099563X | MV/LV Substation LE***563X |  | 10 kV | _ | LV | 50 kVA :Pole Substation | 0.05 | --> | 0.05 | 0 | 0 | Constrained, otherwise capacity available =50 kVA | --> | 0.048 | 0 | 0 | 0 | 0 | Constrained, otherwise capacity available =48 kW | --> | C15 ex CULLION | Cullion [T41,T42] | LETTERKENNY |  | 54.9398 | -7.6425
0684678 | MV/LV Substation MI***4678 |  | 10 kV | _ | LV | 1000 kVA :Building Structure | 1 | --> | 1 | 0 | 0 | Constrained, otherwise capacity available =1000 kVA | --> | 0.95 | 0 | 0 | 0.5 | 0 |  | --> | C13 ex GLASNEVIN | Glasnevin [T41] | FINGLAS |  | 53.3746 | -6.2689
009801Y | MV/LV Substation BA***801Y |  | 20 kV | _ | LV | 50 kVA :Pole Substation | 0.05 | --> | 0.05 | 0.05 | 8.16 |  | --> | 0.048 | 0 | 0 | 0 | 0 | Constrained, otherwise capacity available =48 kW | --> | C17 ex MOUNT MISERY | Mount Misery [T41,T42] | WATERFORD |  | 52.2755 | -7.1079
006455 | MV/LV Substation TO***455 |  | 10 kV | _ | LV | 50 kVA :Pole Substation | 0.05 | --> | 0.05 | 0.022 | 1.29 |  | --> | 0.048 | 0 | 0.005 | 0 | 0 | Constrained, otherwise capacity available =40 kW | --> | C12 ex MONFIN | Monfin [T41,T42] | WEXFORD |  | 52.485 | -6.5873
049243 | MV/LV Substation LA***243 |  | 20 kV | _ | LV | 50 kVA :Pole Substation | 0.05 | --> | 0.05 | 0.047 | 0.21 |  | --> | 0.048 | 0 | 0.002 | 0 | 0 | Constrained, otherwise capacity available =46 kW | --> | E17 ex LONGFORD | Longford [T421,T422] | RICHMOND |  | 53.839 | -7.5357
1324017 | MV/LV Substation LO***4017 |  | 10 kV | _ | LV | 1000 kVA :Building Structure | 1 | --> | 1 | 0 | 0 | Constrained, otherwise capacity available =661 kVA | --> | 0.95 | 0 | 0 | 0 | 0 | Constrained, otherwise capacity available =903 kW | --> | C16 ex LOUGHREA | Loughrea [T41,T42] | SOMERSET |  | 53.2022 | -8.5842
020545X | MV/LV Substation CO***545X |  | 10 kV | _ | LV | 100 kVA :Pole Substation | 0.1 | --> | 0.1 | 0 | 0 | Constrained, otherwise capacity available =70 kVA | --> | 0.095 | 0 | 0.037 | 0 | 0 | Constrained, otherwise capacity available =63 kW | --> | C18 ex COOLCORCORAN | Coolcorcoran [T41,T42] | KNOCKEARAGH |  | 52.0679 | -9.6415
074767 | MV/LV Substation LO***767 |  | 20 kV | _ | LV | 50 kVA :Pole Substation | 0.05 | --> | 0.05 | 0 | 0 | Constrained, otherwise capacity available =49 kVA | --> | 0.048 | 0 | 0 | 0 | 0 | Constrained, otherwise capacity available =47 kW | --> | C14 ex CARRICK ON SHANNON | Carrick On Shannon [T41,T42] | CARRICK ON SHANNON |  | 54.0041 | -8.0205
167501 | MV/LV Substation RA***501 |  | 20 kV | _ | LV | 200 kVA :Kiosk Substation | 0.2 | --> | 0.2 | 0 | 0 | Constrained, otherwise capacity available =173 kVA | --> | 0.19 | 0 | 0 | 0 | 0 | Constrained, otherwise capacity available =186 kW | --> | E11 ex WHITECHURCH | Whitechurch [T421,T422] | KILBARRY |  | 52.0143 | -8.5974
051810 | MV/LV Substation KI***810 |  | 20 kV | _ | LV | 45 kVA :Pole Substation | 0.045 | --> | 0.045 | 0 | 2.22 |  | --> | 0.043 | 0 | 0.063 | 0 | 0 |  | --> | E12 ex CLARA | Clara [T421,T422] | THORNSBERRY |  | 53.3624 | -7.495
1514006 | MV/LV Substation HE***4006 |  | 10 kV | _ | LV | 50 kVA :Pole Substation | 0.05 | --> | 0.05 | 0 | 0 | Constrained, otherwise capacity available =50 kVA | --> | 0.048 | 0 | 0 | 0.048 | 0 |  | --> | C12 ex BRUFF | Bruff [T42,T421] | LIMERICK |  | 52.5194 | -8.475
039284 | MV/LV Substation MA***284 |  | 10 kV | _ | LV | 400 kVA :Building Structure | 0.4 | --> | 0.4 | 0 | 0 | Constrained, otherwise capacity available =228 kVA | --> | 0.38 | 0 | 0.015 | 0.347 | 0 |  | --> | C17 ex GALWAY 110KV | Galway 110kv [T102,T103] | GALWAY 110KV |  | 53.2901 | -9.0163
503485 | MV/LV Substation BU***485 |  | 20 kV | _ | LV | 200 kVA :Kiosk Substation | 0.2 | --> | 0.2 | 0.115 | 1.69 |  | --> | 0.19 | 0 | 0.009 | 0 | 0 | Constrained, otherwise capacity available =172 kW | --> | C18 ex NEWTOWNCUNNINGHAM | Newtowncunningham [T41,T42] | LETTERKENNY |  | 55.059 | -7.4043
160790Y | MV/LV Substation MI***790Y |  | 10 kV | _ | LV | 400 kVA :Building Structure | 0.4 | --> | 0.4 | 0 | 0 | Constrained, otherwise capacity available =320 kVA | --> | 0.38 | 0 | 0.01 | 0 | 0 | Constrained, otherwise capacity available =362 kW | --> | C15 ex MOUNTMELLICK | Mountmellick [T41,T42] | PORTLAOISE |  | 53.1275 | -7.3289
365962X | MV/LV Substation HU***962X |  | 10 kV | _ | LV | 400 kVA :Kiosk Substation | 0.4 | --> | 0.4 | 0 | 0 | Constrained, otherwise capacity available =372 kVA | --> | 0.38 | 0 | 0 | 0.376 | 0 |  | --> | C22 ex OLDBAWN | Oldbawn [T41,T42] | COOKSTOWN |  | 53.2704 | -6.3322
2334151 | MV/LV Substation LA***4151 |  | 10 kV | _ | LV | 100 kVA :Pole Substation | 0.1 | --> | 0.1 | 0 | 0 | Constrained, otherwise capacity available =94 kVA | --> | 0.095 | 0 | 0 | 0 | 0 | Constrained, otherwise capacity available =94 kW | --> | C23 ex CASTLEISLAND | Castleisland [T41,T42] | TRALEE |  | 52.26 | -9.4935
071543 | MV/LV Substation KI***543 |  | 10 kV | _ | LV | 200 kVA :Pole Substation | 0.2 | --> | 0.2 | 0.167 | 5.58 |  | --> | 0.19 | 0 | 0 | 0.185 | 0 |  | --> | C14 ex KILCOOLE | Kilcoole [T41,T42] | FASSAROE |  | 53.1049 | -6.0663
2484327 | MV/LV Substation KI***4327 |  | 20 kV | _ | LV | 100 kVA :Pole Substation | 0.1 | --> | 0.1 | 0.1 | 3.5 |  | --> | 0.095 | 0 | 0 | 0 | 0 | Constrained, otherwise capacity available =95 kW | --> | E13 ex DUNFIRTH | Dunfirth [T122] | DUNFIRTH |  | 53.4099 | -6.7156
0684700 | MV/LV Substation DO***4700 |  | 10 kV | _ | LV | 630 kVA :Kiosk Substation | 0.63 | --> | 0.63 | 0 | 0 | Constrained, otherwise capacity available =630 kVA | --> | 0.598 | 0 | 0 | 0.5 | 0 |  | --> | C11 ex GRANBY ROW | Granby Row [T41] | MCDERMOTT |  | 53.3524 | -6.2662
207453 | MV/LV Substation FE***453 |  | 10 kV | _ | LV | 100 kVA :Pole Substation | 0.1 | --> | 0.1 | 0.086 | 3.38 |  | --> | 0.095 | 0 | 0.002 | 0 | 0 | Constrained, otherwise capacity available =92 kW | --> | C15 ex GLENGOOLE | Glengoole [T41] | THURLES |  | 52.6883 | -7.5954
2444084 | MV/LV Substation DU***4084 |  | 20 kV | _ | LV | 50 kVA :Pole Substation | 0.05 | --> | 0.05 | 0 | 0 | Constrained, otherwise capacity available =49 kVA | --> | 0.048 | 0 | 0 | 0 | 0 | Constrained, otherwise capacity available =47 kW | --> | E16 ex MILLTOWN (SR) | Milltown (sr) [T421,T422] | OUGHTRAGH |  | 52.1027 | -9.7696
0714043 | MV/LV Substation GL***4043 |  | 10 kV | _ | LV | 630 kVA :Kiosk Substation | 0.63 | --> | 0.63 | 0 | 0 | Constrained, otherwise capacity available =531 kVA | --> | 0.598 | 0 | 0.163 | 0.464 | 0 |  | --> | C22 ex GREYSTONES | Greystones [T41,T42] | FASSAROE |  | 53.1242 | -6.0679
005013 | MV/LV Substation MC***013 |  | 10 kV | _ | LV | 400 kVA :Kiosk Substation | 0.4 | --> | 0.4 | 0.296 | 3.03 |  | --> | 0.38 | 0 | 0.008 | 0 | 0 | Constrained, otherwise capacity available =360 kW | --> | C24 ex RAMSTOWN | Ramstown [T41,T42] | CRANE |  | 52.6734 | -6.3015
021440Z | MV/LV Substation HO***440Z |  | 10 kV | _ | LV | 200 kVA :Kiosk Substation | 0.2 | --> | 0.2 | 0 | 0 | Constrained, otherwise capacity available =177 kVA | --> | 0.19 | 0 | 0 | 0.187 | 0 |  | --> | C25 ex KILBARRY | Kilbarry [T101,T43] | KILBARRY |  | 51.9079 | -8.5125
011883X | MV/LV Substation CA***883X |  | 10 kV | _ | LV | 200 kVA :Pole Substation | 0.2 | --> | 0.2 | 0 | 0 | Constrained, otherwise capacity available =183 kVA | --> | 0.19 | 0 | 0 | 0 | 0 | Constrained, otherwise capacity available =188 kW | --> | C17 ex ROSEHILL | Rosehill [T41,T42] | KILKENNY |  | 52.6041 | -7.3044
281767X | MV/LV Substation DO***767X |  | 10 kV | _ | LV | 400 kVA :Building Structure | 0.4 | --> | 0.4 | 0 | 0 | Constrained, otherwise capacity available =289 kVA | --> | 0.38 | 0 | 0.05 | 0 | 0 | Constrained, otherwise capacity available =327 kW | --> | C16 ex TOGHER | Togher [T41,T42] | TRABEG |  | 51.8726 | -8.5103
049103X | MV/LV Substation PU***103X |  | 10 kV | _ | LV | 100 kVA :Pole Substation | 0.1 | --> | 0.1 | 0.079 | 0.13 |  | --> | 0.095 | 0 | 0 | 0 | 0 | Constrained, otherwise capacity available =92 kW | --> | C12 ex BALLYMAHON | Ballymahon [T41,T42] | ATHLONE |  | 53.5743 | -7.9489
003362Y | MV/LV Substation BA***362Y |  | 10 kV | _ | LV | 50 kVA :Pole Substation | 0.05 | --> | 0.05 | 0.05 | 11.58 |  | --> | 0.048 | 0 | 0 | 0 | 0 | Constrained, otherwise capacity available =48 kW | --> | C23 ex BALLYBEG | Ballybeg [T101,T102] | CARRICKMINES |  | 52.975 | -6.0961
064599 | MV/LV Substation DU***599 |  | 20 kV | _ | LV | 100 kVA :Pole Substation | 0.1 | --> | 0.1 | 0 | 0 | Constrained, otherwise capacity available =13 kVA | --> | 0.095 | 0 | 0.034 | 0 | 0 | Constrained, otherwise capacity available =57 kW | --> | E15 ex DULEEK | Duleek [T421,T422] | DRYBRIDGE |  | 53.6611 | -6.4175
1604450 | MV/LV Substation RA***4450 |  | 10 kV | _ | LV | 630 kVA :Kiosk Substation | 0.63 | --> | 0.63 | 0 | 0 | Constrained, otherwise capacity available =630 kVA | --> | 0.598 | 0 | 0 | 0 | 0 | Constrained, otherwise capacity available =598 kW | --> | C14 ex PORTLAOISE | Portlaoise [T41,T42] | PORTLAOISE |  | 53.0426 | -7.2746
1964096 | MV/LV Substation WO***4096 |  | 20 kV | _ | LV | 50 kVA :Pole Substation | 0.05 | --> | 0.05 | 0.027 | 0.33 |  | --> | 0.048 | 0 | 0 | 0 | 0 | Constrained, otherwise capacity available =44 kW | --> | E31 ex TRIM | Trim [T421] | NAVAN |  | 53.5505 | -6.8932
093049Y | MV/LV Substation EL***049Y |  | 10 kV | _ | LV | 200 kVA :Kiosk Substation | 0.2 | --> | 0.2 | 0.171 | 7.91 |  | --> | 0.19 | 0 | 0 | 0.186 | 0 |  | --> | C26 ex PELLETSTOWN | Pelletstown [T101,T102] | FINGLAS |  | 53.3872 | -6.3488
060003 | MV/LV Substation OL***003 |  | 10 kV | _ | LV | 200 kVA :Pole Substation | 0.2 | --> | 0.2 | 0.142 | 2.57 |  | --> | 0.19 | 0 | 0.005 | 0 | 0 | Constrained, otherwise capacity available =178 kW | --> | C19 ex ERRIGAL | Errigal [T41,T422] | SHANKILL |  | 54.0717 | -7.0829
068938X | MV/LV Substation CA***938X |  | 10 kV | _ | LV | 1000 kVA :Building Structure | 1 | --> | 1 | 0 | 0 | Constrained, otherwise capacity available =876 kVA | --> | 0.95 | 0 | 0 | 0.5 | 0 |  | --> | C20 ex CLONTARF | Clontarf [T42] | FINGLAS |  | 53.3675 | -6.2013
009509Y | MV/LV Substation ST***509Y |  | 10 kV | _ | LV | 630 kVA :Building Structure | 0.63 | --> | 0.63 | 0.473 | 0.53 |  | --> | 0.598 | 0 | 0 | 0 | 0 | Constrained, otherwise capacity available =577 kW | --> | C11 ex MANOR STREET | Manor Street [T41,T42] | WATERFORD |  | 52.2485 | -7.1135
004050Y | MV/LV Substation HO***050Y |  | 20 kV | _ | LV | 400 kVA :Kiosk Substation | 0.4 | --> | 0.4 | 0.35 | 0.45 |  | --> | 0.38 | 0 | 0 | 0 | 0 | Constrained, otherwise capacity available =373 kW | --> | C15 ex KILMAGIG | Kilmagig [T42] | ARKLOW |  | 52.8523 | -6.332
0714083 | MV/LV Substation BE***4083 |  | 10 kV | _ | LV | 630 kVA :Kiosk Substation | 0.63 | --> | 0.63 | 0 | 0 | Constrained, otherwise capacity available =630 kVA | --> | 0.598 | 0 | 0 | 0.5 | 0 | Constrained, otherwise capacity available =598 kW | --> | C22 ex GREYSTONES | Greystones [T41,T42] | FASSAROE |  | 53.1359 | -6.0963
0674352 | MV/LV Substation NE***4352 |  | 10 kV | _ | LV | 630 kVA :Kiosk Substation | 0.63 | --> | 0.63 | 0 | 0 | Constrained, otherwise capacity available =579 kVA | --> | 0.598 | 0 | 0.005 | 0 | 0 | Constrained, otherwise capacity available =588 kW | --> | C21 ex CASTLETROY | Castletroy [T41,T42] | ARDNACRUSHA |  | 52.6633 | -8.5452
009443X | MV/LV Substation RA***443X |  | 20 kV | _ | LV | 50 kVA :Pole Substation | 0.05 | --> | 0.05 | 0.039 | 8.16 |  | --> | 0.048 | 0 | 0.005 | 0 | 0 | Constrained, otherwise capacity available =42 kW | --> | C17 ex MOUNT MISERY | Mount Misery [T41,T42] | WATERFORD |  | 52.2901 | -7.059
064585Y | MV/LV Substation MA***585Y |  | 10 kV | _ | LV | 100 kVA :Pole Substation | 0.1 | --> | 0.1 | 0 | 0 | Constrained, otherwise capacity available =66 kVA | --> | 0.095 | 0 | 0.002 | 0 | 0 | Constrained, otherwise capacity available =89 kW | --> | C19 ex DRYBRIDGE | Drybridge [T41,T42] | DRYBRIDGE |  | 53.7261 | -6.3567
116763 | MV/LV Substation MU***763 |  | 20 kV | _ | LV | 100 kVA :Pole Substation | 0.1 | --> | 0.1 | 0.057 | 8.1 |  | --> | 0.095 | 0 | 0 | 0 | 0 | Constrained, otherwise capacity available =89 kW | --> | E11 ex WESTPORT | Westport [T421,T422] | CASTLEBAR |  | 53.7778 | -9.6315
059754Y | MV/LV Substation TH***754Y |  | 10 kV | _ | LV | 200 kVA :Kiosk Substation | 0.2 | --> | 0.2 | 0 | 0 | Constrained, otherwise capacity available =190 kVA | --> | 0.19 | 0 | 0 | 0 | 0 | Constrained, otherwise capacity available =189 kW | --> | C16 ex DERRYCRAMPH | Derrycramph [T41,T42] | SHANKILL |  | 53.9754 | -7.3558
049847 | MV/LV Substation BU***847 |  | 20 kV | _ | LV | 50 kVA :Pole Substation | 0.05 | --> | 0.05 | 0.042 | 0.21 |  | --> | 0.048 | 0 | 0.005 | 0 | 0 | Constrained, otherwise capacity available =43 kW | --> | E17 ex LONGFORD | Longford [T421,T422] | RICHMOND |  | 53.7923 | -7.5846
021110 | MV/LV Substation NO***110 |  | 10 kV | _ | LV | 400 kVA :Kiosk Substation | 0.4 | --> | 0.4 | 0 | 0 | Constrained, otherwise capacity available =319 kVA | --> | 0.38 | 0 | 0 | 0.369 | 0 |  | --> | C27 ex KILBARRY | Kilbarry [T101,T43] | KILBARRY |  | 51.902 | -8.4786
093301Z | MV/LV Substation ES***301Z |  | 10 kV | _ | LV | 400 kVA :Kiosk Substation | 0.4 | --> | 0.4 | 0.256 | 12.96 |  | --> | 0.38 | 0 | 0 | 0.36 | 0 |  | --> | C28 ex ARTANE | Artane [T101,T102] | FINGLAS |  | 53.382 | -6.2078
117534X | MV/LV Substation RA***534X |  | 10 kV | _ | LV | 400 kVA :Kiosk Substation | 0.4 | --> | 0.4 | 0.148 | 0.32 |  | --> | 0.38 | 0 | 0.115 | 0 | 0 | Constrained, otherwise capacity available =259 kW | --> | C18 ex BALLYMOTE | Ballymote [T41] | SLIGO |  | 54.0884 | -8.5218
0084329 | MV/LV Substation AD***4329 |  | 20 kV | _ | LV | 50 kVA :Pole Substation | 0.05 | --> | 0.05 | 0 | 0 | Constrained, otherwise capacity available =50 kVA | --> | 0.048 | 0 | 0 | 0 | 0 | Constrained, otherwise capacity available =48 kW | --> | E11 ex CLONROCHE | Clonroche [T421,T422] | WEXFORD |  | 52.3912 | -6.7112
158005 | MV/LV Substation TH***005 |  | 10 kV | _ | LV | 200 kVA :Pole Substation | 0.2 | --> | 0.2 | 0 | 0 | Constrained, otherwise capacity available =155 kVA | --> | 0.19 | 0 | 0.004 | 0 | 0 | Constrained, otherwise capacity available =181 kW | --> | C15 ex ENNISTYMON | Ennistymon [T41,T42] | ENNIS |  | 52.9377 | -9.296
350143X | MV/LV Substation OU***143X |  | 10 kV | _ | LV | 50 kVA :Pole Substation | 0.05 | --> | 0.05 | 0.05 | 1.57 |  | --> | 0.048 | 0 | 0 | 0 | 0 | Constrained, otherwise capacity available =47 kW | --> | C16 ex BUNDORAN | Bundoran [T41,T42] | CATHALEENS FALL |  | 54.4896 | -8.2505
117715X | MV/LV Substation C/***715X |  | 20 kV | _ | LV | 50 kVA :Pole Substation | 0.05 | --> | 0.05 | 0 | 0 | Constrained, otherwise capacity available =49 kVA | --> | 0.048 | 0 | 0 | 0 | 0 | Constrained, otherwise capacity available =47 kW | --> | E22 ex COLLOONEY | Collooney [T421,T422] | SLIGO |  | 54.2108 | -8.3796
293236Y | MV/LV Substation BR***236Y |  | 20 kV | _ | LV | 630 kVA :Kiosk Substation | 0.63 | --> | 0.63 | 0.431 | 0.43 | Constrained, otherwise capacity available =516 kVA | --> | 0.598 | 0 | 0.01 | 0 | 0 | Constrained, otherwise capacity available =575 kW | --> | E15 ex TULLOW | Tullow [T421,T422] | CARLOW |  | 52.8005 | -6.7397
365995X | MV/LV Substation CA***995X |  | 10 kV | _ | LV | 630 kVA :Building Structure | 0.63 | --> | 0.63 | 0 | 0 | Constrained, otherwise capacity available =553 kVA | --> | 0.598 | 0 | 0.006 | 0.5 | 0 |  | --> | C20 ex BALLYMOUNT | Ballymount [T41,T42] | INCHICORE 220KV |  | 53.3134 | -6.3422
160682Y | MV/LV Substation WA***682Y |  | 10 kV | _ | LV | 200 kVA :Pole Substation | 0.2 | --> | 0.2 | 0 | 0 | Constrained, otherwise capacity available =150 kVA | --> | 0.19 | 0 | 0.009 | 0 | 0 | Constrained, otherwise capacity available =176 kW | --> | C11 ex PORTARLINGTON | Portarlington [T41,T42] | PORTLAOISE |  | 53.2299 | -7.224
1604141 | MV/LV Substation DE***4141 |  | 10 kV | _ | LV | 50 kVA :Pole Substation | 0.05 | --> | 0.05 | 0 | 0 | Constrained, otherwise capacity available =49 kVA | --> | 0.048 | 0 | 0 | 0 | 0 | Constrained, otherwise capacity available =47 kW | --> | C15 ex MOUNTMELLICK | Mountmellick [T41,T42] | PORTLAOISE |  | 53.1037 | -7.3469
116100Y | MV/LV Substation SH***100Y |  | 20 kV | _ | LV | 100 kVA :Pole Substation | 0.1 | --> | 0.1 | 0.096 | 8.1 |  | --> | 0.095 | 0 | 0.006 | 0 | 0 | Constrained, otherwise capacity available =90 kW | --> | E15 ex WESTPORT | Westport [T421,T422] | CASTLEBAR |  | 53.8022 | -9.4894
109246 | MV/LV Substation KI***246 |  | 10 kV | _ | LV | 50 kVA :Pole Substation | 0.05 | --> | 0.05 | 0.044 | 0.38 |  | --> | 0.048 | 0 | 0 | 0.047 | 0 |  | --> | C14 ex RINEANNA | Rineanna [T41,T42] | DRUMLINE |  | 52.7937 | -8.8923
281388Z | MV/LV Substation US***388Z |  | 10 kV | _ | LV | 400 kVA :Building Structure | 0.4 | --> | 0.4 | 0.375 | 4.67 |  | --> | 0.38 | 0 | 0 | 0.377 | 0 |  | --> | C23 ex CENTRE PARK ROAD | Marina [T105,T106] | MARINA |  | 51.8959 | -8.4166
003970 | MV/LV Substation KI***970 |  | 10 kV | _ | LV | 100 kVA :Pole Substation | 0.1 | --> | 0.1 | 0.095 | 11.58 |  | --> | 0.095 | 0 | 0 | 0 | 0 | Constrained, otherwise capacity available =94 kW | --> | C17 ex BALLYBEG | Ballybeg [T101,T102] | CARRICKMINES |  | 52.9565 | -6.0285
067321Y | MV/LV Substation OT***321Y |  | 10 kV | _ | LV | 200 kVA :Building Structure | 0.2 | --> | 0.2 | 0 | 0 | Constrained, otherwise capacity available =190 kVA | --> | 0.19 | 0 | 0 | 0.189 | 0 |  | --> | C13 ex RAHEEN | Raheen [T41,T42] | LIMERICK |  | 52.6221 | -8.651
081554Y | MV/LV Substation CA***554Y |  | 10 kV | _ | LV | 200 kVA :Kiosk Substation | 0.2 | --> | 0.2 | 0 | 0 | Constrained, otherwise capacity available =89 kVA | --> | 0.19 | 0 | 0 | 0 | 0 | Constrained, otherwise capacity available =174 kW | --> | C17 ex CELBRIDGE | Celbridge [T41,T42] | GRIFFINRATH |  | 53.3507 | -6.5467
1564008 | MV/LV Substation CA***4008 |  | 20 kV | _ | LV | 50 kVA :Pole Substation | 0.05 | --> | 0.05 | 0.05 | 2.47 |  | --> | 0.048 | 0 | 0 | 0 | 0 | Constrained, otherwise capacity available =48 kW | --> | E13 ex TELAYDON | Telaydon [T42,T421] | LISDRUM |  | 54.2687 | -7.0258
365124 | MV/LV Substation SW***124 |  | 10 kV | _ | LV | 630 kVA :Building Structure | 0.63 | --> | 0.63 | 0.5 | 13.91 |  | --> | 0.598 | 0 | 0 | 0.5 | 0 |  | --> | C17 ex COOKSTOWN | Cookstown [T101,T102] | CARRICKMINES |  | 53.2864 | -6.3752
2884217 | MV/LV Substation IR***4217 |  | 10 kV | _ | LV | 1000 kVA :Building Structure | 1 | --> | 1 | 0.5 | 19.52 |  | --> | 0.95 | 0 | 0 | 0.5 | 0 |  | --> | C22 ex TANEY | Taney [T101,T102] | CARRICKMINES |  | 53.2871 | -6.2402
192544 | MV/LV Substation DO***544 |  | 10 kV | _ | LV | 50 kVA :Pole Substation | 0.05 | --> | 0.05 | 0.041 | 1.7 |  | --> | 0.048 | 0 | 0.004 | 0 | 0 | Constrained, otherwise capacity available =43 kW | --> | E16 ex GWEEDORE | Gweedore [T421] | ARDNAGAPPARY |  | 55.037 | -8.2566
288691 | MV/LV Substation RO***691 |  | 10 kV | _ | LV | 50 kVA :Pole Substation | 0.05 | --> | 0.05 | 0 | 0 | Constrained, otherwise capacity available =25 kVA | --> | 0.048 | 0 | 0 | 0.044 | 0 |  | --> | C13 ex SANDYFORD | Sandyford [T41,T42] | CARRICKMINES |  | 53.262 | -6.3011
067420Y | MV/LV Substation DO***420Y |  | 10 kV | _ | LV | 400 kVA :Kiosk Substation | 0.4 | --> | 0.4 | 0 | 0 | Constrained, otherwise capacity available =306 kVA | --> | 0.38 | 0 | 0.005 | 0.363 | 0 |  | --> | C15 ex BALLINACURRA | Ballinacurra [T41,T42] | LIMERICK |  | 52.6371 | -8.6466
0254023 | MV/LV Substation MA***4023 |  | 10 kV | _ | LV | 400 kVA :Kiosk Substation | 0.4 | --> | 0.4 | 0 | 0 | Constrained, otherwise capacity available =370 kVA | --> | 0.38 | 0 | 0 | 0 | 0 | Constrained, otherwise capacity available =376 kW | --> | C11 ex KILMALLOCK | Kilmallock [T41,T42] | CHARLEVILLE |  | 52.4054 | -8.4844
281352Y | MV/LV Substation BL***352Y |  | 10 kV | _ | LV | 200 kVA :Kiosk Substation | 0.2 | --> | 0.2 | 0.102 | 4.3 |  | --> | 0.19 | 0 | 0.04 | 0.146 | 0 |  | --> | C11 ex RINGASKIDDY 110KV | Ringaskiddy 110kv [T42] | BARNAHELY |  | 51.8684 | -8.3432
077048 | MV/LV Substation AB***048 |  | 20 kV | _ | LV | 100 kVA :Pole Substation | 0.1 | --> | 0.1 | 0 | 0 | Constrained, otherwise capacity available =65 kVA | --> | 0.095 | 0 | 0.013 | 0 | 0 | Constrained, otherwise capacity available =80 kW | --> | E16 ex PATRICKSWELL | Patrickswell [T421,T422] | LIMERICK |  | 52.5676 | -8.7929
053769Y | MV/LV Substation DO***769Y |  | 20 kV | _ | LV | 50 kVA :Pole Substation | 0.05 | --> | 0.05 | 0.044 | 0.89 |  | --> | 0.048 | 0 | 0.005 | 0 | 0 | Constrained, otherwise capacity available =43 kW | --> | E24 ex BIRR | Birr [T41,T422] | DALLOW |  | 53.1478 | -7.7705
1644049 | MV/LV Substation BA***4049 |  | 10 kV | _ | LV | 200 kVA :Kiosk Substation | 0.2 | --> | 0.2 | 0 | 0 | Constrained, otherwise capacity available =190 kVA | --> | 0.19 | 0 | 0 | 0 | 0 | Constrained, otherwise capacity available =189 kW | --> | C15 ex SKIBBEREEN | Skibbereen [T41,T42] | DUNMANWAY |  | 51.4869 | -9.3719
071784 | MV/LV Substation WO***784 |  | 10 kV | _ | LV | 400 kVA :Kiosk Substation | 0.4 | --> | 0.4 | 0 | 0 | Constrained, otherwise capacity available =286 kVA | --> | 0.38 | 0 | 0.04 | 0.335 | 0 |  | --> | C22 ex GREYSTONES | Greystones [T41,T42] | FASSAROE |  | 53.1363 | -6.058
118206Y | MV/LV Substation ME***206Y |  | 20 kV | _ | LV | 50 kVA :Pole Substation | 0.05 | --> | 0.05 | 0 | 0 | Constrained, otherwise capacity available =47 kVA | --> | 0.048 | 0 | 0 | 0 | 0 | Constrained, otherwise capacity available =47 kW | --> | E18 ex CREAGH | Creagh [T421,T422] | ATHLONE |  | 53.4529 | -8.4739
0224170 | MV/LV Substation HA***4170 |  | 10 kV | _ | LV | 400 kVA :Kiosk Substation | 0.4 | --> | 0.4 | 0.4 | 4.55 |  | --> | 0.38 | 0 | 0 | 0 | 0 | Constrained, otherwise capacity available =380 kW | --> | C21 ex MALLOW | Mallow [T41,T42] | MALLOW |  | 52.1496 | -8.6306
013626 | MV/LV Substation BA***626 |  | 10 kV | _ | LV | 50 kVA :Pole Substation | 0.05 | --> | 0.05 | 0.046 | 0.12 |  | --> | 0.048 | 0 | 0.004 | 0.044 | 0 |  | --> | C21 ex ATHY | Athy [T101,T102] | ATHY |  | 52.9797 | -7.0846
210055 | MV/LV Substation DR***055 |  | 10 kV | _ | LV | 200 kVA :Pole Substation | 0.2 | --> | 0.2 | 0 | 0 | Constrained, otherwise capacity available =157 kVA | --> | 0.19 | 0 | 0 | 0 | 0 | Constrained, otherwise capacity available =184 kW | --> | C18 ex CARRICKMACROSS | Carrickmacross [T41,T42] | MEATH HILL |  | 53.979 | -6.7212
158680X | MV/LV Substation FA***680X |  | 10 kV | _ | LV | 200 kVA :Building Structure | 0.2 | --> | 0.2 | 0 | 0 | Constrained, otherwise capacity available =198 kVA | --> | 0.19 | 0 | 0.225 | 0 | 0 | Constrained, otherwise capacity available =23 kW | --> | C15 ex ENNISTYMON | Ennistymon [T41,T42] | ENNIS |  | 52.9409 | -9.2988
111972 | MV/LV Substation GL***972 |  | 20 kV | _ | LV | 400 kVA :Kiosk Substation | 0.4 | --> | 0.4 | 0.257 | 3.48 |  | --> | 0.38 | 0 | 0 | 0 | 0 | Constrained, otherwise capacity available =360 kW | --> | E14 ex GLENGARRIFF | Glengarriff [T421] | BALLYLICKY |  | 51.7503 | -9.5505
2814120 | MV/LV Substation MA***4120 |  | 10 kV | _ | LV | 400 kVA :Kiosk Substation | 0.4 | --> | 0.4 | 0.4 | 4.67 |  | --> | 0.38 | 0 | 0 | 0.38 | 0 |  | --> | C30 ex CENTRE PARK ROAD | Marina [T105,T106] | MARINA |  | 51.8986 | -8.4454
005648X | MV/LV Substation BE***648X |  | 20 kV | _ | LV | 630 kVA :Kiosk Substation | 0.63 | --> | 0.63 | 0.5 | 17.8 |  | --> | 0.598 | 0 | 0.019 | 0.5 | 0 |  | --> | E13 ex BANOGE | Banoge [T121,T122] | BANOGE |  | 52.6363 | -6.2297
036131X | MV/LV Substation CL***131X |  | 20 kV | _ | LV | 200 kVA :Pole Substation | 0.2 | --> | 0.2 | 0 | 0 | Constrained, otherwise capacity available =169 kVA | --> | 0.19 | 0 | 0.025 | 0 | 0 | Constrained, otherwise capacity available =167 kW | --> | E19 ex GARRANACANTY | Garranacanty [T421,T422] | TIPPERARY |  | 52.419 | -8.1918
136518 | MV/LV Substation BA***518 |  | 10 kV | _ | LV | 50 kVA :Pole Substation | 0.05 | --> | 0.05 | 0 | 0 | Constrained, otherwise capacity available =48 kVA | --> | 0.048 | 0 | 0 | 0 | 0 | Constrained, otherwise capacity available =47 kW | --> | C12 ex AGHAMORE | Aghamore [T41,T42] | LANESBORO |  | 53.6787 | -7.9981
156931X | MV/LV Substation DR***931X |  | 10 kV | _ | LV | 50 kVA :Pole Substation | 0.05 | --> | 0.05 | 0 | 0 | Constrained, otherwise capacity available =40 kVA | --> | 0.048 | 0 | 0.008 | 0 | 0 | Constrained, otherwise capacity available =40 kW | --> | C20 ex DRUMBEAR | Drumbear [T41,T42] | LISDRUM |  | 54.1992 | -6.9882
137649 | MV/LV Substation DO***649 |  | 10 kV | _ | LV | 100 kVA :Pole Substation | 0.1 | --> | 0.1 | 0.095 | 2 |  | --> | 0.095 | 0 | 0 | 0 | 0 | Constrained, otherwise capacity available =94 kW | --> | C14 ex CAUSEWAY | Causeway [T41,T42] | TRALEE |  | 52.428 | -9.6989
125153 | MV/LV Substation BA***153 |  | 20 kV | _ | LV | 50 kVA :Pole Substation | 0.05 | --> | 0.05 | 0 | 0 | Constrained, otherwise capacity available =24 kVA | --> | 0.048 | 0 | 0.011 | 0 | 0 | Constrained, otherwise capacity available =36 kW | --> | C15 ex CLOONLOUGH | Cloonlough [T41,T42] | BARRYMORE |  | 52.2384 | -8.3707
117173 | MV/LV Substation RA***173 |  | 20 kV | _ | LV | 400 kVA :Kiosk Substation | 0.4 | --> | 0.4 | 0 | 0 | Constrained, otherwise capacity available =324 kVA | --> | 0.38 | 0 | 0.036 | 0 | 0 | Constrained, otherwise capacity available =343 kW | --> | E20 ex COLLOONEY | Collooney [T421,T422] | SLIGO |  | 54.2066 | -8.5083
0224126 | MV/LV Substation HA***4126 |  | 10 kV | _ | LV | 400 kVA :Kiosk Substation | 0.4 | --> | 0.4 | 0.333 | 4.55 |  | --> | 0.38 | 0 | 0.016 | 0 | 0 | Constrained, otherwise capacity available =359 kW | --> | C21 ex MALLOW | Mallow [T41,T42] | MALLOW |  | 52.1495 | -8.6289
276710 | MV/LV Substation KI***710 |  | 10 kV | _ | LV | 400 kVA :Kiosk Substation | 0.4 | --> | 0.4 | 0.332 | 0.76 |  | --> | 0.38 | 0 | 0.016 | 0 | 0 | Constrained, otherwise capacity available =359 kW | --> | C18 ex WOODFORD | Woodford [T41,T42] | KNOCKEARAGH |  | 52.0521 | -9.5097
144566 | MV/LV Substation CO***566 |  | 10 kV | _ | LV | 50 kVA :Pole Substation | 0.05 | --> | 0.05 | 0 | 0 | Constrained, otherwise capacity available =41 kVA | --> | 0.048 | 0 | 0 | 0 | 0 | Constrained, otherwise capacity available =46 kW | --> | C11 ex CASTLECOMER | Castlecomer [T41,T42] | BALLYRAGGET |  | 52.7867 | -7.1162
281892X | MV/LV Substation LI***892X |  | 10 kV | _ | LV | 1000 kVA :Building Structure | 1 | --> | 1 | 0 | 0 | Constrained, otherwise capacity available =746 kVA | --> | 0.95 | 0 | 0 | 0.5 | 0 |  | --> | C21 ex BISHOPSTOWN | Bishopstown [T41,T42] | KILBARRY |  | 51.888 | -8.5333
001107 | MV/LV Substation OL***107 |  | 10 kV | _ | LV | 630 kVA :Kiosk Substation | 0.63 | --> | 0.63 | 0.416 | 1.23 |  | --> | 0.598 | 0 | 0.049 | 0.5 | 0 |  | --> | C20 ex SALLYNOGGIN ROAD | Sallynoggin Road [T41,T42] | CHERRYWOOD |  | 53.2837 | -6.1469
026958Y | MV/LV Substation CO***958Y |  | 10 kV | _ | LV | 400 kVA :Kiosk Substation | 0.4 | --> | 0.4 | 0 | 0 | Constrained, otherwise capacity available =400 kVA | --> | 0.38 | 0 | 0 | 0 | 0 | Constrained, otherwise capacity available =380 kW | --> | E41 ex KINSALE | Kinsale [T423] | TRABEG |  | 51.6996 | -8.5317
288277X | MV/LV Substation MA***277X |  | 10 kV | _ | LV | 630 kVA :Building Structure | 0.63 | --> | 0.63 | 0 | 0 | Constrained, otherwise capacity available =340 kVA | --> | 0.598 | 0 | 0.206 | 0.405 | 0 |  | --> | C13 ex CARRICKMINES | Carrickmines [T41,T42] | CARRICKMINES |  | 53.2476 | -6.1776
293348Z | MV/LV Substation MI***348Z |  | 20 kV | _ | LV | 630 kVA :Kiosk Substation | 0.63 | --> | 0.63 | 0.5 | 2.83 |  | --> | 0.598 | 0 | 0 | 0 | 0 | Constrained, otherwise capacity available =598 kW | --> | E13 ex BAGENALSTOWN | Bagenalstown [T421,T422] | CARLOW |  | 52.676 | -6.8439
081209X | MV/LV Substation EL***209X |  | 10 kV | _ | LV | 400 kVA :Kiosk Substation | 0.4 | --> | 0.4 | 0 | 0 | Constrained, otherwise capacity available =272 kVA | --> | 0.38 | 0 | 0.038 | 0 | 0 | Constrained, otherwise capacity available =334 kW | --> | C12 ex PALMERSTOWN | Palmerstown [T41,T42] | FINGLAS |  | 53.3527 | -6.3817
251858 | MV/LV Substation BA***858 |  | 10 kV | _ | LV | 50 kVA :Pole Substation | 0.05 | --> | 0.05 | 0 | 0 | Constrained, otherwise capacity available =48 kVA | --> | 0.048 | 0 | 0 | 0 | 0 | Constrained, otherwise capacity available =47 kW | --> | C30 ex CLAREGALWAY | Claregalway [T42,T421] | GALWAY 110KV |  | 53.3671 | -9.0541
058583Y | MV/LV Substation BA***583Y |  | 10 kV | _ | LV | 400 kVA :Building Structure | 0.4 | --> | 0.4 | 0.384 | 3 |  | --> | 0.38 | 0 | 0 | 0 | 0 | Constrained, otherwise capacity available =378 kW | --> | C18 ex NENAGH | Nenagh [T41,T42] | NENAGH |  | 52.8616 | -8.2008
023498 | MV/LV Substation CO***498 |  | 10 kV | _ | LV | 50 kVA :Pole Substation | 0.05 | --> | 0.05 | 0 | 0 | Constrained, otherwise capacity available =16 kVA | --> | 0.048 | 0 | 0 | 0 | 0 | Constrained, otherwise capacity available =43 kW | --> | C19 ex CURRAGLASS | Curraglass [T41] | BARRYMORE |  | 52.0932 | -8.1069
023258 | MV/LV Substation CO***258 |  | 20 kV | _ | LV | 50 kVA :Pole Substation | 0.05 | --> | 0.05 | 0 | 0 | Constrained, otherwise capacity available =47 kVA | --> | 0.048 | 0 | 0 | 0 | 0 | Constrained, otherwise capacity available =47 kW | --> | E12 ex CASTLELYONS | Castlelyons [T421,T422] | BARRYMORE |  | 52.0201 | -8.3361
069065 | MV/LV Substation BA***065 |  | 10 kV | _ | LV | 630 kVA :Building Structure | 0.63 | --> | 0.63 | 0 | 0 | Constrained, otherwise capacity available =308 kVA | --> | 0.598 | 0 | 0.072 | 0.5 | 0 |  | --> | C13 ex BALLYBODEN | Ballyboden [T41,T42] | COOKSTOWN |  | 53.2889 | -6.2805
062993X | MV/LV Substation LI***993X |  | 10 kV | _ | LV | 630 kVA :Building Structure | 0.63 | --> | 0.63 | 0.5 | 5.69 |  | --> | 0.598 | 0 | 0 | 0 | 0 | Constrained, otherwise capacity available =589 kW | --> | C19 ex RAMPARTS | Ramparts [T41,T42] | DUNDALK |  | 54.0156 | -6.4012
127241X | MV/LV Substation TE***241X |  | 10 kV | _ | LV | 200 kVA :Pole Substation | 0.2 | --> | 0.2 | 0 | 0 | Constrained, otherwise capacity available =149 kVA | --> | 0.19 | 0 | 0.01 | 0 | 0 | Constrained, otherwise capacity available =175 kW | --> | C14 ex TEMPLEMORE | Templemore [T41,T42] | IKERRIN |  | 52.7891 | -7.7219
043151X | MV/LV Substation WO***151X |  | 10 kV | _ | LV | 400 kVA :Kiosk Substation | 0.4 | --> | 0.4 | 0.358 | 0.43 |  | --> | 0.38 | 0 | 0.037 | 0 | 0 | Constrained, otherwise capacity available =347 kW | --> | C13 ex SWINFORD | Swinford [T41,T42] | CASTLEBAR |  | 53.9387 | -8.9441
019422 | MV/LV Substation FE***422 |  | 10 kV | _ | LV | 400 kVA :Kiosk Substation | 0.4 | --> | 0.4 | 0.305 | 2.18 |  | --> | 0.38 | 0 | 0.02 | 0 | 0 | Constrained, otherwise capacity available =352 kW | --> | C12 ex BALLYRICKARD | Ballyrickard [T41,T42] | TRALEE |  | 52.2786 | -9.862
252483 | MV/LV Substation RI***483 |  | 10 kV | _ | LV | 200 kVA :Pole Substation | 0.2 | --> | 0.2 | 0.13 | 1.32 |  | --> | 0.19 | 0 | 0.01 | 0.173 | 0 |  | --> | C27 ex CLIFDEN | Clifden [T41,T42] | SCREEB |  | 53.4871 | -10.0195
004046Y | MV/LV Substation AN***046Y |  | 10 kV | _ | LV | 200 kVA :Kiosk Substation | 0.2 | --> | 0.2 | 0.173 | 18.08 |  | --> | 0.19 | 0 | 0 | 0.186 | 0 |  | --> | C19 ex ARKLOW | Arklow [T101,T102] | ARKLOW |  | 52.7949 | -6.1485
093038Y | MV/LV Substation GO***038Y |  | 10 kV | _ | LV | 200 kVA :Building Structure | 0.2 | --> | 0.2 | 0 | 0 | Constrained, otherwise capacity available =143 kVA | --> | 0.19 | 0 | 0 | 0.182 | 0 |  | --> | C17 ex KILMORE | Kilmore [T101,T102,T103] | FINGLAS |  | 53.4038 | -6.2152
039955X | MV/LV Substation BA***955X |  | 10 kV | _ | LV | 630 kVA :Building Structure | 0.63 | --> | 0.63 | 0 | 0 | Constrained, otherwise capacity available =538 kVA | --> | 0.598 | 0 | 0 | 0.5 | 0 |  | --> | C17 ex GALWAY 110KV | Galway 110kv [T102,T103] | GALWAY 110KV |  | 53.2943 | -9.0132
093283 | MV/LV Substation BU***283 |  | 10 kV | _ | LV | 400 kVA :Building Structure | 0.4 | --> | 0.4 | 0.326 | 2.86 |  | --> | 0.38 | 0 | 0 | 0.37 | 0 |  | --> | C20 ex BALLYMUN | Ballymun [T41,T42] | FINGLAS |  | 53.3882 | -6.2546
054388Y | MV/LV Substation MO***388Y |  | 10 kV | _ | LV | 400 kVA :Kiosk Substation | 0.4 | --> | 0.4 | 0 | 0 | Constrained, otherwise capacity available =308 kVA | --> | 0.38 | 0 | 0.008 | 0 | 0 | Constrained, otherwise capacity available =361 kW | --> | C16 ex PALLAS | Pallas [T41,T42] | PORTLAOISE |  | 53.04 | -7.3162
015311Z | MV/LV Substation DE***311Z |  | 10 kV | _ | LV | 630 kVA :Building Structure | 0.63 | --> | 0.63 | 0.5 | 12.6 |  | --> | 0.598 | 0 | 0 | 0.5 | 0 |  | --> | C20 ex MONREAD | Monread [T101,T102] | MONREAD |  | 53.2329 | -6.64
068438 | MV/LV Substation TO***438 |  | 10 kV | _ | LV | 630 kVA :Kiosk Substation | 0.63 | --> | 0.63 | 0.5 | 14.34 |  | --> | 0.598 | 0 | 0 | 0.5 | 0 |  | --> | C31 ex NORTH QUAYS | North Quays [T101,T102,T103] | POOLBEG |  | 53.3562 | -6.231
007756Z | MV/LV Substation BA***756Z |  | 20 kV | _ | LV | 50 kVA :Pole Substation | 0.05 | --> | 0.05 | 0.047 | 1.4 |  | --> | 0.048 | 0 | 0 | 0 | 0 | Constrained, otherwise capacity available =47 kW | --> | E13 ex KILLINICK | Killinick [T421,T422] | WEXFORD |  | 52.2216 | -6.3537
025173Y | MV/LV Substation DE***173Y |  | 10 kV | _ | LV | 200 kVA :Pole Substation | 0.2 | --> | 0.2 | 0 | 0 | Constrained, otherwise capacity available =78 kVA | --> | 0.19 | 0 | 0 | 0 | 0 | Constrained, otherwise capacity available =173 kW | --> | C17 ex KILMALLOCK | Kilmallock [T41,T42] | CHARLEVILLE |  | 52.4054 | -8.5836
158427 | MV/LV Substation MU***427 |  | 10 kV | _ | LV | 100 kVA :Pole Substation | 0.1 | --> | 0.1 | 0.076 | 0.83 |  | --> | 0.095 | 0 | 0 | 0 | 0 | Constrained, otherwise capacity available =92 kW | --> | C17 ex MILLTOWN MALBAY | Milltown Malbay [T42] | TULLABRACK |  | 52.8004 | -9.4134
071914 | MV/LV Substation HA***914 |  | 10 kV | _ | LV | 100 kVA :Pole Substation | 0.1 | --> | 0.1 | 0.048 | 5.58 |  | --> | 0.095 | 0 | 0.05 | 0.051 | 0 |  | --> | C12 ex KILCOOLE | Kilcoole [T41,T42] | FASSAROE |  | 53.0995 | -6.0714
192582 | MV/LV Substation RO***582 |  | 10 kV | _ | LV | 100 kVA :Pole Substation | 0.1 | --> | 0.1 | 0.099 | 1.56 |  | --> | 0.095 | 0 | 0 | 0 | 0 | Constrained, otherwise capacity available =95 kW | --> | C13 ex DERRYBEG | Derrybeg [T41,T42] | ARDNAGAPPARY |  | 55.0302 | -8.3755
1364301 | MV/LV Substation DO***4301 |  | 10 kV | _ | LV | 400 kVA :Kiosk Substation | 0.4 | --> | 0.4 | 0 | 0 | Constrained, otherwise capacity available =347 kVA | --> | 0.38 | 0 | 0 | 0 | 0 | Constrained, otherwise capacity available =373 kW | --> | C12 ex ROSCOMMON | Roscommon [T41,T42] | LANESBORO |  | 53.6374 | -8.1802
429331 | MV/LV Substation CE***331 |  | 10 kV | _ | LV | 200 kVA :Kiosk Substation | 0.2 | --> | 0.2 | 0.13 | 5.75 |  | --> | 0.19 | 0 | 0.007 | 0 | 0 | Constrained, otherwise capacity available =175 kW | --> | E15 ex ABBEYFEALE | Abbeyfeale [T421] | TRIEN |  | 52.3848 | -9.2955
1824213 | MV/LV Substation DO***4213 |  | 10 kV | _ | LV | 50 kVA :Pole Substation | 0.05 | --> | 0.05 | 0 | 0 | Constrained, otherwise capacity available =48 kVA | --> | 0.048 | 0 | 0 | 0 | 0 | Constrained, otherwise capacity available =47 kW | --> | C15 ex TULLA | Tulla [T41,T42] | ENNIS |  | 52.9772 | -8.6886
426521 | MV/LV Substation FE***521 |  | 20 kV | _ | LV | 50 kVA :Pole Substation | 0.05 | --> | 0.05 | 0 | 0 | Constrained, otherwise capacity available =46 kVA | --> | 0.048 | 0 | 0.005 | 0 | 0 | Constrained, otherwise capacity available =43 kW | --> | E12 ex DINGLE | Dingle [T421,T422] | OUGHTRAGH |  | 52.2151 | -10.3442
149006X | MV/LV Substation DO***006X |  | 10 kV | _ | LV | 100 kVA :Pole Substation | 0.1 | --> | 0.1 | 0 | 0 | Constrained, otherwise capacity available =85 kVA | --> | 0.095 | 0 | 0.01 | 0 | 0 | Constrained, otherwise capacity available =86 kW | --> | C13 ex DONEGAL | Donegal [T41,T42] | CATHALEENS FALL |  | 54.641 | -8.1109
027380 | MV/LV Substation DE***380 |  | 10 kV | _ | LV | 100 kVA :Pole Substation | 0.1 | --> | 0.1 | 0.085 | 7.79 |  | --> | 0.095 | 0 | 0.005 | 0 | 0 | Constrained, otherwise capacity available =89 kW | --> | C13 ex DUNMANWAY | Dunmanway [T422,T43] | DUNMANWAY |  | 51.7532 | -9.176
036200X | MV/LV Substation KI***200X |  | 20 kV | _ | LV | 50 kVA :Pole Substation | 0.05 | --> | 0.05 | 0 | 0 | Constrained, otherwise capacity available =9 kVA | --> | 0.048 | 0 | 0 | 0 | 0 | Constrained, otherwise capacity available =42 kW | --> | E19 ex GARRANACANTY | Garranacanty [T421,T422] | TIPPERARY |  | 52.4282 | -8.1442
305599 | MV/LV Substation CU***599 |  | 10 kV | _ | LV | 100 kVA :Pole Substation | 0.1 | --> | 0.1 | 0.084 | 0.3 |  | --> | 0.095 | 0 | 0.009 | 0 | 0 | Constrained, otherwise capacity available =86 kW | --> | C15 ex BANAGHER | Banagher [T41,T42] | DALLOW |  | 53.1888 | -7.9836
052378Z | MV/LV Substation MI***378Z |  | 20 kV | _ | LV | 200 kVA :Pole Substation | 0.2 | --> | 0.2 | 0 | 0 | Constrained, otherwise capacity available =167 kVA | --> | 0.19 | 0 | 0.011 | 0 | 0 | Constrained, otherwise capacity available =177 kW | --> | E14 ex BALLINDERRY | Ballinderry [T41,T422] | MULLINGAR |  | 53.4422 | -7.2461
081376X | MV/LV Substation CR***376X |  | 10 kV | _ | LV | 400 kVA :Building Structure | 0.4 | --> | 0.4 | 0 | 0 | Constrained, otherwise capacity available =349 kVA | --> | 0.38 | 0 | 0 | 0.373 | 0 |  | --> | C28 ex CLONDALKIN | Clondalkin [T41,T42,T44] | INCHICORE 220KV |  | 53.332 | -6.3922
010073X | MV/LV Substation BA***073X |  | 20 kV | _ | LV | 50 kVA :Pole Substation | 0.05 | --> | 0.05 | 0 | 0 | Constrained, otherwise capacity available =40 kVA | --> | 0.048 | 0 | 0 | 0 | 0 | Constrained, otherwise capacity available =46 kW | --> | E17 ex BALLYHALE | Ballyhale [T42,T421] | KILKENNY |  | 52.4874 | -7.1087
160279Y | MV/LV Substation OL***279Y |  | 20 kV | _ | LV | 50 kVA :Pole Substation | 0.05 | --> | 0.05 | 0 | 0 | Constrained, otherwise capacity available =10 kVA | --> | 0.048 | 0 | 0.007 | 0 | 0 | Constrained, otherwise capacity available =37 kW | --> | C11 ex KILDARE | Kildare [T41,T42] | NEWBRIDGE |  | 53.1483 | -7.0514
026296Z | MV/LV Substation CL***296Z |  | 10 kV | _ | LV | 200 kVA :Pole Substation | 0.2 | --> | 0.2 | 0.181 | 8.66 |  | --> | 0.19 | 0 | 0 | 0 | 0 | Constrained, otherwise capacity available =187 kW | --> | C14 ex BANDON | Bandon [T101,T42] | BANDON |  | 51.7408 | -8.7295
1604341 | MV/LV Substation CL***4341 |  | 20 kV | _ | LV | 50 kVA :Pole Substation | 0.05 | --> | 0.05 | 0 | 0 | Constrained, otherwise capacity available =47 kVA | --> | 0.048 | 0 | 0.01 | 0 | 0 | Constrained, otherwise capacity available =40 kW | --> | C23 ex PORTARLINGTON | Portarlington [T43] | BLAKE |  | 53.1229 | -7.118
021340 | MV/LV Substation NO***340 |  | 10 kV | _ | LV | 400 kVA :Building Structure | 0.4 | --> | 0.4 | 0 | 0 | Constrained, otherwise capacity available =163 kVA | --> | 0.38 | 0 | 0.01 | 0.339 | 0 |  | --> | C27 ex KILBARRY | Kilbarry [T101,T43] | KILBARRY |  | 51.9067 | -8.48
033985X | MV/LV Substation CA***985X |  | 20 kV | _ | LV | 400 kVA :Kiosk Substation | 0.4 | --> | 0.4 | 0 | 0 | Constrained, otherwise capacity available =374 kVA | --> | 0.38 | 0 | 0 | 0 | 0 | Constrained, otherwise capacity available =376 kW | --> | C18 ex DEERPARK | Deerpark [T41,T42] | BALLYDINE |  | 52.3843 | -7.3713
069191 | MV/LV Substation ST***191 |  | 10 kV | _ | LV | 400 kVA :Kiosk Substation | 0.4 | --> | 0.4 | 0.239 | 3.34 |  | --> | 0.38 | 0 | 0.023 | 0.34 | 0 |  | --> | C18 ex GREENHILLS | Greenhills [T42] | INCHICORE 220KV |  | 53.3114 | -6.3359
067280Y | MV/LV Substation SH***280Y |  | 10 kV | _ | LV | 630 kVA :Building Structure | 0.63 | --> | 0.63 | 0 | 0 | Constrained, otherwise capacity available =566 kVA | --> | 0.598 | 0 | 0 | 0.5 | 0 |  | --> | C20 ex BALLINACURRA | Ballinacurra [T41,T42] | LIMERICK |  | 52.6592 | -8.6342
125213Y | MV/LV Substation BA***213Y |  | 20 kV | _ | LV | 50 kVA :Pole Substation | 0.05 | --> | 0.05 | 0 | 0 | Constrained, otherwise capacity available =35 kVA | --> | 0.048 | 0 | 0 | 0 | 0 | Constrained, otherwise capacity available =45 kW | --> | C15 ex CLOONLOUGH | Cloonlough [T41,T42] | BARRYMORE |  | 52.2326 | -8.3618
005619X | MV/LV Substation SE***619X |  | 20 kV | _ | LV | 400 kVA :Kiosk Substation | 0.4 | --> | 0.4 | 0.367 | 17.8 |  | --> | 0.38 | 0 | 0.012 | 0.367 | 0 |  | --> | E13 ex BANOGE | Banoge [T121,T122] | BANOGE |  | 52.6189 | -6.2309
5904075 | MV/LV Substation LI***4075 |  | 20 kV | _ | LV | 630 kVA :Kiosk Substation | 0.63 | --> | 0.63 | 0.5 | 1.43 |  | --> | 0.598 | 0 | 0 | 0 | 0 | Constrained, otherwise capacity available =598 kW | --> | E17 ex CONG | Cong [T421,T422] | CLOON |  | 53.5356 | -9.2748
127807 | MV/LV Substation BO***807 |  | 10 kV | _ | LV | 50 kVA :Pole Substation | 0.05 | --> | 0.05 | 0 | 0 | Constrained, otherwise capacity available =21 kVA | --> | 0.048 | 0 | 0.024 | 0 | 0 | Constrained, otherwise capacity available =26 kW | --> | C17 ex HOLYCROSS ROAD | Holycross Road [T41,T42] | THURLES |  | 52.7489 | -7.9567
210408 | MV/LV Substation NU***408 |  | 10 kV | _ | LV | 400 kVA :Building Structure | 0.4 | --> | 0.4 | 0 | 0 | Constrained, otherwise capacity available =399 kVA | --> | 0.38 | 0 | 0 | 0 | 0 | Constrained, otherwise capacity available =380 kW | --> | C21 ex CARRICKMACROSS | Carrickmacross [T41,T42] | MEATH HILL |  | 53.9628 | -6.6948
081577X | MV/LV Substation WH***577X |  | 10 kV | _ | LV | 200 kVA :Kiosk Substation | 0.2 | --> | 0.2 | 0 | 0 | Constrained, otherwise capacity available =108 kVA | --> | 0.19 | 0 | 0.015 | 0 | 0 | Constrained, otherwise capacity available =166 kW | --> | C17 ex PALMERSTOWN | Palmerstown [T41,T42] | FINGLAS |  | 53.344 | -6.3813
235023 | MV/LV Substation CR***023 |  | 20 kV | _ | LV | 50 kVA :Pole Substation | 0.05 | --> | 0.05 | 0 | 0 | Constrained, otherwise capacity available =32 kVA | --> | 0.048 | 0 | 0.01 | 0 | 0 | Constrained, otherwise capacity available =38 kW | --> | E11 ex BEALNABLATH | Bealnablath [T421] | BANDON |  | 51.8416 | -8.8282
281452 | MV/LV Substation BA***452 |  | 10 kV | _ | LV | 400 kVA :Kiosk Substation | 0.4 | --> | 0.4 | 0.209 | 4.67 |  | --> | 0.38 | 0 | 0.05 | 0.316 | 0 |  | --> | C23 ex CENTRE PARK ROAD | Marina [T105,T106] | MARINA |  | 51.8967 | -8.4287
033025 | MV/LV Substation BR***025 |  | 10 kV | _ | LV | 200 kVA :Pole Substation | 0.2 | --> | 0.2 | 0 | 0 | Constrained, otherwise capacity available =141 kVA | --> | 0.19 | 0 | 0.019 | 0 | 0 | Constrained, otherwise capacity available =168 kW | --> | C11 ex PORTLAW | Portlaw [T41,T42] | BUTLERSTOWN |  | 52.2897 | -7.3149
233013 | MV/LV Substation MA***013 |  | 10 kV | _ | LV | 400 kVA :Kiosk Substation | 0.4 | --> | 0.4 | 0 | 0 | Constrained, otherwise capacity available =219 kVA | --> | 0.38 | 0 | 0.015 | 0 | 0 | Constrained, otherwise capacity available =343 kW | --> | C22 ex CASTLEISLAND | Castleisland [T41,T42] | TRALEE |  | 52.2308 | -9.4617
111928 | MV/LV Substation DU***928 |  | 20 kV | _ | LV | 50 kVA :Pole Substation | 0.05 | --> | 0.05 | 0 | 0 | Constrained, otherwise capacity available =41 kVA | --> | 0.048 | 0 | 0 | 0 | 0 | Constrained, otherwise capacity available =46 kW | --> | E16 ex BALLYDEHOB | Ballydehob [T421] | DUNMANWAY |  | 51.538 | -9.6483
0094336 | MV/LV Substation NE***4336 |  | 10 kV | _ | LV | 50 kVA :Pole Substation | 0.05 | --> | 0.05 | 0 | 0 | Constrained, otherwise capacity available =50 kVA | --> | 0.048 | 0 | 0 | 0 | 0 | Constrained, otherwise capacity available =48 kW | --> | C15 ex GRANAGH | Granagh [T41,T42] | WATERFORD |  | 52.2825 | -7.1916
1544173 | MV/LV Substation CL***4173 |  | 10 kV | _ | LV | 1000 kVA :Building Structure | 1 | --> | 1 | 0 | 0 | Constrained, otherwise capacity available =1000 kVA | --> | 0.95 | 0 | 0 | 0 | 0 | Constrained, otherwise capacity available =950 kW | --> | C26 ex BALLYCOOLIN | Ballycoolin [T41,T42,T43] | FINGLAS |  | 53.4066 | -6.3712
095481X | MV/LV Substation WA***481X |  | 10 kV | _ | LV | 400 kVA :Building Structure | 0.4 | --> | 0.4 | 0.313 | 1.1 |  | --> | 0.38 | 0 | 0.004 | 0 | 0 | Constrained, otherwise capacity available =365 kW | --> | C16 ex KILKEE | Kilkee [T41] | TULLABRACK |  | 52.6829 | -9.6458
2484167 | MV/LV Substation LE***4167 |  | 20 kV | _ | LV | 50 kVA :Pole Substation | 0.05 | --> | 0.05 | 0 | 0 | Constrained, otherwise capacity available =43 kVA | --> | 0.048 | 0 | 0.006 | 0 | 0 | Constrained, otherwise capacity available =42 kW | --> | E13 ex KILCOCK | Kilcock [T421,T422] | GRIFFINRATH |  | 53.5163 | -6.5703
144751X | MV/LV Substation GO***751X |  | 10 kV | _ | LV | 100 kVA :Pole Substation | 0.1 | --> | 0.1 | 0 | 0 | Constrained, otherwise capacity available =100 kVA | --> | 0.095 | 0 | 0 | 0 | 0 | Constrained, otherwise capacity available =95 kW | --> | C15 ex CASTLECOMER | Castlecomer [T41,T42] | BALLYRAGGET |  | 52.8202 | -7.1315
005977X | MV/LV Substation MI***977X |  | 20 kV | _ | LV | 200 kVA :Pole Substation | 0.2 | --> | 0.2 | 0.19 | 17.8 |  | --> | 0.19 | 0 | 0.003 | 0.186 | 0 |  | --> | E13 ex BANOGE | Banoge [T121,T122] | BANOGE |  | 52.6348 | -6.2403
003767X | MV/LV Substation BA***767X |  | 10 kV | _ | LV | 200 kVA :Kiosk Substation | 0.2 | --> | 0.2 | 0.139 | 11.58 |  | --> | 0.19 | 0 | 0 | 0 | 0 | Constrained, otherwise capacity available =182 kW | --> | C17 ex BALLYBEG | Ballybeg [T101,T102] | CARRICKMINES |  | 52.9004 | -6.0408
074149X | MV/LV Substation LA***149X |  | 10 kV | _ | LV | 630 kVA :Kiosk Substation | 0.63 | --> | 0.63 | 0 | 0 | Constrained, otherwise capacity available =514 kVA | --> | 0.598 | 0 | 0 | 0 | 0 | Constrained, otherwise capacity available =582 kW | --> | C13 ex CARRICK ON SHANNON | Carrick On Shannon [T41,T42] | CARRICK ON SHANNON |  | 53.9436 | -8.0914
059047Y | MV/LV Substation BU***047Y |  | 10 kV | _ | LV | 400 kVA :Kiosk Substation | 0.4 | --> | 0.4 | 0 | 0 | Constrained, otherwise capacity available =252 kVA | --> | 0.38 | 0 | 0.021 | 0 | 0 | Constrained, otherwise capacity available =344 kW | --> | C16 ex DERRYCRAMPH | Derrycramph [T41,T42] | SHANKILL |  | 53.9834 | -7.3311
068697X | MV/LV Substation CR***697X |  | 10 kV | _ | LV | 1000 kVA :Building Structure | 1 | --> | 1 | 0.5 | 14.34 |  | --> | 0.95 | 0 | 0.01 | 0.5 | 0 |  | --> | C13 ex NORTH QUAYS | North Quays [T101,T102,T103] | POOLBEG |  | 53.3553 | -6.2417
033733X | MV/LV Substation RA***733X |  | 10 kV | _ | LV | 50 kVA :Pole Substation | 0.05 | --> | 0.05 | 0 | 0 | Constrained, otherwise capacity available =31 kVA | --> | 0.048 | 0 | 0 | 0 | 0 | Constrained, otherwise capacity available =45 kW | --> | C11 ex DEERPARK | Deerpark [T41,T42] | BALLYDINE |  | 52.3102 | -7.5169
011392 | MV/LV Substation ST***392 |  | 10 kV | _ | LV | 200 kVA :Pole Substation | 0.2 | --> | 0.2 | 0.143 | 2.8 |  | --> | 0.19 | 0 | 0.018 | 0 | 0 | Constrained, otherwise capacity available =169 kW | --> | C12 ex PURCELLS INCH | Purcells Inch [T41,T42] | KILKENNY |  | 52.5897 | -7.18
012021Y | MV/LV Substation HA***021Y |  | 10 kV | _ | LV | 400 kVA :Kiosk Substation | 0.4 | --> | 0.4 | 0 | 0 | Constrained, otherwise capacity available =394 kVA | --> | 0.38 | 0 | 0.015 | 0 | 0 | Constrained, otherwise capacity available =368 kW | --> | C20 ex POLLERTON | Pollerton [T41,T42] | CARLOW |  | 52.8407 | -6.8803
056209Y | MV/LV Substation PI***209Y |  | 20 kV | _ | LV | 50 kVA :Pole Substation | 0.05 | --> | 0.05 | 0.049 | 0.89 |  | --> | 0.048 | 0 | 0 | 0 | 0 | Constrained, otherwise capacity available =47 kW | --> | E20 ex BIRR | Birr [T41,T422] | DALLOW |  | 53.0395 | -7.9959
019094X | MV/LV Substation BA***094X |  | 10 kV | _ | LV | 50 kVA :Pole Substation | 0.05 | --> | 0.05 | 0.039 | 2.18 |  | --> | 0.048 | 0 | 0.013 | 0 | 0 | Constrained, otherwise capacity available =36 kW | --> | C12 ex BALLYRICKARD | Ballyrickard [T41,T42] | TRALEE |  | 52.2777 | -9.7787
366557 | MV/LV Substation CO***557 |  | 10 kV | _ | LV | 200 kVA :Pole Substation | 0.2 | --> | 0.2 | 0.176 | 0.45 |  | --> | 0.19 | 0 | 0.01 | 0 | 0 | Constrained, otherwise capacity available =179 kW | --> | C16 ex CARRAROE | Carraroe [T42] | SCREEB |  | 53.2884 | -9.5502
125281 | MV/LV Substation CO***281 |  | 20 kV | _ | LV | 50 kVA :Pole Substation | 0.05 | --> | 0.05 | 0.04 | 0.22 |  | --> | 0.048 | 0 | 0 | 0 | 0 | Constrained, otherwise capacity available =46 kW | --> | C16 ex KILSHANNY | Kilshanny [T41,T42] | CAHIR |  | 52.2998 | -8.1002
235201 | MV/LV Substation RY***201 |  | 20 kV | _ | LV | 200 kVA :Pole Substation | 0.2 | --> | 0.2 | 0 | 0 | Constrained, otherwise capacity available =162 kVA | --> | 0.19 | 0 | 0.041 | 0 | 0 | Constrained, otherwise capacity available =154 kW | --> | E11 ex BEALNABLATH | Bealnablath [T421] | BANDON |  | 51.8485 | -8.7927
365722X | MV/LV Substation WE***722X |  | 10 kV | _ | LV | 630 kVA :Building Structure | 0.63 | --> | 0.63 | 0 | 0 | Constrained, otherwise capacity available =422 kVA | --> | 0.598 | 0 | 0.021 | 0.5 | 0 |  | --> | C19 ex BALLYMOUNT | Ballymount [T41,T42] | INCHICORE 220KV |  | 53.3134 | -6.3479
028487 | MV/LV Substation NO***487 |  | 10 kV | _ | LV | 200 kVA :Kiosk Substation | 0.2 | --> | 0.2 | 0.162 | 19.7 |  | --> | 0.19 | 0 | 0.01 | 0.177 | 0 |  | --> | C12 ex COW CROSS | Cow Cross [T102,T41] | COW CROSS |  | 51.8496 | -8.3092
0094221 | MV/LV Substation AR***4221 |  | 10 kV | _ | LV | 400 kVA :Building Structure | 0.4 | --> | 0.4 | 0 | 0 | Constrained, otherwise capacity available =400 kVA | --> | 0.38 | 0 | 0 | 0 | 0 | Constrained, otherwise capacity available =380 kW | --> | C21 ex WATERFORD IND EST | Waterford Ind Est [T41,T42,T44] | BUTLERSTOWN |  | 52.2323 | -7.1435
069713 | MV/LV Substation BA***713 |  | 10 kV | _ | LV | 1000 kVA :Building Structure | 1 | --> | 1 | 0 | 0 | Constrained, otherwise capacity available =999 kVA | --> | 0.95 | 0 | 0 | 0.5 | 0 |  | --> | C18 ex BALLYMOUNT | Ballymount [T41,T42] | INCHICORE 220KV |  | 53.3156 | -6.3441
281221Z | MV/LV Substation BO***221Z |  | 10 kV | _ | LV | 400 kVA :Building Structure | 0.4 | --> | 0.4 | 0.194 | 4.67 |  | --> | 0.38 | 0 | 0 | 0.351 | 0 |  | --> | C24 ex CENTRE PARK ROAD | Marina [T105,T106] | MARINA |  | 51.895 | -8.4616
005914X | MV/LV Substation WO***914X |  | 10 kV | _ | LV | 200 kVA :Kiosk Substation | 0.2 | --> | 0.2 | 0 | 0 | Constrained, otherwise capacity available =156 kVA | --> | 0.19 | 0 | 0.004 | 0 | 0 | Constrained, otherwise capacity available =181 kW | --> | C11 ex GARDEN CITY | Garden City [T41,T42] | ARKLOW |  | 52.6838 | -6.293
081086Z | MV/LV Substation WH***086Z |  | 10 kV | _ | LV | 630 kVA :Building Structure | 0.63 | --> | 0.63 | 0 | 0 | Constrained, otherwise capacity available =483 kVA | --> | 0.598 | 0 | 0 | 0.5 | 0 |  | --> | C20 ex SEMPERIT | Semperit [T41,T42,T43] | GRANGE CASTLE |  | 53.3319 | -6.3642
192006X | MV/LV Substation EA***006X |  | 10 kV | _ | LV | 100 kVA :Pole Substation | 0.1 | --> | 0.1 | 0 | 0 | Constrained, otherwise capacity available =86 kVA | --> | 0.095 | 0 | 0 | 0 | 0 | Constrained, otherwise capacity available =93 kW | --> | C00 ex TORY ISLAND |  |  |  | 55.2584 | -8.2079
2444118 | MV/LV Substation AN***4118 |  | 20 kV | _ | LV | 50 kVA :Pole Substation | 0.05 | --> | 0.05 | 0 | 0 | Constrained, otherwise capacity available =50 kVA | --> | 0.048 | 0 | 0 | 0 | 0 | Constrained, otherwise capacity available =48 kW | --> | E11 ex MILLTOWN (SR) | Milltown (sr) [T421,T422] | OUGHTRAGH |  | 52.1702 | -9.7074
060162X | MV/LV Substation DE***162X |  | 10 kV | _ | LV | 50 kVA :Pole Substation | 0.05 | --> | 0.05 | 0.05 | 2.57 |  | --> | 0.048 | 0 | 0 | 0 | 0 | Constrained, otherwise capacity available =48 kW | --> | C17 ex ERRIGAL | Errigal [T41,T422] | SHANKILL |  | 54.1047 | -7.0936
1964171 | MV/LV Substation CI***4171 |  | 10 kV | _ | LV | 400 kVA :Kiosk Substation | 0.4 | --> | 0.4 | 0 | 0 | Constrained, otherwise capacity available =243 kVA | --> | 0.38 | 0 | 0 | 0 | 0 | Constrained, otherwise capacity available =359 kW | --> | C17 ex TRIM | Trim [T41,T42] | NAVAN |  | 53.5528 | -6.762
069009 | MV/LV Substation BA***009 |  | 10 kV | _ | LV | 630 kVA :Kiosk Substation | 0.63 | --> | 0.63 | 0 | 0 | Constrained, otherwise capacity available =626 kVA | --> | 0.598 | 0 | 0 | 0.5 | 0 |  | --> | C19 ex BALLYBODEN | Ballyboden [T41,T42] | COOKSTOWN |  | 53.2848 | -6.3026
046348X | MV/LV Substation JO***348X |  | 10 kV | _ | LV | 1000 kVA :Building Structure | 1 | --> | 1 | 0 | 0 | Constrained, otherwise capacity available =967 kVA | --> | 0.95 | 0 | 0 | 0.5 | 0 |  | --> | C17 ex CRANMORE | Cranmore [T41,T42] | SLIGO |  | 54.2709 | -8.4769
192782 | MV/LV Substation CU***782 |  | 20 kV | _ | LV | 50 kVA :Pole Substation | 0.05 | --> | 0.05 | 0.05 | 1.7 |  | --> | 0.048 | 0 | 0 | 0 | 0 | Constrained, otherwise capacity available =48 kW | --> | E15 ex GWEEDORE | Gweedore [T421] | ARDNAGAPPARY |  | 55.0209 | -8.1489
018277Z | MV/LV Substation DR***277Z |  | 10 kV | _ | LV | 400 kVA :Kiosk Substation | 0.4 | --> | 0.4 | 0.341 | 3.75 |  | --> | 0.38 | 0 | 0.005 | 0 | 0 | Constrained, otherwise capacity available =368 kW | --> | C13 ex SMEARLA | Smearla [T41,T42] | TRIEN |  | 52.4496 | -9.4605
066845Z | MV/LV Substation BR***845Z |  | 10 kV | _ | LV | 400 kVA :Kiosk Substation | 0.4 | --> | 0.4 | 0 | 0 | Constrained, otherwise capacity available =371 kVA | --> | 0.38 | 0 | 0.013 | 0 | 0 | Constrained, otherwise capacity available =366 kW | --> | C19 ex SWORDS | Swords [T41,T42] | GLASMORE |  | 53.4576 | -6.2329
238055Y | MV/LV Substation BO***055Y |  | 20 kV | _ | LV | 630 kVA :Building Structure | 0.63 | --> | 0.63 | 0 | 0 | Constrained, otherwise capacity available =591 kVA | --> | 0.598 | 0 | 0.005 | 0 | 0 | Constrained, otherwise capacity available =589 kW | --> | E12 ex BALLINROBE | Ballinrobe [T421,T422] | DALTON |  | 53.6213 | -9.2229
0284031 | MV/LV Substation CO***4031 |  | 10 kV | _ | LV | 50 kVA :Pole Substation | 0.05 | --> | 0.05 | 0 | 0 | Constrained, otherwise capacity available =50 kVA | --> | 0.048 | 0 | 0 | 0 | 0 | Constrained, otherwise capacity available =48 kW | --> | C13 ex COW CROSS |  |  |  | 51.8645 | -8.3008
055389Y | MV/LV Substation BU***389Y |  | 10 kV | _ | LV | 630 kVA :Building Structure | 0.63 | --> | 0.63 | 0 | 0 | Constrained, otherwise capacity available =575 kVA | --> | 0.598 | 0 | 0.011 | 0 | 0 | Constrained, otherwise capacity available =583 kW | --> | C12 ex ROSCREA | Roscrea [T41,T42] | IKERRIN |  | 52.959 | -7.7799
006030 | MV/LV Substation CO***030 |  | 10 kV | _ | LV | 100 kVA :Pole Substation | 0.1 | --> | 0.1 | 0.072 | 3.12 |  | --> | 0.095 | 0 | 0.007 | 0 | 0 | Constrained, otherwise capacity available =86 kW | --> | C14 ex BELLFIELD | Bellfield [T41,T42] | CRANE |  | 52.5025 | -6.5583
067458Y | MV/LV Substation CA***458Y |  | 20 kV | _ | LV | 630 kVA :Building Structure | 0.63 | --> | 0.63 | 0.5 | 6.81 |  | --> | 0.598 | 0 | 0.005 | 0.5 | 0 |  | --> | C03 ex AHANE | Ahane [T102] | AHANE |  | 52.6633 | -8.5409
288172X | MV/LV Substation CL***172X |  | 10 kV | _ | LV | 630 kVA :Building Structure | 0.63 | --> | 0.63 | 0.041 | 0.04 | Constrained, otherwise capacity available =501 kVA | --> | 0.598 | 0 | 0.03 | 0.5 | 0 |  | --> | C16 ex LITTLE BRAY | Little Bray [T41,T42] | FASSAROE |  | 53.2313 | -6.1233
049467Z | MV/LV Substation CA***467Z |  | 10 kV | _ | LV | 630 kVA :Kiosk Substation | 0.63 | --> | 0.63 | 0.5 | 2.8 |  | --> | 0.598 | 0 | 0 | 0 | 0 | Constrained, otherwise capacity available =588 kW | --> | C17 ex GLEBE | Glebe [T41,T42] | RICHMOND |  | 53.7224 | -7.7973
052135Y | MV/LV Substation TH***135Y |  | 10 kV | _ | LV | 1000 kVA :Building Structure | 1 | --> | 1 | 0.129 | 10.9 |  | --> | 0.95 | 0 | 0 | 0.5 | 0 |  | --> | C21 ex MULLINGAR | Mullingar [T101,T102] | MULLINGAR |  | 53.526 | -7.355
041293Y | MV/LV Substation SO***293Y |  | 20 kV | _ | LV | 50 kVA :Pole Substation | 0.05 | --> | 0.05 | 0 | 0 | Constrained, otherwise capacity available =49 kVA | --> | 0.048 | 0 | 0 | 0 | 0 | Constrained, otherwise capacity available =47 kW | --> | E21 ex DALTON | Dalton [T421,T422] | DALTON |  | 53.7383 | -9.0018
039560X | MV/LV Substation LU***560X |  | 10 kV | _ | LV | 200 kVA :Kiosk Substation | 0.2 | --> | 0.2 | 0.172 | 11.03 |  | --> | 0.19 | 0 | 0.006 | 0.182 | 0 |  | --> | C18 ex SALTHILL | Salthill [T101,T102] | SALTHILL |  | 53.2675 | -9.1249
039558X | MV/LV Substation MA***558X |  | 10 kV | _ | LV | 400 kVA :Kiosk Substation | 0.4 | --> | 0.4 | 0.343 | 11.03 |  | --> | 0.38 | 0 | 0.002 | 0.371 | 0 |  | --> | C18 ex SALTHILL | Salthill [T101,T102] | SALTHILL |  | 53.2668 | -9.1247
068334X | MV/LV Substation EA***334X |  | 10 kV | _ | LV | 1000 kVA :Building Structure | 1 | --> | 1 | 0.5 | 6.65 |  | --> | 0.95 | 0 | 0 | 0.5 | 0 |  | --> | C15 ex EAST WALL ROAD | East Wall Road [T41,T42] | MCDERMOTT |  | 53.3569 | -6.2213
365451X | MV/LV Substation BE***451X |  | 10 kV | _ | LV | 400 kVA :Kiosk Substation | 0.4 | --> | 0.4 | 0.243 | 13.91 |  | --> | 0.38 | 0 | 0.054 | 0.318 | 0 |  | --> | C22 ex COOKSTOWN | Cookstown [T101,T102] | CARRICKMINES |  | 53.2998 | -6.3812
0324076 | MV/LV Substation PE***4076 |  | 10 kV | _ | LV | 50 kVA :Pole Substation | 0.05 | --> | 0.05 | 0 | 0 | Constrained, otherwise capacity available =48 kVA | --> | 0.048 | 0 | 0.01 | 0 | 0 | Constrained, otherwise capacity available =40 kW | --> | C18 ex TRAMORE | Tramore [T41,T42] | BUTLERSTOWN |  | 52.2074 | -7.2132
037214Y | MV/LV Substation IV***214Y |  | 10 kV | _ | LV | 50 kVA :Pole Substation | 0.05 | --> | 0.05 | 0 | 0 | Constrained, otherwise capacity available =50 kVA | --> | 0.048 | 0 | 0 | 0 | 0 | Constrained, otherwise capacity available =48 kW | --> | C20 ex CAHIRCALLA | Cahircalla [T41,T42] | ENNIS |  | 52.815 | -9.0409
125146Y | MV/LV Substation AL***146Y |  | 10 kV | _ | LV | 200 kVA :Kiosk Substation | 0.2 | --> | 0.2 | 0 | 0 | Constrained, otherwise capacity available =131 kVA | --> | 0.19 | 0 | 0 | 0 | 0 | Constrained, otherwise capacity available =180 kW | --> | C11 ex CLOONLOUGH | Cloonlough [T41,T42] | BARRYMORE |  | 52.2706 | -8.2711
068301X | MV/LV Substation WA***301X |  | 10 kV | _ | LV | 1000 kVA :Building Structure | 1 | --> | 1 | 0.5 | 3 |  | --> | 0.95 | 0 | 0 | 0.5 | 0 |  | --> | C37 ex INCHICORE CENTRAL | Inchicore Central [T43,T45] | INCHICORE 220KV |  | 53.3396 | -6.3051
075764 | MV/LV Substation KN***764 |  | 20 kV | _ | LV | 50 kVA :Pole Substation | 0.05 | --> | 0.05 | 0.042 | 0.58 |  | --> | 0.048 | 0 | 0.009 | 0 | 0 | Constrained, otherwise capacity available =40 kW | --> | E11 ex FERNS | Ferns [T421] | CRANE |  | 52.5926 | -6.5038
012917X | MV/LV Substation PO***917X |  | 10 kV | _ | LV | 200 kVA :Kiosk Substation | 0.2 | --> | 0.2 | 0 | 0 | Constrained, otherwise capacity available =180 kVA | --> | 0.19 | 0 | 0 | 0 | 0 | Constrained, otherwise capacity available =187 kW | --> | C11 ex POLLERTON | Pollerton [T41,T42] | CARLOW |  | 52.8474 | -6.8943
053023 | MV/LV Substation HI***023 |  | 10 kV | _ | LV | 400 kVA :Kiosk Substation | 0.4 | --> | 0.4 | 0 | 0 | Constrained, otherwise capacity available =115 kVA | --> | 0.38 | 0 | 0.01 | 0.332 | 0 |  | --> | C13 ex CLONMINCH | Clonminch [T41,T422] | THORNSBERRY |  | 53.2737 | -7.4929
011299X | MV/LV Substation CU***299X |  | 10 kV | _ | LV | 50 kVA :Pole Substation | 0.05 | --> | 0.05 | 0 | 0 | Constrained, otherwise capacity available =30 kVA | --> | 0.048 | 0 | 0.005 | 0 | 0 | Constrained, otherwise capacity available =41 kW | --> | C17 ex ROSEHILL | Rosehill [T41,T42] | KILKENNY |  | 52.602 | -7.3034
014017 | MV/LV Substation LA***017 |  | 10 kV | _ | LV | 200 kVA :Kiosk Substation | 0.2 | --> | 0.2 | 0 | 0 | Constrained, otherwise capacity available =110 kVA | --> | 0.19 | 0 | 0.016 | 0 | 0 | Constrained, otherwise capacity available =166 kW | --> | C17 ex MORRISTOWN | Morristown [T41,T42] | NEWBRIDGE |  | 53.1795 | -6.8141
012230Y | MV/LV Substation RO***230Y |  | 20 kV | _ | LV | 400 kVA :Kiosk Substation | 0.4 | --> | 0.4 | 0.33 | 2.83 |  | --> | 0.38 | 0 | 0.014 | 0 | 0 | Constrained, otherwise capacity available =360 kW | --> | E12 ex BAGENALSTOWN | Bagenalstown [T421,T422] | CARLOW |  | 52.6965 | -6.9699
017031Y | MV/LV Substation BA***031Y |  | 20 kV | _ | LV | 100 kVA :Pole Substation | 0.1 | --> | 0.1 | 0.072 | 1.98 |  | --> | 0.095 | 0 | 0 | 0 | 0 | Constrained, otherwise capacity available =91 kW | --> | E14 ex RATHKEALE | Rathkeale [T421,T422] | RATHKEALE |  | 52.5171 | -8.722
125415 | MV/LV Substation KI***415 |  | 10 kV | _ | LV | 200 kVA :Kiosk Substation | 0.2 | --> | 0.2 | 0 | 0 | Constrained, otherwise capacity available =157 kVA | --> | 0.19 | 0 | 0.05 | 0 | 0 | Constrained, otherwise capacity available =147 kW | --> | C20 ex CLOONLOUGH | Cloonlough [T41,T42] | BARRYMORE |  | 52.2134 | -8.2723
081464Z | MV/LV Substation BA***464Z |  | 10 kV | _ | LV | 400 kVA :Kiosk Substation | 0.4 | --> | 0.4 | 0 | 0 | Constrained, otherwise capacity available =289 kVA | --> | 0.38 | 0 | 0.042 | 0 | 0 | Constrained, otherwise capacity available =333 kW | --> | C19 ex CELBRIDGE | Celbridge [T41,T42] | GRIFFINRATH |  | 53.3154 | -6.6138
075514X | MV/LV Substation RY***514X |  | 20 kV | _ | LV | 400 kVA :Kiosk Substation | 0.4 | --> | 0.4 | 0.305 | 1.13 |  | --> | 0.38 | 0 | 0.075 | 0 | 0 | Constrained, otherwise capacity available =311 kW | --> | E12 ex BUNCLODY | Bunclody [T421,T422] | CRANE |  | 52.6506 | -6.6493
192639 | MV/LV Substation SW***639 |  | 20 kV | _ | LV | 50 kVA :Pole Substation | 0.05 | --> | 0.05 | 0.048 | 1.7 |  | --> | 0.048 | 0 | 0 | 0 | 0 | Constrained, otherwise capacity available =47 kW | --> | E15 ex GWEEDORE | Gweedore [T421] | ARDNAGAPPARY |  | 55.1405 | -8.0773
015804Z | MV/LV Substation CA***804Z |  | 10 kV | _ | LV | 100 kVA :Pole Substation | 0.1 | --> | 0.1 | 0 | 0 | Constrained, otherwise capacity available =93 kVA | --> | 0.095 | 0 | 0 | 0 | 0 | Constrained, otherwise capacity available =94 kW | --> | C18 ex SALLINS | Sallins [T41,T42] | GRIFFINRATH |  | 53.2832 | -6.6388
1194204 | MV/LV Substation CA***4204 |  | 20 kV | _ | LV | 50 kVA :Pole Substation | 0.05 | --> | 0.05 | 0 | 0 | Constrained, otherwise capacity available =34 kVA | --> | 0.048 | 0 | 0 | 0 | 0 | Constrained, otherwise capacity available =45 kW | --> | C15 ex KANTURK | Kanturk [T41,T42] | GLENLARA |  | 52.1692 | -8.8278
060495Y | MV/LV Substation LO***495Y |  | 10 kV | _ | LV | 50 kVA :Pole Substation | 0.05 | --> | 0.05 | 0.039 | 4 |  | --> | 0.048 | 0 | 0 | 0 | 0 | Constrained, otherwise capacity available =46 kW | --> | C18 ex BALLYJAMESDUFF | Ballyjamesduff [T41,T42] | SHANKILL |  | 53.9672 | -7.1083
0254301 | MV/LV Substation KI***4301 |  | 10 kV | _ | LV | 200 kVA :Pole Substation | 0.2 | --> | 0.2 | 0.164 | 1.05 |  | --> | 0.19 | 0 | 0 | 0 | 0 | Constrained, otherwise capacity available =185 kW | --> | C19 ex NEWCASTLEWEST | Newcastlewest [T41,T42] | RATHKEALE |  | 52.343 | -9.01
1274571 | MV/LV Substation DR***4571 |  | 10 kV | _ | LV | 50 kVA :Pole Substation | 0.05 | --> | 0.05 | 0 | 0 | Constrained, otherwise capacity available =50 kVA | --> | 0.048 | 0 | 0 | 0 | 0 | Constrained, otherwise capacity available =48 kW | --> | C11 ex TEMPLEMORE | Templemore [T41,T42] | IKERRIN |  | 52.7681 | -7.8975
154201Y | MV/LV Substation WI***201Y |  | 20 kV | _ | LV | 100 kVA :Pole Substation | 0.1 | --> | 0.1 | 0 | 0 | Constrained, otherwise capacity available =64 kVA | --> | 0.095 | 0 | 0 | 0 | 0 | Constrained, otherwise capacity available =90 kW | --> | C17 ex MONEYCOOLEY | Moneycooley [T41,T42,T44] | GRIFFINRATH |  | 53.4362 | -6.5331
252488 | MV/LV Substation TH***488 |  | 10 kV | _ | LV | 1000 kVA :Kiosk Substation | 1 | --> | 1 | 0.5 | 1.32 |  | --> | 0.95 | 0 | 0.035 | 0.5 | 0 |  | --> | C27 ex CLIFDEN | Clifden [T41,T42] | SCREEB |  | 53.488 | -10.0233
068550 | MV/LV Substation RA***550 |  | 10 kV | _ | LV | 630 kVA :Kiosk Substation | 0.63 | --> | 0.63 | 0.5 | 11.14 |  | --> | 0.598 | 0 | 0.034 | 0.5 | 0 |  | --> | C28 ex CABRA | Cabra [T101,T102] | FINGLAS |  | 53.3724 | -6.3057
003424Y | MV/LV Substation BA***424Y |  | 10 kV | _ | LV | 50 kVA :Pole Substation | 0.05 | --> | 0.05 | 0 | 0 | Constrained, otherwise capacity available =43 kVA | --> | 0.048 | 0 | 0 | 0 | 0 | Constrained, otherwise capacity available =46 kW | --> | C16 ex RATHDRUM | Rathdrum [T42] | ARKLOW |  | 52.9324 | -6.3132
006033Y | MV/LV Substation SW***033Y |  | 10 kV | _ | LV | 630 kVA :Kiosk Substation | 0.63 | --> | 0.63 | 0.5 | 3.12 |  | --> | 0.598 | 0 | 0 | 0 | 0 | Constrained, otherwise capacity available =585 kW | --> | C22 ex BELLFIELD | Bellfield [T41,T42] | CRANE |  | 52.5029 | -6.566
2514109 | MV/LV Substation PA***4109 |  | 10 kV | _ | LV | 630 kVA :Building Structure | 0.63 | --> | 0.63 | 0 | 0 | Constrained, otherwise capacity available =486 kVA | --> | 0.598 | 0 | 0 | 0 | 0 | Constrained, otherwise capacity available =579 kW | --> | C17 ex PARKMORE | Parkmore [T41,T42] | GALWAY 110KV |  | 53.3011 | -8.9844
032524Y | MV/LV Substation RI***524Y |  | 10 kV | _ | LV | 400 kVA :Building Structure | 0.4 | --> | 0.4 | 0 | 0 | Constrained, otherwise capacity available =294 kVA | --> | 0.38 | 0 | 0 | 0 | 0 | Constrained, otherwise capacity available =365 kW | --> | C23 ex TRAMORE | Tramore [T41,T42] | BUTLERSTOWN |  | 52.1654 | -7.1346
0124214 | MV/LV Substation IT***4214 |  | 20 kV | _ | LV | 630 kVA :Building Structure | 0.63 | --> | 0.63 | 0.191 | 1.99 |  | --> | 0.598 | 0 | 0 | 0 | 0 | Constrained, otherwise capacity available =579 kW | --> | C19 ex GRAIGUE | Graigue [T41,T42] | CARLOW |  | 52.8152 | -6.9433
004012 | MV/LV Substation SC***012 |  | 10 kV | _ | LV | 50 kVA :Pole Substation | 0.05 | --> | 0.05 | 0 | 0 | Constrained, otherwise capacity available =44 kVA | --> | 0.048 | 0 | 0 | 0 | 0 | Constrained, otherwise capacity available =47 kW | --> | C23 ex TINAHASK | Tinahask [T41,T42] | ARKLOW |  | 52.759 | -6.2176
0814336 | MV/LV Substation CL***4336 |  | 20 kV | _ | LV | 400 kVA :Kiosk Substation | 0.4 | --> | 0.4 | 0 | 0 | Constrained, otherwise capacity available =391 kVA | --> | 0.38 | 0 | 0 | 0.379 | 0 |  | --> | E54 ex GRANGE CASTLE | Grange Castle [T124] | INCHICORE 220KV |  | 53.3313 | -6.4075
012722 | MV/LV Substation QU***722 |  | 10 kV | _ | LV | 200 kVA :Pole Substation | 0.2 | --> | 0.2 | 0 | 0 | Constrained, otherwise capacity available =160 kVA | --> | 0.19 | 0 | 0.024 | 0 | 0 | Constrained, otherwise capacity available =167 kW | --> | C23 ex POLLERTON | Pollerton [T41,T42] | CARLOW |  | 52.8213 | -6.9173
365814X | MV/LV Substation AS***814X |  | 10 kV | _ | LV | 200 kVA :Kiosk Substation | 0.2 | --> | 0.2 | 0 | 0 | Constrained, otherwise capacity available =197 kVA | --> | 0.19 | 0 | 0 | 0.19 | 0 |  | --> | C15 ex TYMON | Tymon [T41,T42] | COOKSTOWN |  | 53.2774 | -6.3275
054411Y | MV/LV Substation BA***411Y |  | 10 kV | _ | LV | 200 kVA :Pole Substation | 0.2 | --> | 0.2 | 0 | 0 | Constrained, otherwise capacity available =200 kVA | --> | 0.19 | 0 | 0 | 0 | 0 | Constrained, otherwise capacity available =190 kW | --> | C18 ex MOUNTRATH | Mountrath [T41,T42] | PORTLAOISE |  | 53.0021 | -7.4744
1164312 | MV/LV Substation TE***4312 |  | 10 kV | _ | LV | 50 kVA :Pole Substation | 0.05 | --> | 0.05 | 0.05 | 7.32 |  | --> | 0.048 | 0 | 0 | 0.048 | 0 |  | --> | C12 ex CARROWBEG | Carrowbeg [T41,T42] | CARROWBEG |  | 53.7528 | -9.4498
056524X | MV/LV Substation AN***524X |  | 20 kV | _ | LV | 50 kVA :Pole Substation | 0.05 | --> | 0.05 | 0.046 | 1.26 |  | --> | 0.048 | 0 | 0 | 0 | 0 | Constrained, otherwise capacity available =47 kW | --> | E15 ex BALLYCROSSAUN | Ballycrossaun [T421,T422] | SOMERSET |  | 53.0833 | -8.1344
066053 | MV/LV Substation CO***053 |  | 20 kV | _ | LV | 200 kVA :Pole Substation | 0.2 | --> | 0.2 | 0 | 0 | Constrained, otherwise capacity available =101 kVA | --> | 0.19 | 0 | 0.005 | 0 | 0 | Constrained, otherwise capacity available =172 kW | --> | E11 ex GLASMORE | Glasmore [T421,T422] | GLASMORE |  | 53.4748 | -6.1247
002969 | MV/LV Substation PE***969 |  | 10 kV | _ | LV | 200 kVA :Kiosk Substation | 0.2 | --> | 0.2 | 0.078 | 2.36 |  | --> | 0.19 | 0 | 0.066 | 0.124 | 0 |  | --> | C14 ex BRAY | Bray [T41,T42] | FASSAROE |  | 53.1911 | -6.1324
012789 | MV/LV Substation CH***789 |  | 10 kV | _ | LV | 400 kVA :Kiosk Substation | 0.4 | --> | 0.4 | 0 | 0 | Constrained, otherwise capacity available =324 kVA | --> | 0.38 | 0 | 0.009 | 0 | 0 | Constrained, otherwise capacity available =363 kW | --> | C20 ex POLLERTON | Pollerton [T41,T42] | CARLOW |  | 52.8249 | -6.8956
249089Z | MV/LV Substation RO***089Z |  | 10 kV | _ | LV | 50 kVA :Pole Substation | 0.05 | --> | 0.05 | 0 | 0 | Constrained, otherwise capacity available =41 kVA | --> | 0.048 | 0 | 0 | 0 | 0 | Constrained, otherwise capacity available =46 kW | --> | C15 ex KILCLOHER | Kilcloher [T41,T42] | DUNGARVAN |  | 52.118 | -7.7763
0354095 | MV/LV Substation KN***4095 |  | 20 kV | _ | LV | 200 kVA :Pole Substation | 0.2 | --> | 0.2 | 0.193 | 0.49 |  | --> | 0.19 | 0 | 0.011 | 0 | 0 | Constrained, otherwise capacity available =181 kW | --> | E15 ex ARDFINNAN | Ardfinnan [T421] | CAHIR |  | 52.3295 | -7.7948
349311 | MV/LV Substation GI***311 |  | 10 kV | _ | LV | 50 kVA :Pole Substation | 0.05 | --> | 0.05 | 0.041 | 2.35 |  | --> | 0.048 | 0 | 0 | 0 | 0 | Constrained, otherwise capacity available =46 kW | --> | C15 ex KILTIMAGH | Kiltimagh [T41] | CASTLEBAR |  | 53.8603 | -9.0018
046453 | MV/LV Substation CA***453 |  | 10 kV | _ | LV | 50 kVA :Pole Substation | 0.05 | --> | 0.05 | 0 | 0 | Constrained, otherwise capacity available =22 kVA | --> | 0.048 | 0 | 0.008 | 0.038 | 0 |  | --> | C12 ex CRANMORE | Cranmore [T41,T42] | SLIGO |  | 54.248 | -8.4587
031514Y | MV/LV Substation LE***514Y |  | 20 kV | _ | LV | 50 kVA :Pole Substation | 0.05 | --> | 0.05 | 0 | 0 | Constrained, otherwise capacity available =50 kVA | --> | 0.048 | 0 | 0 | 0 | 0 | Constrained, otherwise capacity available =48 kW | --> | E16 ex KILMACTHOMAS | Kilmacthomas [T421,T422] | DUNGARVAN |  | 52.1677 | -7.5234
012443Y | MV/LV Substation TU***443Y |  | 10 kV | _ | LV | 400 kVA :Kiosk Substation | 0.4 | --> | 0.4 | 0 | 0 | Constrained, otherwise capacity available =395 kVA | --> | 0.38 | 0 | 0.01 | 0 | 0 | Constrained, otherwise capacity available =372 kW | --> | C20 ex POLLERTON | Pollerton [T41,T42] | CARLOW |  | 52.8235 | -6.894
037512X | MV/LV Substation RA***512X |  | 10 kV | _ | LV | 50 kVA :Pole Substation | 0.05 | --> | 0.05 | 0 | 0 | Constrained, otherwise capacity available =47 kVA | --> | 0.048 | 0 | 0 | 0 | 0 | Constrained, otherwise capacity available =47 kW | --> | C20 ex CAHIRCALLA | Cahircalla [T41,T42] | ENNIS |  | 52.8154 | -9.0581
093080 | MV/LV Substation SH***080 |  | 10 kV | _ | LV | 400 kVA :Kiosk Substation | 0.4 | --> | 0.4 | 0 | 0 | Constrained, otherwise capacity available =233 kVA | --> | 0.38 | 0 | 0.07 | 0.305 | 0 |  | --> | C18 ex POPPINTREE | Poppintree [T101,T102] | FINGLAS |  | 53.3937 | -6.2513
068157 | MV/LV Substation CA***157 |  | 10 kV | _ | LV | 1000 kVA :Building Structure | 1 | --> | 1 | 0 | 0 | Constrained, otherwise capacity available =588 kVA | --> | 0.95 | 0 | 0.167 | 0.5 | 0 |  | --> | C20 ex CLONTARF | Clontarf [T42] | FINGLAS |  | 53.3669 | -6.2069
139845X | MV/LV Substation KI***845X |  | 20 kV | _ | LV | 50 kVA :Pole Substation | 0.05 | --> | 0.05 | 0 | 0 | Constrained, otherwise capacity available =47 kVA | --> | 0.048 | 0 | 0 | 0 | 0 | Constrained, otherwise capacity available =47 kW | --> | E21 ex FINEA | Finea [T421,T422] | SHANKILL |  | 53.8362 | -7.2873
081161 | MV/LV Substation RO***161 |  | 10 kV | _ | LV | 200 kVA :Pole Substation | 0.2 | --> | 0.2 | 0 | 0 | Constrained, otherwise capacity available =67 kVA | --> | 0.19 | 0 | 0.027 | 0 | 0 | Constrained, otherwise capacity available =151 kW | --> | C18 ex PALMERSTOWN | Palmerstown [T41,T42] | FINGLAS |  | 53.3469 | -6.3537
1844089 | MV/LV Substation AN***4089 |  | 10 kV | _ | LV | 50 kVA :Pole Substation | 0.05 | --> | 0.05 | 0.05 | 3.38 |  | --> | 0.048 | 0 | 0 | 0 | 0 | Constrained, otherwise capacity available =48 kW | --> | C20 ex CASTLEBLAYNEY | Castleblayney [T41,T42] | DUNDALK |  | 54.0652 | -6.6998
196187X | MV/LV Substation TH***187X |  | 10 kV | _ | LV | 630 kVA :Kiosk Substation | 0.63 | --> | 0.63 | 0 | 0 | Constrained, otherwise capacity available =604 kVA | --> | 0.598 | 0 | 0 | 0 | 0 | Constrained, otherwise capacity available =595 kW | --> | C18 ex ATHBOY | Athboy [T42] | NAVAN |  | 53.6208 | -6.9203
051879 | MV/LV Substation KI***879 |  | 20 kV | _ | LV | 50 kVA :Pole Substation | 0.05 | --> | 0.05 | 0.044 | 2.22 |  | --> | 0.048 | 0 | 0.03 | 0.024 | 0 |  | --> | E21 ex CLARA | Clara [T421,T422] | THORNSBERRY |  | 53.3966 | -7.6666
025606Y | MV/LV Substation HI***606Y |  | 10 kV | _ | LV | 200 kVA :Kiosk Substation | 0.2 | --> | 0.2 | 0.193 | 1.93 |  | --> | 0.19 | 0 | 0 | 0 | 0 | Constrained, otherwise capacity available =189 kW | --> | C17 ex MILFORD (MWR) | Milford (mwr) [T41] | CHARLEVILLE |  | 52.3368 | -8.8988
182239 | MV/LV Substation DE***239 |  | 10 kV | _ | LV | 400 kVA :Kiosk Substation | 0.4 | --> | 0.4 | 0 | 0 | Constrained, otherwise capacity available =264 kVA | --> | 0.38 | 0 | 0.024 | 0 | 0 | Constrained, otherwise capacity available =343 kW | --> | C11 ex SCARIFF | Scariff [T42] | ENNIS |  | 52.9022 | -8.5388
0634016 | MV/LV Substation BA***4016 |  | 10 kV | _ | LV | 200 kVA :Pole Substation | 0.2 | --> | 0.2 | 0 | 0 | Constrained, otherwise capacity available =104 kVA | --> | 0.19 | 0 | 0 | 0 | 0 | Constrained, otherwise capacity available =176 kW | --> | C15 ex STICKILLEN | Stickillen [T41,T42] | DRYBRIDGE |  | 53.847 | -6.517
005618X | MV/LV Substation KI***618X |  | 20 kV | _ | LV | 50 kVA :Pole Substation | 0.05 | --> | 0.05 | 0.038 | 17.8 |  | --> | 0.048 | 0 | 0 | 0.046 | 0 |  | --> | E21 ex BANOGE | Banoge [T121,T122] | BANOGE |  | 52.6703 | -6.3276
081146Z | MV/LV Substation CI***146Z |  | 10 kV | _ | LV | 400 kVA :Kiosk Substation | 0.4 | --> | 0.4 | 0 | 0 | Constrained, otherwise capacity available =336 kVA | --> | 0.38 | 0 | 0.01 | 0.364 | 0 |  | --> | C12 ex SEMPERIT | Semperit [T41,T42,T43] | GRANGE CASTLE |  | 53.3436 | -6.3613
022842X | MV/LV Substation BL***842X |  | 10 kV | _ | LV | 400 kVA :Building Structure | 0.4 | --> | 0.4 | 0 | 0 | Constrained, otherwise capacity available =302 kVA | --> | 0.38 | 0 | 0.014 | 0 | 0 | Constrained, otherwise capacity available =356 kW | --> | C15 ex SCARTEEN | Scarteen [T41,T42] | MALLOW |  | 52.1212 | -8.657
164845 | MV/LV Substation OL***845 |  | 10 kV | _ | LV | 100 kVA :Pole Substation | 0.1 | --> | 0.1 | 0 | 0 | Constrained, otherwise capacity available =86 kVA | --> | 0.095 | 0 | 0 | 0 | 0 | Constrained, otherwise capacity available =93 kW | --> | C15 ex SKIBBEREEN | Skibbereen [T41,T42] | DUNMANWAY |  | 51.5324 | -9.3199
001103X | MV/LV Substation MT***103X |  | 10 kV | _ | LV | 400 kVA :Kiosk Substation | 0.4 | --> | 0.4 | 0.392 | 1.16 |  | --> | 0.38 | 0 | 0 | 0.379 | 0 |  | --> | C22 ex MOUNT MERRION | Mount Merrion [T41,T42] | CARRICKMINES |  | 53.2957 | -6.2095
068130 | MV/LV Substation ZO***130 |  | 10 kV | _ | LV | 630 kVA :Building Structure | 0.63 | --> | 0.63 | 0.423 | 11.14 |  | --> | 0.598 | 0 | 0 | 0.5 | 0 |  | --> | C28 ex CABRA | Cabra [T101,T102] | FINGLAS |  | 53.3536 | -6.3024
206879 | MV/LV Substation CU***879 |  | 20 kV | _ | LV | 50 kVA :Pole Substation | 0.05 | --> | 0.05 | 0.035 | 2.76 |  | --> | 0.048 | 0 | 0.004 | 0.042 | 0 |  | --> | E14 ex BANGOR ERRIS | Bangor Erris [T421] | BELLACORICK |  | 54.3131 | -9.813
276160 | MV/LV Substation LO***160 |  | 10 kV | _ | LV | 630 kVA :Building Structure | 0.63 | --> | 0.63 | 0.129 | 0.76 |  | --> | 0.598 | 0 | 0 | 0 | 0 | Constrained, otherwise capacity available =539 kW | --> | C13 ex WOODFORD | Woodford [T41,T42] | KNOCKEARAGH |  | 52.012 | -9.4381
0064255 | MV/LV Substation BA***4255 |  | 20 kV | _ | LV | 50 kVA :Pole Substation | 0.05 | --> | 0.05 | 0 | 0 | Constrained, otherwise capacity available =50 kVA | --> | 0.048 | 0 | 0 | 0 | 0 | Constrained, otherwise capacity available =48 kW | --> | E16 ex CLONROCHE | Clonroche [T421,T422] | WEXFORD |  | 52.5156 | -6.807
082695Y | MV/LV Substation CA***695Y |  | 20 kV | _ | LV | 400 kVA :Kiosk Substation | 0.4 | --> | 0.4 | 0 | 0 | Constrained, otherwise capacity available =235 kVA | --> | 0.38 | 0 | 0.124 | 0 | 0 | Constrained, otherwise capacity available =265 kW | --> | E12 ex ACADEMY STREET | Academy Street [T421,T422,T44] | NAVAN |  | 53.6339 | -6.6502
132771X | MV/LV Substation TU***771X |  | 20 kV | _ | LV | 50 kVA :Pole Substation | 0.05 | --> | 0.05 | 0.05 | 1.62 |  | --> | 0.048 | 0 | 0 | 0 | 0 | Constrained, otherwise capacity available =47 kW | --> | C16 ex CURRA | Curra [T41] | SOMERSET |  | 53.0292 | -8.3193
033590Y | MV/LV Substation KI***590Y |  | 10 kV | _ | LV | 50 kVA :Pole Substation | 0.05 | --> | 0.05 | 0 | 0 | Constrained, otherwise capacity available =48 kVA | --> | 0.048 | 0 | 0 | 0.047 | 0 |  | --> | C23 ex CREGG ROAD | Cregg Road [T41,T42] | BALLYDINE |  | 52.3671 | -7.3332
049792Y | MV/LV Substation PR***792Y |  | 10 kV | _ | LV | 400 kVA :Kiosk Substation | 0.4 | --> | 0.4 | 0.347 | 2.8 |  | --> | 0.38 | 0 | 0 | 0 | 0 | Constrained, otherwise capacity available =373 kW | --> | C17 ex GLEBE | Glebe [T41,T42] | RICHMOND |  | 53.7192 | -7.793
014884Z | MV/LV Substation KI***884Z |  | 10 kV | _ | LV | 50 kVA :Pole Substation | 0.05 | --> | 0.05 | 0 | 0 | Constrained, otherwise capacity available =49 kVA | --> | 0.048 | 0 | 0 | 0 | 0 | Constrained, otherwise capacity available =47 kW | --> | C14 ex ATHGARVAN | Athgarvan [T41,T44] | NEWBRIDGE |  | 53.1445 | -6.7728
293100Y | MV/LV Substation ST***100Y |  | 20 kV | _ | LV | 50 kVA :Pole Substation | 0.05 | --> | 0.05 | 0 | 0 | Constrained, otherwise capacity available =31 kVA | --> | 0.048 | 0 | 0 | 0 | 0 | Constrained, otherwise capacity available =45 kW | --> | E13 ex BALTINGLASS | Baltinglass [T421,T422] | STRATFORD |  | 52.9238 | -6.8356
160283Y | MV/LV Substation ST***283Y |  | 20 kV | _ | LV | 400 kVA :Kiosk Substation | 0.4 | --> | 0.4 | 0 | 0 | Constrained, otherwise capacity available =281 kVA | --> | 0.38 | 0 | 0.009 | 0 | 0 | Constrained, otherwise capacity available =357 kW | --> | C11 ex KILDARE | Kildare [T41,T42] | NEWBRIDGE |  | 53.1453 | -7.058
017795X | MV/LV Substation CA***795X |  | 10 kV | _ | LV | 30 kVA :Pole Substation | 0.03 | --> | 0.03 | 0.016 | 1.05 |  | --> | 0.028 | 0 | 0 | 0 | 0 | Constrained, otherwise capacity available =27 kW | --> | C16 ex NEWCASTLEWEST | Newcastlewest [T41,T42] | RATHKEALE |  | 52.5083 | -9.0493
154035Y | MV/LV Substation BE***035Y |  | 10 kV | _ | LV | 400 kVA :Kiosk Substation | 0.4 | --> | 0.4 | 0 | 0 | Constrained, otherwise capacity available =211 kVA | --> | 0.38 | 0 | 0.083 | 0.292 | 0 |  | --> | C23 ex MACETOWN | Macetown [T101,T102] | MACETOWN |  | 53.4131 | -6.4683
037654X | MV/LV Substation WO***654X |  | 10 kV | _ | LV | 400 kVA :Kiosk Substation | 0.4 | --> | 0.4 | 0 | 0 | Constrained, otherwise capacity available =292 kVA | --> | 0.38 | 0 | 0.04 | 0 | 0 | Constrained, otherwise capacity available =335 kW | --> | C20 ex CAHIRCALLA | Cahircalla [T41,T42] | ENNIS |  | 52.8322 | -8.9983
062414 | MV/LV Substation SM***414 |  | 10 kV | _ | LV | 50 kVA :Pole Substation | 0.05 | --> | 0.05 | 0.028 | 3.12 |  | --> | 0.048 | 0 | 0 | 0 | 0 | Constrained, otherwise capacity available =44 kW | --> | C21 ex MARSHES | Marshes [T41,T42] | DUNDALK |  | 53.973 | -6.3902
068289X | MV/LV Substation AF***289X |  | 10 kV | _ | LV | 630 kVA :Building Structure | 0.63 | --> | 0.63 | 0.182 | 11.14 |  | --> | 0.598 | 0 | 0.038 | 0.5 | 0 |  | --> | C28 ex CABRA | Cabra [T101,T102] | FINGLAS |  | 53.3588 | -6.3059
074283X | MV/LV Substation ST***283X |  | 10 kV | _ | LV | 50 kVA :Pole Substation | 0.05 | --> | 0.05 | 0 | 0 | Constrained, otherwise capacity available =43 kVA | --> | 0.048 | 0 | 0 | 0 | 0 | Constrained, otherwise capacity available =46 kW | --> | C14 ex CARRICK ON SHANNON | Carrick On Shannon [T41,T42] | CARRICK ON SHANNON |  | 53.9482 | -8.0744
0674320 | MV/LV Substation PE***4320 |  | 10 kV | _ | LV | 400 kVA :Building Structure | 0.4 | --> | 0.4 | 0 | 0 | Constrained, otherwise capacity available =377 kVA | --> | 0.38 | 0 | 0 | 0.377 | 0 |  | --> | C16 ex RAHEEN | Raheen [T41,T42] | LIMERICK |  | 52.6166 | -8.6563
046020 | MV/LV Substation SP***020 |  | 10 kV | _ | LV | 100 kVA :Pole Substation | 0.1 | --> | 0.1 | 0 | 0 | Constrained, otherwise capacity available =49 kVA | --> | 0.095 | 0 | 0 | 0.088 | 0 |  | --> | C13 ex CRANMORE | Cranmore [T41,T42] | SLIGO |  | 54.2631 | -8.4503
164169X | MV/LV Substation BA***169X |  | 10 kV | _ | LV | 200 kVA :Kiosk Substation | 0.2 | --> | 0.2 | 0 | 0 | Constrained, otherwise capacity available =173 kVA | --> | 0.19 | 0 | 0 | 0 | 0 | Constrained, otherwise capacity available =186 kW | --> | C15 ex SKIBBEREEN | Skibbereen [T41,T42] | DUNMANWAY |  | 51.4848 | -9.3648
047295X | MV/LV Substation AS***295X |  | 10 kV | _ | LV | 200 kVA :Pole Substation | 0.2 | --> | 0.2 | 0.196 | 1.04 |  | --> | 0.19 | 0 | 0 | 0 | 0 | Constrained, otherwise capacity available =190 kW | --> | C16 ex BOYLE | Boyle [T41,T42] | CARRICK ON SHANNON |  | 53.9775 | -8.2797
037133 | MV/LV Substation KI***133 |  | 10 kV | _ | LV | 400 kVA :Building Structure | 0.4 | --> | 0.4 | 0 | 0 | Constrained, otherwise capacity available =323 kVA | --> | 0.38 | 0 | 0.005 | 0 | 0 | Constrained, otherwise capacity available =366 kW | --> | C17 ex ENNIS NORTH | Ennis North [T41,T42] | ENNIS |  | 52.8624 | -8.9831
209379X | MV/LV Substation MC***379X |  | 20 kV | _ | LV | 200 kVA :Pole Substation | 0.2 | --> | 0.2 | 0 | 0 | Constrained, otherwise capacity available =194 kVA | --> | 0.19 | 0 | 0 | 0 | 0 | Constrained, otherwise capacity available =189 kW | --> | C14 ex MILFORD (NR) | Milford (nr) [T41,T42] | LETTERKENNY |  | 55.2083 | -7.6288
039438X | MV/LV Substation BL***438X |  | 10 kV | _ | LV | 1000 kVA :Building Structure | 1 | --> | 1 | 0.5 | 11.03 |  | --> | 0.95 | 0 | 0 | 0.5 | 0 |  | --> | C35 ex SALTHILL | Salthill [T101,T102] | SALTHILL |  | 53.2761 | -9.0716
0504426 | MV/LV Substation CR***4426 |  | 10 kV | _ | LV | 100 kVA :Pole Substation | 0.1 | --> | 0.1 | 0.1 | 7.61 |  | --> | 0.095 | 0 | 0 | 0 | 0 | Constrained, otherwise capacity available =95 kW | --> | C19 ex GARRYCASTLE | Garrycastle [T41,T42] | ATHLONE |  | 53.4032 | -7.8843
041498 | MV/LV Substation LE***498 |  | 20 kV | _ | LV | 50 kVA :Pole Substation | 0.05 | --> | 0.05 | 0 | 0 | Constrained, otherwise capacity available =32 kVA | --> | 0.048 | 0 | 0 | 0 | 0 | Constrained, otherwise capacity available =45 kW | --> | E19 ex DALTON | Dalton [T421,T422] | DALTON |  | 53.6695 | -9.1037
0224017 | MV/LV Substation BL***4017 |  | 10 kV | _ | LV | 630 kVA :Building Structure | 0.63 | --> | 0.63 | 0 | 0 | Constrained, otherwise capacity available =508 kVA | --> | 0.598 | 0 | 0 | 0 | 0 | Constrained, otherwise capacity available =582 kW | --> | C15 ex SCARTEEN | Scarteen [T41,T42] | MALLOW |  | 52.1202 | -8.6573
0074479 | MV/LV Substation AN***4479 |  | 20 kV | _ | LV | 630 kVA :Kiosk Substation | 0.63 | --> | 0.63 | 0.5 | 16.12 |  | --> | 0.598 | 0 | 0 | 0.5 | 0 |  | --> | E21 ex WEXFORD | Wexford [T121,T122] | WEXFORD |  | 52.3809 | -6.4511
003558 | MV/LV Substation TO***558 |  | 10 kV | _ | LV | 50 kVA :Pole Substation | 0.05 | --> | 0.05 | 0.032 | 0.48 |  | --> | 0.048 | 0 | 0.01 | 0 | 0 | Constrained, otherwise capacity available =38 kW | --> | C15 ex KILMARTIN | Kilmartin [T41] | ARKLOW |  | 53.042 | -6.1285
0034169 | MV/LV Substation AV***4169 |  | 10 kV | _ | LV | 400 kVA :Kiosk Substation | 0.4 | --> | 0.4 | 0.343 | 11.58 |  | --> | 0.38 | 0 | 0.051 | 0 | 0 | Constrained, otherwise capacity available =334 kW | --> | C17 ex BALLYBEG | Ballybeg [T101,T102] | CARRICKMINES |  | 52.9664 | -6.0601
062560 | MV/LV Substation PA***560 |  | 20 kV | _ | LV | 100 kVA :Pole Substation | 0.1 | --> | 0.1 | 0.1 | 4.25 |  | --> | 0.095 | 0 | 0 | 0 | 0 | Constrained, otherwise capacity available =95 kW | --> | E18 ex JENKINSTOWN | Jenkinstown [T421,T422] | DUNDALK |  | 54.0955 | -6.2729
154339Z | MV/LV Substation AN***339Z |  | 10 kV | _ | LV | 630 kVA :Kiosk Substation | 0.63 | --> | 0.63 | 0 | 0 | Constrained, otherwise capacity available =498 kVA | --> | 0.598 | 0 | 0.008 | 0 | 0 | Constrained, otherwise capacity available =574 kW | --> | C11 ex COOLMINE | Coolmine [T41,T42] | FINGLAS |  | 53.3745 | -6.406
035719 | MV/LV Substation KN***719 |  | 20 kV | _ | LV | 50 kVA :Pole Substation | 0.05 | --> | 0.05 | 0.041 | 0.49 |  | --> | 0.048 | 0 | 0 | 0 | 0 | Constrained, otherwise capacity available =46 kW | --> | E15 ex ARDFINNAN | Ardfinnan [T421] | CAHIR |  | 52.3379 | -7.7978
0894007 | MV/LV Substation BA***4007 |  | 20 kV | _ | LV | 50 kVA :Pole Substation | 0.05 | --> | 0.05 | 0.05 | 9.1 |  | --> | 0.048 | 0 | 0 | 0 | 0 | Constrained, otherwise capacity available =48 kW | --> | E11 ex ARDNAREE | Ardnaree [T42,T421] | MOY |  | 54.1122 | -9.125
3054008 | MV/LV Substation GA***4008 |  | 20 kV | _ | LV | 200 kVA :Building Structure | 0.2 | --> | 0.2 | 0.154 | 4.61 |  | --> | 0.19 | 0 | 0 | 0 | 0 | Constrained, otherwise capacity available =184 kW | --> | E12 ex LUMCLOON | Lumcloon [T421,T422] | DALLOW |  | 53.2692 | -7.8306
009190Y | MV/LV Substation FO***190Y |  | 10 kV | _ | LV | 630 kVA :Building Structure | 0.63 | --> | 0.63 | 0.5 | 3.82 |  | --> | 0.598 | 0 | 0 | 0 | 0 | Constrained, otherwise capacity available =598 kW | --> | C20 ex WATERFORD | Waterford [T41,T42] | WATERFORD |  | 52.261 | -7.1199
069706 | MV/LV Substation KI***706 |  | 10 kV | _ | LV | 100 kVA :Pole Substation | 0.1 | --> | 0.1 | 0.073 | 3.34 |  | --> | 0.095 | 0 | 0 | 0.091 | 0 |  | --> | C11 ex GREENHILLS | Greenhills [T42] | INCHICORE 220KV |  | 53.3137 | -6.3407
012335Y | MV/LV Substation GL***335Y |  | 20 kV | _ | LV | 400 kVA :Kiosk Substation | 0.4 | --> | 0.4 | 0.288 | 2.83 |  | --> | 0.38 | 0 | 0.006 | 0 | 0 | Constrained, otherwise capacity available =360 kW | --> | E12 ex BAGENALSTOWN | Bagenalstown [T421,T422] | CARLOW |  | 52.6982 | -6.9676
060793X | MV/LV Substation AG***793X |  | 10 kV | _ | LV | 100 kVA :Pole Substation | 0.1 | --> | 0.1 | 0.099 | 2.57 |  | --> | 0.095 | 0 | 0 | 0 | 0 | Constrained, otherwise capacity available =95 kW | --> | C19 ex ERRIGAL | Errigal [T41,T422] | SHANKILL |  | 54.0617 | -7.0022
082325Y | MV/LV Substation DU***325Y |  | 10 kV | _ | LV | 50 kVA :Pole Substation | 0.05 | --> | 0.05 | 0.036 | 1.82 |  | --> | 0.048 | 0 | 0 | 0 | 0 | Constrained, otherwise capacity available =46 kW | --> | C15 ex RANDALSTOWN | Randalstown [T41] | NAVAN |  | 53.6665 | -6.7844
036135 | MV/LV Substation FO***135 |  | 20 kV | _ | LV | 50 kVA :Pole Substation | 0.05 | --> | 0.05 | 0 | 0 | Constrained, otherwise capacity available =45 kVA | --> | 0.048 | 0 | 0.027 | 0 | 0 | Constrained, otherwise capacity available =27 kW | --> | E19 ex GARRANACANTY | Garranacanty [T421,T422] | TIPPERARY |  | 52.4312 | -8.1033
244588 | MV/LV Substation MI***588 |  | 20 kV | _ | LV | 50 kVA :Pole Substation | 0.05 | --> | 0.05 | 0 | 0 | Constrained, otherwise capacity available =35 kVA | --> | 0.048 | 0 | 0 | 0 | 0 | Constrained, otherwise capacity available =45 kW | --> | E16 ex MILLTOWN (SR) | Milltown (sr) [T421,T422] | OUGHTRAGH |  | 52.1489 | -9.7373
023022 | MV/LV Substation CO***022 |  | 10 kV | _ | LV | 200 kVA :Kiosk Substation | 0.2 | --> | 0.2 | 0 | 0 | Constrained, otherwise capacity available =36 kVA | --> | 0.19 | 0 | 0.006 | 0 | 0 | Constrained, otherwise capacity available =162 kW | --> | C16 ex COOLCARRON | Coolcarron [T41,T42] | BARRYMORE |  | 52.1354 | -8.2764
082758Y | MV/LV Substation BA***758Y |  | 10 kV | _ | LV | 50 kVA :Pole Substation | 0.05 | --> | 0.05 | 0 | 0 | Constrained, otherwise capacity available =50 kVA | --> | 0.048 | 0 | 0 | 0 | 0 | Constrained, otherwise capacity available =48 kW | --> | C30 ex ACADEMY STREET | Academy Street [T421,T422,T44] | NAVAN |  | 53.6484 | -6.6542
068052 | MV/LV Substation CH***052 |  | 10 kV | _ | LV | 630 kVA :Kiosk Substation | 0.63 | --> | 0.63 | 0.087 | 1.47 |  | --> | 0.598 | 0 | 0.027 | 0.5 | 0 |  | --> | C11 ex MARROWBONE LANE | Marrowbone Lane [T42] | INCHICORE 220KV |  | 53.3356 | -6.2945
009588Y | MV/LV Substation DU***588Y |  | 10 kV | _ | LV | 630 kVA :Building Structure | 0.63 | --> | 0.63 | 0.5 | 0.53 | Constrained, otherwise capacity available =592 kVA | --> | 0.598 | 0 | 0 | 0 | 0 | Constrained, otherwise capacity available =593 kW | --> | C17 ex MANOR STREET | Manor Street [T41,T42] | WATERFORD |  | 52.2575 | -7.1089
014079X | MV/LV Substation OR***079X |  | 10 kV | _ | LV | 100 kVA :Pole Substation | 0.1 | --> | 0.1 | 0 | 0 | Constrained, otherwise capacity available =53 kVA | --> | 0.095 | 0 | 0 | 0 | 0 | Constrained, otherwise capacity available =88 kW | --> | C18 ex KILDARE | Kildare [T41,T42] | NEWBRIDGE |  | 53.1453 | -6.8382
011734Z | MV/LV Substation ST***734Z |  | 10 kV | _ | LV | 1000 kVA :Building Structure | 1 | --> | 1 | 0 | 0 | Constrained, otherwise capacity available =772 kVA | --> | 0.95 | 0 | 0 | 0 | 0 | Constrained, otherwise capacity available =918 kW | --> | C19 ex ROSEHILL | Rosehill [T41,T42] | KILKENNY |  | 52.641 | -7.241
192617 | MV/LV Substation UD***617 |  | 20 kV | _ | LV | 400 kVA :Kiosk Substation | 0.4 | --> | 0.4 | 0.375 | 1.7 |  | --> | 0.38 | 0 | 0 | 0 | 0 | Constrained, otherwise capacity available =376 kW | --> | E15 ex GWEEDORE | Gweedore [T421] | ARDNAGAPPARY |  | 55.1417 | -8.106
429236 | MV/LV Substation KN***236 |  | 10 kV | _ | LV | 50 kVA :Pole Substation | 0.05 | --> | 0.05 | 0.043 | 0.33 |  | --> | 0.048 | 0 | 0 | 0 | 0 | Constrained, otherwise capacity available =46 kW | --> | C20 ex ABBEYFEALE | Abbeyfeale [T42] | TRIEN |  | 52.3958 | -9.3035
154309Z | MV/LV Substation CO***309Z |  | 10 kV | _ | LV | 200 kVA :Kiosk Substation | 0.2 | --> | 0.2 | 0 | 0 | Constrained, otherwise capacity available =193 kVA | --> | 0.19 | 0 | 0 | 0 | 0 | Constrained, otherwise capacity available =189 kW | --> | C26 ex BALLYCOOLIN | Ballycoolin [T41,T42,T43] | FINGLAS |  | 53.4068 | -6.3737
111716 | MV/LV Substation KI***716 |  | 10 kV | _ | LV | 50 kVA :Pole Substation | 0.05 | --> | 0.05 | 0 | 0 | Constrained, otherwise capacity available =48 kVA | --> | 0.048 | 0 | 0 | 0 | 0 | Constrained, otherwise capacity available =47 kW | --> | C16 ex BANTRY | Bantry [T41,T42] | BALLYLICKY |  | 51.686 | -9.5055
001146 | MV/LV Substation ST***146 |  | 10 kV | _ | LV | 400 kVA :Kiosk Substation | 0.4 | --> | 0.4 | 0.225 | 0.86 |  | --> | 0.38 | 0 | 0.026 | 0.336 | 0 |  | --> | C14 ex BELFIELD | Belfield [T41,T42] | BLACKROCK |  | 53.3092 | -6.1958
1194323 | MV/LV Substation JO***4323 |  | 20 kV | _ | LV | 50 kVA :Pole Substation | 0.05 | --> | 0.05 | 0 | 0 | Constrained, otherwise capacity available =50 kVA | --> | 0.048 | 0 | 0 | 0 | 0 | Constrained, otherwise capacity available =48 kW | --> | C18 ex KANTURK | Kanturk [T41,T42] | GLENLARA |  | 52.1246 | -8.9103
068085 | MV/LV Substation ST***085 |  | 10 kV | _ | LV | 400 kVA :Building Structure | 0.4 | --> | 0.4 | 0.156 | 20.78 |  | --> | 0.38 | 0 | 0.01 | 0.338 | 0 |  | --> | C21 ex HEUSTON SQUARE | Heuston Square [T101,T102] | INCHICORE 220KV |  | 53.3504 | -6.3372
003071 | MV/LV Substation FR***071 |  | 10 kV | _ | LV | 630 kVA :Kiosk Substation | 0.63 | --> | 0.63 | 0.5 | 11.58 |  | --> | 0.598 | 0 | 0.062 | 0 | 0 | Constrained, otherwise capacity available =541 kW | --> | C25 ex BALLYBEG | Ballybeg [T101,T102] | CARRICKMINES |  | 52.9823 | -6.0531
095835 | MV/LV Substation RO***835 |  | 10 kV | _ | LV | 50 kVA :Pole Substation | 0.05 | --> | 0.05 | 0.042 | 1.1 |  | --> | 0.048 | 0 | 0 | 0 | 0 | Constrained, otherwise capacity available =46 kW | --> | C23 ex KILKEE | Kilkee [T41] | TULLABRACK |  | 52.5932 | -9.838
067612 | MV/LV Substation MU***612 |  | 20 kV | _ | LV | 50 kVA :Pole Substation | 0.05 | --> | 0.05 | 0.048 | 6.81 |  | --> | 0.048 | 0 | 0 | 0.047 | 0 |  | --> | C03 ex AHANE | Ahane [T102] | AHANE |  | 52.6595 | -8.527
067262Z | MV/LV Substation HA***262Z |  | 10 kV | _ | LV | 1000 kVA :Building Structure | 1 | --> | 1 | 0 | 0 | Constrained, otherwise capacity available =938 kVA | --> | 0.95 | 0 | 0 | 0.5 | 0 |  | --> | C20 ex BALLINACURRA | Ballinacurra [T41,T42] | LIMERICK |  | 52.6599 | -8.632
281207Y | MV/LV Substation OR***207Y |  | 10 kV | _ | LV | 200 kVA :Kiosk Substation | 0.2 | --> | 0.2 | 0 | 0 | Constrained, otherwise capacity available =170 kVA | --> | 0.19 | 0 | 0.01 | 0 | 0 | Constrained, otherwise capacity available =178 kW | --> | C19 ex KILMONEY | Kilmoney [T41,T42] | TRABEG |  | 51.8091 | -8.3947
007057 | MV/LV Substation FA***057 |  | 10 kV | _ | LV | 200 kVA :Kiosk Substation | 0.2 | --> | 0.2 | 0.134 | 0.14 |  | --> | 0.19 | 0 | 0.005 | 0 | 0 | Constrained, otherwise capacity available =177 kW | --> | C15 ex CARRIGLAWN | Carriglawn [T41,T42] | WEXFORD |  | 52.3461 | -6.4789
012505X | MV/LV Substation KI***505X |  | 20 kV | _ | LV | 50 kVA :Pole Substation | 0.05 | --> | 0.05 | 0.048 | 2.83 |  | --> | 0.048 | 0 | 0 | 0 | 0 | Constrained, otherwise capacity available =47 kW | --> | E17 ex BAGENALSTOWN | Bagenalstown [T421,T422] | CARLOW |  | 52.7189 | -6.9736
004926 | MV/LV Substation GL***926 |  | 10 kV | _ | LV | 100 kVA :Pole Substation | 0.1 | --> | 0.1 | 0.099 | 18.08 |  | --> | 0.095 | 0 | 0 | 0.095 | 0 |  | --> | C13 ex ARKLOW | Arklow [T101,T102] | ARKLOW |  | 52.8092 | -6.1959
288132X | MV/LV Substation TA***132X |  | 10 kV | _ | LV | 1000 kVA :Building Structure | 1 | --> | 1 | 0 | 0 | Constrained, otherwise capacity available =817 kVA | --> | 0.95 | 0 | 0 | 0.5 | 0 |  | --> | C13 ex SANDYFORD | Sandyford [T41,T42] | CARRICKMINES |  | 53.2691 | -6.2626
3054091 | MV/LV Substation FE***4091 |  | 20 kV | _ | LV | 50 kVA :Pole Substation | 0.05 | --> | 0.05 | 0.05 | 4.61 |  | --> | 0.048 | 0 | 0 | 0 | 0 | Constrained, otherwise capacity available =48 kW | --> | E11 ex LUMCLOON | Lumcloon [T421,T422] | DALLOW |  | 53.2462 | -7.9439
001023 | MV/LV Substation PR***023 |  | 10 kV | _ | LV | 630 kVA :Kiosk Substation | 0.63 | --> | 0.63 | 0.4 | 1.55 |  | --> | 0.598 | 0 | 0.04 | 0.5 | 0 |  | --> | C11 ex MONKSTOWN | Monkstown [T41,T42] | BLACKROCK |  | 53.2893 | -6.1809
184009 | MV/LV Substation TH***009 |  | 10 kV | _ | LV | 200 kVA :Pole Substation | 0.2 | --> | 0.2 | 0.072 | 3.38 |  | --> | 0.19 | 0 | 0.021 | 0 | 0 | Constrained, otherwise capacity available =156 kW | --> | C20 ex CASTLEBLAYNEY | Castleblayney [T41,T42] | DUNDALK |  | 54.1172 | -6.7354
184830 | MV/LV Substation KI***830 |  | 10 kV | _ | LV | 50 kVA :Pole Substation | 0.05 | --> | 0.05 | 0.048 | 3.38 |  | --> | 0.048 | 0 | 0.003 | 0 | 0 | Constrained, otherwise capacity available =45 kW | --> | C19 ex CASTLEBLAYNEY | Castleblayney [T41,T42] | DUNDALK |  | 54.1066 | -6.7478
127750Y | MV/LV Substation FU***750Y |  | 10 kV | _ | LV | 50 kVA :Pole Substation | 0.05 | --> | 0.05 | 0 | 0 | Constrained, otherwise capacity available =46 kVA | --> | 0.048 | 0 | 0 | 0 | 0 | Constrained, otherwise capacity available =47 kW | --> | C17 ex LOUGHTAGALLA | Loughtagalla [T41,T42] | THURLES |  | 52.6873 | -7.7857
082746Y | MV/LV Substation MI***746Y |  | 20 kV | _ | LV | 630 kVA :Kiosk Substation | 0.63 | --> | 0.63 | 0 | 0 | Constrained, otherwise capacity available =498 kVA | --> | 0.598 | 0 | 0.003 | 0 | 0 | Constrained, otherwise capacity available =578 kW | --> | E12 ex ACADEMY STREET | Academy Street [T421,T422,T44] | NAVAN |  | 53.6407 | -6.6545
004459Y | MV/LV Substation WO***459Y |  | 10 kV | _ | LV | 400 kVA :Kiosk Substation | 0.4 | --> | 0.4 | 0.266 | 18.08 |  | --> | 0.38 | 0 | 0.005 | 0.358 | 0 |  | --> | C22 ex ARKLOW | Arklow [T101,T102] | ARKLOW |  | 52.7975 | -6.1787
365393X | MV/LV Substation P.***393X |  | 10 kV | _ | LV | 630 kVA :Building Structure | 0.63 | --> | 0.63 | 0.446 | 13.91 |  | --> | 0.598 | 0 | 0 | 0.5 | 0 |  | --> | C22 ex COOKSTOWN | Cookstown [T101,T102] | CARRICKMINES |  | 53.2952 | -6.3852
0684111 | MV/LV Substation LI***4111 |  | 10 kV | _ | LV | 630 kVA :Building Structure | 0.63 | --> | 0.63 | 0.193 | 7.2 |  | --> | 0.598 | 0 | 0 | 0.5 | 0 |  | --> | C23 ex TRINITY | Trinity [T101,T102] | POOLBEG |  | 53.3349 | -6.2486
243791 | MV/LV Substation CA***791 |  | 20 kV | _ | LV | 100 kVA :Pole Substation | 0.1 | --> | 0.1 | 0 | 0 | Constrained, otherwise capacity available =78 kVA | --> | 0.095 | 0 | 0.005 | 0 | 0 | Constrained, otherwise capacity available =88 kW | --> | E17 ex INCH | Inch [T421,T422] | OUGHTRAGH |  | 52.224 | -9.9119
3654148 | MV/LV Substation TH***4148 |  | 10 kV | _ | LV | 400 kVA :Kiosk Substation | 0.4 | --> | 0.4 | 0 | 0 | Constrained, otherwise capacity available =400 kVA | --> | 0.38 | 0 | 0 | 0.38 | 0 |  | --> | C26 ex CITYWEST | Citywest [T101,T102] | INCHICORE 220KV |  | 53.2885 | -6.419
012780X | MV/LV Substation TI***780X |  | 10 kV | _ | LV | 50 kVA :Pole Substation | 0.05 | --> | 0.05 | 0 | 0 | Constrained, otherwise capacity available =48 kVA | --> | 0.048 | 0 | 0.004 | 0 | 0 | Constrained, otherwise capacity available =44 kW | --> | C20 ex POLLERTON | Pollerton [T41,T42] | CARLOW |  | 52.8011 | -6.8969
077609 | MV/LV Substation GR***609 |  | 20 kV | _ | LV | 100 kVA :Pole Substation | 0.1 | --> | 0.1 | 0 | 0 | Constrained, otherwise capacity available =78 kVA | --> | 0.095 | 0 | 0.011 | 0 | 0 | Constrained, otherwise capacity available =84 kW | --> | E16 ex PATRICKSWELL | Patrickswell [T421,T422] | LIMERICK |  | 52.5554 | -8.8004
005087Y | MV/LV Substation CL***087Y |  | 10 kV | _ | LV | 630 kVA :Kiosk Substation | 0.63 | --> | 0.63 | 0 | 0 | Constrained, otherwise capacity available =467 kVA | --> | 0.598 | 0 | 0.019 | 0 | 0 | Constrained, otherwise capacity available =562 kW | --> | C11 ex GARDEN CITY | Garden City [T41,T42] | ARKLOW |  | 52.6785 | -6.2705
028060 | MV/LV Substation CO***060 |  | 10 kV | _ | LV | 400 kVA :Kiosk Substation | 0.4 | --> | 0.4 | 0.36 | 19.7 |  | --> | 0.38 | 0 | 0.004 | 0.372 | 0 |  | --> | C14 ex COW CROSS | Cow Cross [T102,T41] | COW CROSS |  | 51.8552 | -8.2933
281150X | MV/LV Substation AL***150X |  | 20 kV | _ | LV | 50 kVA :Pole Substation | 0.05 | --> | 0.05 | 0 | 0 | Constrained, otherwise capacity available =50 kVA | --> | 0.048 | 0 | 0 | 0 | 0 | Constrained, otherwise capacity available =48 kW | --> | C15 ex KILMONEY | Kilmoney [T41,T42] | TRABEG |  | 51.7568 | -8.5295
020160 | MV/LV Substation VO***160 |  | 10 kV | _ | LV | 400 kVA :Building Structure | 0.4 | --> | 0.4 | 0 | 0 | Constrained, otherwise capacity available =342 kVA | --> | 0.38 | 0 | 0.012 | 0 | 0 | Constrained, otherwise capacity available =363 kW | --> | C16 ex COOLCORCORAN | Coolcorcoran [T41,T42] | KNOCKEARAGH |  | 52.0626 | -9.5192
005591X | MV/LV Substation HA***591X |  | 20 kV | _ | LV | 630 kVA :Kiosk Substation | 0.63 | --> | 0.63 | 0.5 | 17.8 |  | --> | 0.598 | 0 | 0.017 | 0.5 | 0 |  | --> | E13 ex BANOGE | Banoge [T121,T122] | BANOGE |  | 52.6462 | -6.2294
049269 | MV/LV Substation TR***269 |  | 10 kV | _ | LV | 50 kVA :Pole Substation | 0.05 | --> | 0.05 | 0.04 | 2.8 |  | --> | 0.048 | 0 | 0 | 0 | 0 | Constrained, otherwise capacity available =46 kW | --> | C17 ex GLEBE | Glebe [T41,T42] | RICHMOND |  | 53.7322 | -7.783
006016 | MV/LV Substation BE***016 |  | 10 kV | _ | LV | 400 kVA :Building Structure | 0.4 | --> | 0.4 | 0.261 | 3.12 |  | --> | 0.38 | 0 | 0.013 | 0 | 0 | Constrained, otherwise capacity available =351 kW | --> | C14 ex BELLFIELD | Bellfield [T41,T42] | CRANE |  | 52.5059 | -6.5765
0104028 | MV/LV Substation KI***4028 |  | 10 kV | _ | LV | 50 kVA :Pole Substation | 0.05 | --> | 0.05 | 0 | 0 | Constrained, otherwise capacity available =49 kVA | --> | 0.048 | 0 | 0 | 0 | 0 | Constrained, otherwise capacity available =47 kW | --> | C16 ex GRAIGUENAMANAGH | Graiguenamanagh [T41,T42] | KILKENNY |  | 52.4591 | -7.0591
049404X | MV/LV Substation SH***404X |  | 10 kV | _ | LV | 400 kVA :Kiosk Substation | 0.4 | --> | 0.4 | 0.357 | 2.8 |  | --> | 0.38 | 0 | 0 | 0 | 0 | Constrained, otherwise capacity available =374 kW | --> | C17 ex GLEBE | Glebe [T41,T42] | RICHMOND |  | 53.7186 | -7.786
049697Y | MV/LV Substation RO***697Y |  | 10 kV | _ | LV | 630 kVA :Kiosk Substation | 0.63 | --> | 0.63 | 0.5 | 2.8 |  | --> | 0.598 | 0 | 0.005 | 0 | 0 | Constrained, otherwise capacity available =581 kW | --> | C17 ex GLEBE | Glebe [T41,T42] | RICHMOND |  | 53.7218 | -7.7994
281611 | MV/LV Substation LR***611 |  | 10 kV | _ | LV | 100 kVA :Pole Substation | 0.1 | --> | 0.1 | 0 | 0 | Constrained, otherwise capacity available =15 kVA | --> | 0.095 | 0 | 0.024 | 0 | 0 | Constrained, otherwise capacity available =65 kW | --> | C11 ex CARRIGALINE | Carrigaline [T41,T42] | BARNAHELY |  | 51.8303 | -8.3526
066692 | MV/LV Substation NE***692 |  | 20 kV | _ | LV | 200 kVA :Kiosk Substation | 0.2 | --> | 0.2 | 0 | 0 | Constrained, otherwise capacity available =170 kVA | --> | 0.19 | 0 | 0 | 0 | 0 | Constrained, otherwise capacity available =186 kW | --> | E15 ex BATTER LANE TEMPORARY | Batter Lane Temporary 38kv [T421] | GLASMORE |  | 53.4867 | -6.168
013749Y | MV/LV Substation CA***749Y |  | 10 kV | _ | LV | 200 kVA :Kiosk Substation | 0.2 | --> | 0.2 | 0.094 | 0.12 |  | --> | 0.19 | 0 | 0 | 0.175 | 0 |  | --> | C20 ex ATHY | Athy [T101,T102] | ATHY |  | 52.9951 | -6.9935
021257Z | MV/LV Substation CL***257Z |  | 20 kV | _ | LV | 50 kVA :Pole Substation | 0.05 | --> | 0.05 | 0 | 0 | Constrained, otherwise capacity available =42 kVA | --> | 0.048 | 0 | 0.005 | 0 | 0 | Constrained, otherwise capacity available =43 kW | --> | E18 ex WHITECHURCH | Whitechurch [T421,T422] | KILBARRY |  | 52.0139 | -8.6004
248717X | MV/LV Substation CH***717X |  | 20 kV | _ | LV | 400 kVA :Kiosk Substation | 0.4 | --> | 0.4 | 0 | 0 | Constrained, otherwise capacity available =329 kVA | --> | 0.38 | 0 | 0 | 0 | 0 | Constrained, otherwise capacity available =370 kW | --> | E19 ex KILCOCK | Kilcock [T421,T422] | GRIFFINRATH |  | 53.3915 | -6.672
034068Y | MV/LV Substation CR***068Y |  | 10 kV | _ | LV | 200 kVA :Kiosk Substation | 0.2 | --> | 0.2 | 0.114 | 5.88 |  | --> | 0.19 | 0 | 0.003 | 0 | 0 | Constrained, otherwise capacity available =176 kW | --> | C11 ex ARDGEEHA | Ardgeeha [T41,T42] | DOON |  | 52.3707 | -7.7013
034457 | MV/LV Substation RA***457 |  | 20 kV | _ | LV | 50 kVA :Pole Substation | 0.05 | --> | 0.05 | 0.042 | 5.88 |  | --> | 0.048 | 0 | 0.007 | 0 | 0 | Constrained, otherwise capacity available =41 kW | --> | C14 ex ARDGEEHA | Ardgeeha [T41,T42] | DOON |  | 52.3899 | -7.7024
011585Z | MV/LV Substation PA***585Z |  | 10 kV | _ | LV | 200 kVA :Pole Substation | 0.2 | --> | 0.2 | 0 | 0 | Constrained, otherwise capacity available =180 kVA | --> | 0.19 | 0 | 0.005 | 0 | 0 | Constrained, otherwise capacity available =184 kW | --> | C23 ex GORESBRIDGE | Goresbridge [T41,T42] | KILKENNY |  | 52.6789 | -7.0185
144736 | MV/LV Substation WO***736 |  | 20 kV | _ | LV | 50 kVA :Pole Substation | 0.05 | --> | 0.05 | 0.02 | 2.78 |  | --> | 0.048 | 0 | 0 | 0 | 0 | Constrained, otherwise capacity available =43 kW | --> | E13 ex BALLYRAGGET | Ballyragget [T421,T422] | BALLYRAGGET |  | 52.7198 | -7.5108
044822 | MV/LV Substation NO***822 |  | 20 kV | _ | LV | 200 kVA :Kiosk Substation | 0.2 | --> | 0.2 | 0.198 | 0.43 |  | --> | 0.19 | 0 | 0 | 0 | 0 | Constrained, otherwise capacity available =190 kW | --> | C21 ex SWINFORD | Swinford [T41,T42] | CASTLEBAR |  | 53.9846 | -9.1019
176072Y | MV/LV Substation GL***072Y |  | 10 kV | _ | LV | 200 kVA :Kiosk Substation | 0.2 | --> | 0.2 | 0.167 | 18.78 |  | --> | 0.19 | 0 | 0.004 | 0.182 | 0 |  | --> | E11 ex HARTNETTS CROSS | Hartnetts Cross [T121,T422] | HARTNETTS CROSS |  | 51.9079 | -8.9756
0824128 | MV/LV Substation CO***4128 |  | 10 kV | _ | LV | 400 kVA :Kiosk Substation | 0.4 | --> | 0.4 | 0.379 | 2.01 |  | --> | 0.38 | 0 | 0 | 0 | 0 | Constrained, otherwise capacity available =377 kW | --> | C16 ex ABBEYLAND | Abbeyland [T41,T42] | NAVAN |  | 53.6512 | -6.6966
426017 | MV/LV Substation SM***017 |  | 20 kV | _ | LV | 50 kVA :Pole Substation | 0.05 | --> | 0.05 | 0 | 0 | Constrained, otherwise capacity available =50 kVA | --> | 0.048 | 0 | 0 | 0 | 0 | Constrained, otherwise capacity available =48 kW | --> | E15 ex DINGLE | Dingle [T421,T422] | OUGHTRAGH |  | 52.1874 | -10.4129
042708X | MV/LV Substation CR***708X |  | 10 kV | _ | LV | 100 kVA :Pole Substation | 0.1 | --> | 0.1 | 0.088 | 1.93 |  | --> | 0.095 | 0 | 0.011 | 0 | 0 | Constrained, otherwise capacity available =85 kW | --> | C18 ex TURLOUGH ROAD | Turlough Road [T41,T42] | CASTLEBAR |  | 53.9199 | -9.2553
136596 | MV/LV Substation SR***596 |  | 20 kV | _ | LV | 100 kVA :Pole Substation | 0.1 | --> | 0.1 | 0 | 0 | Constrained, otherwise capacity available =79 kVA | --> | 0.095 | 0 | 0 | 0 | 0 | Constrained, otherwise capacity available =92 kW | --> | C18 ex ROSCOMMON | Roscommon [T41,T42] | LANESBORO |  | 53.5804 | -8.1029
013628 | MV/LV Substation MO***628 |  | 10 kV | _ | LV | 630 kVA :Building Structure | 0.63 | --> | 0.63 | 0.121 | 0.12 | Constrained, otherwise capacity available =630 kVA | --> | 0.598 | 0 | 0 | 0.5 | 0 |  | --> | C21 ex ATHY | Athy [T101,T102] | ATHY |  | 52.9726 | -7.0756
377852 | MV/LV Substation CL***852 |  | 20 kV | _ | LV | 100 kVA :Pole Substation | 0.1 | --> | 0.1 | 0 | 0 | Constrained, otherwise capacity available =75 kVA | --> | 0.095 | 0 | 0.045 | 0 | 0 | Constrained, otherwise capacity available =58 kW | --> | E16 ex GURRANEBANE | Gurranebane [T421,T422] | OUGHTRAGH |  | 51.8373 | -10.1945
2764060 | MV/LV Substation ST***4060 |  | 10 kV | _ | LV | 200 kVA :Pole Substation | 0.2 | --> | 0.2 | 0 | 0 | Constrained, otherwise capacity available =177 kVA | --> | 0.19 | 0 | 0.005 | 0 | 0 | Constrained, otherwise capacity available =183 kW | --> | C20 ex COOLCORCORAN | Coolcorcoran [T41,T42] | KNOCKEARAGH |  | 52.0811 | -9.5025
078009 | MV/LV Substation BE***009 |  | 10 kV | _ | LV | 50 kVA :Pole Substation | 0.05 | --> | 0.05 | 0 | 0 | Constrained, otherwise capacity available =30 kVA | --> | 0.048 | 0 | 0 | 0 | 0 | Constrained, otherwise capacity available =45 kW | --> | C12 ex CHARLESTOWN | Charlestown [T41] | TONROE |  | 53.9678 | -8.7948
038632X | MV/LV Substation LA***632X |  | 10 kV | _ | LV | 400 kVA :Building Structure | 0.4 | --> | 0.4 | 0 | 0 | Constrained, otherwise capacity available =309 kVA | --> | 0.38 | 0 | 0 | 0 | 0 | Constrained, otherwise capacity available =367 kW | --> | C16 ex GORT | Gort [T41,T42] | ENNIS |  | 53.0619 | -8.8154
118308 | MV/LV Substation MT***308 |  | 20 kV | _ | LV | 100 kVA :Pole Substation | 0.1 | --> | 0.1 | 0 | 0 | Constrained, otherwise capacity available =47 kVA | --> | 0.095 | 0 | 0 | 0 | 0 | Constrained, otherwise capacity available =88 kW | --> | E18 ex CREAGH | Creagh [T421,T422] | ATHLONE |  | 53.4526 | -8.5097
066616X | MV/LV Substation BL***616X |  | 20 kV | _ | LV | 50 kVA :Pole Substation | 0.05 | --> | 0.05 | 0 | 0 | Constrained, otherwise capacity available =20 kVA | --> | 0.048 | 0 | 0 | 0 | 0 | Constrained, otherwise capacity available =43 kW | --> | E17 ex BALTRASNA | Baltrasna [T121,T122] | BALTRASNA |  | 53.5267 | -6.5272
0824137 | MV/LV Substation AR***4137 |  | 20 kV | _ | LV | 100 kVA :Pole Substation | 0.1 | --> | 0.1 | 0 | 0 | Constrained, otherwise capacity available =60 kVA | --> | 0.095 | 0 | 0 | 0 | 0 | Constrained, otherwise capacity available =89 kW | --> | E15 ex ACADEMY STREET | Academy Street [T421,T422,T44] | NAVAN |  | 53.6388 | -6.671
0204078 | MV/LV Substation KI***4078 |  | 10 kV | _ | LV | 630 kVA :Building Structure | 0.63 | --> | 0.63 | 0 | 0 | Constrained, otherwise capacity available =630 kVA | --> | 0.598 | 0 | 0 | 0 | 0 | Constrained, otherwise capacity available =598 kW | --> | C18 ex COOLCORCORAN | Coolcorcoran [T41,T42] | KNOCKEARAGH |  | 52.0726 | -9.6031
249053Z | MV/LV Substation CA***053Z |  | 10 kV | _ | LV | 200 kVA :Pole Substation | 0.2 | --> | 0.2 | 0 | 0 | Constrained, otherwise capacity available =181 kVA | --> | 0.19 | 0 | 0 | 0 | 0 | Constrained, otherwise capacity available =188 kW | --> | C19 ex LISMORE | Lismore [T41,T42] | DUNGARVAN |  | 52.097 | -8.0053
049016Z | MV/LV Substation LI***016Z |  | 20 kV | _ | LV | 200 kVA :Kiosk Substation | 0.2 | --> | 0.2 | 0.178 | 1.31 |  | --> | 0.19 | 0 | 0.004 | 0 | 0 | Constrained, otherwise capacity available =184 kW | --> | C17 ex ROOSKY | Roosky [T41] | RICHMOND |  | 53.7801 | -8.1063
068218 | MV/LV Substation IN***218 |  | 10 kV | _ | LV | 630 kVA :Building Structure | 0.63 | --> | 0.63 | 0.02 | 28.43 |  | --> | 0.598 | 0 | 0 | 0.5 | 0 |  | --> | C47 ex BEDFORD ROW | Bedford Row [T41,T42,T43,T44] | FRANCIS STREET |  | 53.3429 | -6.2653
276410 | MV/LV Substation BA***410 |  | 10 kV | _ | LV | 50 kVA :Pole Substation | 0.05 | --> | 0.05 | 0.04 | 0.76 |  | --> | 0.048 | 0 | 0.006 | 0 | 0 | Constrained, otherwise capacity available =42 kW | --> | C18 ex WOODFORD | Woodford [T41,T42] | KNOCKEARAGH |  | 52.0427 | -9.4838
161237Y | MV/LV Substation KN***237Y |  | 20 kV | _ | LV | 50 kVA :Pole Substation | 0.05 | --> | 0.05 | 0 | 0 | Constrained, otherwise capacity available =43 kVA | --> | 0.048 | 0 | 0 | 0 | 0 | Constrained, otherwise capacity available =46 kW | --> | C12 ex SPIDDAL |  |  |  | 53.2469 | -9.3755
049149 | MV/LV Substation MA***149 |  | 10 kV | _ | LV | 400 kVA :Kiosk Substation | 0.4 | --> | 0.4 | 0.109 | 0.13 |  | --> | 0.38 | 0 | 0.016 | 0 | 0 | Constrained, otherwise capacity available =326 kW | --> | C18 ex BALLYMAHON | Ballymahon [T41,T42] | ATHLONE |  | 53.5643 | -7.7665
075380X | MV/LV Substation S ***380X |  | 20 kV | _ | LV | 200 kVA :Pole Substation | 0.2 | --> | 0.2 | 0.194 | 17.8 |  | --> | 0.19 | 0 | 0 | 0.189 | 0 |  | --> | E13 ex BANOGE | Banoge [T121,T122] | BANOGE |  | 52.5361 | -6.2207
030011 | MV/LV Substation CO***011 |  | 20 kV | _ | LV | 400 kVA :Kiosk Substation | 0.4 | --> | 0.4 | 0 | 0 | Constrained, otherwise capacity available =188 kVA | --> | 0.38 | 0 | 0.017 | 0 | 0 | Constrained, otherwise capacity available =337 kW | --> | E17 ex FOXHOLE | Foxhole [T421,T422] | DUNGARVAN |  | 51.9576 | -7.8565
142405X | MV/LV Substation BA***405X |  | 20 kV | _ | LV | 50 kVA :Pole Substation | 0.05 | --> | 0.05 | 0 | 0 | Constrained, otherwise capacity available =16 kVA | --> | 0.048 | 0 | 0 | 0 | 0 | Constrained, otherwise capacity available =43 kW | --> | E23 ex ATHENRY | Athenry [T423] | GALWAY 110KV |  | 53.2918 | -8.5129
2104181 | MV/LV Substation LA***4181 |  | 10 kV | _ | LV | 50 kVA :Pole Substation | 0.05 | --> | 0.05 | 0.05 | 1.15 |  | --> | 0.048 | 0 | 0 | 0 | 0 | Constrained, otherwise capacity available =48 kW | --> | C18 ex TULLYNAMALRA | Tullynamalra [T41,T42] | MEATH HILL |  | 54.0729 | -6.8019
052479Y | MV/LV Substation NE***479Y |  | 10 kV | _ | LV | 400 kVA :Kiosk Substation | 0.4 | --> | 0.4 | 0 | 0 | Constrained, otherwise capacity available =267 kVA | --> | 0.38 | 0 | 0.024 | 0 | 0 | Constrained, otherwise capacity available =344 kW | --> | C21 ex BALLINDERRY | Ballinderry [T41,T422] | MULLINGAR |  | 53.515 | -7.3273
109138 | MV/LV Substation UR***138 |  | 10 kV | _ | LV | 250 kVA :Building Structure | 0.25 | --> | 0.25 | 0.215 | 0.38 |  | --> | 0.238 | 0 | 0 | 0.233 | 0 |  | --> | C14 ex RINEANNA | Rineanna [T41,T42] | DRUMLINE |  | 52.7441 | -8.927
281693Z | MV/LV Substation OL***693Z |  | 10 kV | _ | LV | 630 kVA :Building Structure | 0.63 | --> | 0.63 | 0.472 | 7.88 |  | --> | 0.598 | 0 | 0 | 0.5 | 0 |  | --> | C23 ex LIBERTY STREET | Liberty Street [T101,T102] | LIBERTY STREET |  | 51.8988 | -8.4659
288052 | MV/LV Substation BA***052 |  | 10 kV | _ | LV | 400 kVA :Kiosk Substation | 0.4 | --> | 0.4 | 0 | 0 | Constrained, otherwise capacity available =232 kVA | --> | 0.38 | 0 | 0.064 | 0.309 | 0 |  | --> | C14 ex DUNDRUM | Dundrum [T41,T42] | BLACKROCK |  | 53.2871 | -6.2579
0824141 | MV/LV Substation CO***4141 |  | 10 kV | _ | LV | 200 kVA :Kiosk Substation | 0.2 | --> | 0.2 | 0.182 | 2.01 |  | --> | 0.19 | 0 | 0.005 | 0 | 0 | Constrained, otherwise capacity available =184 kW | --> | C11 ex ABBEYLAND | Abbeyland [T41,T42] | NAVAN |  | 53.641 | -6.7028
0154377 | MV/LV Substation PU***4377 |  | 10 kV | _ | LV | 50 kVA :Pole Substation | 0.05 | --> | 0.05 | 0 | 0 | Constrained, otherwise capacity available =50 kVA | --> | 0.048 | 0 | 0 | 0 | 0 | Constrained, otherwise capacity available =48 kW | --> | C11 ex JOHNSTOWN | Johnstown [T41,T42] | KILTEEL |  | 53.2132 | -6.5346
0644233 | MV/LV Substation LA***4233 |  | 20 kV | _ | LV | 50 kVA :Pole Substation | 0.05 | --> | 0.05 | 0 | 0 | Constrained, otherwise capacity available =43 kVA | --> | 0.048 | 0 | 0 | 0 | 0 | Constrained, otherwise capacity available =46 kW | --> | E17 ex JULIANSTOWN | Julianstown [T421,T422] | DRYBRIDGE |  | 53.6765 | -6.2771
017363X | MV/LV Substation KI***363X |  | 20 kV | _ | LV | 50 kVA :Pole Substation | 0.05 | --> | 0.05 | 0.039 | 1.98 |  | --> | 0.048 | 0 | 0 | 0 | 0 | Constrained, otherwise capacity available =46 kW | --> | E12 ex RATHKEALE | Rathkeale [T421,T422] | RATHKEALE |  | 52.4791 | -8.9357
281957Z | MV/LV Substation WA***957Z |  | 10 kV | _ | LV | 50 kVA :Pole Substation | 0.05 | --> | 0.05 | 0 | 0 | Constrained, otherwise capacity available =42 kVA | --> | 0.048 | 0 | 0 | 0.046 | 0 |  | --> | C11 ex BALLINCOLLIG | Ballincollig [T41,T42] | KILBARRY |  | 51.8316 | -8.5805
151323 | MV/LV Substation BA***323 |  | 10 kV | _ | LV | 50 kVA :Pole Substation | 0.05 | --> | 0.05 | 0 | 0 | Constrained, otherwise capacity available =43 kVA | --> | 0.048 | 0 | 0 | 0 | 0 | Constrained, otherwise capacity available =47 kW | --> | C12 ex GARRYSPILLANE | Garryspillane [T41] | TIPPERARY |  | 52.3145 | -8.4316
005263 | MV/LV Substation NO***263 |  | 20 kV | _ | LV | 100 kVA :Pole Substation | 0.1 | --> | 0.1 | 0.084 | 17.8 |  | --> | 0.095 | 0 | 0 | 0.093 | 0 |  | --> | E21 ex BANOGE | Banoge [T121,T122] | BANOGE |  | 52.7013 | -6.406
015136Y | MV/LV Substation GO***136Y |  | 10 kV | _ | LV | 100 kVA :Pole Substation | 0.1 | --> | 0.1 | 0 | 0 | Constrained, otherwise capacity available =92 kVA | --> | 0.095 | 0 | 0.008 | 0 | 0 | Constrained, otherwise capacity available =88 kW | --> | E18 ex BLESSINGTON | Blessington [T421,T422] | KILTEEL |  | 53.2076 | -6.4725
007787Z | MV/LV Substation BO***787Z |  | 10 kV | _ | LV | 200 kVA :Kiosk Substation | 0.2 | --> | 0.2 | 0.143 | 0.14 | Constrained, otherwise capacity available =150 kVA | --> | 0.19 | 0 | 0 | 0 | 0 | Constrained, otherwise capacity available =183 kW | --> | C16 ex CARRIGLAWN | Carriglawn [T41,T42] | WEXFORD |  | 52.3426 | -6.4859
350150X | MV/LV Substation BU***150X |  | 10 kV | _ | LV | 100 kVA :Pole Substation | 0.1 | --> | 0.1 | 0.091 | 1.57 |  | --> | 0.095 | 0 | 0 | 0 | 0 | Constrained, otherwise capacity available =94 kW | --> | C15 ex BUNDORAN | Bundoran [T41,T42] | CATHALEENS FALL |  | 54.4549 | -8.4201
1424125 | MV/LV Substation BY***4125 |  | 10 kV | _ | LV | 400 kVA :Building Structure | 0.4 | --> | 0.4 | 0 | 0 | Constrained, otherwise capacity available =340 kVA | --> | 0.38 | 0 | 0 | 0 | 0 | Constrained, otherwise capacity available =372 kW | --> | C16 ex ATHENRY | Athenry [T41,T42] | GALWAY 110KV |  | 53.3 | -8.7521
0694044 | MV/LV Substation FL***4044 |  | 10 kV | _ | LV | 1000 kVA :Building Structure | 1 | --> | 1 | 0.5 | 7.75 |  | --> | 0.95 | 0 | 0 | 0.5 | 0 |  | --> | C23 ex MILLTOWN (DR) | Milltown (dr) [T101,T102] | POOLBEG |  | 53.333 | -6.245
001079X | MV/LV Substation WA***079X |  | 10 kV | _ | LV | 400 kVA :Building Structure | 0.4 | --> | 0.4 | 0 | 0 |  | --> | 0.38 | 0 | 0.005 | 0.281 | 0 |  | --> | C19 ex LOUGHLINSTOWN | Loughlinstown [T41,T42] | CARRICKMINES |  | 53.2433 | -6.1394
075596 | MV/LV Substation HA***596 |  | 20 kV | _ | LV | 50 kVA :Pole Substation | 0.05 | --> | 0.05 | 0.04 | 4.38 |  | --> | 0.048 | 0 | 0.005 | 0.042 | 0 |  | --> | E17 ex CRANE | Crane [T122] | CRANE |  | 52.564 | -6.4449
063840 | MV/LV Substation CH***840 |  | 10 kV | _ | LV | 200 kVA :Kiosk Substation | 0.2 | --> | 0.2 | 0 | 0 | Constrained, otherwise capacity available =117 kVA | --> | 0.19 | 0 | 0.019 | 0 | 0 | Constrained, otherwise capacity available =164 kW | --> | C15 ex STICKILLEN | Stickillen [T41,T42] | DRYBRIDGE |  | 53.8469 | -6.5369
052790Y | MV/LV Substation MC***790Y |  | 10 kV | _ | LV | 400 kVA :Kiosk Substation | 0.4 | --> | 0.4 | 0.109 | 10.9 |  | --> | 0.38 | 0 | 0.006 | 0.334 | 0 |  | --> | C19 ex MULLINGAR | Mullingar [T101,T102] | MULLINGAR |  | 53.5263 | -7.3342
365509X | MV/LV Substation BU***509X |  | 10 kV | _ | LV | 200 kVA :Kiosk Substation | 0.2 | --> | 0.2 | 0 | 0 | Constrained, otherwise capacity available =157 kVA | --> | 0.19 | 0 | 0 | 0.184 | 0 |  | --> | C19 ex CLONDALKIN | Clondalkin [T41,T42,T44] | INCHICORE 220KV |  | 53.3106 | -6.4037
2814050 | MV/LV Substation AN***4050 |  | 10 kV | _ | LV | 630 kVA :Kiosk Substation | 0.63 | --> | 0.63 | 0 | 0 | Constrained, otherwise capacity available =477 kVA | --> | 0.598 | 0 | 0.01 | 0 | 0 | Constrained, otherwise capacity available =570 kW | --> | C18 ex DOUGLAS | Douglas [T41,T42] | TRABEG |  | 51.8618 | -8.4169
0394027 | MV/LV Substation FA***4027 |  | 10 kV | _ | LV | 400 kVA :Kiosk Substation | 0.4 | --> | 0.4 | 0.399 | 11.03 |  | --> | 0.38 | 0 | 0 | 0.38 | 0 |  | --> | C31 ex SALTHILL | Salthill [T101,T102] | SALTHILL |  | 53.2844 | -9.0684
030952 | MV/LV Substation CO***952 |  | 20 kV | _ | LV | 400 kVA :Kiosk Substation | 0.4 | --> | 0.4 | 0 | 0 | Constrained, otherwise capacity available =338 kVA | --> | 0.38 | 0 | 0.044 | 0 | 0 | Constrained, otherwise capacity available =339 kW | --> | E17 ex FOXHOLE | Foxhole [T421,T422] | DUNGARVAN |  | 51.9628 | -7.8674
368017 | MV/LV Substation HA***017 |  | 10 kV | _ | LV | 100 kVA :Pole Substation | 0.1 | --> | 0.1 | 0 | 0 | Constrained, otherwise capacity available =74 kVA | --> | 0.095 | 0 | 0 | 0 | 0 | Constrained, otherwise capacity available =91 kW | --> | C17 ex BALLYHAUNIS | Ballyhaunis [T41,T42] | DALTON |  | 53.7631 | -8.7721
365042X | MV/LV Substation ST***042X |  | 10 kV | _ | LV | 400 kVA :Kiosk Substation | 0.4 | --> | 0.4 | 0 | 0 | Constrained, otherwise capacity available =270 kVA | --> | 0.38 | 0 | 0.018 | 0.348 | 0 |  | --> | C19 ex CLONDALKIN | Clondalkin [T41,T42,T44] | INCHICORE 220KV |  | 53.317 | -6.4061
176359Y | MV/LV Substation AG***359Y |  | 20 kV | _ | LV | 50 kVA :Pole Substation | 0.05 | --> | 0.05 | 0 | 0 | Constrained, otherwise capacity available =47 kVA | --> | 0.048 | 0 | 0 | 0 | 0 | Constrained, otherwise capacity available =47 kW | --> | E11 ex MACROOM | Macroom [T422] | MACROOM |  | 51.9468 | -8.8059
025178X | MV/LV Substation BA***178X |  | 10 kV | _ | LV | 50 kVA :Pole Substation | 0.05 | --> | 0.05 | 0 | 0 | Constrained, otherwise capacity available =39 kVA | --> | 0.048 | 0 | 0.025 | 0 | 0 | Constrained, otherwise capacity available =28 kW | --> | C11 ex KILMALLOCK | Kilmallock [T41,T42] | CHARLEVILLE |  | 52.4134 | -8.4865
019368 | MV/LV Substation TO***368 |  | 10 kV | _ | LV | 50 kVA :Pole Substation | 0.05 | --> | 0.05 | 0.047 | 1.54 |  | --> | 0.048 | 0 | 0 | 0 | 0 | Constrained, otherwise capacity available =47 kW | --> | C22 ex BALLYARD | Ballyard [T41,T42] | TRALEE |  | 52.2448 | -9.7498
2384171 | MV/LV Substation CA***4171 |  | 20 kV | _ | LV | 50 kVA :Pole Substation | 0.05 | --> | 0.05 | 0 | 0 | Constrained, otherwise capacity available =46 kVA | --> | 0.048 | 0 | 0 | 0 | 0 | Constrained, otherwise capacity available =47 kW | --> | E14 ex BALLINROBE | Ballinrobe [T421,T422] | DALTON |  | 53.7271 | -9.2197
132077Y | MV/LV Substation BO***077Y |  | 20 kV | _ | LV | 50 kVA :Pole Substation | 0.05 | --> | 0.05 | 0 | 0 | Constrained, otherwise capacity available =50 kVA | --> | 0.048 | 0 | 0 | 0 | 0 | Constrained, otherwise capacity available =48 kW | --> | E28 ex LOUGHREA | Loughrea [T41,T42] | SOMERSET |  | 53.1836 | -8.3563
252414X | MV/LV Substation KY***414X |  | 20 kV | _ | LV | 50 kVA :Pole Substation | 0.05 | --> | 0.05 | 0.05 | 2.76 |  | --> | 0.048 | 0 | 0 | 0.048 | 0 |  | --> | C13 ex RECESS | Recess [T41] | SCREEB |  | 53.5606 | -9.9237
052047 | MV/LV Substation MA***047 |  | 10 kV | _ | LV | 200 kVA :Pole Substation | 0.2 | --> | 0.2 | 0 | 0 | Constrained, otherwise capacity available =81 kVA | --> | 0.19 | 0 | 0.018 | 0 | 0 | Constrained, otherwise capacity available =160 kW | --> | C19 ex BALLINDERRY | Ballinderry [T41,T422] | MULLINGAR |  | 53.5212 | -7.3327
052065Z | MV/LV Substation SK***065Z |  | 20 kV | _ | LV | 50 kVA :Pole Substation | 0.05 | --> | 0.05 | 0 | 0 | Constrained, otherwise capacity available =41 kVA | --> | 0.048 | 0 | 0 | 0 | 0 | Constrained, otherwise capacity available =46 kW | --> | E14 ex BALLINDERRY | Ballinderry [T41,T422] | MULLINGAR |  | 53.4413 | -7.244
064127Y | MV/LV Substation CO***127Y |  | 20 kV | _ | LV | 50 kVA :Pole Substation | 0.05 | --> | 0.05 | 0 | 0 | Constrained, otherwise capacity available =49 kVA | --> | 0.048 | 0 | 0 | 0 | 0 | Constrained, otherwise capacity available =47 kW | --> | E15 ex DULEEK | Duleek [T421,T422] | DRYBRIDGE |  | 53.67 | -6.4068
0394103 | MV/LV Substation CA***4103 |  | 10 kV | _ | LV | 50 kVA :Pole Substation | 0.05 | --> | 0.05 | 0 | 0 | Constrained, otherwise capacity available =47 kVA | --> | 0.048 | 0 | 0.01 | 0 | 0 | Constrained, otherwise capacity available =40 kW | --> | C20 ex ORANMORE | Oranmore [T41,T44] | GALWAY 110KV |  | 53.3132 | -8.8689
0494094 | MV/LV Substation LE***4094 |  | 20 kV | _ | LV | 50 kVA :Pole Substation | 0.05 | --> | 0.05 | 0.043 | 2.55 |  | --> | 0.048 | 0 | 0 | 0 | 0 | Constrained, otherwise capacity available =46 kW | --> | E17 ex EDGEWORTHSTOWN | Edgeworthstown [T421,T422] | RICHMOND |  | 53.619 | -7.6257
011641Z | MV/LV Substation KI***641Z |  | 10 kV | _ | LV | 400 kVA :Building Structure | 0.4 | --> | 0.4 | 0 | 0 | Constrained, otherwise capacity available =276 kVA | --> | 0.38 | 0 | 0 | 0 | 0 | Constrained, otherwise capacity available =363 kW | --> | C14 ex ROSEHILL | Rosehill [T41,T42] | KILKENNY |  | 52.6493 | -7.2508
0424151 | MV/LV Substation TU***4151 |  | 10 kV | _ | LV | 50 kVA :Pole Substation | 0.05 | --> | 0.05 | 0 | 0 | Constrained, otherwise capacity available =41 kVA | --> | 0.048 | 0 | 0.006 | 0 | 0 | Constrained, otherwise capacity available =42 kW | --> | C18 ex KNOCKAPHUNTA | Knockaphunta [T41,T42] | CASTLEBAR |  | 53.8479 | -9.3399
154593Z | MV/LV Substation OL***593Z |  | 20 kV | _ | LV | 400 kVA :Building Structure | 0.4 | --> | 0.4 | 0.392 | 41.3 |  | --> | 0.38 | 0 | 0 | 0.379 | 0 |  | --> | E13 ex CORDUFF | Corduff [T121,T122] | CORDUFF |  | 53.418 | -6.3506
068785X | MV/LV Substation RO***785X |  | 10 kV | _ | LV | 630 kVA :Building Structure | 0.63 | --> | 0.63 | 0 | 0 | Constrained, otherwise capacity available =568 kVA | --> | 0.598 | 0 | 0 | 0.5 | 0 |  | --> | C14 ex CLONTARF | Clontarf [T42] | FINGLAS |  | 53.3697 | -6.1818
214915 | MV/LV Substation LA***915 |  | 10 kV | _ | LV | 50 kVA :Pole Substation | 0.05 | --> | 0.05 | 0 | 0 | Constrained, otherwise capacity available =48 kVA | --> | 0.048 | 0 | 0 | 0 | 0 | Constrained, otherwise capacity available =47 kW | --> | C15 ex DRUMQUIN | Drumquin [T42] | ENNIS |  | 52.7071 | -9.1072
503850 | MV/LV Substation CA***850 |  | 10 kV | _ | LV | 50 kVA :Pole Substation | 0.05 | --> | 0.05 | 0.047 | 1.69 |  | --> | 0.048 | 0 | 0 | 0 | 0 | Constrained, otherwise capacity available =47 kW | --> | C16 ex NEWTOWNCUNNINGHAM | Newtowncunningham [T41,T42] | LETTERKENNY |  | 54.9959 | -7.5124
031339Y | MV/LV Substation PA***339Y |  | 20 kV | _ | LV | 400 kVA :Kiosk Substation | 0.4 | --> | 0.4 | 0 | 0 | Constrained, otherwise capacity available =381 kVA | --> | 0.38 | 0 | 0.006 | 0 | 0 | Constrained, otherwise capacity available =373 kW | --> | E17 ex SPRINGS | Springs [T421,T422] | DUNGARVAN |  | 52.104 | -7.5764
015043Z | MV/LV Substation RE***043Z |  | 10 kV | _ | LV | 200 kVA :Pole Substation | 0.2 | --> | 0.2 | 0 | 0 | Constrained, otherwise capacity available =191 kVA | --> | 0.19 | 0 | 0 | 0 | 0 | Constrained, otherwise capacity available =189 kW | --> | E18 ex BLESSINGTON | Blessington [T421,T422] | KILTEEL |  | 53.1903 | -6.5422
1564106 | MV/LV Substation KN***4106 |  | 10 kV | _ | LV | 50 kVA :Pole Substation | 0.05 | --> | 0.05 | 0 | 0 | Constrained, otherwise capacity available =30 kVA | --> | 0.048 | 0 | 0 | 0 | 0 | Constrained, otherwise capacity available =45 kW | --> | C20 ex DRUMBEAR | Drumbear [T41,T42] | LISDRUM |  | 54.1942 | -6.9592
039575X | MV/LV Substation SA***575X |  | 10 kV | _ | LV | 1000 kVA :Building Structure | 1 | --> | 1 | 0 | 0 | Constrained, otherwise capacity available =881 kVA | --> | 0.95 | 0 | 0.006 | 0 | 0 | Constrained, otherwise capacity available =929 kW | --> | C22 ex MONEENAGEISHA | Moneenageisha [T41,T42] | GALWAY 110KV |  | 53.2818 | -9.0297
062780Y | MV/LV Substation HA***780Y |  | 10 kV | _ | LV | 100 kVA :Pole Substation | 0.1 | --> | 0.1 | 0.097 | 3.12 |  | --> | 0.095 | 0 | 0 | 0 | 0 | Constrained, otherwise capacity available =95 kW | --> | C21 ex MARSHES | Marshes [T41,T42] | DUNDALK |  | 53.9589 | -6.3858
015079Z | MV/LV Substation CA***079Z |  | 10 kV | _ | LV | 200 kVA :Pole Substation | 0.2 | --> | 0.2 | 0 | 0 | Constrained, otherwise capacity available =199 kVA | --> | 0.19 | 0 | 0 | 0 | 0 | Constrained, otherwise capacity available =190 kW | --> | E18 ex BLESSINGTON | Blessington [T421,T422] | KILTEEL |  | 53.19 | -6.5341
068807 | MV/LV Substation SA***807 |  | 10 kV | _ | LV | 630 kVA :Building Structure | 0.63 | --> | 0.63 | 0.5 | 2.6 |  | --> | 0.598 | 0 | 0 | 0.5 | 0 |  | --> | C14 ex WOLFE TONE STREET | Wolfe Tone Street [T101,T102] | FINGLAS |  | 53.3501 | -6.2632
192484X | MV/LV Substation ST***484X |  | 20 kV | _ | LV | 50 kVA :Pole Substation | 0.05 | --> | 0.05 | 0.044 | 1.7 |  | --> | 0.048 | 0 | 0 | 0 | 0 | Constrained, otherwise capacity available =47 kW | --> | E15 ex GWEEDORE | Gweedore [T421] | ARDNAGAPPARY |  | 55.1305 | -8.0967
031200 | MV/LV Substation AB***200 |  | 10 kV | _ | LV | 200 kVA :Kiosk Substation | 0.2 | --> | 0.2 | 0 | 0 | Constrained, otherwise capacity available =166 kVA | --> | 0.19 | 0 | 0.01 | 0 | 0 | Constrained, otherwise capacity available =178 kW | --> | C14 ex COLLIGAN | Colligan [T41,T42] | DUNGARVAN |  | 52.0939 | -7.5975
248384 | MV/LV Substation PI***384 |  | 20 kV | _ | LV | 100 kVA :Pole Substation | 0.1 | --> | 0.1 | 0 | 0 | Constrained, otherwise capacity available =59 kVA | --> | 0.095 | 0 | 0 | 0 | 0 | Constrained, otherwise capacity available =89 kW | --> | E14 ex KILCOCK | Kilcock [T421,T422] | GRIFFINRATH |  | 53.4034 | -6.6743
032178Y | MV/LV Substation TH***178Y |  | 10 kV | _ | LV | 200 kVA :Kiosk Substation | 0.2 | --> | 0.2 | 0 | 0 | Constrained, otherwise capacity available =191 kVA | --> | 0.19 | 0 | 0 | 0 | 0 | Constrained, otherwise capacity available =189 kW | --> | C16 ex TRAMORE | Tramore [T41,T42] | BUTLERSTOWN |  | 52.164 | -7.144
248501X | MV/LV Substation RO***501X |  | 20 kV | _ | LV | 200 kVA :Kiosk Substation | 0.2 | --> | 0.2 | 0 | 0 | Constrained, otherwise capacity available =123 kVA | --> | 0.19 | 0 | 0.017 | 0 | 0 | Constrained, otherwise capacity available =167 kW | --> | E19 ex KILCOCK | Kilcock [T421,T422] | GRIFFINRATH |  | 53.3958 | -6.6673
068170 | MV/LV Substation ME***170 |  | 10 kV | _ | LV | 1000 kVA :Building Structure | 1 | --> | 1 | 0 | 0 | Constrained, otherwise capacity available =698 kVA | --> | 0.95 | 0 | 0.019 | 0.5 | 0 |  | --> | C19 ex NEWMARKET (DR) | Newmarket (dr) [T41] | FRANCIS STREET |  | 53.3353 | -6.2711
006641 | MV/LV Substation CO***641 |  | 10 kV | _ | LV | 50 kVA :Pole Substation | 0.05 | --> | 0.05 | 0.045 | 4.38 |  | --> | 0.048 | 0 | 0.015 | 0.036 | 0 |  | --> | E14 ex CRANE | Crane [T122] | CRANE |  | 52.5589 | -6.6942
093120 | MV/LV Substation KI***120 |  | 10 kV | _ | LV | 400 kVA :Kiosk Substation | 0.4 | --> | 0.4 | 0 | 0 | Constrained, otherwise capacity available =348 kVA | --> | 0.38 | 0 | 0.009 | 0.366 | 0 |  | --> | C16 ex SANTRY | Santry [T41,T42] | FINGLAS |  | 53.3964 | -6.2234
015357Z | MV/LV Substation BR***357Z |  | 20 kV | _ | LV | 50 kVA :Pole Substation | 0.05 | --> | 0.05 | 0 | 0 | Constrained, otherwise capacity available =46 kVA | --> | 0.048 | 0 | 0 | 0 | 0 | Constrained, otherwise capacity available =47 kW | --> | E17 ex BLESSINGTON | Blessington [T421,T422] | KILTEEL |  | 53.0908 | -6.5829
058478X | MV/LV Substation LO***478X |  | 10 kV | _ | LV | 100 kVA :Pole Substation | 0.1 | --> | 0.1 | 0.084 | 0.18 |  | --> | 0.095 | 0 | 0 | 0 | 0 | Constrained, otherwise capacity available =93 kW | --> | C16 ex TOOMEVARA | Toomevara [T42] | NENAGH |  | 52.8753 | -7.9818
281570X | MV/LV Substation RO***570X |  | 10 kV | _ | LV | 100 kVA :Pole Substation | 0.1 | --> | 0.1 | 0 | 0 | Constrained, otherwise capacity available =78 kVA | --> | 0.095 | 0 | 0.014 | 0 | 0 | Constrained, otherwise capacity available =82 kW | --> | C16 ex CARRIGALINE | Carrigaline [T41,T42] | BARNAHELY |  | 51.8701 | -8.3638
244457 | MV/LV Substation FI***457 |  | 20 kV | _ | LV | 100 kVA :Pole Substation | 0.1 | --> | 0.1 | 0 | 0 | Constrained, otherwise capacity available =40 kVA | --> | 0.095 | 0 | 0 | 0 | 0 | Constrained, otherwise capacity available =86 kW | --> | E18 ex MILLTOWN (SR) | Milltown (sr) [T421,T422] | OUGHTRAGH |  | 52.1689 | -9.5993
154501Z | MV/LV Substation RE***501Z |  | 10 kV | _ | LV | 400 kVA :Kiosk Substation | 0.4 | --> | 0.4 | 0 | 0 | Constrained, otherwise capacity available =306 kVA | --> | 0.38 | 0 | 0.008 | 0.361 | 0 |  | --> | C39 ex COLLEGE PARK | College Park [T101,T102,T103] | COLLEGE PARK |  | 53.4281 | -6.3757
184259X | MV/LV Substation AN***259X |  | 10 kV | _ | LV | 630 kVA :Building Structure | 0.63 | --> | 0.63 | 0.17 | 3.38 |  | --> | 0.598 | 0 | 0 | 0 | 0 | Constrained, otherwise capacity available =533 kW | --> | C21 ex CASTLEBLAYNEY | Castleblayney [T41,T42] | DUNDALK |  | 54.1621 | -6.7842
122972 | MV/LV Substation MU***972 |  | 10 kV | _ | LV | 50 kVA :Pole Substation | 0.05 | --> | 0.05 | 0.027 | 4.18 |  | --> | 0.048 | 0 | 0 | 0 | 0 | Constrained, otherwise capacity available =44 kW | --> | C17 ex KINGSCOURT | Kingscourt [T41,T42] | MEATH HILL |  | 53.9235 | -6.7828
067704 | MV/LV Substation MI***704 |  | 20 kV | _ | LV | 100 kVA :Pole Substation | 0.1 | --> | 0.1 | 0.058 | 13.8 |  | --> | 0.095 | 0 | 0.005 | 0.085 | 0 |  | --> | C14 ex SINGLAND | Singland [T101,T102] | SINGLAND |  | 52.6435 | -8.558
058513 | MV/LV Substation PU***513 |  | 10 kV | _ | LV | 100 kVA :Pole Substation | 0.1 | --> | 0.1 | 0 | 0 | Constrained, otherwise capacity available =80 kVA | --> | 0.095 | 0 | 0 | 0 | 0 | Constrained, otherwise capacity available =92 kW | --> | C26 ex KYLEERAGH | Kyleeragh [T41,T42] | NENAGH |  | 52.9319 | -8.2374
142017Y | MV/LV Substation KN***017Y |  | 20 kV | _ | LV | 50 kVA :Pole Substation | 0.05 | --> | 0.05 | 0 | 0 | Constrained, otherwise capacity available =49 kVA | --> | 0.048 | 0 | 0 | 0 | 0 | Constrained, otherwise capacity available =47 kW | --> | E23 ex ATHENRY | Athenry [T423] | GALWAY 110KV |  | 53.2943 | -8.5919
021186 | MV/LV Substation SI***186 |  | 10 kV | _ | LV | 630 kVA :Building Structure | 0.63 | --> | 0.63 | 0 | 0 | Constrained, otherwise capacity available =392 kVA | --> | 0.598 | 0 | 0.005 | 0.5 | 0 |  | --> | C12 ex MAYFIELD | Mayfield [T41,T42] | KILBARRY |  | 51.904 | -8.4231
0014177 | MV/LV Substation CH***4177 |  | 10 kV | _ | LV | 1000 kVA :Building Structure | 1 | --> | 1 | 0 | 0 | Constrained, otherwise capacity available =1000 kVA | --> | 0.95 | 0 | 0 | 0.5 | 0 |  | --> | C19 ex LOUGHLINSTOWN | Loughlinstown [T41,T42] | CARRICKMINES |  | 53.243 | -6.1424
021263X | MV/LV Substation KE***263X |  | 10 kV | _ | LV | 630 kVA :Building Structure | 0.63 | --> | 0.63 | 0.5 | 4.67 |  | --> | 0.598 | 0 | 0 | 0.5 | 0 |  | --> | C13 ex CENTRE PARK ROAD | Marina [T105,T106] | MARINA |  | 51.9013 | -8.4534
001198 | MV/LV Substation ME***198 |  | 10 kV | _ | LV | 630 kVA :Kiosk Substation | 0.63 | --> | 0.63 | 0.369 | 4.37 |  | --> | 0.598 | 0 | 0.013 | 0.5 | 0 |  | --> | C21 ex DUN LAOGHAIRE | Dun Laoghaire [T41,T42] | BLACKROCK |  | 53.2915 | -6.1306
210553X | MV/LV Substation WI***553X |  | 10 kV | _ | LV | 200 kVA :Pole Substation | 0.2 | --> | 0.2 | 0.193 | 1.15 |  | --> | 0.19 | 0 | 0.015 | 0 | 0 | Constrained, otherwise capacity available =178 kW | --> | C18 ex TULLYNAMALRA | Tullynamalra [T41,T42] | MEATH HILL |  | 54.0816 | -6.8252
021932X | MV/LV Substation CU***932X |  | 20 kV | _ | LV | 200 kVA :Pole Substation | 0.2 | --> | 0.2 | 0 | 0 | Constrained, otherwise capacity available =200 kVA | --> | 0.19 | 0 | 0 | 0 | 0 | Constrained, otherwise capacity available =190 kW | --> | E19 ex CURRALEIGH | Curraleigh [T421,T422] | KILBARRY |  | 51.9015 | -8.665
1564181 | MV/LV Substation GR***4181 |  | 20 kV | _ | LV | 50 kVA :Pole Substation | 0.05 | --> | 0.05 | 0 | 0 | Constrained, otherwise capacity available =50 kVA | --> | 0.048 | 0 | 0 | 0 | 0 | Constrained, otherwise capacity available =48 kW | --> | E14 ex EMYVALE | Emyvale [T422] | LISDRUM |  | 54.3813 | -7.0808
099571X | MV/LV Substation AB***571X |  | 10 kV | _ | LV | 400 kVA :Kiosk Substation | 0.4 | --> | 0.4 | 0 | 0 | Constrained, otherwise capacity available =300 kVA | --> | 0.38 | 0 | 0.02 | 0 | 0 | Constrained, otherwise capacity available =351 kW | --> | C15 ex CULLION | Cullion [T41,T42] | LETTERKENNY |  | 54.9514 | -7.6231
248850 | MV/LV Substation NE***850 |  | 20 kV | _ | LV | 100 kVA :Pole Substation | 0.1 | --> | 0.1 | 0 | 0 | Constrained, otherwise capacity available =100 kVA | --> | 0.095 | 0 | 0 | 0 | 0 | Constrained, otherwise capacity available =95 kW | --> | E18 ex KILCOCK | Kilcock [T421,T422] | GRIFFINRATH |  | 53.3985 | -6.6492
010231X | MV/LV Substation WA***231X |  | 20 kV | _ | LV | 400 kVA :Kiosk Substation | 0.4 | --> | 0.4 | 0 | 0 | Constrained, otherwise capacity available =366 kVA | --> | 0.38 | 0 | 0.016 | 0 | 0 | Constrained, otherwise capacity available =364 kW | --> | E11 ex BALLYHALE | Ballyhale [T42,T421] | KILKENNY |  | 52.5335 | -7.1966
001139X | MV/LV Substation GR***139X |  | 10 kV | _ | LV | 400 kVA :Building Structure | 0.4 | --> | 0.4 | 0.396 | 13.42 |  | --> | 0.38 | 0 | 0 | 0.38 | 0 |  | --> | C20 ex POTTERY ROAD | Pottery Road [T101,T102] | CARRICKMINES |  | 53.269 | -6.143
255438 | MV/LV Substation MU***438 |  | 20 kV | _ | LV | 50 kVA :Pole Substation | 0.05 | --> | 0.05 | 0 | 0 | Constrained, otherwise capacity available =33 kVA | --> | 0.048 | 0 | 0.006 | 0 | 0 | Constrained, otherwise capacity available =41 kW | --> | E12 ex KILLYBEGS | Killybegs [T422] | BINBANE |  | 54.6449 | -8.3927
037087 | MV/LV Substation CO***087 |  | 10 kV | _ | LV | 400 kVA :Kiosk Substation | 0.4 | --> | 0.4 | 0.345 | 13.05 |  | --> | 0.38 | 0 | 0.01 | 0.365 | 0 |  | --> | C20 ex ENNIS | Ennis [T101,T102] | ENNIS |  | 52.8559 | -8.9744
018217Z | MV/LV Substation WI***217Z |  | 10 kV | _ | LV | 400 kVA :Kiosk Substation | 0.4 | --> | 0.4 | 0.314 | 3.75 |  | --> | 0.38 | 0 | 0.01 | 0 | 0 | Constrained, otherwise capacity available =361 kW | --> | C13 ex SMEARLA | Smearla [T41,T42] | TRIEN |  | 52.4496 | -9.4802
001592 | MV/LV Substation DR***592 |  | 10 kV | _ | LV | 100 kVA :Pole Substation | 0.1 | --> | 0.1 | 0 | 0 | Constrained, otherwise capacity available =76 kVA | --> | 0.095 | 0 | 0.016 | 0.08 | 0 |  | --> | C18 ex LOUGHLINSTOWN | Loughlinstown [T41,T42] | CARRICKMINES |  | 53.2548 | -6.1584
1544119 | MV/LV Substation HO***4119 |  | 10 kV | _ | LV | 400 kVA :Kiosk Substation | 0.4 | --> | 0.4 | 0 | 0 | Constrained, otherwise capacity available =327 kVA | --> | 0.38 | 0 | 0.05 | 0.333 | 0 |  | --> | C23 ex MACETOWN | Macetown [T101,T102] | MACETOWN |  | 53.3995 | -6.4479
011566 | MV/LV Substation PU***566 |  | 10 kV | _ | LV | 50 kVA :Pole Substation | 0.05 | --> | 0.05 | 0.046 | 2.8 |  | --> | 0.048 | 0 | 0 | 0 | 0 | Constrained, otherwise capacity available =47 kW | --> | C13 ex PURCELLS INCH | Purcells Inch [T41,T42] | KILKENNY |  | 52.6409 | -7.2144
062422X | MV/LV Substation BE***422X |  | 20 kV | _ | LV | 50 kVA :Pole Substation | 0.05 | --> | 0.05 | 0.041 | 4.25 |  | --> | 0.048 | 0 | 0 | 0 | 0 | Constrained, otherwise capacity available =46 kW | --> | E12 ex JENKINSTOWN | Jenkinstown [T421,T422] | DUNDALK |  | 54.0144 | -6.328
068854 | MV/LV Substation BR***854 |  | 10 kV | _ | LV | 400 kVA :Building Structure | 0.4 | --> | 0.4 | 0.053 | 3.38 |  | --> | 0.38 | 0 | 0.008 | 0.324 | 0 |  | --> | C18 ex MERRION SQUARE | Merrion Square [T41,T42] | RINGSEND |  | 53.3427 | -6.2438
052380 | MV/LV Substation KN***380 |  | 20 kV | _ | LV | 50 kVA :Pole Substation | 0.05 | --> | 0.05 | 0 | 0 | Constrained, otherwise capacity available =48 kVA | --> | 0.048 | 0 | 0.029 | 0 | 0 | Constrained, otherwise capacity available =26 kW | --> | E20 ex BALLINDERRY | Ballinderry [T41,T422] | MULLINGAR |  | 53.4511 | -7.3663
039924X | MV/LV Substation BO***924X |  | 10 kV | _ | LV | 400 kVA :Kiosk Substation | 0.4 | --> | 0.4 | 0 | 0 | Constrained, otherwise capacity available =359 kVA | --> | 0.38 | 0 | 0.01 | 0 | 0 | Constrained, otherwise capacity available =367 kW | --> | C12 ex ORANMORE | Oranmore [T41,T44] | GALWAY 110KV |  | 53.2748 | -8.9655
220103X | MV/LV Substation ST***103X |  | 20 kV | _ | LV | 400 kVA :Kiosk Substation | 0.4 | --> | 0.4 | 0.31 | 2.33 |  | --> | 0.38 | 0 | 0.011 | 0 | 0 | Constrained, otherwise capacity available =359 kW | --> | E14 ex MOY | Moy [T421,T422] | MOY |  | 54.2151 | -9.2216
003247Y | MV/LV Substation WI***247Y |  | 10 kV | _ | LV | 200 kVA :Kiosk Substation | 0.2 | --> | 0.2 | 0.19 | 11.58 |  | --> | 0.19 | 0 | 0 | 0 | 0 | Constrained, otherwise capacity available =189 kW | --> | C25 ex BALLYBEG | Ballybeg [T101,T102] | CARRICKMINES |  | 52.9864 | -6.0531
132536 | MV/LV Substation RA***536 |  | 20 kV | _ | LV | 100 kVA :Pole Substation | 0.1 | --> | 0.1 | 0.067 | 1.62 |  | --> | 0.095 | 0 | 0.028 | 0 | 0 | Constrained, otherwise capacity available =70 kW | --> | C17 ex CURRA | Curra [T41] | SOMERSET |  | 53.1764 | -8.337
068628 | MV/LV Substation MO***628 |  | 10 kV | _ | LV | 400 kVA :Building Structure | 0.4 | --> | 0.4 | 0 | 0 | Constrained, otherwise capacity available =246 kVA | --> | 0.38 | 0 | 0 | 0.358 | 0 |  | --> | C13 ex CAMDEN ROW | Camden Row [T41] | FRANCIS STREET |  | 53.336 | -6.2644
293918Y | MV/LV Substation SE***918Y |  | 20 kV | _ | LV | 50 kVA :Pole Substation | 0.05 | --> | 0.05 | 0 | 0 | Constrained, otherwise capacity available =46 kVA | --> | 0.048 | 0 | 0 | 0 | 0 | Constrained, otherwise capacity available =47 kW | --> | E13 ex SHILLELAGH | Shillelagh [T421,T422] | CARLOW |  | 52.7537 | -6.5336
046247X | MV/LV Substation JO***247X |  | 10 kV | _ | LV | 630 kVA :Kiosk Substation | 0.63 | --> | 0.63 | 0.474 | 5.78 |  | --> | 0.598 | 0 | 0.003 | 0.5 | 0 |  | --> | C12 ex OAKFIELD | Oakfield [T41,T42] | SLIGO |  | 54.27 | -8.4807
060282X | MV/LV Substation KI***282X |  | 10 kV | _ | LV | 200 kVA :Pole Substation | 0.2 | --> | 0.2 | 0.131 | 2.18 |  | --> | 0.19 | 0 | 0 | 0 | 0 | Constrained, otherwise capacity available =180 kW | --> | C19 ex BAILIEBORO | Bailieboro [T41,T42] | MEATH HILL |  | 53.9463 | -7.0186
154288 | MV/LV Substation CO***288 |  | 10 kV | _ | LV | 400 kVA :Kiosk Substation | 0.4 | --> | 0.4 | 0 | 0 | Constrained, otherwise capacity available =330 kVA | --> | 0.38 | 0 | 0.007 | 0 | 0 | Constrained, otherwise capacity available =365 kW | --> | C24 ex BALLYCOOLIN | Ballycoolin [T41,T42,T43] | FINGLAS |  | 53.3982 | -6.3744
196016 | MV/LV Substation CA***016 |  | 10 kV | _ | LV | 100 kVA :Pole Substation | 0.1 | --> | 0.1 | 0 | 0 | Constrained, otherwise capacity available =92 kVA | --> | 0.095 | 0 | 0 | 0 | 0 | Constrained, otherwise capacity available =94 kW | --> | C15 ex TRIM | Trim [T41,T42] | NAVAN |  | 53.5806 | -6.7725
016256Z | MV/LV Substation WI***256Z |  | 10 kV | _ | LV | 400 kVA :Kiosk Substation | 0.4 | --> | 0.4 | 0 | 0 | Constrained, otherwise capacity available =352 kVA | --> | 0.38 | 0 | 0 | 0 | 0 | Constrained, otherwise capacity available =373 kW | --> | C18 ex CELBRIDGE | Celbridge [T41,T42] | GRIFFINRATH |  | 53.3363 | -6.5299
066620X | MV/LV Substation TH***620X |  | 20 kV | _ | LV | 400 kVA :Kiosk Substation | 0.4 | --> | 0.4 | 0 | 0 | Constrained, otherwise capacity available =296 kVA | --> | 0.38 | 0 | 0.076 | 0 | 0 | Constrained, otherwise capacity available =309 kW | --> | E16 ex ASHBOURNE | Ashbourne [T421,T422] | FINGLAS |  | 53.5096 | -6.3904
176476Y | MV/LV Substation CH***476Y |  | 10 kV | _ | LV | 400 kVA :Kiosk Substation | 0.4 | --> | 0.4 | 0 | 0 | Constrained, otherwise capacity available =384 kVA | --> | 0.38 | 0 | 0 | 0 | 0 | Constrained, otherwise capacity available =378 kW | --> | E12 ex HARTNETTS CROSS |  |  |  | 51.903 | -8.9551
039645 | MV/LV Substation NE***645 |  | 10 kV | _ | LV | 630 kVA :Kiosk Substation | 0.63 | --> | 0.63 | 0 | 0 | Constrained, otherwise capacity available =600 kVA | --> | 0.598 | 0 | 0.09 | 0 | 0 | Constrained, otherwise capacity available =528 kW | --> | C20 ex ORANMORE | Oranmore [T41,T44] | GALWAY 110KV |  | 53.315 | -8.8774
074653 | MV/LV Substation AL***653 |  | 20 kV | _ | LV | 50 kVA :Pole Substation | 0.05 | --> | 0.05 | 0.049 | 2.03 |  | --> | 0.048 | 0 | 0 | 0 | 0 | Constrained, otherwise capacity available =47 kW | --> | E16 ex MOHILL | Mohill [T421,T422] | CARRICK ON SHANNON |  | 53.9117 | -8.0021
138677 | MV/LV Substation AE***677 |  | 10 kV | _ | LV | 200 kVA :Pole Substation | 0.2 | --> | 0.2 | 0.151 | 2.18 |  | --> | 0.19 | 0 | 0 | 0 | 0 | Constrained, otherwise capacity available =183 kW | --> | C26 ex BAILIEBORO | Bailieboro [T41,T42] | MEATH HILL |  | 53.9206 | -6.9936
081098 | MV/LV Substation KY***098 |  | 10 kV | _ | LV | 630 kVA :Building Structure | 0.63 | --> | 0.63 | 0 | 0 | Constrained, otherwise capacity available =276 kVA | --> | 0.598 | 0 | 0.013 | 0.5 | 0 |  | --> | C13 ex INCHICORE NORTH | Inchicore North [T41] | INCHICORE 220KV |  | 53.3374 | -6.3473
160932Y | MV/LV Substation RO***932Y |  | 20 kV | _ | LV | 50 kVA :Pole Substation | 0.05 | --> | 0.05 | 0 | 0 | Constrained, otherwise capacity available =50 kVA | --> | 0.048 | 0 | 0 | 0 | 0 | Constrained, otherwise capacity available =48 kW | --> | C11 ex KILDARE | Kildare [T41,T42] | NEWBRIDGE |  | 53.131 | -7.0348
060660X | MV/LV Substation PO***660X |  | 10 kV | _ | LV | 50 kVA :Pole Substation | 0.05 | --> | 0.05 | 0.046 | 2.57 |  | --> | 0.048 | 0 | 0 | 0 | 0 | Constrained, otherwise capacity available =47 kW | --> | C13 ex ERRIGAL | Errigal [T41,T422] | SHANKILL |  | 54.0221 | -7.2708
132539 | MV/LV Substation CA***539 |  | 20 kV | _ | LV | 50 kVA :Pole Substation | 0.05 | --> | 0.05 | 0.05 | 1.62 |  | --> | 0.048 | 0 | 0 | 0 | 0 | Constrained, otherwise capacity available =48 kW | --> | C17 ex CURRA | Curra [T41] | SOMERSET |  | 53.162 | -8.3404
0314206 | MV/LV Substation CO***4206 |  | 10 kV | _ | LV | 200 kVA :Kiosk Substation | 0.2 | --> | 0.2 | 0 | 0 | Constrained, otherwise capacity available =200 kVA | --> | 0.19 | 0 | 0 | 0 | 0 | Constrained, otherwise capacity available =190 kW | --> | C13 ex COLLIGAN |  |  |  | 52.0933 | -7.625
161141 | MV/LV Substation AU***141 |  | 10 kV | _ | LV | 50 kVA :Pole Substation | 0.05 | --> | 0.05 | 0.026 | 6.53 |  | --> | 0.048 | 0 | 0.019 | 0.03 | 0 |  | --> | C17 ex OUGHTERARD | Oughterard [T41,T42] | SCREEB |  | 53.429 | -9.3273
001113X | MV/LV Substation TH***113X |  | 10 kV | _ | LV | 630 kVA :Building Structure | 0.63 | --> | 0.63 | 0.5 | 19.52 |  | --> | 0.598 | 0 | 0 | 0.5 | 0 |  | --> | C13 ex TANEY | Taney [T101,T102] | CARRICKMINES |  | 53.2858 | -6.2357
009021 | MV/LV Substation NE***021 |  | 10 kV | _ | LV | 200 kVA :Pole Substation | 0.2 | --> | 0.2 | 0.142 | 8.16 |  | --> | 0.19 | 0 | 0.016 | 0 | 0 | Constrained, otherwise capacity available =170 kW | --> | C11 ex MOUNT MISERY | Mount Misery [T41,T42] | WATERFORD |  | 52.2728 | -7.1317
038845 | MV/LV Substation GL***845 |  | 20 kV | _ | LV | 50 kVA :Pole Substation | 0.05 | --> | 0.05 | 0 | 0 | Constrained, otherwise capacity available =50 kVA | --> | 0.048 | 0 | 0 | 0 | 0 | Constrained, otherwise capacity available =48 kW | --> | E13 ex GORT | Gort [T41,T42] | ENNIS |  | 53.0766 | -8.8341
377993 | MV/LV Substation DU***993 |  | 20 kV | _ | LV | 100 kVA :Pole Substation | 0.1 | --> | 0.1 | 0 | 0 | Constrained, otherwise capacity available =97 kVA | --> | 0.095 | 0 | 0 | 0 | 0 | Constrained, otherwise capacity available =95 kW | --> | E18 ex GURRANEBANE | Gurranebane [T421,T422] | OUGHTRAGH |  | 51.8326 | -10.2665
060564Y | MV/LV Substation LI***564Y |  | 10 kV | _ | LV | 200 kVA :Kiosk Substation | 0.2 | --> | 0.2 | 0.2 | 2.57 |  | --> | 0.19 | 0 | 0 | 0 | 0 | Constrained, otherwise capacity available =190 kW | --> | C19 ex ERRIGAL | Errigal [T41,T422] | SHANKILL |  | 54.0761 | -7.0829
0624186 | MV/LV Substation AI***4186 |  | 10 kV | _ | LV | 400 kVA :Kiosk Substation | 0.4 | --> | 0.4 | 0.383 | 2.33 |  | --> | 0.38 | 0 | 0.012 | 0 | 0 | Constrained, otherwise capacity available =369 kW | --> | C12 ex DUNDALK | Dundalk [T41,T42] | DUNDALK |  | 54.0134 | -6.4164
074773 | MV/LV Substation LO***773 |  | 20 kV | _ | LV | 50 kVA :Pole Substation | 0.05 | --> | 0.05 | 0 | 0 | Constrained, otherwise capacity available =46 kVA | --> | 0.048 | 0 | 0 | 0 | 0 | Constrained, otherwise capacity available =47 kW | --> | C14 ex CARRICK ON SHANNON | Carrick On Shannon [T41,T42] | CARRICK ON SHANNON |  | 54.0107 | -8.008
081573Z | MV/LV Substation PR***573Z |  | 10 kV | _ | LV | 200 kVA :Kiosk Substation | 0.2 | --> | 0.2 | 0 | 0 | Constrained, otherwise capacity available =166 kVA | --> | 0.19 | 0 | 0 | 0 | 0 | Constrained, otherwise capacity available =185 kW | --> | C17 ex CELBRIDGE | Celbridge [T41,T42] | GRIFFINRATH |  | 53.3366 | -6.5349
417121X | MV/LV Substation CN***121X |  | 20 kV | _ | LV | 200 kVA :Kiosk Substation | 0.2 | --> | 0.2 | 0.169 | 8.5 |  | --> | 0.19 | 0 | 0.018 | 0 | 0 | Constrained, otherwise capacity available =172 kW | --> | E14 ex ARIGNA | Arigna [T121] | ARIGNA |  | 54.0456 | -8.0441
030001 | MV/LV Substation FA***001 |  | 20 kV | _ | LV | 400 kVA :Kiosk Substation | 0.4 | --> | 0.4 | 0 | 0 | Constrained, otherwise capacity available =132 kVA | --> | 0.38 | 0 | 0.006 | 0 | 0 | Constrained, otherwise capacity available =337 kW | --> | E14 ex FOXHOLE | Foxhole [T421,T422] | DUNGARVAN |  | 51.9565 | -7.8511
426541 | MV/LV Substation FE***541 |  | 20 kV | _ | LV | 100 kVA :Pole Substation | 0.1 | --> | 0.1 | 0 | 0 | Constrained, otherwise capacity available =86 kVA | --> | 0.095 | 0 | 0 | 0 | 0 | Constrained, otherwise capacity available =93 kW | --> | E12 ex DINGLE | Dingle [T421,T422] | OUGHTRAGH |  | 52.2154 | -10.3492
109089 | MV/LV Substation PU***089 |  | 10 kV | _ | LV | 100 kVA :Pole Substation | 0.1 | --> | 0.1 | 0.071 | 0.38 |  | --> | 0.095 | 0 | 0 | 0.091 | 0 |  | --> | C15 ex RINEANNA | Rineanna [T41,T42] | DRUMLINE |  | 52.7001 | -8.8759
049215Y | MV/LV Substation TA***215Y |  | 20 kV | _ | LV | 100 kVA :Pole Substation | 0.1 | --> | 0.1 | 0.085 | 1.31 |  | --> | 0.095 | 0 | 0 | 0 | 0 | Constrained, otherwise capacity available =93 kW | --> | C17 ex ROOSKY | Roosky [T41] | RICHMOND |  | 53.7831 | -8.1002
099519X | MV/LV Substation ST***519X |  | 10 kV | _ | LV | 630 kVA :Building Structure | 0.63 | --> | 0.63 | 0 | 0 | Constrained, otherwise capacity available =557 kVA | --> | 0.598 | 0 | 0 | 0 | 0 | Constrained, otherwise capacity available =588 kW | --> | C18 ex CULLION | Cullion [T41,T42] | LETTERKENNY |  | 54.9458 | -7.7402
029005 | MV/LV Substation CA***005 |  | 20 kV | _ | LV | 100 kVA :Pole Substation | 0.1 | --> | 0.1 | 0 | 0 | Constrained, otherwise capacity available =56 kVA | --> | 0.095 | 0 | 0.03 | 0 | 0 | Constrained, otherwise capacity available =67 kW | --> | E12 ex CARRIGSHANE | Carrigshane [T422] | MIDLETON |  | 51.912 | -8.058
062554 | MV/LV Substation PO***554 |  | 20 kV | _ | LV | 200 kVA :Kiosk Substation | 0.2 | --> | 0.2 | 0.14 | 4.25 |  | --> | 0.19 | 0 | 0.015 | 0 | 0 | Constrained, otherwise capacity available =170 kW | --> | E18 ex JENKINSTOWN | Jenkinstown [T421,T422] | DUNDALK |  | 54.0887 | -6.2612
039035 | MV/LV Substation VI***035 |  | 10 kV | _ | LV | 200 kVA :Building Structure | 0.2 | --> | 0.2 | 0 | 0 | Constrained, otherwise capacity available =67 kVA | --> | 0.19 | 0 | 0 | 0 | 0 | Constrained, otherwise capacity available =171 kW | --> | C11 ex HEADFORD ROAD | Headford Road [T41,T42] | GALWAY 110KV |  | 53.2724 | -9.0494
015395Z | MV/LV Substation CO***395Z |  | 10 kV | _ | LV | 400 kVA :Kiosk Substation | 0.4 | --> | 0.4 | 0 | 0 | Constrained, otherwise capacity available =336 kVA | --> | 0.38 | 0 | 0.028 | 0 | 0 | Constrained, otherwise capacity available =350 kW | --> | C16 ex JOHNSTOWN | Johnstown [T41,T42] | KILTEEL |  | 53.2484 | -6.5868
013026 | MV/LV Substation CU***026 |  | 10 kV | _ | LV | 100 kVA :Pole Substation | 0.1 | --> | 0.1 | 0.01 | 0.12 |  | --> | 0.095 | 0 | 0 | 0.082 | 0 |  | --> | C26 ex ATHY | Athy [T101,T102] | ATHY |  | 53.0058 | -7.0047
377444X | MV/LV Substation GL***444X |  | 20 kV | _ | LV | 200 kVA :Pole Substation | 0.2 | --> | 0.2 | 0 | 0 | Constrained, otherwise capacity available =158 kVA | --> | 0.19 | 0 | 0.015 | 0 | 0 | Constrained, otherwise capacity available =173 kW | --> | E12 ex GURRANEBANE | Gurranebane [T421,T422] | OUGHTRAGH |  | 52.0585 | -9.9403
035698 | MV/LV Substation BU***698 |  | 20 kV | _ | LV | 50 kVA :Pole Substation | 0.05 | --> | 0.05 | 0.038 | 0.49 |  | --> | 0.048 | 0 | 0.02 | 0 | 0 | Constrained, otherwise capacity available =31 kW | --> | E15 ex ARDFINNAN | Ardfinnan [T421] | CAHIR |  | 52.2894 | -7.8068
009516Y | MV/LV Substation FI***516Y |  | 10 kV | _ | LV | 400 kVA :Kiosk Substation | 0.4 | --> | 0.4 | 0.276 | 8.16 |  | --> | 0.38 | 0 | 0.041 | 0 | 0 | Constrained, otherwise capacity available =332 kW | --> | C12 ex MOUNT MISERY | Mount Misery [T41,T42] | WATERFORD |  | 52.2649 | -7.0889
363930 | MV/LV Substation CU***930 |  | 10 kV | _ | LV | 50 kVA :Pole Substation | 0.05 | --> | 0.05 | 0.05 | 3.25 |  | --> | 0.048 | 0 | 0 | 0 | 0 | Constrained, otherwise capacity available =48 kW | --> | E16 ex BALLYBUNION | Ballybunion [T421,T422] | TRIEN |  | 52.4511 | -9.5126
065235Z | MV/LV Substation PL***235Z |  | 10 kV | _ | LV | 50 kVA :Pole Substation | 0.05 | --> | 0.05 | 0 | 0 | Constrained, otherwise capacity available =49 kVA | --> | 0.048 | 0 | 0 | 0 | 0 | Constrained, otherwise capacity available =47 kW | --> | C15 ex LOUGHSHINNY | Loughshinny [T41,T42] | GLASMORE |  | 53.5342 | -6.0902
495603 | MV/LV Substation MU***603 |  | 20 kV | _ | LV | 200 kVA :Pole Substation | 0.2 | --> | 0.2 | 0.163 | 1.5 |  | --> | 0.19 | 0 | 0.005 | 0.181 | 0 |  | --> | E18 ex ACHILL | Achill [T422] | CARROWBEG |  | 53.9063 | -9.7815
052410Y | MV/LV Substation CO***410Y |  | 20 kV | _ | LV | 50 kVA :Pole Substation | 0.05 | --> | 0.05 | 0 | 0 | Constrained, otherwise capacity available =47 kVA | --> | 0.048 | 0 | 0 | 0 | 0 | Constrained, otherwise capacity available =47 kW | --> | C15 ex DELVIN | Delvin [T41,T42] | MULLINGAR |  | 53.5428 | -7.1288
023409Y | MV/LV Substation AM***409Y |  | 10 kV | _ | LV | 200 kVA :Pole Substation | 0.2 | --> | 0.2 | 0 | 0 | Constrained, otherwise capacity available =160 kVA | --> | 0.19 | 0 | 0 | 0 | 0 | Constrained, otherwise capacity available =184 kW | --> | C18 ex FERMOY NORTH | Fermoy North [T41,T42] | BARRYMORE |  | 52.1522 | -8.3288
036868 | MV/LV Substation BA***868 |  | 20 kV | _ | LV | 50 kVA :Pole Substation | 0.05 | --> | 0.05 | 0 | 0 | Constrained, otherwise capacity available =36 kVA | --> | 0.048 | 0 | 0 | 0 | 0 | Constrained, otherwise capacity available =46 kW | --> | E20 ex GARRANACANTY | Garranacanty [T421,T422] | TIPPERARY |  | 52.5353 | -8.0027
001690 | MV/LV Substation PA***690 |  | 10 kV | _ | LV | 400 kVA :Kiosk Substation | 0.4 | --> | 0.4 | 0 | 0 | Constrained, otherwise capacity available =263 kVA | --> | 0.38 | 0 | 0.055 | 0.32 | 0 |  | --> | C13 ex CARRICKMINES | Carrickmines [T41,T42] | CARRICKMINES |  | 53.2637 | -6.1644
081652 | MV/LV Substation LU***652 |  | 10 kV | _ | LV | 50 kVA :Pole Substation | 0.05 | --> | 0.05 | 0 | 0 | Constrained, otherwise capacity available =50 kVA | --> | 0.048 | 0 | 0 | 0.048 | 0 |  | --> | C16 ex LUCAN EAST | Lucan East [T41,T42] | GRANGE CASTLE |  | 53.3769 | -6.433
039430X | MV/LV Substation TO***430X |  | 10 kV | _ | LV | 630 kVA :Building Structure | 0.63 | --> | 0.63 | 0 | 0 | Constrained, otherwise capacity available =527 kVA | --> | 0.598 | 0 | 0 | 0 | 0 | Constrained, otherwise capacity available =584 kW | --> | C19 ex HEADFORD ROAD | Headford Road [T41,T42] | GALWAY 110KV |  | 53.2748 | -9.046
0014209 | MV/LV Substation AR***4209 |  | 10 kV | _ | LV | 400 kVA :Kiosk Substation | 0.4 | --> | 0.4 | 0.4 | 1.16 |  | --> | 0.38 | 0 | 0 | 0.38 | 0 |  | --> | C17 ex MOUNT MERRION | Mount Merrion [T41,T42] | CARRICKMINES |  | 53.2905 | -6.1898
004450X | MV/LV Substation NO***450X |  | 10 kV | _ | LV | 200 kVA :Kiosk Substation | 0.2 | --> | 0.2 | 0.134 | 18.08 |  | --> | 0.19 | 0 | 0 | 0.181 | 0 |  | --> | C21 ex ARKLOW | Arklow [T101,T102] | ARKLOW |  | 52.7979 | -6.148
065646 | MV/LV Substation HO***646 |  | 10 kV | _ | LV | 100 kVA :Pole Substation | 0.1 | --> | 0.1 | 0 | 0 | Constrained, otherwise capacity available =60 kVA | --> | 0.095 | 0 | 0.024 | 0 | 0 | Constrained, otherwise capacity available =72 kW | --> | C19 ex LOUGHSHINNY | Loughshinny [T41,T42] | GLASMORE |  | 53.5665 | -6.1037
125416 | MV/LV Substation KN***416 |  | 10 kV | _ | LV | 50 kVA :Pole Substation | 0.05 | --> | 0.05 | 0 | 0 | Constrained, otherwise capacity available =49 kVA | --> | 0.048 | 0 | 0 | 0 | 0 | Constrained, otherwise capacity available =47 kW | --> | C20 ex CLOONLOUGH | Cloonlough [T41,T42] | BARRYMORE |  | 52.2129 | -8.2835
0814351 | MV/LV Substation MA***4351 |  | 10 kV | _ | LV | 630 kVA :Kiosk Substation | 0.63 | --> | 0.63 | 0 | 0 | Constrained, otherwise capacity available =630 kVA | --> | 0.598 | 0 | 0 | 0 | 0 | Constrained, otherwise capacity available =598 kW | --> | C18 ex CELBRIDGE | Celbridge [T41,T42] | GRIFFINRATH |  | 53.2983 | -6.5042
429121 | MV/LV Substation FA***121 |  | 20 kV | _ | LV | 100 kVA :Pole Substation | 0.1 | --> | 0.1 | 0.09 | 5.75 |  | --> | 0.095 | 0 | 0 | 0 | 0 | Constrained, otherwise capacity available =94 kW | --> | E21 ex ABBEYFEALE | Abbeyfeale [T421] | TRIEN |  | 52.3782 | -9.1393
154514Z | MV/LV Substation BC***514Z |  | 10 kV | _ | LV | 200 kVA :Kiosk Substation | 0.2 | --> | 0.2 | 0 | 0 | Constrained, otherwise capacity available =24 kVA | --> | 0.19 | 0 | 0 | 0 | 0 | Constrained, otherwise capacity available =164 kW | --> | C18 ex BALLYCOOLIN | Ballycoolin [T41,T42,T43] | FINGLAS |  | 53.4089 | -6.3657
066466Z | MV/LV Substation DR***466Z |  | 10 kV | _ | LV | 400 kVA :Kiosk Substation | 0.4 | --> | 0.4 | 0 | 0 | Constrained, otherwise capacity available =276 kVA | --> | 0.38 | 0 | 0.02 | 0 | 0 | Constrained, otherwise capacity available =348 kW | --> | C13 ex MALAHIDE | Malahide [T41,T42] | GLASMORE |  | 53.443 | -6.1999
020205 | MV/LV Substation GL***205 |  | 10 kV | _ | LV | 100 kVA :Pole Substation | 0.1 | --> | 0.1 | 0 | 0 | Constrained, otherwise capacity available =93 kVA | --> | 0.095 | 0 | 0 | 0 | 0 | Constrained, otherwise capacity available =94 kW | --> | C11 ex COOLCORCORAN | Coolcorcoran [T41,T42] | KNOCKEARAGH |  | 52.0753 | -9.5063
019033 | MV/LV Substation AQ***033 |  | 10 kV | _ | LV | 630 kVA :Building Structure | 0.63 | --> | 0.63 | 0.5 | 2.18 |  | --> | 0.598 | 0 | 0.009 | 0 | 0 | Constrained, otherwise capacity available =577 kW | --> | C21 ex BALLYRICKARD | Ballyrickard [T41,T42] | TRALEE |  | 52.2636 | -9.7101
164010 | MV/LV Substation TE***010 |  | 10 kV | _ | LV | 200 kVA :Pole Substation | 0.2 | --> | 0.2 | 0 | 0 | Constrained, otherwise capacity available =166 kVA | --> | 0.19 | 0 | 0 | 0 | 0 | Constrained, otherwise capacity available =185 kW | --> | C12 ex SKIBBEREEN | Skibbereen [T41,T42] | DUNMANWAY |  | 51.556 | -9.2691
050666Y | MV/LV Substation KI***666Y |  | 10 kV | _ | LV | 50 kVA :Pole Substation | 0.05 | --> | 0.05 | 0.04 | 7.61 |  | --> | 0.048 | 0 | 0.011 | 0 | 0 | Constrained, otherwise capacity available =38 kW | --> | C19 ex GARRYCASTLE | Garrycastle [T41,T42] | ATHLONE |  | 53.3679 | -7.8556
248049X | MV/LV Substation CO***049X |  | 20 kV | _ | LV | 200 kVA :Kiosk Substation | 0.2 | --> | 0.2 | 0 | 0 | Constrained, otherwise capacity available =60 kVA | --> | 0.19 | 0 | 0.109 | 0 | 0 | Constrained, otherwise capacity available =89 kW | --> | E19 ex KILCOCK | Kilcock [T421,T422] | GRIFFINRATH |  | 53.3951 | -6.674
068679X | MV/LV Substation KI***679X |  | 10 kV | _ | LV | 1000 kVA :Building Structure | 1 | --> | 1 | 0.5 | 20.78 |  | --> | 0.95 | 0 | 0 | 0.5 | 0 |  | --> | C14 ex HEUSTON SQUARE | Heuston Square [T101,T102] | INCHICORE 220KV |  | 53.3413 | -6.3015
355008 | MV/LV Substation BA***008 |  | 10 kV | _ | LV | 1000 kVA :Building Structure | 1 | --> | 1 | 0.06 | 0.06 | Constrained, otherwise capacity available =976 kVA | --> | 0.95 | 0 | 0 | 0 | 0 | Constrained, otherwise capacity available =947 kW | --> | C17 ex TUBBERCURRY | Tubbercurry [T41,T42] | TONROE |  | 54.0524 | -8.7376
068293 | MV/LV Substation KI***293 |  | 10 kV | _ | LV | 400 kVA :Kiosk Substation | 0.4 | --> | 0.4 | 0.167 | 1.86 |  | --> | 0.38 | 0 | 0.05 | 0.31 | 0 |  | --> | C12 ex FAIRVIEW | Fairview [T41] | MCDERMOTT |  | 53.3627 | -6.1966
007605Z | MV/LV Substation KE***605Z |  | 10 kV | _ | LV | 200 kVA :Pole Substation | 0.2 | --> | 0.2 | 0 | 0 | Constrained, otherwise capacity available =144 kVA | --> | 0.19 | 0 | 0.05 | 0 | 0 | Constrained, otherwise capacity available =145 kW | --> | C18 ex MULGANNON | Mulgannon [T41,T42] | WEXFORD |  | 52.3145 | -6.4534
152455 | MV/LV Substation CH***455 |  | 20 kV | _ | LV | 100 kVA :Pole Substation | 0.1 | --> | 0.1 | 0 | 0 | Constrained, otherwise capacity available =80 kVA | --> | 0.095 | 0 | 0 | 0 | 0 | Constrained, otherwise capacity available =92 kW | --> | C16 ex CAPPAMORE | Cappamore [T41,T42] | ARDNACRUSHA |  | 52.6061 | -8.2554
037929 | MV/LV Substation ST***929 |  | 10 kV | _ | LV | 50 kVA :Pole Substation | 0.05 | --> | 0.05 | 0 | 0 |  | --> | 0.048 | 0 | 0.015 | 0 | 0 | Constrained, otherwise capacity available =26 kW | --> | C15 ex CAHIRCALLA | Cahircalla [T41,T42] | ENNIS |  | 52.8199 | -8.9725
281085X | MV/LV Substation ME***085X |  | 10 kV | _ | LV | 400 kVA :Building Structure | 0.4 | --> | 0.4 | 0 | 0 | Constrained, otherwise capacity available =325 kVA | --> | 0.38 | 0 | 0.125 | 0 | 0 | Constrained, otherwise capacity available =277 kW | --> | C11 ex CARRIGALINE | Carrigaline [T41,T42] | BARNAHELY |  | 51.8345 | -8.3684
293773Y | MV/LV Substation WO***773Y |  | 20 kV | _ | LV | 50 kVA :Pole Substation | 0.05 | --> | 0.05 | 0 | 0 | Constrained, otherwise capacity available =47 kVA | --> | 0.048 | 0 | 0 | 0 | 0 | Constrained, otherwise capacity available =47 kW | --> | E17 ex BALTINGLASS | Baltinglass [T421,T422] | STRATFORD |  | 52.926 | -6.6594
036120X | MV/LV Substation KN***120X |  | 10 kV | _ | LV | 400 kVA :Kiosk Substation | 0.4 | --> | 0.4 | 0 | 0 | Constrained, otherwise capacity available =328 kVA | --> | 0.38 | 0 | 0.061 | 0 | 0 | Constrained, otherwise capacity available =325 kW | --> | E16 ex GARRANACANTY | Garranacanty [T421,T422] | TIPPERARY |  | 52.4708 | -8.1472
054922 | MV/LV Substation RU***922 |  | 20 kV | _ | LV | 100 kVA :Pole Substation | 0.1 | --> | 0.1 | 0 | 0 | Constrained, otherwise capacity available =95 kVA | --> | 0.095 | 0 | 0 | 0 | 0 | Constrained, otherwise capacity available =94 kW | --> | E17 ex PORTLAOISE | Portlaoise [T423,T424] | PORTLAOISE |  | 53.0111 | -7.3116
008984Y | MV/LV Substation DO***984Y |  | 10 kV | _ | LV | 200 kVA :Kiosk Substation | 0.2 | --> | 0.2 | 0 | 0 | Constrained, otherwise capacity available =158 kVA | --> | 0.19 | 0 | 0.022 | 0 | 0 | Constrained, otherwise capacity available =168 kW | --> | C14 ex KNOCKMULLEN | Knockmullen [T42,T421] | GREAT ISLAND |  | 52.3905 | -6.9342
039113 | MV/LV Substation SP***113 |  | 10 kV | _ | LV | 200 kVA :Building Structure | 0.2 | --> | 0.2 | 0 | 0 | Constrained, otherwise capacity available =169 kVA | --> | 0.19 | 0 | 0 | 0.186 | 0 |  | --> | C25 ex GALWAY 110KV | Galway 110kv [T102,T103] | GALWAY 110KV |  | 53.2892 | -9.0206
363934 | MV/LV Substation DI***934 |  | 10 kV | _ | LV | 50 kVA :Pole Substation | 0.05 | --> | 0.05 | 0.049 | 3.25 |  | --> | 0.048 | 0 | 0 | 0 | 0 | Constrained, otherwise capacity available =47 kW | --> | E16 ex BALLYBUNION | Ballybunion [T421,T422] | TRIEN |  | 52.4608 | -9.5174
139474X | MV/LV Substation CR***474X |  | 10 kV | _ | LV | 100 kVA :Pole Substation | 0.1 | --> | 0.1 | 0.085 | 4 |  | --> | 0.095 | 0 | 0.005 | 0 | 0 | Constrained, otherwise capacity available =89 kW | --> | C17 ex BALLYJAMESDUFF | Ballyjamesduff [T41,T42] | SHANKILL |  | 53.9186 | -7.2655
1394175 | MV/LV Substation CU***4175 |  | 10 kV | _ | LV | 50 kVA :Pole Substation | 0.05 | --> | 0.05 | 0.029 | 4 |  | --> | 0.048 | 0 | 0.025 | 0 | 0 | Constrained, otherwise capacity available =26 kW | --> | C19 ex BALLYJAMESDUFF | Ballyjamesduff [T41,T42] | SHANKILL |  | 53.8067 | -7.2718
125033Y | MV/LV Substation NU***033Y |  | 20 kV | _ | LV | 200 kVA :Kiosk Substation | 0.2 | --> | 0.2 | 0 | 0 | Constrained, otherwise capacity available =146 kVA | --> | 0.19 | 0 | 0 | 0 | 0 | Constrained, otherwise capacity available =182 kW | --> | C15 ex CLOONLOUGH | Cloonlough [T41,T42] | BARRYMORE |  | 52.2533 | -8.4369
082091 | MV/LV Substation AT***091 |  | 10 kV | _ | LV | 100 kVA :Pole Substation | 0.1 | --> | 0.1 | 0 | 0 | Constrained, otherwise capacity available =66 kVA | --> | 0.095 | 0 | 0.008 | 0 | 0 | Constrained, otherwise capacity available =84 kW | --> | C30 ex ACADEMY STREET | Academy Street [T421,T422,T44] | NAVAN |  | 53.6563 | -6.6654
055074Y | MV/LV Substation SH***074Y |  | 10 kV | _ | LV | 100 kVA :Pole Substation | 0.1 | --> | 0.1 | 0 | 0 | Constrained, otherwise capacity available =76 kVA | --> | 0.095 | 0 | 0 | 0 | 0 | Constrained, otherwise capacity available =92 kW | --> | C13 ex ROSCREA | Roscrea [T41,T42] | IKERRIN |  | 52.9543 | -7.8042
2104174 | MV/LV Substation CO***4174 |  | 10 kV | _ | LV | 50 kVA :Pole Substation | 0.05 | --> | 0.05 | 0 | 0 | Constrained, otherwise capacity available =42 kVA | --> | 0.048 | 0 | 0 | 0 | 0 | Constrained, otherwise capacity available =46 kW | --> | C24 ex CARRICKMACROSS | Carrickmacross [T41,T42] | MEATH HILL |  | 54.0128 | -6.7395
110252 | MV/LV Substation TE***252 |  | 20 kV | _ | LV | 50 kVA :Pole Substation | 0.05 | --> | 0.05 | 0.043 | 0.76 |  | --> | 0.048 | 0 | 0 | 0 | 0 | Constrained, otherwise capacity available =47 kW | --> | E19 ex KENMARE | Kenmare [T421] | KNOCKEARAGH |  | 51.8701 | -9.6622
058398 | MV/LV Substation KN***398 |  | 10 kV | _ | LV | 100 kVA :Pole Substation | 0.1 | --> | 0.1 | 0.07 | 3 |  | --> | 0.095 | 0 | 0.005 | 0 | 0 | Constrained, otherwise capacity available =87 kW | --> | C25 ex NENAGH | Nenagh [T41,T42] | NENAGH |  | 52.8473 | -8.1619
064589Y | MV/LV Substation CO***589Y |  | 10 kV | _ | LV | 50 kVA :Pole Substation | 0.05 | --> | 0.05 | 0 | 0 | Constrained, otherwise capacity available =50 kVA | --> | 0.048 | 0 | 0 | 0 | 0 | Constrained, otherwise capacity available =48 kW | --> | C14 ex DRYBRIDGE | Drybridge [T41,T42] | DRYBRIDGE |  | 53.7706 | -6.4511
053203X | MV/LV Substation RE***203X |  | 10 kV | _ | LV | 200 kVA :Pole Substation | 0.2 | --> | 0.2 | 0 | 0 | Constrained, otherwise capacity available =190 kVA | --> | 0.19 | 0 | 0 | 0.189 | 0 |  | --> | C23 ex CLONMINCH | Clonminch [T41,T422] | THORNSBERRY |  | 53.2756 | -7.4667
0824406 | MV/LV Substation BA***4406 |  | 20 kV | _ | LV | 630 kVA :Kiosk Substation | 0.63 | --> | 0.63 | 0 | 0 | Constrained, otherwise capacity available =583 kVA | --> | 0.598 | 0 | 0.061 | 0 | 0 | Constrained, otherwise capacity available =547 kW | --> | E15 ex ACADEMY STREET | Academy Street [T421,T422,T44] | NAVAN |  | 53.6454 | -6.6783
068038X | MV/LV Substation CR***038X |  | 10 kV | _ | LV | 630 kVA :Building Structure | 0.63 | --> | 0.63 | 0 | 28.43 |  | --> | 0.598 | 0 | 0.009 | 0.472 | 0 |  | --> | C04 ex BEDFORD ROW | Bedford Row [T41,T42,T43,T44] | FRANCIS STREET |  | 53.3447 | -6.2637
064738Y | MV/LV Substation TH***738Y |  | 10 kV | _ | LV | 400 kVA :Kiosk Substation | 0.4 | --> | 0.4 | 0 | 0 | Constrained, otherwise capacity available =312 kVA | --> | 0.38 | 0 | 0.069 | 0 | 0 | Constrained, otherwise capacity available =317 kW | --> | C20 ex RATHMULLAN | Rathmullan [T41,T42] | DRYBRIDGE |  | 53.6926 | -6.4129
093059 | MV/LV Substation HA***059 |  | 10 kV | _ | LV | 400 kVA :Kiosk Substation | 0.4 | --> | 0.4 | 0.202 | 12.96 |  | --> | 0.38 | 0 | 0.062 | 0.306 | 0 |  | --> | C30 ex ARTANE | Artane [T101,T102] | FINGLAS |  | 53.3779 | -6.1946
0134181 | MV/LV Substation AT***4181 |  | 20 kV | _ | LV | 400 kVA :Kiosk Substation | 0.4 | --> | 0.4 | 0.121 | 0.12 | Constrained, otherwise capacity available =400 kVA | --> | 0.38 | 0 | 0 | 0.38 | 0 |  | --> | C12 ex ATHY | Athy [T101,T102] | ATHY |  | 52.9919 | -6.9619
064832X | MV/LV Substation PL***832X |  | 20 kV | _ | LV | 100 kVA :Pole Substation | 0.1 | --> | 0.1 | 0 | 0 | Constrained, otherwise capacity available =84 kVA | --> | 0.095 | 0 | 0 | 0 | 0 | Constrained, otherwise capacity available =93 kW | --> | E18 ex JULIANSTOWN | Julianstown [T421,T422] | DRYBRIDGE |  | 53.6941 | -6.3696
074906 | MV/LV Substation LA***906 |  | 20 kV | _ | LV | 200 kVA :Pole Substation | 0.2 | --> | 0.2 | 0 | 0 | Constrained, otherwise capacity available =199 kVA | --> | 0.19 | 0 | 0 | 0 | 0 | Constrained, otherwise capacity available =190 kW | --> | C16 ex CARRICK ON SHANNON | Carrick On Shannon [T41,T42] | CARRICK ON SHANNON |  | 53.824 | -8.1118
1194212 | MV/LV Substation LI***4212 |  | 10 kV | _ | LV | 400 kVA :Kiosk Substation | 0.4 | --> | 0.4 | 0 | 0 | Constrained, otherwise capacity available =400 kVA | --> | 0.38 | 0 | 0 | 0 | 0 | Constrained, otherwise capacity available =380 kW | --> | C12 ex KANTURK | Kanturk [T41,T42] | GLENLARA |  | 52.1712 | -8.9037
069822 | MV/LV Substation MI***822 |  | 10 kV | _ | LV | 630 kVA :Building Structure | 0.63 | --> | 0.63 | 0.479 | 7.75 |  | --> | 0.598 | 0 | 0 | 0.5 | 0 |  | --> | C21 ex MILLTOWN (DR) | Milltown (dr) [T101,T102] | POOLBEG |  | 53.3178 | -6.2467
196151 | MV/LV Substation CO***151 |  | 10 kV | _ | LV | 400 kVA :Kiosk Substation | 0.4 | --> | 0.4 | 0 | 0 | Constrained, otherwise capacity available =257 kVA | --> | 0.38 | 0 | 0.074 | 0 | 0 | Constrained, otherwise capacity available =305 kW | --> | C18 ex ATHBOY | Athboy [T42] | NAVAN |  | 53.6233 | -6.9254
026698Y | MV/LV Substation GL***698Y |  | 10 kV | _ | LV | 200 kVA :Kiosk Substation | 0.2 | --> | 0.2 | 0.14 | 8.66 |  | --> | 0.19 | 0 | 0.004 | 0 | 0 | Constrained, otherwise capacity available =179 kW | --> | C14 ex BANDON | Bandon [T101,T42] | BANDON |  | 51.7437 | -8.7328
119895X | MV/LV Substation GL***895X |  | 20 kV | _ | LV | 50 kVA :Pole Substation | 0.05 | --> | 0.05 | 0 | 0 | Constrained, otherwise capacity available =45 kVA | --> | 0.048 | 0 | 0 | 0 | 0 | Constrained, otherwise capacity available =47 kW | --> | C15 ex KANTURK | Kanturk [T41,T42] | GLENLARA |  | 52.1077 | -8.7627
066406X | MV/LV Substation OL***406X |  | 20 kV | _ | LV | 100 kVA :Pole Substation | 0.1 | --> | 0.1 | 0 | 0 | Constrained, otherwise capacity available =87 kVA | --> | 0.095 | 0 | 0 | 0 | 0 | Constrained, otherwise capacity available =93 kW | --> | E21 ex ASHBOURNE | Ashbourne [T421,T422] | FINGLAS |  | 53.5156 | -6.3176
054319Y | MV/LV Substation MI***319Y |  | 10 kV | _ | LV | 630 kVA :Kiosk Substation | 0.63 | --> | 0.63 | 0 | 0 | Constrained, otherwise capacity available =436 kVA | --> | 0.598 | 0 | 0.004 | 0 | 0 | Constrained, otherwise capacity available =569 kW | --> | C23 ex PORTLAOISE | Portlaoise [T41,T42] | PORTLAOISE |  | 53.0365 | -7.2972
019004 | MV/LV Substation SH***004 |  | 10 kV | _ | LV | 630 kVA :Building Structure | 0.63 | --> | 0.63 | 0.224 | 2.18 |  | --> | 0.598 | 0 | 0.04 | 0 | 0 | Constrained, otherwise capacity available =511 kW | --> | C18 ex BALLYRICKARD | Ballyrickard [T41,T42] | TRALEE |  | 52.2699 | -9.7084
034109 | MV/LV Substation M ***109 |  | 10 kV | _ | LV | 50 kVA :Pole Substation | 0.05 | --> | 0.05 | 0.027 | 0.95 |  | --> | 0.048 | 0 | 0.01 | 0 | 0 | Constrained, otherwise capacity available =37 kW | --> | C18 ex SPA ROAD | Spa Road [T41,T42] | DOON |  | 52.3594 | -7.5744
176907 | MV/LV Substation RA***907 |  | 20 kV | _ | LV | 100 kVA :Pole Substation | 0.1 | --> | 0.1 | 0.097 | 18.78 |  | --> | 0.095 | 0 | 0 | 0.095 | 0 |  | --> | E14 ex HARTNETTS CROSS | Hartnetts Cross [T121,T422] | MACROOM |  | 51.8898 | -9.0014
014902Z | MV/LV Substation WA***902Z |  | 10 kV | _ | LV | 200 kVA :Kiosk Substation | 0.2 | --> | 0.2 | 0 | 0 | Constrained, otherwise capacity available =132 kVA | --> | 0.19 | 0 | 0.021 | 0 | 0 | Constrained, otherwise capacity available =165 kW | --> | C14 ex ATHGARVAN | Athgarvan [T41,T44] | NEWBRIDGE |  | 53.1622 | -6.788
127940 | MV/LV Substation DR***940 |  | 10 kV | _ | LV | 100 kVA :Pole Substation | 0.1 | --> | 0.1 | 0 | 0 | Constrained, otherwise capacity available =86 kVA | --> | 0.095 | 0 | 0.007 | 0 | 0 | Constrained, otherwise capacity available =88 kW | --> | C11 ex TEMPLEMORE | Templemore [T41,T42] | IKERRIN |  | 52.7675 | -7.8967
109047 | MV/LV Substation AI***047 |  | 10 kV | _ | LV | 630 kVA :Building Structure | 0.63 | --> | 0.63 | 0.381 | 0.38 | Constrained, otherwise capacity available =572 kVA | --> | 0.598 | 0 | 0 | 0.5 | 0 |  | --> | C20 ex RINEANNA | Rineanna [T41,T42] | DRUMLINE |  | 52.7124 | -8.87
165741X | MV/LV Substation AQ***741X |  | 10 kV | _ | LV | 200 kVA :Pole Substation | 0.2 | --> | 0.2 | 0 | 0 | Constrained, otherwise capacity available =143 kVA | --> | 0.19 | 0 | 0 | 0 | 0 | Constrained, otherwise capacity available =182 kW | --> | C14 ex CLONAKILTY | Clonakilty [T41,T42] | DUNMANWAY |  | 51.6195 | -8.9063
031307Y | MV/LV Substation CR***307Y |  | 10 kV | _ | LV | 400 kVA :Kiosk Substation | 0.4 | --> | 0.4 | 0 | 0 | Constrained, otherwise capacity available =329 kVA | --> | 0.38 | 0 | 0.039 | 0 | 0 | Constrained, otherwise capacity available =341 kW | --> | C11 ex COLLIGAN | Colligan [T41,T42] | DUNGARVAN |  | 52.103 | -7.6186
0324086 | MV/LV Substation CL***4086 |  | 20 kV | _ | LV | 400 kVA :Kiosk Substation | 0.4 | --> | 0.4 | 0 | 0 | Constrained, otherwise capacity available =228 kVA | --> | 0.38 | 0 | 0.086 | 0 | 0 | Constrained, otherwise capacity available =292 kW | --> | C21 ex TRAMORE | Tramore [T41,T42] | BUTLERSTOWN |  | 52.167 | -7.1698
071401 | MV/LV Substation KI***401 |  | 10 kV | _ | LV | 50 kVA :Pole Substation | 0.05 | --> | 0.05 | 0 | 0 | Constrained, otherwise capacity available =17 kVA | --> | 0.048 | 0 | 0.015 | 0.032 | 0 |  | --> | C14 ex GREYSTONES | Greystones [T41,T42] | FASSAROE |  | 53.1407 | -6.0976
154068Z | MV/LV Substation PO***068Z |  | 10 kV | _ | LV | 630 kVA :Building Structure | 0.63 | --> | 0.63 | 0 | 0 | Constrained, otherwise capacity available =556 kVA | --> | 0.598 | 0 | 0 | 0 | 0 | Constrained, otherwise capacity available =588 kW | --> | C12 ex COOLMINE | Coolmine [T41,T42] | FINGLAS |  | 53.3854 | -6.3979
1364068 | MV/LV Substation LI***4068 |  | 20 kV | _ | LV | 50 kVA :Pole Substation | 0.05 | --> | 0.05 | 0 | 0 | Constrained, otherwise capacity available =50 kVA | --> | 0.048 | 0 | 0 | 0 | 0 | Constrained, otherwise capacity available =48 kW | --> | C18 ex ROSCOMMON | Roscommon [T41,T42] | LANESBORO |  | 53.5835 | -8.1394
160740Y | MV/LV Substation DE***740Y |  | 20 kV | _ | LV | 100 kVA :Pole Substation | 0.1 | --> | 0.1 | 0 | 0 | Constrained, otherwise capacity available =100 kVA | --> | 0.095 | 0 | 0 | 0 | 0 | Constrained, otherwise capacity available =95 kW | --> | C23 ex PORTARLINGTON | Portarlington [T43] | BLAKE |  | 53.1203 | -7.1101
054669X | MV/LV Substation FO***669X |  | 20 kV | _ | LV | 50 kVA :Pole Substation | 0.05 | --> | 0.05 | 0 | 0 | Constrained, otherwise capacity available =45 kVA | --> | 0.048 | 0 | 0 | 0 | 0 | Constrained, otherwise capacity available =47 kW | --> | E13 ex ABBEYLEIX | Abbeyleix [T422] | PORTLAOISE |  | 52.9092 | -7.3822
082811Y | MV/LV Substation OA***811Y |  | 20 kV | _ | LV | 50 kVA :Pole Substation | 0.05 | --> | 0.05 | 0 | 0 | Constrained, otherwise capacity available =39 kVA | --> | 0.048 | 0 | 0.004 | 0 | 0 | Constrained, otherwise capacity available =43 kW | --> | E17 ex ACADEMY STREET | Academy Street [T421,T422,T44] | NAVAN |  | 53.6065 | -6.7692
039043 | MV/LV Substation RE***043 |  | 10 kV | _ | LV | 400 kVA :Building Structure | 0.4 | --> | 0.4 | 0 | 0 | Constrained, otherwise capacity available =13 kVA | --> | 0.38 | 0 | 0.01 | 0.316 | 0 |  | --> | C21 ex GALWAY 110KV | Galway 110kv [T102,T103] | GALWAY 110KV |  | 53.2782 | -8.9905
281881X | MV/LV Substation DE***881X |  | 10 kV | _ | LV | 400 kVA :Kiosk Substation | 0.4 | --> | 0.4 | 0.169 | 7.88 |  | --> | 0.38 | 0 | 0.015 | 0.336 | 0 |  | --> | C17 ex LIBERTY STREET | Liberty Street [T101,T102] | LIBERTY STREET |  | 51.8921 | -8.4795
243526 | MV/LV Substation SC***526 |  | 20 kV | _ | LV | 200 kVA :Pole Substation | 0.2 | --> | 0.2 | 0 | 0 | Constrained, otherwise capacity available =189 kVA | --> | 0.19 | 0 | 0 | 0 | 0 | Constrained, otherwise capacity available =188 kW | --> | E17 ex INCH | Inch [T421,T422] | OUGHTRAGH |  | 52.309 | -10.0369
503436 | MV/LV Substation MO***436 |  | 20 kV | _ | LV | 50 kVA :Pole Substation | 0.05 | --> | 0.05 | 0.036 | 1.69 |  | --> | 0.048 | 0 | 0.005 | 0 | 0 | Constrained, otherwise capacity available =42 kW | --> | C18 ex NEWTOWNCUNNINGHAM | Newtowncunningham [T41,T42] | LETTERKENNY |  | 55.0328 | -7.4518
210653X | MV/LV Substation CO***653X |  | 10 kV | _ | LV | 50 kVA :Pole Substation | 0.05 | --> | 0.05 | 0.042 | 1.15 |  | --> | 0.048 | 0 | 0 | 0 | 0 | Constrained, otherwise capacity available =46 kW | --> | C18 ex TULLYNAMALRA | Tullynamalra [T41,T42] | MEATH HILL |  | 54.0668 | -6.8142
0154390 | MV/LV Substation CA***4390 |  | 10 kV | _ | LV | 400 kVA :Kiosk Substation | 0.4 | --> | 0.4 | 0 | 0 | Constrained, otherwise capacity available =373 kVA | --> | 0.38 | 0 | 0.009 | 0 | 0 | Constrained, otherwise capacity available =370 kW | --> | C18 ex SALLINS | Sallins [T41,T42] | GRIFFINRATH |  | 53.2991 | -6.6838
237405 | MV/LV Substation SK***405 |  | 10 kV | _ | LV | 200 kVA :Pole Substation | 0.2 | --> | 0.2 | 0 | 0 | Constrained, otherwise capacity available =108 kVA | --> | 0.19 | 0 | 0.004 | 0 | 0 | Constrained, otherwise capacity available =174 kW | --> | C12 ex DUNLEER | Dunleer [T41,T42] | DRYBRIDGE |  | 53.8272 | -6.3822
160585X | MV/LV Substation EA***585X |  | 10 kV | _ | LV | 50 kVA :Pole Substation | 0.05 | --> | 0.05 | 0 | 0 | Constrained, otherwise capacity available =39 kVA | --> | 0.048 | 0 | 0.006 | 0 | 0 | Constrained, otherwise capacity available =42 kW | --> | C15 ex PORTARLINGTON | Portarlington [T41,T42] | PORTLAOISE |  | 53.1562 | -7.1862
139584X | MV/LV Substation CR***584X |  | 10 kV | _ | LV | 100 kVA :Pole Substation | 0.1 | --> | 0.1 | 0.08 | 4 |  | --> | 0.095 | 0 | 0 | 0 | 0 | Constrained, otherwise capacity available =92 kW | --> | C17 ex BALLYJAMESDUFF | Ballyjamesduff [T41,T42] | SHANKILL |  | 53.8936 | -7.2987
363908 | MV/LV Substation PA***908 |  | 20 kV | _ | LV | 400 kVA :Kiosk Substation | 0.4 | --> | 0.4 | 0.298 | 3.25 |  | --> | 0.38 | 0 | 0.01 | 0 | 0 | Constrained, otherwise capacity available =358 kW | --> | E18 ex BALLYBUNION | Ballybunion [T421,T422] | TRIEN |  | 52.5029 | -9.6707
081622Z | MV/LV Substation AD***622Z |  | 20 kV | _ | LV | 400 kVA :Building Structure | 0.4 | --> | 0.4 | 0 | 0 | Constrained, otherwise capacity available =322 kVA | --> | 0.38 | 0 | 0 | 0.369 | 0 |  | --> | E19 ex ADAMSTOWN | Adamstown [T121,T122] | INCHICORE 220KV |  | 53.3362 | -6.4584
064403Y | MV/LV Substation BR***403Y |  | 10 kV | _ | LV | 100 kVA :Pole Substation | 0.1 | --> | 0.1 | 0 | 0 | Constrained, otherwise capacity available =7 kVA | --> | 0.095 | 0 | 0 | 0 | 0 | Constrained, otherwise capacity available =82 kW | --> | E11 ex SLANE | Slane [T421] | DRYBRIDGE |  | 53.7582 | -6.5053
156123 | MV/LV Substation GO***123 |  | 20 kV | _ | LV | 200 kVA :Pole Substation | 0.2 | --> | 0.2 | 0.194 | 2.1 |  | --> | 0.19 | 0 | 0 | 0 | 0 | Constrained, otherwise capacity available =189 kW | --> | E17 ex LISDRUM | Lisdrum [T422] | LISDRUM |  | 54.239 | -6.9971
1184091 | MV/LV Substation PU***4091 |  | 20 kV | _ | LV | 50 kVA :Pole Substation | 0.05 | --> | 0.05 | 0 | 0 | Constrained, otherwise capacity available =46 kVA | --> | 0.048 | 0 | 0 | 0 | 0 | Constrained, otherwise capacity available =47 kW | --> | E17 ex CREAGH | Creagh [T421,T422] | ATHLONE |  | 53.3202 | -8.1904
032136 | MV/LV Substation TA***136 |  | 10 kV | _ | LV | 200 kVA :Pole Substation | 0.2 | --> | 0.2 | 0 | 0 | Constrained, otherwise capacity available =111 kVA | --> | 0.19 | 0 | 0.02 | 0 | 0 | Constrained, otherwise capacity available =163 kW | --> | C23 ex TRAMORE | Tramore [T41,T42] | BUTLERSTOWN |  | 52.1665 | -7.1545
1384018 | MV/LV Substation GL***4018 |  | 10 kV | _ | LV | 50 kVA :Pole Substation | 0.05 | --> | 0.05 | 0.035 | 1.52 |  | --> | 0.048 | 0 | 0 | 0 | 0 | Constrained, otherwise capacity available =45 kW | --> | C19 ex SHERCOCK | Shercock [T41,T42] | MEATH HILL |  | 53.9706 | -6.9119
0214053 | MV/LV Substation UP***4053 |  | 10 kV | _ | LV | 100 kVA :Pole Substation | 0.1 | --> | 0.1 | 0 | 0 | Constrained, otherwise capacity available =78 kVA | --> | 0.095 | 0 | 0 | 0.092 | 0 |  | --> | C31 ex KILBARRY | Kilbarry [T101,T43] | KILBARRY |  | 51.9536 | -8.4363
007713X | MV/LV Substation RA***713X |  | 20 kV | _ | LV | 50 kVA :Pole Substation | 0.05 | --> | 0.05 | 0.042 | 16.12 |  | --> | 0.048 | 0 | 0 | 0.046 | 0 |  | --> | E17 ex WEXFORD | Wexford [T121,T122] | WEXFORD |  | 52.3093 | -6.7172
305298 | MV/LV Substation DE***298 |  | 20 kV | _ | LV | 100 kVA :Pole Substation | 0.1 | --> | 0.1 | 0.072 | 4.61 |  | --> | 0.095 | 0 | 0.013 | 0 | 0 | Constrained, otherwise capacity available =81 kW | --> | E12 ex LUMCLOON | Lumcloon [T421,T422] | DALLOW |  | 53.2763 | -7.8291
008713Z | MV/LV Substation RA***713Z |  | 20 kV | _ | LV | 100 kVA :Pole Substation | 0.1 | --> | 0.1 | 0 | 0 | Constrained, otherwise capacity available =96 kVA | --> | 0.095 | 0 | 0 | 0 | 0 | Constrained, otherwise capacity available =94 kW | --> | E17 ex KNOCKMULLEN | Knockmullen [T42,T421] | GREAT ISLAND |  | 52.393 | -6.789
010577 | MV/LV Substation BA***577 |  | 10 kV | _ | LV | 50 kVA :Pole Substation | 0.05 | --> | 0.05 | 0 | 0 | Constrained, otherwise capacity available =37 kVA | --> | 0.048 | 0 | 0 | 0 | 0 | Constrained, otherwise capacity available =46 kW | --> | C17 ex GRAIGUENAMANAGH | Graiguenamanagh [T41,T42] | KILKENNY |  | 52.5872 | -6.9059
139362X | MV/LV Substation LI***362X |  | 10 kV | _ | LV | 200 kVA :Pole Substation | 0.2 | --> | 0.2 | 0.162 | 4 |  | --> | 0.19 | 0 | 0 | 0 | 0 | Constrained, otherwise capacity available =185 kW | --> | C18 ex BALLYJAMESDUFF | Ballyjamesduff [T41,T42] | SHANKILL |  | 53.8736 | -7.1815
0114549 | MV/LV Substation GA***4549 |  | 10 kV | _ | LV | 50 kVA :Pole Substation | 0.05 | --> | 0.05 | 0 | 0 | Constrained, otherwise capacity available =50 kVA | --> | 0.048 | 0 | 0 | 0 | 0 | Constrained, otherwise capacity available =48 kW | --> | C15 ex TALBOTS INCH | Talbots Inch [T41,T42] | KILKENNY |  | 52.6749 | -7.4109
0224023 | MV/LV Substation EN***4023 |  | 10 kV | _ | LV | 100 kVA :Pole Substation | 0.1 | --> | 0.1 | 0 | 0 | Constrained, otherwise capacity available =94 kVA | --> | 0.095 | 0 | 0.011 | 0 | 0 | Constrained, otherwise capacity available =86 kW | --> | C15 ex SCARTEEN | Scarteen [T41,T42] | MALLOW |  | 52.1286 | -8.6614
069701 | MV/LV Substation BE***701 |  | 10 kV | _ | LV | 1000 kVA :Building Structure | 1 | --> | 1 | 0.5 | 7.75 |  | --> | 0.95 | 0 | 0.045 | 0.5 | 0 |  | --> | C11 ex MILLTOWN (DR) | Milltown (dr) [T101,T102] | POOLBEG |  | 53.3128 | -6.2346
0684520 | MV/LV Substation CH***4520 |  | 10 kV | _ | LV | 1000 kVA :Building Structure | 1 | --> | 1 | 0.5 | 1.37 |  | --> | 0.95 | 0 | 0.01 | 0.5 | 0 |  | --> | C17 ex SOUTH KING STREET | South King Street [T41,T42] | FRANCIS STREET |  | 53.3411 | -6.2612
054087Z | MV/LV Substation DU***087Z |  | 10 kV | _ | LV | 50 kVA :Pole Substation | 0.05 | --> | 0.05 | 0.032 | 2.78 |  | --> | 0.048 | 0 | 0 | 0 | 0 | Constrained, otherwise capacity available =45 kW | --> | E16 ex BALLYRAGGET | Ballyragget [T421,T422] | BALLYRAGGET |  | 52.8459 | -7.3889
069678 | MV/LV Substation PA***678 |  | 10 kV | _ | LV | 630 kVA :Kiosk Substation | 0.63 | --> | 0.63 | 0.5 | 9.99 |  | --> | 0.598 | 0 | 0.004 | 0.5 | 0 |  | --> | C21 ex HAROLDS CROSS | Harolds Cross [T101,T102] | POOLBEG |  | 53.3303 | -6.2853
014035X | MV/LV Substation CA***035X |  | 10 kV | _ | LV | 200 kVA :Kiosk Substation | 0.2 | --> | 0.2 | 0 | 0 | Constrained, otherwise capacity available =164 kVA | --> | 0.19 | 0 | 0 | 0 | 0 | Constrained, otherwise capacity available =185 kW | --> | C14 ex ATHGARVAN | Athgarvan [T41,T44] | NEWBRIDGE |  | 53.1357 | -6.7518
365765X | MV/LV Substation SU***765X |  | 10 kV | _ | LV | 200 kVA :Kiosk Substation | 0.2 | --> | 0.2 | 0.08 | 13.91 |  | --> | 0.19 | 0 | 0.023 | 0.156 | 0 |  | --> | C23 ex COOKSTOWN | Cookstown [T101,T102] | CARRICKMINES |  | 53.2822 | -6.4092
064379 | MV/LV Substation SA***379 |  | 20 kV | _ | LV | 200 kVA :Pole Substation | 0.2 | --> | 0.2 | 0 | 0 | Constrained, otherwise capacity available =200 kVA | --> | 0.19 | 0 | 0 | 0 | 0 | Constrained, otherwise capacity available =190 kW | --> | E16 ex JULIANSTOWN | Julianstown [T421,T422] | DRYBRIDGE |  | 53.6539 | -6.248
008701Y | MV/LV Substation BU***701Y |  | 10 kV | _ | LV | 50 kVA :Pole Substation | 0.05 | --> | 0.05 | 0 | 0 | Constrained, otherwise capacity available =38 kVA | --> | 0.048 | 0 | 0.005 | 0 | 0 | Constrained, otherwise capacity available =42 kW | --> | C14 ex KNOCKMULLEN | Knockmullen [T42,T421] | GREAT ISLAND |  | 52.3829 | -6.9406
010052 | MV/LV Substation CO***052 |  | 10 kV | _ | LV | 50 kVA :Pole Substation | 0.05 | --> | 0.05 | 0 | 0 | Constrained, otherwise capacity available =50 kVA | --> | 0.048 | 0 | 0 | 0 | 0 | Constrained, otherwise capacity available =47 kW | --> | C16 ex GRAIGUENAMANAGH | Graiguenamanagh [T41,T42] | KILKENNY |  | 52.5356 | -6.9827
093005Z | MV/LV Substation CA***005Z |  | 10 kV | _ | LV | 50 kVA :Pole Substation | 0.05 | --> | 0.05 | 0 | 0 | Constrained, otherwise capacity available =24 kVA | --> | 0.048 | 0 | 0 | 0 | 0 | Constrained, otherwise capacity available =44 kW | --> | C17 ex BALLYCOOLIN | Ballycoolin [T41,T42,T43] | FINGLAS |  | 53.3999 | -6.3343
293895X | MV/LV Substation ST***895X |  | 20 kV | _ | LV | 200 kVA :Pole Substation | 0.2 | --> | 0.2 | 0 | 0 | Constrained, otherwise capacity available =159 kVA | --> | 0.19 | 0 | 0.01 | 0 | 0 | Constrained, otherwise capacity available =177 kW | --> | E12 ex BALTINGLASS | Baltinglass [T421,T422] | STRATFORD |  | 52.9892 | -6.6747
009563X | MV/LV Substation CH***563X |  | 20 kV | _ | LV | 100 kVA :Pole Substation | 0.1 | --> | 0.1 | 0 | 0 | Constrained, otherwise capacity available =88 kVA | --> | 0.095 | 0 | 0.003 | 0 | 0 | Constrained, otherwise capacity available =91 kW | --> | E11 ex KILCARRAGH | Kilcarragh [T421,T422] | BUTLERSTOWN |  | 52.2708 | -6.9919
069017 | MV/LV Substation CU***017 |  | 10 kV | _ | LV | 630 kVA :Kiosk Substation | 0.63 | --> | 0.63 | 0.063 | 7.75 |  | --> | 0.598 | 0 | 0.039 | 0.488 | 0 |  | --> | C15 ex MILLTOWN (DR) | Milltown (dr) [T101,T102] | POOLBEG |  | 53.3243 | -6.2516
0104157 | MV/LV Substation ST***4157 |  | 20 kV | _ | LV | 100 kVA :Pole Substation | 0.1 | --> | 0.1 | 0 | 0 | Constrained, otherwise capacity available =76 kVA | --> | 0.095 | 0 | 0 | 0 | 0 | Constrained, otherwise capacity available =92 kW | --> | E11 ex BALLYHALE | Ballyhale [T42,T421] | KILKENNY |  | 52.5289 | -7.1308
007665Z | MV/LV Substation QU***665Z |  | 10 kV | _ | LV | 400 kVA :Building Structure | 0.4 | --> | 0.4 | 0.298 | 16.12 |  | --> | 0.38 | 0 | 0 | 0.366 | 0 |  | --> | E19 ex WEXFORD | Wexford [T121,T122] | WEXFORD |  | 52.3373 | -6.5136
067531 | MV/LV Substation BA***531 |  | 20 kV | _ | LV | 50 kVA :Pole Substation | 0.05 | --> | 0.05 | 0 | 0 | Constrained, otherwise capacity available =30 kVA | --> | 0.048 | 0 | 0.026 | 0.025 | 0 |  | --> | C11 ex RAHEEN | Raheen [T41,T42] | LIMERICK |  | 52.6218 | -8.6832
060633X | MV/LV Substation MA***633X |  | 20 kV | _ | LV | 50 kVA :Pole Substation | 0.05 | --> | 0.05 | 0.034 | 2.57 |  | --> | 0.048 | 0 | 0 | 0 | 0 | Constrained, otherwise capacity available =45 kW | --> | E14 ex ERRIGAL | Errigal [T41,T422] | SHANKILL |  | 54.0137 | -6.9794
036268X | MV/LV Substation DA***268X |  | 20 kV | _ | LV | 100 kVA :Pole Substation | 0.1 | --> | 0.1 | 0 | 0 | Constrained, otherwise capacity available =45 kVA | --> | 0.095 | 0 | 0.05 | 0 | 0 | Constrained, otherwise capacity available =50 kW | --> | E19 ex GARRANACANTY | Garranacanty [T421,T422] | TIPPERARY |  | 52.4215 | -7.9899
293774X | MV/LV Substation KI***774X |  | 20 kV | _ | LV | 50 kVA :Pole Substation | 0.05 | --> | 0.05 | 0 | 0 | Constrained, otherwise capacity available =22 kVA | --> | 0.048 | 0 | 0 | 0 | 0 | Constrained, otherwise capacity available =44 kW | --> | E17 ex BALTINGLASS | Baltinglass [T421,T422] | STRATFORD |  | 52.9018 | -6.6465
084271 | MV/LV Substation KI***271 |  | 20 kV | _ | LV | 100 kVA :Pole Substation | 0.1 | --> | 0.1 | 0 | 0 | Constrained, otherwise capacity available =74 kVA | --> | 0.095 | 0 | 0 | 0 | 0 | Constrained, otherwise capacity available =92 kW | --> | E17 ex KILCOLGAN | Kilcolgan [T42,T421] | GALWAY 110KV |  | 53.2108 | -8.858
065441 | MV/LV Substation HO***441 |  | 10 kV | _ | LV | 100 kVA :Pole Substation | 0.1 | --> | 0.1 | 0 | 0 | Constrained, otherwise capacity available =64 kVA | --> | 0.095 | 0 | 0.034 | 0 | 0 | Constrained, otherwise capacity available =65 kW | --> | C19 ex LOUGHSHINNY | Loughshinny [T41,T42] | GLASMORE |  | 53.5626 | -6.1039
495206 | MV/LV Substation CL***206 |  | 20 kV | _ | LV | 100 kVA :Pole Substation | 0.1 | --> | 0.1 | 0.077 | 1.5 |  | --> | 0.095 | 0 | 0 | 0.092 | 0 |  | --> | E17 ex ACHILL | Achill [T422] | CARROWBEG |  | 53.8752 | -9.946
014874Z | MV/LV Substation SU***874Z |  | 10 kV | _ | LV | 100 kVA :Pole Substation | 0.1 | --> | 0.1 | 0.088 | 0.63 |  | --> | 0.095 | 0 | 0 | 0 | 0 | Constrained, otherwise capacity available =93 kW | --> | C16 ex KILCULLEN | Kilcullen [T41,T42,T424] | STRATFORD |  | 53.1277 | -6.7621
001036 | MV/LV Substation KI***036 |  | 10 kV | _ | LV | 200 kVA :Pole Substation | 0.2 | --> | 0.2 | 0.128 | 4.01 |  | --> | 0.19 | 0 | 0.005 | 0.176 | 0 |  | --> | C15 ex BALLINCLEA | Ballinclea [T41] | CHERRYWOOD |  | 53.2626 | -6.1157
1764054 | MV/LV Substation SH***4054 |  | 20 kV | _ | LV | 50 kVA :Pole Substation | 0.05 | --> | 0.05 | 0 | 0 | Constrained, otherwise capacity available =50 kVA | --> | 0.048 | 0 | 0 | 0 | 0 | Constrained, otherwise capacity available =48 kW | --> | E12 ex MACROOM | Macroom [T422] | MACROOM |  | 51.9153 | -8.9174
064050 | MV/LV Substation JO***050 |  | 10 kV | _ | LV | 400 kVA :Building Structure | 0.4 | --> | 0.4 | 0 | 0 | Constrained, otherwise capacity available =270 kVA | --> | 0.38 | 0 | 0 | 0 | 0 | Constrained, otherwise capacity available =362 kW | --> | C14 ex MORNINGTON ROAD | Mornington Road [T41,T42] | DRYBRIDGE |  | 53.7125 | -6.3502
066122 | MV/LV Substation BA***122 |  | 20 kV | _ | LV | 200 kVA :Pole Substation | 0.2 | --> | 0.2 | 0 | 0 | Constrained, otherwise capacity available =93 kVA | --> | 0.19 | 0 | 0.009 | 0 | 0 | Constrained, otherwise capacity available =168 kW | --> | E11 ex GLASMORE | Glasmore [T421,T422] | GLASMORE |  | 53.4795 | -6.1255
429107X | MV/LV Substation DR***107X |  | 10 kV | _ | LV | 100 kVA :Pole Substation | 0.1 | --> | 0.1 | 0.082 | 0.33 |  | --> | 0.095 | 0 | 0 | 0 | 0 | Constrained, otherwise capacity available =93 kW | --> | C12 ex ABBEYFEALE | Abbeyfeale [T42] | TRIEN |  | 52.3912 | -9.3039
2104221 | MV/LV Substation DE***4221 |  | 10 kV | _ | LV | 50 kVA :Pole Substation | 0.05 | --> | 0.05 | 0 | 0 | Constrained, otherwise capacity available =50 kVA | --> | 0.048 | 0 | 0 | 0 | 0 | Constrained, otherwise capacity available =48 kW | --> | C19 ex CARRICKMACROSS | Carrickmacross [T41,T42] | MEATH HILL |  | 53.9693 | -6.7522
1924176 | MV/LV Substation MO***4176 |  | 10 kV | _ | LV | 100 kVA :Pole Substation | 0.1 | --> | 0.1 | 0.1 | 1.56 |  | --> | 0.095 | 0 | 0 | 0 | 0 | Constrained, otherwise capacity available =95 kW | --> | C13 ex DERRYBEG | Derrybeg [T41,T42] | ARDNAGAPPARY |  | 55.0139 | -8.3323
081435Z | MV/LV Substation CO***435Z |  | 10 kV | _ | LV | 200 kVA :Kiosk Substation | 0.2 | --> | 0.2 | 0 | 0 | Constrained, otherwise capacity available =200 kVA | --> | 0.19 | 0 | 0 | 0.19 | 0 |  | --> | C19 ex CLONDALKIN | Clondalkin [T41,T42,T44] | INCHICORE 220KV |  | 53.3158 | -6.4093
256909 | MV/LV Substation LO***909 |  | 10 kV | _ | LV | 50 kVA :Pole Substation | 0.05 | --> | 0.05 | 0 | 1.28 |  | --> | 0.048 | 0 | 0 | 0 | 0 | Constrained, otherwise capacity available =38 kW | --> | C17 ex CASTLEREA | Castlerea [T41,T42] | CARRICK ON SHANNON |  | 53.7542 | -8.4684
014397Z | MV/LV Substation RU***397Z |  | 10 kV | _ | LV | 400 kVA :Kiosk Substation | 0.4 | --> | 0.4 | 0 | 0 | Constrained, otherwise capacity available =284 kVA | --> | 0.38 | 0 | 0.008 | 0 | 0 | Constrained, otherwise capacity available =358 kW | --> | C17 ex KILDARE | Kildare [T41,T42] | NEWBRIDGE |  | 53.1558 | -6.8956
099347X | MV/LV Substation TI***347X |  | 10 kV | _ | LV | 400 kVA :Kiosk Substation | 0.4 | --> | 0.4 | 0 | 0 | Constrained, otherwise capacity available =382 kVA | --> | 0.38 | 0 | 0 | 0 | 0 | Constrained, otherwise capacity available =378 kW | --> | C15 ex CULLION | Cullion [T41,T42] | LETTERKENNY |  | 54.9504 | -7.6969
066502Z | MV/LV Substation HA***502Z |  | 10 kV | _ | LV | 630 kVA :Building Structure | 0.63 | --> | 0.63 | 0 | 0 | Constrained, otherwise capacity available =445 kVA | --> | 0.598 | 0 | 0 | 0.5 | 0 |  | --> | C20 ex MOUNTGORRY | Mountgorry [T41,T42] | GRANGE (DR) |  | 53.4461 | -6.2279
069481 | MV/LV Substation BA***481 |  | 10 kV | _ | LV | 1000 kVA :Building Structure | 1 | --> | 1 | 0 | 0 | Constrained, otherwise capacity available =636 kVA | --> | 0.95 | 0 | 0.056 | 0.5 | 0 |  | --> | C18 ex BALLYMOUNT | Ballymount [T41,T42] | INCHICORE 220KV |  | 53.3156 | -6.343
060182Y | MV/LV Substation TR***182Y |  | 10 kV | _ | LV | 200 kVA :Pole Substation | 0.2 | --> | 0.2 | 0.169 | 2.57 |  | --> | 0.19 | 0 | 0 | 0 | 0 | Constrained, otherwise capacity available =186 kW | --> | C19 ex ERRIGAL | Errigal [T41,T422] | SHANKILL |  | 54.0802 | -7.0928
119001 | MV/LV Substation O/***001 |  | 10 kV | _ | LV | 400 kVA :Kiosk Substation | 0.4 | --> | 0.4 | 0 | 0 | Constrained, otherwise capacity available =174 kVA | --> | 0.38 | 0 | 0.036 | 0 | 0 | Constrained, otherwise capacity available =321 kW | --> | C12 ex KANTURK | Kanturk [T41,T42] | GLENLARA |  | 52.1776 | -8.9049
235092 | MV/LV Substation PO***092 |  | 20 kV | _ | LV | 50 kVA :Pole Substation | 0.05 | --> | 0.05 | 0 | 0 | Constrained, otherwise capacity available =41 kVA | --> | 0.048 | 0 | 0 | 0 | 0 | Constrained, otherwise capacity available =46 kW | --> | E13 ex BEALNABLATH | Bealnablath [T421] | BANDON |  | 51.8135 | -8.8618
138251 | MV/LV Substation MA***251 |  | 10 kV | _ | LV | 200 kVA :Pole Substation | 0.2 | --> | 0.2 | 0.127 | 1.52 |  | --> | 0.19 | 0 | 0.003 | 0 | 0 | Constrained, otherwise capacity available =178 kW | --> | C18 ex SHERCOCK | Shercock [T41,T42] | MEATH HILL |  | 53.9955 | -6.8977
037417 | MV/LV Substation BA***417 |  | 10 kV | _ | LV | 100 kVA :Pole Substation | 0.1 | --> | 0.1 | 0.079 | 13.05 |  | --> | 0.095 | 0 | 0.006 | 0.088 | 0 |  | --> | C21 ex ENNIS | Ennis [T101,T102] | ENNIS |  | 52.8899 | -8.9433
1394403 | MV/LV Substation CA***4403 |  | 10 kV | _ | LV | 100 kVA :Pole Substation | 0.1 | --> | 0.1 | 0.1 | 4 |  | --> | 0.095 | 0 | 0 | 0 | 0 | Constrained, otherwise capacity available =95 kW | --> | C17 ex BALLYJAMESDUFF | Ballyjamesduff [T41,T42] | SHANKILL |  | 53.8614 | -7.2853
156845X | MV/LV Substation EM***845X |  | 20 kV | _ | LV | 50 kVA :Pole Substation | 0.05 | --> | 0.05 | 0 | 0 | Constrained, otherwise capacity available =47 kVA | --> | 0.048 | 0 | 0 | 0 | 0 | Constrained, otherwise capacity available =47 kW | --> | E14 ex EMYVALE | Emyvale [T422] | LISDRUM |  | 54.3376 | -6.9588
118216 | MV/LV Substation TU***216 |  | 20 kV | _ | LV | 100 kVA :Pole Substation | 0.1 | --> | 0.1 | 0 | 0 | Constrained, otherwise capacity available =72 kVA | --> | 0.095 | 0 | 0 | 0 | 0 | Constrained, otherwise capacity available =91 kW | --> | E18 ex CREAGH | Creagh [T421,T422] | ATHLONE |  | 53.4743 | -8.515
069088 | MV/LV Substation HI***088 |  | 10 kV | _ | LV | 1000 kVA :Building Structure | 1 | --> | 1 | 0.5 | 7.75 |  | --> | 0.95 | 0 | 0.029 | 0.5 | 0 |  | --> | C22 ex MILLTOWN (DR) | Milltown (dr) [T101,T102] | INCHICORE 220KV |  | 53.3111 | -6.268
207985 | MV/LV Substation AG***985 |  | 10 kV | _ | LV | 50 kVA :Pole Substation | 0.05 | --> | 0.05 | 0 | 0 | Constrained, otherwise capacity available =44 kVA | --> | 0.048 | 0 | 0.005 | 0 | 0 | Constrained, otherwise capacity available =43 kW | --> | C14 ex TEMPLEMORE | Templemore [T41,T42] | IKERRIN |  | 52.8168 | -7.5104
067687Y | MV/LV Substation AB***687Y |  | 10 kV | _ | LV | 630 kVA :Building Structure | 0.63 | --> | 0.63 | 0 | 0 | Constrained, otherwise capacity available =501 kVA | --> | 0.598 | 0 | 0 | 0 | 0 | Constrained, otherwise capacity available =581 kW | --> | C17 ex CORBALLY | Corbally [T41,T42] | ARDNACRUSHA |  | 52.6693 | -8.6163
068279X | MV/LV Substation CL***279X |  | 10 kV | _ | LV | 630 kVA :Kiosk Substation | 0.63 | --> | 0.63 | 0 | 0 | Constrained, otherwise capacity available =439 kVA | --> | 0.598 | 0 | 0.005 | 0.5 | 0 |  | --> | C14 ex DRUMCONDRA | Drumcondra [T41,T42] | MCDERMOTT |  | 53.3626 | -6.2514
0814105 | MV/LV Substation HA***4105 |  | 10 kV | _ | LV | 400 kVA :Kiosk Substation | 0.4 | --> | 0.4 | 0 | 0 | Constrained, otherwise capacity available =353 kVA | --> | 0.38 | 0 | 0.069 | 0 | 0 | Constrained, otherwise capacity available =322 kW | --> | C11 ex MONEYCOOLEY | Moneycooley [T41,T42,T44] | GRIFFINRATH |  | 53.3688 | -6.5915
068341 | MV/LV Substation AB***341 |  | 10 kV | _ | LV | 1000 kVA :Building Structure | 1 | --> | 1 | 0.5 | 2.6 |  | --> | 0.95 | 0 | 0 | 0.5 | 0 |  | --> | C27 ex WOLFE TONE STREET | Wolfe Tone Street [T101,T102] | FINGLAS |  | 53.3487 | -6.2571
142275 | MV/LV Substation CA***275 |  | 20 kV | _ | LV | 50 kVA :Pole Substation | 0.05 | --> | 0.05 | 0 | 0 | Constrained, otherwise capacity available =47 kVA | --> | 0.048 | 0 | 0.01 | 0 | 0 | Constrained, otherwise capacity available =40 kW | --> | E23 ex ATHENRY | Athenry [T423] | GALWAY 110KV |  | 53.2962 | -8.6429
010947 | MV/LV Substation GA***947 |  | 20 kV | _ | LV | 50 kVA :Pole Substation | 0.05 | --> | 0.05 | 0 | 0 | Constrained, otherwise capacity available =46 kVA | --> | 0.048 | 0 | 0 | 0 | 0 | Constrained, otherwise capacity available =47 kW | --> | E17 ex BALLYHALE | Ballyhale [T42,T421] | KILKENNY |  | 52.5251 | -7.1231
150580 | MV/LV Substation MU***580 |  | 20 kV | _ | LV | 50 kVA :Pole Substation | 0.05 | --> | 0.05 | 0.021 | 3.96 |  | --> | 0.048 | 0 | 0 | 0 | 0 | Constrained, otherwise capacity available =44 kW | --> | E18 ex STRANORLAR | Stranorlar [T421,T422] | LETTERKENNY |  | 54.7985 | -7.682
350473 | MV/LV Substation KI***473 |  | 10 kV | _ | LV | 400 kVA :Kiosk Substation | 0.4 | --> | 0.4 | 0.243 | 1.57 |  | --> | 0.38 | 0 | 0.037 | 0 | 0 | Constrained, otherwise capacity available =331 kW | --> | C18 ex BUNDORAN | Bundoran [T41,T42] | CATHALEENS FALL |  | 54.4465 | -8.2865
082047Z | MV/LV Substation OF***047Z |  | 20 kV | _ | LV | 400 kVA :Kiosk Substation | 0.4 | --> | 0.4 | 0 | 0 | Constrained, otherwise capacity available =346 kVA | --> | 0.38 | 0 | 0 | 0 | 0 | Constrained, otherwise capacity available =373 kW | --> | E15 ex ACADEMY STREET | Academy Street [T421,T422,T44] | NAVAN |  | 53.6341 | -6.6616
027435 | MV/LV Substation AR***435 |  | 10 kV | _ | LV | 50 kVA :Pole Substation | 0.05 | --> | 0.05 | 0.039 | 7.79 |  | --> | 0.048 | 0 | 0 | 0 | 0 | Constrained, otherwise capacity available =46 kW | --> | C19 ex DUNMANWAY | Dunmanway [T422,T43] | DUNMANWAY |  | 51.7595 | -9.0798
0714066 | MV/LV Substation HA***4066 |  | 10 kV | _ | LV | 630 kVA :Kiosk Substation | 0.63 | --> | 0.63 | 0 | 0 | Constrained, otherwise capacity available =630 kVA | --> | 0.598 | 0 | 0 | 0.5 | 0 | Constrained, otherwise capacity available =598 kW | --> | C22 ex GREYSTONES | Greystones [T41,T42] | FASSAROE |  | 53.125 | -6.0607
049003 | MV/LV Substation BA***003 |  | 10 kV | _ | LV | 200 kVA :Pole Substation | 0.2 | --> | 0.2 | 0.142 | 0.21 |  | --> | 0.19 | 0 | 0.003 | 0 | 0 | Constrained, otherwise capacity available =180 kW | --> | E14 ex LONGFORD | Longford [T421,T422] | RICHMOND |  | 53.736 | -7.8011
014076Z | MV/LV Substation BE***076Z |  | 10 kV | _ | LV | 200 kVA :Kiosk Substation | 0.2 | --> | 0.2 | 0 | 0 | Constrained, otherwise capacity available =57 kVA | --> | 0.19 | 0 | 0.041 | 0 | 0 | Constrained, otherwise capacity available =139 kW | --> | C11 ex MORRISTOWN | Morristown [T41,T42] | NEWBRIDGE |  | 53.1684 | -6.8057
3654267 | MV/LV Substation SW***4267 |  | 10 kV | _ | LV | 630 kVA :Kiosk Substation | 0.63 | --> | 0.63 | 0 | 0 | Constrained, otherwise capacity available =620 kVA | --> | 0.598 | 0 | 0 | 0.5 | 0 |  | --> | C16 ex SAGGART | Saggart [T41,T42] | GRANGE CASTLE |  | 53.2848 | -6.4538
0114290 | MV/LV Substation NE***4290 |  | 10 kV | _ | LV | 400 kVA :Kiosk Substation | 0.4 | --> | 0.4 | 0.329 | 5.05 |  | --> | 0.38 | 0 | 0.005 | 0 | 0 | Constrained, otherwise capacity available =366 kW | --> | C18 ex MCDONAGH | Mcdonagh [T41,T42] | KILKENNY |  | 52.6592 | -7.2438
062728Y | MV/LV Substation FI***728Y |  | 10 kV | _ | LV | 200 kVA :Kiosk Substation | 0.2 | --> | 0.2 | 0.2 | 3.12 |  | --> | 0.19 | 0 | 0 | 0 | 0 | Constrained, otherwise capacity available =190 kW | --> | C18 ex MARSHES | Marshes [T41,T42] | DUNDALK |  | 53.9829 | -6.3815
062701Y | MV/LV Substation CO***701Y |  | 10 kV | _ | LV | 400 kVA :Kiosk Substation | 0.4 | --> | 0.4 | 0.314 | 3.12 |  | --> | 0.38 | 0 | 0.005 | 0 | 0 | Constrained, otherwise capacity available =364 kW | --> | C12 ex MARSHES | Marshes [T41,T42] | DUNDALK |  | 53.9871 | -6.3894
052206Z | MV/LV Substation MA***206Z |  | 10 kV | _ | LV | 630 kVA :Kiosk Substation | 0.63 | --> | 0.63 | 0.304 | 10.9 |  | --> | 0.598 | 0 | 0 | 0.5 | 0 |  | --> | C12 ex MULLINGAR | Mullingar [T101,T102] | MULLINGAR |  | 53.5258 | -7.3423
0694131 | MV/LV Substation GL***4131 |  | 10 kV | _ | LV | 1000 kVA :Building Structure | 1 | --> | 1 | 0 | 0 | Constrained, otherwise capacity available =1000 kVA | --> | 0.95 | 0 | 0 | 0.5 | 0 |  | --> | C18 ex DONNYBROOK | Donnybrook [T41,T42] | MILLTOWN (DR) |  | 53.3291 | -6.2288
008183Z | MV/LV Substation AR***183Z |  | 10 kV | _ | LV | 50 kVA :Pole Substation | 0.05 | --> | 0.05 | 0 | 0 | Constrained, otherwise capacity available =47 kVA | --> | 0.048 | 0 | 0.013 | 0 | 0 | Constrained, otherwise capacity available =38 kW | --> | E11 ex KNOCKMULLEN | Knockmullen [T42,T421] | GREAT ISLAND |  | 52.3808 | -6.9236
021150X | MV/LV Substation SU***150X |  | 10 kV | _ | LV | 100 kVA :Pole Substation | 0.1 | --> | 0.1 | 0 | 0 | Constrained, otherwise capacity available =63 kVA | --> | 0.095 | 0 | 0.019 | 0 | 0 | Constrained, otherwise capacity available =76 kW | --> | C16 ex KILLACLOYNE | Killacloyne [T41,T42] | MIDLETON |  | 51.9184 | -8.3299
142051 | MV/LV Substation CE***051 |  | 10 kV | _ | LV | 200 kVA :Pole Substation | 0.2 | --> | 0.2 | 0 | 0 | Constrained, otherwise capacity available =196 kVA | --> | 0.19 | 0 | 0 | 0 | 0 | Constrained, otherwise capacity available =190 kW | --> | C16 ex ATHENRY | Athenry [T41,T42] | GALWAY 110KV |  | 53.2994 | -8.7518
070094X | MV/LV Substation GO***094X |  | 20 kV | _ | LV | 50 kVA :Pole Substation | 0.05 | --> | 0.05 | 0.048 | 0.76 |  | --> | 0.048 | 0 | 0 | 0 | 0 | Constrained, otherwise capacity available =47 kW | --> | E17 ex RATHMORE | Rathmore [T42,T421] | KNOCKEARAGH |  | 52.0679 | -9.1061
2934197 | MV/LV Substation BA***4197 |  | 20 kV | _ | LV | 50 kVA :Pole Substation | 0.05 | --> | 0.05 | 0 | 0 | Constrained, otherwise capacity available =48 kVA | --> | 0.048 | 0 | 0.008 | 0 | 0 | Constrained, otherwise capacity available =41 kW | --> | E12 ex BALTINGLASS | Baltinglass [T421,T422] | STRATFORD |  | 52.9857 | -6.6304
111881Z | MV/LV Substation MO***881Z |  | 10 kV | _ | LV | 400 kVA :Kiosk Substation | 0.4 | --> | 0.4 | 0.374 | 3.48 |  | --> | 0.38 | 0 | 0 | 0 | 0 | Constrained, otherwise capacity available =376 kW | --> | E17 ex GLENGARRIFF | Glengarriff [T421] | BALLYLICKY |  | 51.7521 | -9.5226
139899X | MV/LV Substation JJ***899X |  | 20 kV | _ | LV | 630 kVA :Kiosk Substation | 0.63 | --> | 0.63 | 0.5 | 2.68 |  | --> | 0.598 | 0 | 0 | 0 | 0 | Constrained, otherwise capacity available =598 kW | --> | E12 ex OLDCASTLE | Oldcastle [T41,T422] | MULLINGAR |  | 53.7218 | -7.2036
099024X | MV/LV Substation TR***024X |  | 10 kV | _ | LV | 50 kVA :Pole Substation | 0.05 | --> | 0.05 | 0 | 0 | Constrained, otherwise capacity available =48 kVA | --> | 0.048 | 0 | 0 | 0 | 0 | Constrained, otherwise capacity available =47 kW | --> | C15 ex CULLION | Cullion [T41,T42] | LETTERKENNY |  | 54.9447 | -7.6627
149465 | MV/LV Substation NB***465 |  | 10 kV | _ | LV | 400 kVA :Kiosk Substation | 0.4 | --> | 0.4 | 0 | 0 | Constrained, otherwise capacity available =302 kVA | --> | 0.38 | 0 | 0 | 0 | 0 | Constrained, otherwise capacity available =366 kW | --> | C14 ex DONEGAL | Donegal [T41,T42] | CATHALEENS FALL |  | 54.6573 | -8.0929
281168Z | MV/LV Substation AR***168Z |  | 10 kV | _ | LV | 50 kVA :Pole Substation | 0.05 | --> | 0.05 | 0.016 | 4.3 |  | --> | 0.048 | 0 | 0.027 | 0.023 | 0 |  | --> | C11 ex RINGASKIDDY 110KV | Ringaskiddy 110kv [T42] | BARNAHELY |  | 51.832 | -8.3563
012694X | MV/LV Substation KI***694X |  | 20 kV | _ | LV | 400 kVA :Kiosk Substation | 0.4 | --> | 0.4 | 0.281 | 2.83 |  | --> | 0.38 | 0 | 0.032 | 0 | 0 | Constrained, otherwise capacity available =340 kW | --> | E12 ex BAGENALSTOWN | Bagenalstown [T421,T422] | CARLOW |  | 52.7019 | -6.9502
0144040 | MV/LV Substation KI***4040 |  | 20 kV | _ | LV | 50 kVA :Pole Substation | 0.05 | --> | 0.05 | 0.05 | 0.63 |  | --> | 0.048 | 0 | 0 | 0 | 0 | Constrained, otherwise capacity available =48 kW | --> | E11 ex KILCULLEN | Kilcullen [T41,T42,T424] | STRATFORD |  | 53.0714 | -6.7037
064826Y | MV/LV Substation LA***826Y |  | 10 kV | _ | LV | 400 kVA :Kiosk Substation | 0.4 | --> | 0.4 | 0 | 0 | Constrained, otherwise capacity available =254 kVA | --> | 0.38 | 0 | 0.019 | 0 | 0 | Constrained, otherwise capacity available =346 kW | --> | C22 ex TERMONFECKIN ROAD | Termonfeckin Road [T41,T42] | DRYBRIDGE |  | 53.7304 | -6.356
0144006 | MV/LV Substation WH***4006 |  | 10 kV | _ | LV | 200 kVA :Kiosk Substation | 0.2 | --> | 0.2 | 0 | 0 | Constrained, otherwise capacity available =133 kVA | --> | 0.19 | 0 | 0.01 | 0 | 0 | Constrained, otherwise capacity available =173 kW | --> | C14 ex ATHGARVAN | Athgarvan [T41,T44] | NEWBRIDGE |  | 53.151 | -6.7792
062765X | MV/LV Substation DU***765X |  | 20 kV | _ | LV | 50 kVA :Pole Substation | 0.05 | --> | 0.05 | 0.049 | 19.76 |  | --> | 0.048 | 0 | 0 | 0.047 | 0 |  | --> | E19 ex MULLAGHARLIN | Mullagharlin [T121,T122] | MULLAGHARLIN |  | 53.9756 | -6.4626
281699Z | MV/LV Substation SR***699Z |  | 20 kV | _ | LV | 630 kVA :Building Structure | 0.63 | --> | 0.63 | 0.5 | 17.47 |  | --> | 0.598 | 0 | 0.005 | 0.5 | 0 |  | --> | E12 ex COOLROE | Coolroe [T121,T122] | COOLROE |  | 51.8825 | -8.669
025044 | MV/LV Substation TH***044 |  | 10 kV | _ | LV | 400 kVA :Kiosk Substation | 0.4 | --> | 0.4 | 0.343 | 2.96 |  | --> | 0.38 | 0 | 0.005 | 0 | 0 | Constrained, otherwise capacity available =368 kW | --> | E17 ex CHARLEVILLE | Charleville [T421,T422] | CHARLEVILLE |  | 52.3584 | -8.6862
001874 | MV/LV Substation KI***874 |  | 10 kV | _ | LV | 200 kVA :Building Structure | 0.2 | --> | 0.2 | 0.2 | 13.42 |  | --> | 0.19 | 0 | 0 | 0.19 | 0 |  | --> | C20 ex POTTERY ROAD | Pottery Road [T101,T102] | CARRICKMINES |  | 53.262 | -6.1431
019053 | MV/LV Substation CA***053 |  | 10 kV | _ | LV | 200 kVA :Kiosk Substation | 0.2 | --> | 0.2 | 0.099 | 2.18 |  | --> | 0.19 | 0 | 0.018 | 0 | 0 | Constrained, otherwise capacity available =162 kW | --> | C11 ex BALLYRICKARD | Ballyrickard [T41,T42] | TRALEE |  | 52.2761 | -9.7177
008939X | MV/LV Substation SP***939X |  | 20 kV | _ | LV | 50 kVA :Pole Substation | 0.05 | --> | 0.05 | 0 | 0 | Constrained, otherwise capacity available =37 kVA | --> | 0.048 | 0 | 0.005 | 0 | 0 | Constrained, otherwise capacity available =42 kW | --> | E17 ex KNOCKMULLEN | Knockmullen [T42,T421] | GREAT ISLAND |  | 52.3942 | -6.828
067933Y | MV/LV Substation TH***933Y |  | 10 kV | _ | LV | 630 kVA :Building Structure | 0.63 | --> | 0.63 | 0 | 0 | Constrained, otherwise capacity available =580 kVA | --> | 0.598 | 0 | 0 | 0.5 | 0 |  | --> | C20 ex ROCHES STREET | Roches Street [T41,T42] | LIMERICK |  | 52.6605 | -8.6309
281769Z | MV/LV Substation TE***769Z |  | 10 kV | _ | LV | 1000 kVA :Building Structure | 1 | --> | 1 | 0.5 | 4.67 |  | --> | 0.95 | 0 | 0.006 | 0.5 | 0 |  | --> | C28 ex CENTRE PARK ROAD | Marina [T105,T106] | MARINA |  | 51.8944 | -8.4456
042005 | MV/LV Substation WA***005 |  | 10 kV | _ | LV | 200 kVA :Pole Substation | 0.2 | --> | 0.2 | 0.152 | 1.93 |  | --> | 0.19 | 0 | 0.02 | 0 | 0 | Constrained, otherwise capacity available =169 kW | --> | C16 ex TURLOUGH ROAD | Turlough Road [T41,T42] | CASTLEBAR |  | 53.8643 | -9.3003
042242 | MV/LV Substation LI***242 |  | 20 kV | _ | LV | 50 kVA :Pole Substation | 0.05 | --> | 0.05 | 0 | 0 | Constrained, otherwise capacity available =48 kVA | --> | 0.048 | 0 | 0 | 0 | 0 | Constrained, otherwise capacity available =47 kW | --> | E17 ex WINDSOR | Windsor [T421,T422] | CASTLEBAR |  | 53.8682 | -9.249
0094147 | MV/LV Substation WA***4147 |  | 10 kV | _ | LV | 400 kVA :Building Structure | 0.4 | --> | 0.4 | 0 | 0 | Constrained, otherwise capacity available =375 kVA | --> | 0.38 | 0 | 0 | 0 | 0 | Constrained, otherwise capacity available =377 kW | --> | C21 ex WATERFORD IND EST | Waterford Ind Est [T41,T42,T44] | BUTLERSTOWN |  | 52.2422 | -7.1338
062895X | MV/LV Substation BA***895X |  | 20 kV | _ | LV | 100 kVA :Pole Substation | 0.1 | --> | 0.1 | 0.088 | 19.76 |  | --> | 0.095 | 0 | 0.009 | 0.087 | 0 |  | --> | E19 ex MULLAGHARLIN | Mullagharlin [T121,T122] | MULLAGHARLIN |  | 53.9842 | -6.4431
0134087 | MV/LV Substation BA***4087 |  | 20 kV | _ | LV | 50 kVA :Pole Substation | 0.05 | --> | 0.05 | 0.023 | 0.12 |  | --> | 0.048 | 0 | 0.025 | 0.025 | 0 |  | --> | E62 ex ATHY | Athy [T101,T102] | ATHY |  | 53.0107 | -6.8914
006277 | MV/LV Substation RA***277 |  | 20 kV | _ | LV | 100 kVA :Pole Substation | 0.1 | --> | 0.1 | 0 | 0 | Constrained, otherwise capacity available =96 kVA | --> | 0.095 | 0 | 0.005 | 0 | 0 | Constrained, otherwise capacity available =91 kW | --> | E16 ex CLONROCHE | Clonroche [T421,T422] | WEXFORD |  | 52.4982 | -6.7671
068396X | MV/LV Substation RO***396X |  | 10 kV | _ | LV | 1000 kVA :Building Structure | 1 | --> | 1 | 0 | 0 |  | --> | 0.95 | 0 | 0.016 | 0.5 | 0 |  | --> | C13 ex GRANBY ROW | Granby Row [T41] | MCDERMOTT |  | 53.3536 | -6.2628
3654188 | MV/LV Substation RO***4188 |  | 10 kV | _ | LV | 50 kVA :Pole Substation | 0.05 | --> | 0.05 | 0 | 0 | Constrained, otherwise capacity available =50 kVA | --> | 0.048 | 0 | 0 | 0.048 | 0 |  | --> | C12 ex SAGGART | Saggart [T41,T42] | GRANGE CASTLE |  | 53.2651 | -6.4867
069576 | MV/LV Substation ME***576 |  | 10 kV | _ | LV | 630 kVA :Kiosk Substation | 0.63 | --> | 0.63 | 0.405 | 2.93 |  | --> | 0.598 | 0 | 0.117 | 0.48 | 0 |  | --> | C11 ex DODDER ROAD | Dodder Road [T42] | MILLTOWN (DR) |  | 53.3062 | -6.2773
052536Y | MV/LV Substation LE***536Y |  | 20 kV | _ | LV | 630 kVA :Kiosk Substation | 0.63 | --> | 0.63 | 0 | 0 | Constrained, otherwise capacity available =608 kVA | --> | 0.598 | 0 | 0.05 | 0 | 0 | Constrained, otherwise capacity available =558 kW | --> | E14 ex BALLINDERRY | Ballinderry [T41,T422] | MULLINGAR |  | 53.4386 | -7.2483
111119X | MV/LV Substation CA***119X |  | 20 kV | _ | LV | 50 kVA :Pole Substation | 0.05 | --> | 0.05 | 0 | 0 | Constrained, otherwise capacity available =40 kVA | --> | 0.048 | 0 | 0.01 | 0 | 0 | Constrained, otherwise capacity available =39 kW | --> | E16 ex BALLYDEHOB | Ballydehob [T421] | DUNMANWAY |  | 51.4911 | -9.7116
001171X | MV/LV Substation BR***171X |  | 10 kV | _ | LV | 630 kVA :Building Structure | 0.63 | --> | 0.63 | 0.5 | 1.16 |  | --> | 0.598 | 0 | 0 | 0.5 | 0 |  | --> | C24 ex MOUNT MERRION | Mount Merrion [T41,T42] | CARRICKMINES |  | 53.2988 | -6.179
021657Z | MV/LV Substation CO***657Z |  | 10 kV | _ | LV | 200 kVA :Building Structure | 0.2 | --> | 0.2 | 0.155 | 6.78 |  | --> | 0.19 | 0 | 0 | 0.184 | 0 |  | --> | C41 ex CASTLEVIEW | Castleview [T101,T102] | CASTLEVIEW |  | 51.9033 | -8.4
013911Y | MV/LV Substation LI***911Y |  | 10 kV | _ | LV | 200 kVA :Kiosk Substation | 0.2 | --> | 0.2 | 0.075 | 0.12 |  | --> | 0.19 | 0 | 0 | 0.18 | 0 |  | --> | C19 ex ATHY | Athy [T101,T102] | ATHY |  | 52.9932 | -6.9781
0694141 | MV/LV Substation TW***4141 |  | 10 kV | _ | LV | 630 kVA :Kiosk Substation | 0.63 | --> | 0.63 | 0 | 0 | Constrained, otherwise capacity available =503 kVA | --> | 0.598 | 0 | 0 | 0.5 | 0 |  | --> | C12 ex BALLYBODEN | Ballyboden [T41,T42] | COOKSTOWN |  | 53.2814 | -6.3123
005946X | MV/LV Substation GO***946X |  | 10 kV | _ | LV | 630 kVA :Building Structure | 0.63 | --> | 0.63 | 0.5 | 3.03 |  | --> | 0.598 | 0 | 0.164 | 0 | 0 | Constrained, otherwise capacity available =467 kW | --> | C17 ex RAMSTOWN | Ramstown [T41,T42] | CRANE |  | 52.6648 | -6.3085
014153X | MV/LV Substation T ***153X |  | 20 kV | _ | LV | 100 kVA :Pole Substation | 0.1 | --> | 0.1 | 0 | 0 | Constrained, otherwise capacity available =63 kVA | --> | 0.095 | 0 | 0 | 0 | 0 | Constrained, otherwise capacity available =90 kW | --> | C14 ex KILDARE | Kildare [T41,T42] | NEWBRIDGE |  | 53.1987 | -6.9345
081148Z | MV/LV Substation BA***148Z |  | 10 kV | _ | LV | 630 kVA :Building Structure | 0.63 | --> | 0.63 | 0 | 0 | Constrained, otherwise capacity available =468 kVA | --> | 0.598 | 0 | 0 | 0.5 | 0 |  | --> | C27 ex GRANGE CASTLE | Grange Castle [T101,T102] | INCHICORE 220KV |  | 53.3189 | -6.4424
059588 | MV/LV Substation TU***588 |  | 10 kV | _ | LV | 50 kVA :Pole Substation | 0.05 | --> | 0.05 | 0.032 | 2.57 |  | --> | 0.048 | 0 | 0 | 0 | 0 | Constrained, otherwise capacity available =45 kW | --> | C13 ex ERRIGAL | Errigal [T41,T422] | SHANKILL |  | 53.9859 | -7.1547
156370Z | MV/LV Substation SH***370Z |  | 10 kV | _ | LV | 100 kVA :Pole Substation | 0.1 | --> | 0.1 | 0 | 0 | Constrained, otherwise capacity available =81 kVA | --> | 0.095 | 0 | 0.005 | 0 | 0 | Constrained, otherwise capacity available =89 kW | --> | C15 ex DRUMBEAR | Drumbear [T41,T42] | LISDRUM |  | 54.1943 | -6.8609
081144Z | MV/LV Substation OA***144Z |  | 10 kV | _ | LV | 630 kVA :Building Structure | 0.63 | --> | 0.63 | 0 | 0 | Constrained, otherwise capacity available =417 kVA | --> | 0.598 | 0 | 0.05 | 0.5 | 0 |  | --> | C34 ex CLONDALKIN | Clondalkin [T41,T42,T44] | INCHICORE 220KV |  | 53.3263 | -6.3724
266034X | MV/LV Substation UM***034X |  | 20 kV | _ | LV | 50 kVA :Pole Substation | 0.05 | --> | 0.05 | 0 | 0 | Constrained, otherwise capacity available =43 kVA | --> | 0.048 | 0 | 0 | 0 | 0 | Constrained, otherwise capacity available =46 kW | --> | E17 ex CARNDONAGH | Carndonagh [T421,T422] | TRILLICK |  | 55.3059 | -7.2352
119326 | MV/LV Substation WA***326 |  | 10 kV | _ | LV | 50 kVA :Pole Substation | 0.05 | --> | 0.05 | 0 | 0 | Constrained, otherwise capacity available =48 kVA | --> | 0.048 | 0 | 0 | 0 | 0 | Constrained, otherwise capacity available =47 kW | --> | C16 ex KANTURK | Kanturk [T41,T42] | GLENLARA |  | 52.2725 | -8.8898
0534135 | MV/LV Substation JM***4135 |  | 20 kV | _ | LV | 630 kVA :Building Structure | 0.63 | --> | 0.63 | 0 | 0 | Constrained, otherwise capacity available =502 kVA | --> | 0.598 | 0 | 0 | 0.5 | 0 |  | --> | E18 ex CLONMINCH | Clonminch [T41,T422] | THORNSBERRY |  | 53.233 | -7.5088
062500Y | MV/LV Substation BL***500Y |  | 10 kV | _ | LV | 200 kVA :Kiosk Substation | 0.2 | --> | 0.2 | 0.169 | 3.12 |  | --> | 0.19 | 0 | 0.012 | 0 | 0 | Constrained, otherwise capacity available =177 kW | --> | C20 ex MARSHES | Marshes [T41,T42] | DUNDALK |  | 53.9719 | -6.3673
281110X | MV/LV Substation J.***110X |  | 10 kV | _ | LV | 630 kVA :Building Structure | 0.63 | --> | 0.63 | 0 | 0 | Constrained, otherwise capacity available =463 kVA | --> | 0.598 | 0 | 0 | 0 | 0 | Constrained, otherwise capacity available =575 kW | --> | C24 ex KILMONEY | Kilmoney [T41,T42] | TRABEG |  | 51.8239 | -8.4451
0344270 | MV/LV Substation PR***4270 |  | 10 kV | _ | LV | 400 kVA :Kiosk Substation | 0.4 | --> | 0.4 | 0.4 | 5.88 |  | --> | 0.38 | 0 | 0 | 0 | 0 | Constrained, otherwise capacity available =380 kW | --> | C12 ex ARDGEEHA | Ardgeeha [T41,T42] | DOON |  | 52.3611 | -7.7025
095025 | MV/LV Substation ST***025 |  | 10 kV | _ | LV | 400 kVA :Kiosk Substation | 0.4 | --> | 0.4 | 0.161 | 1.1 |  | --> | 0.38 | 0 | 0.014 | 0 | 0 | Constrained, otherwise capacity available =336 kW | --> | C16 ex KILKEE | Kilkee [T41] | TULLABRACK |  | 52.6797 | -9.6477
017222X | MV/LV Substation CH***222X |  | 20 kV | _ | LV | 400 kVA :Kiosk Substation | 0.4 | --> | 0.4 | 0.265 | 1.98 |  | --> | 0.38 | 0 | 0.005 | 0 | 0 | Constrained, otherwise capacity available =358 kW | --> | E11 ex RATHKEALE | Rathkeale [T421,T422] | RATHKEALE |  | 52.6008 | -8.9691
066926 | MV/LV Substation RO***926 |  | 20 kV | _ | LV | 100 kVA :Pole Substation | 0.1 | --> | 0.1 | 0 | 0 | Constrained, otherwise capacity available =89 kVA | --> | 0.095 | 0 | 0 | 0 | 0 | Constrained, otherwise capacity available =94 kW | --> | E18 ex GLASMORE | Glasmore [T421,T422] | GLASMORE |  | 53.5149 | -6.2388
039977X | MV/LV Substation GL***977X |  | 10 kV | _ | LV | 630 kVA :Building Structure | 0.63 | --> | 0.63 | 0 | 0 | Constrained, otherwise capacity available =524 kVA | --> | 0.598 | 0 | 0 | 0.5 | 0 |  | --> | C17 ex GALWAY 110KV | Galway 110kv [T102,T103] | GALWAY 110KV |  | 53.2921 | -9.0121
255645 | MV/LV Substation KI***645 |  | 10 kV | _ | LV | 50 kVA :Pole Substation | 0.05 | --> | 0.05 | 0.031 | 2.09 |  | --> | 0.048 | 0 | 0.005 | 0 | 0 | Constrained, otherwise capacity available =41 kW | --> | C17 ex KILCAR | Kilcar [T41] | BINBANE |  | 54.7064 | -8.7347
0374026 | MV/LV Substation CL***4026 |  | 10 kV | _ | LV | 400 kVA :Kiosk Substation | 0.4 | --> | 0.4 | 0.397 | 13.05 |  | --> | 0.38 | 0 | 0.004 | 0.377 | 0 |  | --> | C21 ex ENNIS | Ennis [T101,T102] | ENNIS |  | 52.9369 | -8.8954
209250X | MV/LV Substation DO***250X |  | 20 kV | _ | LV | 100 kVA :Pole Substation | 0.1 | --> | 0.1 | 0 | 0 | Constrained, otherwise capacity available =95 kVA | --> | 0.095 | 0 | 0 | 0 | 0 | Constrained, otherwise capacity available =94 kW | --> | C14 ex MILFORD (NR) | Milford (nr) [T41,T42] | LETTERKENNY |  | 55.1515 | -7.6667
0114482 | MV/LV Substation NY***4482 |  | 10 kV | _ | LV | 630 kVA :Kiosk Substation | 0.63 | --> | 0.63 | 0 | 0 | Constrained, otherwise capacity available =576 kVA | --> | 0.598 | 0 | 0.006 | 0 | 0 | Constrained, otherwise capacity available =587 kW | --> | C17 ex ROSEHILL | Rosehill [T41,T42] | KILKENNY |  | 52.6405 | -7.2711
154523Z | MV/LV Substation ER***523Z |  | 10 kV | _ | LV | 400 kVA :Kiosk Substation | 0.4 | --> | 0.4 | 0 | 0 | Constrained, otherwise capacity available =283 kVA | --> | 0.38 | 0 | 0 | 0.364 | 0 |  | --> | C20 ex COLLEGE PARK | College Park [T101,T102,T103] | COLLEGE PARK |  | 53.3918 | -6.3677
082383 | MV/LV Substation MU***383 |  | 10 kV | _ | LV | 400 kVA :Building Structure | 0.4 | --> | 0.4 | 0 | 0 | Constrained, otherwise capacity available =336 kVA | --> | 0.38 | 0 | 0 | 0 | 0 | Constrained, otherwise capacity available =371 kW | --> | C30 ex ACADEMY STREET | Academy Street [T421,T422,T44] | NAVAN |  | 53.648 | -6.6442
003790X | MV/LV Substation SE***790X |  | 10 kV | _ | LV | 200 kVA :Kiosk Substation | 0.2 | --> | 0.2 | 0.144 | 11.58 |  | --> | 0.19 | 0 | 0 | 0 | 0 | Constrained, otherwise capacity available =182 kW | --> | C20 ex BALLYBEG | Ballybeg [T101,T102] | CARRICKMINES |  | 52.9728 | -6.0412
0144132 | MV/LV Substation MA***4132 |  | 10 kV | _ | LV | 50 kVA :Pole Substation | 0.05 | --> | 0.05 | 0 | 0 | Constrained, otherwise capacity available =34 kVA | --> | 0.048 | 0 | 0.005 | 0 | 0 | Constrained, otherwise capacity available =42 kW | --> | C19 ex KILDARE | Kildare [T41,T42] | NEWBRIDGE |  | 53.2189 | -7.0315
099516X | MV/LV Substation CL***516X |  | 10 kV | _ | LV | 400 kVA :Kiosk Substation | 0.4 | --> | 0.4 | 0.284 | 5.45 |  | --> | 0.38 | 0 | 0.004 | 0 | 0 | Constrained, otherwise capacity available =361 kW | --> | C14 ex GORTLEE | Gortlee [T41,T42] | LETTERKENNY |  | 54.9684 | -7.7672
154654Z | MV/LV Substation JW***654Z |  | 10 kV | _ | LV | 400 kVA :Building Structure | 0.4 | --> | 0.4 | 0 | 0 | Constrained, otherwise capacity available =352 kVA | --> | 0.38 | 0 | 0 | 0 | 0 | Constrained, otherwise capacity available =373 kW | --> | C18 ex BALLYCOOLIN | Ballycoolin [T41,T42,T43] | FINGLAS |  | 53.4136 | -6.3555
012698 | MV/LV Substation KN***698 |  | 10 kV | _ | LV | 200 kVA :Pole Substation | 0.2 | --> | 0.2 | 0 | 0 | Constrained, otherwise capacity available =99 kVA | --> | 0.19 | 0 | 0 | 0 | 0 | Constrained, otherwise capacity available =176 kW | --> | C24 ex POLLERTON | Pollerton [T41,T42] | CARLOW |  | 52.8589 | -6.8777
046979 | MV/LV Substation CH***979 |  | 10 kV | _ | LV | 50 kVA :Pole Substation | 0.05 | --> | 0.05 | 0.005 | 5.48 |  | --> | 0.048 | 0 | 0.01 | 0.034 | 0 |  | --> | C17 ex BALLYTIVNAN | Ballytivnan [T41,T42] | SLIGO |  | 54.3063 | -8.5472
012304Y | MV/LV Substation RA***304Y |  | 20 kV | _ | LV | 50 kVA :Pole Substation | 0.05 | --> | 0.05 | 0.044 | 1.99 |  | --> | 0.048 | 0 | 0 | 0 | 0 | Constrained, otherwise capacity available =47 kW | --> | C19 ex GRAIGUE | Graigue [T41,T42] | CARLOW |  | 52.7988 | -6.967
182009X | MV/LV Substation SI***009X |  | 20 kV | _ | LV | 50 kVA :Pole Substation | 0.05 | --> | 0.05 | 0 | 0 | Constrained, otherwise capacity available =34 kVA | --> | 0.048 | 0 | 0.01 | 0 | 0 | Constrained, otherwise capacity available =38 kW | --> | E21 ex CRATLOE | Cratloe [T421,T422] | ARDNACRUSHA |  | 52.7449 | -8.7795
0144206 | MV/LV Substation WA***4206 |  | 10 kV | _ | LV | 100 kVA :Pole Substation | 0.1 | --> | 0.1 | 0 | 0 | Constrained, otherwise capacity available =100 kVA | --> | 0.095 | 0 | 0 | 0 | 0 | Constrained, otherwise capacity available =95 kW | --> | C14 ex ATHGARVAN | Athgarvan [T41,T44] | NEWBRIDGE |  | 53.1644 | -6.7859
051304 | MV/LV Substation LA***304 |  | 20 kV | _ | LV | 150 kVA :Pole Substation | 0.15 | --> | 0.15 | 0.1 | 2.22 |  | --> | 0.142 | 0 | 0.003 | 0.133 | 0 |  | --> | E21 ex CLARA | Clara [T421,T422] | THORNSBERRY |  | 53.3392 | -7.6277
0424118 | MV/LV Substation CA***4118 |  | 20 kV | _ | LV | 400 kVA :Building Structure | 0.4 | --> | 0.4 | 0 | 0 | Constrained, otherwise capacity available =400 kVA | --> | 0.38 | 0 | 0 | 0 | 0 | Constrained, otherwise capacity available =380 kW | --> | E16 ex WINDSOR | Windsor [T421,T422] | CASTLEBAR |  | 53.8474 | -9.2806
065005Z | MV/LV Substation BA***005Z |  | 20 kV | _ | LV | 100 kVA :Pole Substation | 0.1 | --> | 0.1 | 0 | 0 | Constrained, otherwise capacity available =76 kVA | --> | 0.095 | 0 | 0.013 | 0.082 | 0 |  | --> | C22 ex STEPHENSTOWN | Stephenstown [T101,T102] | FINGLAS |  | 53.6187 | -6.2313
089096X | MV/LV Substation MO***096X |  | 20 kV | _ | LV | 400 kVA :Kiosk Substation | 0.4 | --> | 0.4 | 0.308 | 9.1 |  | --> | 0.38 | 0 | 0.016 | 0 | 0 | Constrained, otherwise capacity available =356 kW | --> | E17 ex ARDNAREE | Ardnaree [T42,T421] | MOY |  | 54.1222 | -9.1358
366504 | MV/LV Substation MO***504 |  | 10 kV | _ | LV | 200 kVA :Pole Substation | 0.2 | --> | 0.2 | 0.2 | 1.47 |  | --> | 0.19 | 0 | 0 | 0.19 | 0 |  | --> | C15 ex SCREEB | Screeb [T41] | SCREEB |  | 53.312 | -9.8314
093567Z | MV/LV Substation HA***567Z |  | 10 kV | _ | LV | 100 kVA :Pole Substation | 0.1 | --> | 0.1 | 0 | 0 | Constrained, otherwise capacity available =99 kVA | --> | 0.095 | 0 | 0 | 0 | 0 | Constrained, otherwise capacity available =95 kW | --> | C17 ex BALLYCOOLIN | Ballycoolin [T41,T42,T43] | FINGLAS |  | 53.3969 | -6.339
026057 | MV/LV Substation HO***057 |  | 10 kV | _ | LV | 630 kVA :Kiosk Substation | 0.63 | --> | 0.63 | 0.336 | 8.66 |  | --> | 0.598 | 0 | 0.016 | 0 | 0 | Constrained, otherwise capacity available =545 kW | --> | C12 ex BANDON | Bandon [T101,T42] | BANDON |  | 51.7445 | -8.7402
066454 | MV/LV Substation CU***454 |  | 20 kV | _ | LV | 200 kVA :Kiosk Substation | 0.2 | --> | 0.2 | 0 | 0 | Constrained, otherwise capacity available =164 kVA | --> | 0.19 | 0 | 0.019 | 0 | 0 | Constrained, otherwise capacity available =171 kW | --> | E18 ex BALTRASNA | Baltrasna [T121,T122] | BALTRASNA |  | 53.5095 | -6.4622
156301X | MV/LV Substation DR***301X |  | 20 kV | _ | LV | 50 kVA :Pole Substation | 0.05 | --> | 0.05 | 0.047 | 2.47 |  | --> | 0.048 | 0 | 0 | 0 | 0 | Constrained, otherwise capacity available =47 kW | --> | E19 ex TELAYDON | Telaydon [T42,T421] | LISDRUM |  | 54.3167 | -7.0052
281712X | MV/LV Substation DO***712X |  | 10 kV | _ | LV | 200 kVA :Building Structure | 0.2 | --> | 0.2 | 0.156 | 5.49 |  | --> | 0.19 | 0 | 0 | 0.184 | 0 |  | --> | C18 ex TRABEG | Trabeg [T101,T102] | TRABEG |  | 51.8757 | -8.4363
067783X | MV/LV Substation BA***783X |  | 10 kV | _ | LV | 50 kVA :Pole Substation | 0.05 | --> | 0.05 | 0 | 0 | Constrained, otherwise capacity available =35 kVA | --> | 0.048 | 0 | 0.005 | 0.042 | 0 |  | --> | C20 ex RAHEEN | Raheen [T41,T42] | LIMERICK |  | 52.6256 | -8.6336
244553X | MV/LV Substation ME***553X |  | 20 kV | _ | LV | 50 kVA :Pole Substation | 0.05 | --> | 0.05 | 0 | 0 | Constrained, otherwise capacity available =32 kVA | --> | 0.048 | 0 | 0.005 | 0 | 0 | Constrained, otherwise capacity available =41 kW | --> | E21 ex MILLTOWN (SR) | Milltown (sr) [T421,T422] | OUGHTRAGH |  | 52.109 | -9.6295
067266Y | MV/LV Substation IR***266Y |  | 10 kV | _ | LV | 630 kVA :Building Structure | 0.63 | --> | 0.63 | 0 | 0 | Constrained, otherwise capacity available =551 kVA | --> | 0.598 | 0 | 0 | 0.5 | 0 |  | --> | C13 ex RAHEEN | Raheen [T41,T42] | LIMERICK |  | 52.6191 | -8.6486
052966Z | MV/LV Substation TH***966Z |  | 20 kV | _ | LV | 200 kVA :Kiosk Substation | 0.2 | --> | 0.2 | 0.163 | 1.25 |  | --> | 0.19 | 0 | 0.026 | 0 | 0 | Constrained, otherwise capacity available =166 kW | --> | C16 ex LOUGHANALLA | Loughanalla [T41,T42] | MULLINGAR |  | 53.6756 | -7.2923
0934248 | MV/LV Substation BI***4248 |  | 10 kV | _ | LV | 1000 kVA :Building Structure | 1 | --> | 1 | 0 | 0 | Constrained, otherwise capacity available =878 kVA | --> | 0.95 | 0 | 0.013 | 0.5 | 0 |  | --> | C17 ex POPPINTREE | Poppintree [T101,T102] | FINGLAS |  | 53.4031 | -6.2614
001060X | MV/LV Substation CU***060X |  | 10 kV | _ | LV | 400 kVA :Kiosk Substation | 0.4 | --> | 0.4 | 0 | 0 | Constrained, otherwise capacity available =308 kVA | --> | 0.38 | 0 | 0 | 0.367 | 0 |  | --> | C13 ex LOUGHLINSTOWN | Loughlinstown [T41,T42] | CARRICKMINES |  | 53.2618 | -6.113
001567 | MV/LV Substation KN***567 |  | 10 kV | _ | LV | 400 kVA :Kiosk Substation | 0.4 | --> | 0.4 | 0.285 | 4.01 |  | --> | 0.38 | 0 | 0.018 | 0.351 | 0 |  | --> | C15 ex BALLINCLEA | Ballinclea [T41] | CHERRYWOOD |  | 53.2646 | -6.1167
064081 | MV/LV Substation HA***081 |  | 10 kV | _ | LV | 400 kVA :Kiosk Substation | 0.4 | --> | 0.4 | 0 | 0 | Constrained, otherwise capacity available =121 kVA | --> | 0.38 | 0 | 0.026 | 0 | 0 | Constrained, otherwise capacity available =321 kW | --> | C20 ex DRYBRIDGE | Drybridge [T41,T42] | DRYBRIDGE |  | 53.7197 | -6.3491
0694038 | MV/LV Substation U.***4038 |  | 10 kV | _ | LV | 630 kVA :Kiosk Substation | 0.63 | --> | 0.63 | 0.429 | 9.28 |  | --> | 0.598 | 0 | 0.008 | 0.5 | 0 |  | --> | C06 ex PEMBROKE | Pembroke [T41,T42,T43,T44] | RINGSEND |  | 53.3305 | -6.2336
142759 | MV/LV Substation DE***759 |  | 10 kV | _ | LV | 50 kVA :Pole Substation | 0.05 | --> | 0.05 | 0 | 0 | Constrained, otherwise capacity available =26 kVA | --> | 0.048 | 0 | 0 | 0 | 0 | Constrained, otherwise capacity available =44 kW | --> | C11 ex ATHENRY | Athenry [T41,T42] | GALWAY 110KV |  | 53.2762 | -8.8572
152062 | MV/LV Substation LI***062 |  | 10 kV | _ | LV | 50 kVA :Pole Substation | 0.05 | --> | 0.05 | 0 | 0 | Constrained, otherwise capacity available =35 kVA | --> | 0.048 | 0 | 0 | 0 | 0 | Constrained, otherwise capacity available =45 kW | --> | C12 ex CAPPAMORE | Cappamore [T41,T42] | ARDNACRUSHA |  | 52.6513 | -8.3797
214797 | MV/LV Substation WA***797 |  | 20 kV | _ | LV | 100 kVA :Pole Substation | 0.1 | --> | 0.1 | 0 | 0 | Constrained, otherwise capacity available =54 kVA | --> | 0.095 | 0 | 0.052 | 0 | 0 | Constrained, otherwise capacity available =50 kW | --> | C11 ex DRUMQUIN | Drumquin [T42] | ENNIS |  | 52.8261 | -9.1179
363705 | MV/LV Substation G ***705 |  | 20 kV | _ | LV | 200 kVA :Pole Substation | 0.2 | --> | 0.2 | 0.158 | 3.25 |  | --> | 0.19 | 0 | 0 | 0 | 0 | Constrained, otherwise capacity available =184 kW | --> | E18 ex BALLYBUNION | Ballybunion [T421,T422] | TRIEN |  | 52.4997 | -9.6725
013550X | MV/LV Substation BA***550X |  | 10 kV | _ | LV | 200 kVA :Pole Substation | 0.2 | --> | 0.2 | 0.121 | 0.12 | Constrained, otherwise capacity available =122 kVA | --> | 0.19 | 0 | 0 | 0.179 | 0 |  | --> | C23 ex ATHY | Athy [T101,T102] | ATHY |  | 52.8754 | -7.0699
0334033 | MV/LV Substation BA***4033 |  | 10 kV | _ | LV | 50 kVA :Pole Substation | 0.05 | --> | 0.05 | 0 | 0 | Constrained, otherwise capacity available =31 kVA | --> | 0.048 | 0 | 0 | 0 | 0 | Constrained, otherwise capacity available =45 kW | --> | C16 ex DEERPARK | Deerpark [T41,T42] | BALLYDINE |  | 52.3783 | -7.4848
365734X | MV/LV Substation AL***734X |  | 10 kV | _ | LV | 630 kVA :Kiosk Substation | 0.63 | --> | 0.63 | 0 | 0 | Constrained, otherwise capacity available =472 kVA | --> | 0.598 | 0 | 0 | 0.5 | 0 |  | --> | C14 ex OLDBAWN | Oldbawn [T41,T42] | COOKSTOWN |  | 53.2845 | -6.378
196047X | MV/LV Substation DE***047X |  | 10 kV | _ | LV | 200 kVA :Kiosk Substation | 0.2 | --> | 0.2 | 0 | 0 | Constrained, otherwise capacity available =109 kVA | --> | 0.19 | 0 | 0.051 | 0 | 0 | Constrained, otherwise capacity available =139 kW | --> | C17 ex TRIM | Trim [T41,T42] | NAVAN |  | 53.5529 | -6.7693
050763Y | MV/LV Substation CH***763Y |  | 10 kV | _ | LV | 200 kVA :Kiosk Substation | 0.2 | --> | 0.2 | 0 | 0 | Constrained, otherwise capacity available =190 kVA | --> | 0.19 | 0 | 0 | 0 | 0 | Constrained, otherwise capacity available =189 kW | --> | C23 ex ATHLONE | Athlone [T41,T42] | ATHLONE |  | 53.4346 | -7.935
064286Z | MV/LV Substation RA***286Z |  | 20 kV | _ | LV | 200 kVA :Pole Substation | 0.2 | --> | 0.2 | 0 | 0 | Constrained, otherwise capacity available =170 kVA | --> | 0.19 | 0 | 0 | 0 | 0 | Constrained, otherwise capacity available =186 kW | --> | E21 ex SLANE | Slane [T421] | DRYBRIDGE |  | 53.6659 | -6.5228
068156X | MV/LV Substation NE***156X |  | 10 kV | _ | LV | 630 kVA :Kiosk Substation | 0.63 | --> | 0.63 | 0 | 0 | Constrained, otherwise capacity available =572 kVA | --> | 0.598 | 0 | 0 | 0.5 | 0 |  | --> | C11 ex NEWMARKET (DR) | Newmarket (dr) [T41] | FRANCIS STREET |  | 53.3387 | -6.2741
139191Z | MV/LV Substation CR***191Z |  | 10 kV | _ | LV | 50 kVA :Pole Substation | 0.05 | --> | 0.05 | 0.05 | 4 |  | --> | 0.048 | 0 | 0 | 0 | 0 | Constrained, otherwise capacity available =47 kW | --> | C19 ex BALLYJAMESDUFF | Ballyjamesduff [T41,T42] | SHANKILL |  | 53.8031 | -7.2617
052922Z | MV/LV Substation FB***922Z |  | 10 kV | _ | LV | 400 kVA :Building Structure | 0.4 | --> | 0.4 | 0 | 0 | Constrained, otherwise capacity available =264 kVA | --> | 0.38 | 0 | 0 | 0 | 0 | Constrained, otherwise capacity available =361 kW | --> | C23 ex BALLINDERRY | Ballinderry [T41,T422] | MULLINGAR |  | 53.5312 | -7.3108
009287Y | MV/LV Substation WI***287Y |  | 20 kV | _ | LV | 200 kVA :Kiosk Substation | 0.2 | --> | 0.2 | 0 | 0 | Constrained, otherwise capacity available =179 kVA | --> | 0.19 | 0 | 0 | 0 | 0 | Constrained, otherwise capacity available =187 kW | --> | E11 ex KILCARRAGH | Kilcarragh [T421,T422] | BUTLERSTOWN |  | 52.2601 | -7.0257
7344009 | MV/LV Substation AE***4009 |  | 20 kV | _ | LV | 630 kVA :Building Structure | 0.63 | --> | 0.63 | 0 | 0 | Constrained, otherwise capacity available =180 kVA | --> | 0.598 | 0 | 0 | 0 | 0 | Constrained, otherwise capacity available =592 kW | --> | E60 ex GRANGE CASTLE |  |  |  | 53.2936 | -6.4634
015981X | MV/LV Substation HA***981X |  | 10 kV | _ | LV | 200 kVA :Kiosk Substation | 0.2 | --> | 0.2 | 0 | 0 | Constrained, otherwise capacity available =123 kVA | --> | 0.19 | 0 | 0.02 | 0 | 0 | Constrained, otherwise capacity available =164 kW | --> | C11 ex NAAS | Naas [T41,T42] | KILTEEL |  | 53.2111 | -6.6498
0324204 | MV/LV Substation CO***4204 |  | 10 kV | _ | LV | 400 kVA :Building Structure | 0.4 | --> | 0.4 | 0 | 0 | Constrained, otherwise capacity available =400 kVA | --> | 0.38 | 0 | 0 | 0 | 0 | Constrained, otherwise capacity available =380 kW | --> | C12 ex TRAMORE | Tramore [T41,T42] | BUTLERSTOWN |  | 52.1571 | -7.1694
066425Z | MV/LV Substation BO***425Z |  | 10 kV | _ | LV | 400 kVA :Kiosk Substation | 0.4 | --> | 0.4 | 0 | 0 | Constrained, otherwise capacity available =285 kVA | --> | 0.38 | 0 | 0.042 | 0 | 0 | Constrained, otherwise capacity available =333 kW | --> | E17 ex GLASMORE | Glasmore [T421,T422] | GLASMORE |  | 53.446 | -6.2392
152590X | MV/LV Substation LI***590X |  | 10 kV | _ | LV | 400 kVA :Kiosk Substation | 0.4 | --> | 0.4 | 0 | 0 | Constrained, otherwise capacity available =302 kVA | --> | 0.38 | 0 | 0.033 | 0 | 0 | Constrained, otherwise capacity available =342 kW | --> | C12 ex CAPPAMORE | Cappamore [T41,T42] | ARDNACRUSHA |  | 52.6509 | -8.4015
266029X | MV/LV Substation IN***029X |  | 20 kV | _ | LV | 200 kVA :Pole Substation | 0.2 | --> | 0.2 | 0 | 0 | Constrained, otherwise capacity available =120 kVA | --> | 0.19 | 0 | 0.002 | 0 | 0 | Constrained, otherwise capacity available =177 kW | --> | E17 ex CARNDONAGH | Carndonagh [T421,T422] | TRILLICK |  | 55.3152 | -7.2067
050105Y | MV/LV Substation SP***105Y |  | 20 kV | _ | LV | 200 kVA :Pole Substation | 0.2 | --> | 0.2 | 0.2 | 6.49 |  | --> | 0.19 | 0 | 0 | 0 | 0 | Constrained, otherwise capacity available =190 kW | --> | C22 ex BUSHFIELD | Bushfield [T41,T42] | ATHLONE |  | 53.4859 | -7.8552
2814248 | MV/LV Substation DR***4248 |  | 10 kV | _ | LV | 630 kVA :Kiosk Substation | 0.63 | --> | 0.63 | 0 | 0 | Constrained, otherwise capacity available =509 kVA | --> | 0.598 | 0 | 0.032 | 0 | 0 | Constrained, otherwise capacity available =558 kW | --> | C17 ex CARRIGALINE | Carrigaline [T41,T42] | BARNAHELY |  | 51.796 | -8.2954
011461Y | MV/LV Substation JA***461Y |  | 10 kV | _ | LV | 1000 kVA :Kiosk Substation | 1 | --> | 1 | 0 | 0 | Constrained, otherwise capacity available =886 kVA | --> | 0.95 | 0 | 0.043 | 0 | 0 | Constrained, otherwise capacity available =902 kW | --> | C18 ex ROSEHILL | Rosehill [T41,T42] | KILKENNY |  | 52.6531 | -7.2548
066682Z | MV/LV Substation HO***682Z |  | 10 kV | _ | LV | 630 kVA :Kiosk Substation | 0.63 | --> | 0.63 | 0 | 0 | Constrained, otherwise capacity available =517 kVA | --> | 0.598 | 0 | 0 | 0.5 | 0 |  | --> | C16 ex MOUNTGORRY | Mountgorry [T41,T42] | GRANGE (DR) |  | 53.4425 | -6.209
210470Y | MV/LV Substation BO***470Y |  | 10 kV | _ | LV | 100 kVA :Pole Substation | 0.1 | --> | 0.1 | 0.053 | 1.15 |  | --> | 0.095 | 0 | 0 | 0 | 0 | Constrained, otherwise capacity available =88 kW | --> | C15 ex TULLYNAMALRA | Tullynamalra [T41,T42] | MEATH HILL |  | 54.0384 | -6.791
136365Y | MV/LV Substation HA***365Y |  | 10 kV | _ | LV | 50 kVA :Pole Substation | 0.05 | --> | 0.05 | 0 | 0 | Constrained, otherwise capacity available =41 kVA | --> | 0.048 | 0 | 0 | 0 | 0 | Constrained, otherwise capacity available =46 kW | --> | C22 ex ROSCOMMON | Roscommon [T41,T42] | LANESBORO |  | 53.6397 | -8.1576
165584X | MV/LV Substation SH***584X |  | 10 kV | _ | LV | 100 kVA :Pole Substation | 0.1 | --> | 0.1 | 0 | 0 | Constrained, otherwise capacity available =72 kVA | --> | 0.095 | 0 | 0.028 | 0 | 0 | Constrained, otherwise capacity available =70 kW | --> | C11 ex CLONAKILTY | Clonakilty [T41,T42] | DUNMANWAY |  | 51.6461 | -8.8806
132972X | MV/LV Substation CO***972X |  | 20 kV | _ | LV | 50 kVA :Pole Substation | 0.05 | --> | 0.05 | 0 | 0 | Constrained, otherwise capacity available =44 kVA | --> | 0.048 | 0 | 0 | 0 | 0 | Constrained, otherwise capacity available =47 kW | --> | E28 ex LOUGHREA | Loughrea [T41,T42] | SOMERSET |  | 53.2082 | -8.4785
021344 | MV/LV Substation ST***344 |  | 10 kV | _ | LV | 630 kVA :Kiosk Substation | 0.63 | --> | 0.63 | 0 | 0 | Constrained, otherwise capacity available =415 kVA | --> | 0.598 | 0 | 0.004 | 0.5 | 0 |  | --> | C19 ex FAIRHILL | Fairhill [T42] | KILBARRY |  | 51.903 | -8.4836
153239 | MV/LV Substation KI***239 |  | 20 kV | _ | LV | 200 kVA :Kiosk Substation | 0.2 | --> | 0.2 | 0 | 0 | Constrained, otherwise capacity available =160 kVA | --> | 0.19 | 0 | 0.01 | 0 | 0 | Constrained, otherwise capacity available =177 kW | --> | E12 ex BIRDHILL | Birdhill [T421,T422] | ARDNACRUSHA |  | 52.8029 | -8.4413
068332X | MV/LV Substation CR***332X |  | 10 kV | _ | LV | 1000 kVA :Building Structure | 1 | --> | 1 | 0.5 | 9.02 |  | --> | 0.95 | 0 | 0 | 0.5 | 0 |  | --> | C20 ex MISERY HILL | Misery Hill [T101,T102] | POOLBEG |  | 53.3416 | -6.2597
265006 | MV/LV Substation MA***006 |  | 20 kV | _ | LV | 630 kVA :Kiosk Substation | 0.63 | --> | 0.63 | 0.5 | 2.56 |  | --> | 0.598 | 0 | 0.008 | 0.5 | 0 |  | --> | C18 ex KILLESHANDRA | Killeshandra [T41,T42] | GORTAWEE |  | 54.0128 | -7.5265
018429Z | MV/LV Substation DO***429Z |  | 10 kV | _ | LV | 200 kVA :Kiosk Substation | 0.2 | --> | 0.2 | 0.2 | 3.75 |  | --> | 0.19 | 0 | 0 | 0 | 0 | Constrained, otherwise capacity available =190 kW | --> | C13 ex SMEARLA | Smearla [T41,T42] | TRIEN |  | 52.4503 | -9.4947
013108Z | MV/LV Substation TH***108Z |  | 20 kV | _ | LV | 50 kVA :Pole Substation | 0.05 | --> | 0.05 | 0.05 | 0.12 |  | --> | 0.048 | 0 | 0 | 0.048 | 0 |  | --> | E62 ex ATHY | Athy [T101,T102] | ATHY |  | 52.9992 | -6.954
031632 | MV/LV Substation DU***632 |  | 10 kV | _ | LV | 50 kVA :Pole Substation | 0.05 | --> | 0.05 | 0 | 0 | Constrained, otherwise capacity available =37 kVA | --> | 0.048 | 0 | 0.006 | 0 | 0 | Constrained, otherwise capacity available =41 kW | --> | C11 ex COLLIGAN | Colligan [T41,T42] | DUNGARVAN |  | 52.1009 | -7.595
111968 | MV/LV Substation BA***968 |  | 10 kV | _ | LV | 200 kVA :Pole Substation | 0.2 | --> | 0.2 | 0 | 0 | Constrained, otherwise capacity available =164 kVA | --> | 0.19 | 0 | 0 | 0 | 0 | Constrained, otherwise capacity available =185 kW | --> | C15 ex BANTRY | Bantry [T41,T42] | BALLYLICKY |  | 51.7245 | -9.4387
001477 | MV/LV Substation BR***477 |  | 10 kV | _ | LV | 400 kVA :Kiosk Substation | 0.4 | --> | 0.4 | 0.17 | 0.86 |  | --> | 0.38 | 0 | 0.033 | 0.323 | 0 |  | --> | C16 ex BELFIELD | Belfield [T41,T42] | BLACKROCK |  | 53.317 | -6.2188
151039Y | MV/LV Substation GA***039Y |  | 10 kV | _ | LV | 100 kVA :Pole Substation | 0.1 | --> | 0.1 | 0 | 0 | Constrained, otherwise capacity available =6 kVA | --> | 0.095 | 0 | 0.022 | 0 | 0 | Constrained, otherwise capacity available =65 kW | --> | C25 ex GARRYSPILLANE | Garryspillane [T41] | TIPPERARY |  | 52.412 | -8.3771
001364 | MV/LV Substation UL***364 |  | 10 kV | _ | LV | 400 kVA :Building Structure | 0.4 | --> | 0.4 | 0.177 | 1.23 |  | --> | 0.38 | 0 | 0.032 | 0.325 | 0 |  | --> | C23 ex SALLYNOGGIN ROAD | Sallynoggin Road [T41,T42] | CHERRYWOOD |  | 53.2788 | -6.1082
119406 | MV/LV Substation EQ***406 |  | 10 kV | _ | LV | 200 kVA :Pole Substation | 0.2 | --> | 0.2 | 0 | 0 | Constrained, otherwise capacity available =171 kVA | --> | 0.19 | 0 | 0.012 | 0 | 0 | Constrained, otherwise capacity available =177 kW | --> | C16 ex KANTURK | Kanturk [T41,T42] | GLENLARA |  | 52.1838 | -8.9053
046099X | MV/LV Substation TH***099X |  | 10 kV | _ | LV | 50 kVA :Pole Substation | 0.05 | --> | 0.05 | 0.046 | 5.78 |  | --> | 0.048 | 0 | 0.004 | 0.044 | 0 |  | --> | C20 ex OAKFIELD | Oakfield [T41,T42] | SLIGO |  | 54.3001 | -8.5802
0264100 | MV/LV Substation HA***4100 |  | 10 kV | _ | LV | 100 kVA :Pole Substation | 0.1 | --> | 0.1 | 0 | 0 | Constrained, otherwise capacity available =97 kVA | --> | 0.095 | 0 | 0 | 0 | 0 | Constrained, otherwise capacity available =94 kW | --> | C15 ex KINSALE | Kinsale [T41,T42] | BANDON |  | 51.7071 | -8.4736
021008Z | MV/LV Substation OA***008Z |  | 10 kV | _ | LV | 200 kVA :Kiosk Substation | 0.2 | --> | 0.2 | 0 | 0 | Constrained, otherwise capacity available =85 kVA | --> | 0.19 | 0 | 0.025 | 0.155 | 0 |  | --> | C15 ex RIVERSTOWN | Riverstown [T41,T42] | KILBARRY |  | 51.9337 | -8.3883
064938Y | MV/LV Substation SI***938Y |  | 20 kV | _ | LV | 50 kVA :Pole Substation | 0.05 | --> | 0.05 | 0 | 0 | Constrained, otherwise capacity available =46 kVA | --> | 0.048 | 0 | 0 | 0 | 0 | Constrained, otherwise capacity available =47 kW | --> | E17 ex DULEEK | Duleek [T421,T422] | DRYBRIDGE |  | 53.6439 | -6.4853
061365X | MV/LV Substation TH***365X |  | 10 kV | _ | LV | 100 kVA :Pole Substation | 0.1 | --> | 0.1 | 0.09 | 2.04 |  | --> | 0.095 | 0 | 0 | 0 | 0 | Constrained, otherwise capacity available =94 kW | --> | C14 ex BALLYBAY | Ballybay [T41,T42] | LISDRUM |  | 54.1277 | -6.9072
122936 | MV/LV Substation DR***936 |  | 10 kV | _ | LV | 50 kVA :Pole Substation | 0.05 | --> | 0.05 | 0.041 | 4.18 |  | --> | 0.048 | 0 | 0.016 | 0 | 0 | Constrained, otherwise capacity available =34 kW | --> | C20 ex KINGSCOURT | Kingscourt [T41,T42] | MEATH HILL |  | 53.845 | -6.6654
035686X | MV/LV Substation KI***686X |  | 20 kV | _ | LV | 50 kVA :Pole Substation | 0.05 | --> | 0.05 | 0.044 | 0.49 |  | --> | 0.048 | 0 | 0 | 0 | 0 | Constrained, otherwise capacity available =47 kW | --> | E11 ex ARDFINNAN | Ardfinnan [T421] | CAHIR |  | 52.2717 | -8.069
293707X | MV/LV Substation CO***707X |  | 20 kV | _ | LV | 50 kVA :Pole Substation | 0.05 | --> | 0.05 | 0 | 0 | Constrained, otherwise capacity available =47 kVA | --> | 0.048 | 0 | 0 | 0 | 0 | Constrained, otherwise capacity available =47 kW | --> | E17 ex BALTINGLASS | Baltinglass [T421,T422] | STRATFORD |  | 52.8706 | -6.667
084821 | MV/LV Substation BE***821 |  | 20 kV | _ | LV | 50 kVA :Pole Substation | 0.05 | --> | 0.05 | 0 | 0 | Constrained, otherwise capacity available =42 kVA | --> | 0.048 | 0 | 0.01 | 0 | 0 | Constrained, otherwise capacity available =39 kW | --> | E11 ex KILCOLGAN | Kilcolgan [T42,T421] | GALWAY 110KV |  | 53.1232 | -9.0701
160020 | MV/LV Substation PO***020 |  | 10 kV | _ | LV | 400 kVA :Kiosk Substation | 0.4 | --> | 0.4 | 0 | 0 | Constrained, otherwise capacity available =278 kVA | --> | 0.38 | 0 | 0 | 0 | 0 | Constrained, otherwise capacity available =363 kW | --> | C15 ex PORTARLINGTON | Portarlington [T41,T42] | PORTLAOISE |  | 53.1617 | -7.2047
182665 | MV/LV Substation WH***665 |  | 20 kV | _ | LV | 50 kVA :Pole Substation | 0.05 | --> | 0.05 | 0 | 0 | Constrained, otherwise capacity available =47 kVA | --> | 0.048 | 0 | 0 | 0 | 0 | Constrained, otherwise capacity available =47 kW | --> | C12 ex SCARIFF | Scariff [T42] | ENNIS |  | 52.9507 | -8.3738
049407Z | MV/LV Substation ES***407Z |  | 20 kV | _ | LV | 200 kVA :Kiosk Substation | 0.2 | --> | 0.2 | 0.176 | 0.21 |  | --> | 0.19 | 0 | 0.019 | 0 | 0 | Constrained, otherwise capacity available =172 kW | --> | E12 ex LONGFORD | Longford [T421,T422] | RICHMOND |  | 53.8231 | -7.7665
009418Y | MV/LV Substation BR***418Y |  | 10 kV | _ | LV | 400 kVA :Kiosk Substation | 0.4 | --> | 0.4 | 0 | 0 | Constrained, otherwise capacity available =335 kVA | --> | 0.38 | 0 | 0.015 | 0 | 0 | Constrained, otherwise capacity available =360 kW | --> | C12 ex GRANGE (SR) | Grange (sr) [T41,T42] | BUTLERSTOWN |  | 52.2366 | -7.1101
377733X | MV/LV Substation LO***733X |  | 20 kV | _ | LV | 100 kVA :Pole Substation | 0.1 | --> | 0.1 | 0 | 0 | Constrained, otherwise capacity available =91 kVA | --> | 0.095 | 0 | 0.005 | 0 | 0 | Constrained, otherwise capacity available =90 kW | --> | E17 ex GURRANEBANE | Gurranebane [T421,T422] | OUGHTRAGH |  | 51.942 | -10.242
281712 | MV/LV Substation CH***712 |  | 10 kV | _ | LV | 100 kVA :Pole Substation | 0.1 | --> | 0.1 | 0 | 0 | Constrained, otherwise capacity available =69 kVA | --> | 0.095 | 0 | 0.005 | 0 | 0 | Constrained, otherwise capacity available =87 kW | --> | C17 ex CARRIGALINE | Carrigaline [T41,T42] | BARNAHELY |  | 51.7962 | -8.2836
007301Z | MV/LV Substation DU***301Z |  | 20 kV | _ | LV | 100 kVA :Pole Substation | 0.1 | --> | 0.1 | 0.099 | 1.4 |  | --> | 0.095 | 0 | 0 | 0 | 0 | Constrained, otherwise capacity available =95 kW | --> | E11 ex KILLINICK | Killinick [T421,T422] | WEXFORD |  | 52.23 | -6.6524
033128Y | MV/LV Substation FA***128Y |  | 20 kV | _ | LV | 50 kVA :Pole Substation | 0.05 | --> | 0.05 | 0 | 0 | Constrained, otherwise capacity available =47 kVA | --> | 0.048 | 0 | 0 | 0 | 0 | Constrained, otherwise capacity available =47 kW | --> | C18 ex DEERPARK | Deerpark [T41,T42] | BALLYDINE |  | 52.3853 | -7.4093
042116Y | MV/LV Substation CO***116Y |  | 10 kV | _ | LV | 400 kVA :Kiosk Substation | 0.4 | --> | 0.4 | 0 | 0 | Constrained, otherwise capacity available =299 kVA | --> | 0.38 | 0 | 0.059 | 0 | 0 | Constrained, otherwise capacity available =322 kW | --> | C19 ex KNOCKAPHUNTA | Knockaphunta [T41,T42] | CASTLEBAR |  | 53.8431 | -9.317
019751 | MV/LV Substation GR***751 |  | 10 kV | _ | LV | 630 kVA :Building Structure | 0.63 | --> | 0.63 | 0.5 | 2.18 |  | --> | 0.598 | 0 | 0 | 0 | 0 | Constrained, otherwise capacity available =598 kW | --> | C18 ex BALLYRICKARD | Ballyrickard [T41,T42] | TRALEE |  | 52.2849 | -9.7059
248781X | MV/LV Substation RY***781X |  | 20 kV | _ | LV | 400 kVA :Kiosk Substation | 0.4 | --> | 0.4 | 0 | 0 | Constrained, otherwise capacity available =233 kVA | --> | 0.38 | 0 | 0.026 | 0 | 0 | Constrained, otherwise capacity available =337 kW | --> | E14 ex KILCOCK | Kilcock [T421,T422] | GRIFFINRATH |  | 53.4055 | -6.6738
007349Z | MV/LV Substation LA***349Z |  | 20 kV | _ | LV | 50 kVA :Pole Substation | 0.05 | --> | 0.05 | 0.026 | 1.4 |  | --> | 0.048 | 0 | 0 | 0 | 0 | Constrained, otherwise capacity available =44 kW | --> | E13 ex KILLINICK | Killinick [T421,T422] | WEXFORD |  | 52.2117 | -6.3801
044734 | MV/LV Substation CN***734 |  | 20 kV | _ | LV | 200 kVA :Kiosk Substation | 0.2 | --> | 0.2 | 0.179 | 0.43 |  | --> | 0.19 | 0 | 0 | 0 | 0 | Constrained, otherwise capacity available =187 kW | --> | C21 ex SWINFORD | Swinford [T41,T42] | CASTLEBAR |  | 53.9882 | -9.0915
056447 | MV/LV Substation DE***447 |  | 20 kV | _ | LV | 50 kVA :Pole Substation | 0.05 | --> | 0.05 | 0.047 | 0.89 |  | --> | 0.048 | 0 | 0.01 | 0 | 0 | Constrained, otherwise capacity available =40 kW | --> | E18 ex BIRR | Birr [T41,T422] | DALLOW |  | 53.0246 | -8.1151
065395Z | MV/LV Substation PR***395Z |  | 20 kV | _ | LV | 400 kVA :Kiosk Substation | 0.4 | --> | 0.4 | 0 | 0 | Constrained, otherwise capacity available =368 kVA | --> | 0.38 | 0 | 0.005 | 0.372 | 0 |  | --> | C26 ex STEPHENSTOWN | Stephenstown [T101,T102] | FINGLAS |  | 53.6095 | -6.1944
017217Z | MV/LV Substation KI***217Z |  | 20 kV | _ | LV | 100 kVA :Pole Substation | 0.1 | --> | 0.1 | 0.078 | 1.58 |  | --> | 0.095 | 0 | 0.005 | 0 | 0 | Constrained, otherwise capacity available =88 kW | --> | C17 ex FOYNES | Foynes [T41,T42] | RATHKEALE |  | 52.5673 | -9.2717
0114356 | MV/LV Substation RA***4356 |  | 10 kV | _ | LV | 100 kVA :Pole Substation | 0.1 | --> | 0.1 | 0 | 0 | Constrained, otherwise capacity available =91 kVA | --> | 0.095 | 0 | 0 | 0 | 0 | Constrained, otherwise capacity available =94 kW | --> | C14 ex GORESBRIDGE | Goresbridge [T41,T42] | KILKENNY |  | 52.6043 | -6.9273
065737 | MV/LV Substation RO***737 |  | 20 kV | _ | LV | 50 kVA :Pole Substation | 0.05 | --> | 0.05 | 0 | 0 | Constrained, otherwise capacity available =43 kVA | --> | 0.048 | 0 | 0 | 0 | 0 | Constrained, otherwise capacity available =46 kW | --> | E15 ex BATTER LANE TEMPORARY | Batter Lane Temporary 38kv [T421] | GLASMORE |  | 53.5135 | -6.1521
0624240 | MV/LV Substation DU***4240 |  | 10 kV | _ | LV | 400 kVA :Kiosk Substation | 0.4 | --> | 0.4 | 0.334 | 3.12 |  | --> | 0.38 | 0 | 0.034 | 0 | 0 | Constrained, otherwise capacity available =346 kW | --> | C21 ex MARSHES | Marshes [T41,T42] | DUNDALK |  | 53.9589 | -6.3919
0124039 | MV/LV Substation PO***4039 |  | 10 kV | _ | LV | 200 kVA :Kiosk Substation | 0.2 | --> | 0.2 | 0 | 0 | Constrained, otherwise capacity available =186 kVA | --> | 0.19 | 0 | 0 | 0 | 0 | Constrained, otherwise capacity available =188 kW | --> | C11 ex POLLERTON | Pollerton [T41,T42] | CARLOW |  | 52.843 | -6.8883
154661 | MV/LV Substation AM***661 |  | 10 kV | _ | LV | 630 kVA :Building Structure | 0.63 | --> | 0.63 | 0 | 0 | Constrained, otherwise capacity available =524 kVA | --> | 0.598 | 0 | 0 | 0 | 0 | Constrained, otherwise capacity available =584 kW | --> | C21 ex BALLYCOOLIN | Ballycoolin [T41,T42,T43] | FINGLAS |  | 53.4052 | -6.3562
002148 | MV/LV Substation MO***148 |  | 10 kV | _ | LV | 400 kVA :Kiosk Substation | 0.4 | --> | 0.4 | 0.285 | 4.51 |  | --> | 0.38 | 0 | 0.048 | 0.328 | 0 |  | --> | C16 ex BOGHALL ROAD | Boghall Road [T41,T42] | FASSAROE |  | 53.1872 | -6.114
066631X | MV/LV Substation BL***631X |  | 20 kV | _ | LV | 200 kVA :Pole Substation | 0.2 | --> | 0.2 | 0 | 0 | Constrained, otherwise capacity available =184 kVA | --> | 0.19 | 0 | 0.012 | 0 | 0 | Constrained, otherwise capacity available =179 kW | --> | E11 ex GLASMORE | Glasmore [T421,T422] | GLASMORE |  | 53.4687 | -6.2101
266245X | MV/LV Substation TI***245X |  | 20 kV | _ | LV | 50 kVA :Pole Substation | 0.05 | --> | 0.05 | 0 | 0 | Constrained, otherwise capacity available =50 kVA | --> | 0.048 | 0 | 0 | 0 | 0 | Constrained, otherwise capacity available =48 kW | --> | E12 ex CARNDONAGH | Carndonagh [T421,T422] | TRILLICK |  | 55.2597 | -7.2782
053361 | MV/LV Substation CL***361 |  | 20 kV | _ | LV | 50 kVA :Pole Substation | 0.05 | --> | 0.05 | 0 | 0 | Constrained, otherwise capacity available =50 kVA | --> | 0.048 | 0 | 0 | 0.048 | 0 |  | --> | E18 ex CLONMINCH | Clonminch [T41,T422] | THORNSBERRY |  | 53.2341 | -7.5081
0154209 | MV/LV Substation BE***4209 |  | 10 kV | _ | LV | 400 kVA :Kiosk Substation | 0.4 | --> | 0.4 | 0 | 0 | Constrained, otherwise capacity available =195 kVA | --> | 0.38 | 0 | 0.04 | 0 | 0 | Constrained, otherwise capacity available =321 kW | --> | C18 ex NAAS | Naas [T41,T42] | KILTEEL |  | 53.1969 | -6.6642
036109X | MV/LV Substation TU***109X |  | 20 kV | _ | LV | 50 kVA :Pole Substation | 0.05 | --> | 0.05 | 0.001 | 1.4 |  | --> | 0.048 | 0 | 0 | 0 | 0 | Constrained, otherwise capacity available =40 kW | --> | E17 ex KILROSS ROAD | Kilross Road [T421] | TIPPERARY |  | 52.4655 | -8.3413
066070Z | MV/LV Substation GL***070Z |  | 10 kV | _ | LV | 400 kVA :Kiosk Substation | 0.4 | --> | 0.4 | 0 | 0 | Constrained, otherwise capacity available =281 kVA | --> | 0.38 | 0 | 0.025 | 0 | 0 | Constrained, otherwise capacity available =345 kW | --> | C14 ex SWORDS | Swords [T41,T42] | GLASMORE |  | 53.468 | -6.2348
068899 | MV/LV Substation PE***899 |  | 10 kV | _ | LV | 400 kVA :Building Structure | 0.4 | --> | 0.4 | 0 | 0 | Constrained, otherwise capacity available =372 kVA | --> | 0.38 | 0 | 0 | 0.376 | 0 |  | --> | C11 ex CAMDEN ROW | Camden Row [T41] | FRANCIS STREET |  | 53.3392 | -6.269
433301X | MV/LV Substation CL***301X |  | 10 kV | _ | LV | 400 kVA :Kiosk Substation | 0.4 | --> | 0.4 | 0 | 0 | Constrained, otherwise capacity available =291 kVA | --> | 0.38 | 0 | 0 | 0 | 0 | Constrained, otherwise capacity available =365 kW | --> | C11 ex BALLAGHADERREEN | Ballaghaderreen [T41,T42] | TONROE |  | 53.9006 | -8.5739
067204X | MV/LV Substation DO***204X |  | 20 kV | _ | LV | 50 kVA :Pole Substation | 0.05 | --> | 0.05 | 0 | 0 | Constrained, otherwise capacity available =48 kVA | --> | 0.048 | 0 | 0 | 0 | 0 | Constrained, otherwise capacity available =47 kW | --> | C17 ex GILLOGUE | Gillogue [T41,T42] | ARDNACRUSHA |  | 52.7052 | -8.5264
156757 | MV/LV Substation DR***757 |  | 20 kV | _ | LV | 50 kVA :Pole Substation | 0.05 | --> | 0.05 | 0 | 0 | Constrained, otherwise capacity available =40 kVA | --> | 0.048 | 0 | 0 | 0 | 0 | Constrained, otherwise capacity available =46 kW | --> | E14 ex EMYVALE | Emyvale [T422] | LISDRUM |  | 54.3674 | -7.0194
017003 | MV/LV Substation CR***003 |  | 20 kV | _ | LV | 100 kVA :Pole Substation | 0.1 | --> | 0.1 | 0.096 | 1.98 |  | --> | 0.095 | 0 | 0 | 0 | 0 | Constrained, otherwise capacity available =94 kW | --> | E14 ex RATHKEALE | Rathkeale [T421,T422] | RATHKEALE |  | 52.5306 | -8.7169
0334123 | MV/LV Substation BA***4123 |  | 10 kV | _ | LV | 50 kVA :Pole Substation | 0.05 | --> | 0.05 | 0 | 0 | Constrained, otherwise capacity available =34 kVA | --> | 0.048 | 0 | 0 | 0 | 0 | Constrained, otherwise capacity available =45 kW | --> | C11 ex DEERPARK | Deerpark [T41,T42] | BALLYDINE |  | 52.3103 | -7.4129
066127 | MV/LV Substation FE***127 |  | 10 kV | _ | LV | 400 kVA :Building Structure | 0.4 | --> | 0.4 | 0 | 0 | Constrained, otherwise capacity available =301 kVA | --> | 0.38 | 0 | 0 | 0 | 0 | Constrained, otherwise capacity available =366 kW | --> | C13 ex MALAHIDE | Malahide [T41,T42] | GLASMORE |  | 53.4378 | -6.1883
093003 | MV/LV Substation ST***003 |  | 10 kV | _ | LV | 200 kVA :Kiosk Substation | 0.2 | --> | 0.2 | 0 | 0 | Constrained, otherwise capacity available =139 kVA | --> | 0.19 | 0 | 0.011 | 0.173 | 0 |  | --> | C12 ex MERVILLE | Merville [T41,T42] | FINGLAS |  | 53.3821 | -6.3001
0674166 | MV/LV Substation RO***4166 |  | 10 kV | _ | LV | 630 kVA :Kiosk Substation | 0.63 | --> | 0.63 | 0 | 0 | Constrained, otherwise capacity available =552 kVA | --> | 0.598 | 0 | 0.091 | 0.5 | 0 |  | --> | C20 ex GARRYOWEN | Garryowen [T41,T42] | LIMERICK |  | 52.6449 | -8.5846
238459 | MV/LV Substation KN***459 |  | 20 kV | _ | LV | 50 kVA :Pole Substation | 0.05 | --> | 0.05 | 0 | 0 |  | --> | 0.048 | 0 | 0 | 0 | 0 | Constrained, otherwise capacity available =40 kW | --> | E17 ex BALLINROBE | Ballinrobe [T421,T422] | DALTON |  | 53.6453 | -9.1878
176503 | MV/LV Substation CO***503 |  | 20 kV | _ | LV | 200 kVA :Pole Substation | 0.2 | --> | 0.2 | 0 | 0 | Constrained, otherwise capacity available =37 kVA | --> | 0.19 | 0 | 0.002 | 0 | 0 | Constrained, otherwise capacity available =165 kW | --> | E11 ex MACROOM | Macroom [T422] | MACROOM |  | 51.91 | -8.7886
120349 | MV/LV Substation SH***349 |  | 20 kV | _ | LV | 50 kVA :Pole Substation | 0.05 | --> | 0.05 | 0 | 0 | Constrained, otherwise capacity available =21 kVA | --> | 0.048 | 0 | 0.005 | 0 | 0 | Constrained, otherwise capacity available =40 kW | --> | E20 ex EDENDERRY | Edenderry [T421,T422] | BLAKE |  | 53.3008 | -7.0787
029377Y | MV/LV Substation TO***377Y |  | 10 kV | _ | LV | 50 kVA :Pole Substation | 0.05 | --> | 0.05 | 0 | 0 | Constrained, otherwise capacity available =25 kVA | --> | 0.048 | 0 | 0 | 0 | 0 | Constrained, otherwise capacity available =44 kW | --> | C17 ex KILLACLOYNE | Killacloyne [T41,T42] | MIDLETON |  | 51.9116 | -8.2771
070192 | MV/LV Substation CL***192 |  | 20 kV | _ | LV | 50 kVA :Pole Substation | 0.05 | --> | 0.05 | 0.045 | 0.76 |  | --> | 0.048 | 0 | 0 | 0 | 0 | Constrained, otherwise capacity available =47 kW | --> | E17 ex RATHMORE | Rathmore [T42,T421] | KNOCKEARAGH |  | 52.0571 | -9.0682
111039Y | MV/LV Substation RI***039Y |  | 20 kV | _ | LV | 200 kVA :Kiosk Substation | 0.2 | --> | 0.2 | 0.188 | 0.94 |  | --> | 0.19 | 0 | 0 | 0 | 0 | Constrained, otherwise capacity available =188 kW | --> | E15 ex CASTLETOWNBERE | Castletownbere [T421] | BALLYLICKY |  | 51.6451 | -9.9146
0624204 | MV/LV Substation NE***4204 |  | 10 kV | _ | LV | 400 kVA :Building Structure | 0.4 | --> | 0.4 | 0.293 | 2.33 |  | --> | 0.38 | 0 | 0.05 | 0 | 0 | Constrained, otherwise capacity available =328 kW | --> | C14 ex DUNDALK | Dundalk [T41,T42] | DUNDALK |  | 54.0067 | -6.4129
001869 | MV/LV Substation PR***869 |  | 10 kV | _ | LV | 200 kVA :Kiosk Substation | 0.2 | --> | 0.2 | 0.093 | 1.55 |  | --> | 0.19 | 0 | 0.047 | 0.14 | 0 |  | --> | C11 ex MONKSTOWN | Monkstown [T41,T42] | BLACKROCK |  | 53.2865 | -6.1841
071056 | MV/LV Substation LO***056 |  | 10 kV | _ | LV | 400 kVA :Kiosk Substation | 0.4 | --> | 0.4 | 0.289 | 5.58 |  | --> | 0.38 | 0 | 0.028 | 0.344 | 0 |  | --> | C12 ex KILCOOLE | Kilcoole [T41,T42] | FASSAROE |  | 53.1108 | -6.0628
023239Y | MV/LV Substation MA***239Y |  | 10 kV | _ | LV | 200 kVA :Pole Substation | 0.2 | --> | 0.2 | 0 | 0 | Constrained, otherwise capacity available =189 kVA | --> | 0.19 | 0 | 0.006 | 0 | 0 | Constrained, otherwise capacity available =184 kW | --> | C16 ex COOLCARRON | Coolcarron [T41,T42] | BARRYMORE |  | 52.1335 | -8.275
068606X | MV/LV Substation AB***606X |  | 10 kV | _ | LV | 630 kVA :Building Structure | 0.63 | --> | 0.63 | 0.5 | 2.6 |  | --> | 0.598 | 0 | 0 | 0.5 | 0 |  | --> | C11 ex WOLFE TONE STREET | Wolfe Tone Street [T101,T102] | FINGLAS |  | 53.3476 | -6.2677
046130 | MV/LV Substation SM***130 |  | 10 kV | _ | LV | 630 kVA :Building Structure | 0.63 | --> | 0.63 | 0 | 0 | Constrained, otherwise capacity available =610 kVA | --> | 0.598 | 0 | 0 | 0.5 | 0 |  | --> | C12 ex FINISKLIN | Finisklin [T41,T42] | SLIGO |  | 54.2741 | -8.4967
053227Z | MV/LV Substation FR***227Z |  | 20 kV | _ | LV | 50 kVA :Pole Substation | 0.05 | --> | 0.05 | 0.026 | 0.89 |  | --> | 0.048 | 0 | 0 | 0 | 0 | Constrained, otherwise capacity available =44 kW | --> | E24 ex BIRR | Birr [T41,T422] | DALLOW |  | 53.1721 | -7.7277
0044048 | MV/LV Substation BA***4048 |  | 10 kV | _ | LV | 50 kVA :Pole Substation | 0.05 | --> | 0.05 | 0 | 0 | Constrained, otherwise capacity available =50 kVA | --> | 0.048 | 0 | 0 | 0 | 0 | Constrained, otherwise capacity available =47 kW | --> | C23 ex TINAHASK | Tinahask [T41,T42] | ARKLOW |  | 52.7934 | -6.2053
160926Y | MV/LV Substation TH***926Y |  | 20 kV | _ | LV | 200 kVA :Kiosk Substation | 0.2 | --> | 0.2 | 0 | 0 | Constrained, otherwise capacity available =180 kVA | --> | 0.19 | 0 | 0 | 0 | 0 | Constrained, otherwise capacity available =187 kW | --> | C11 ex KILDARE | Kildare [T41,T42] | NEWBRIDGE |  | 53.1422 | -7.0613
047399 | MV/LV Substation CA***399 |  | 10 kV | _ | LV | 100 kVA :Pole Substation | 0.1 | --> | 0.1 | 0.086 | 1.04 |  | --> | 0.095 | 0 | 0 | 0 | 0 | Constrained, otherwise capacity available =93 kW | --> | C17 ex BOYLE | Boyle [T41,T42] | CARRICK ON SHANNON |  | 53.9803 | -8.2347
0294171 | MV/LV Substation CO***4171 |  | 10 kV | _ | LV | 50 kVA :Pole Substation | 0.05 | --> | 0.05 | 0 | 0 | Constrained, otherwise capacity available =48 kVA | --> | 0.048 | 0 | 0 | 0 | 0 | Constrained, otherwise capacity available =47 kW | --> | C32 ex CLOYNE | Cloyne [T41] | MIDLETON |  | 51.8188 | -8.1444
001563 | MV/LV Substation SP***563 |  | 10 kV | _ | LV | 200 kVA :Kiosk Substation | 0.2 | --> | 0.2 | 0.041 | 1.23 |  | --> | 0.19 | 0 | 0.061 | 0.122 | 0 |  | --> | C21 ex SALLYNOGGIN ROAD | Sallynoggin Road [T41,T42] | CHERRYWOOD |  | 53.2842 | -6.124
0684355 | MV/LV Substation EA***4355 |  | 10 kV | _ | LV | 400 kVA :Kiosk Substation | 0.4 | --> | 0.4 | 0.4 | 6.65 |  | --> | 0.38 | 0 | 0 | 0.38 | 0 |  | --> | C14 ex EAST WALL ROAD | East Wall Road [T41,T42] | MCDERMOTT |  | 53.3531 | -6.2253
099549X | MV/LV Substation CH***549X |  | 10 kV | _ | LV | 400 kVA :Kiosk Substation | 0.4 | --> | 0.4 | 0 | 0 | Constrained, otherwise capacity available =361 kVA | --> | 0.38 | 0 | 0 | 0 | 0 | Constrained, otherwise capacity available =375 kW | --> | C15 ex CULLION | Cullion [T41,T42] | LETTERKENNY |  | 54.9549 | -7.6202
192370X | MV/LV Substation RA***370X |  | 10 kV | _ | LV | 50 kVA :Pole Substation | 0.05 | --> | 0.05 | 0.05 | 1.56 |  | --> | 0.048 | 0 | 0 | 0 | 0 | Constrained, otherwise capacity available =48 kW | --> | C13 ex DERRYBEG | Derrybeg [T41,T42] | ARDNAGAPPARY |  | 55.0188 | -8.3289
0494533 | MV/LV Substation LA***4533 |  | 20 kV | _ | LV | 50 kVA :Pole Substation | 0.05 | --> | 0.05 | 0.05 | 0.21 |  | --> | 0.048 | 0 | 0 | 0 | 0 | Constrained, otherwise capacity available =47 kW | --> | E17 ex LONGFORD | Longford [T421,T422] | RICHMOND |  | 53.8311 | -7.5261
182222 | MV/LV Substation CO***222 |  | 20 kV | _ | LV | 100 kVA :Pole Substation | 0.1 | --> | 0.1 | 0 | 0 | Constrained, otherwise capacity available =90 kVA | --> | 0.095 | 0 | 0 | 0 | 0 | Constrained, otherwise capacity available =94 kW | --> | C16 ex TULLA | Tulla [T41,T42] | ENNIS |  | 52.8039 | -8.6396
029814Y | MV/LV Substation CA***814Y |  | 20 kV | _ | LV | 400 kVA :Kiosk Substation | 0.4 | --> | 0.4 | 0 | 0 | Constrained, otherwise capacity available =358 kVA | --> | 0.38 | 0 | 0.006 | 0 | 0 | Constrained, otherwise capacity available =370 kW | --> | E12 ex CARRIGSHANE | Carrigshane [T422] | MIDLETON |  | 51.9109 | -8.0545
023798Y | MV/LV Substation IN***798Y |  | 10 kV | _ | LV | 50 kVA :Pole Substation | 0.05 | --> | 0.05 | 0 | 0 | Constrained, otherwise capacity available =33 kVA | --> | 0.048 | 0 | 0 | 0 | 0 | Constrained, otherwise capacity available =45 kW | --> | C18 ex FERMOY NORTH | Fermoy North [T41,T42] | BARRYMORE |  | 52.1434 | -8.3558
281716Z | MV/LV Substation IR***716Z |  | 10 kV | _ | LV | 630 kVA :Building Structure | 0.63 | --> | 0.63 | 0.5 | 4.3 |  | --> | 0.598 | 0 | 0 | 0.5 | 0 |  | --> | C17 ex RINGASKIDDY 110KV | Ringaskiddy 110kv [T42] | BARNAHELY |  | 51.8337 | -8.3308
0214188 | MV/LV Substation CL***4188 |  | 10 kV | _ | LV | 50 kVA :Pole Substation | 0.05 | --> | 0.05 | 0 | 0 | Constrained, otherwise capacity available =50 kVA | --> | 0.048 | 0 | 0 | 0.048 | 0 |  | --> | C15 ex BISHOPSTOWN | Bishopstown [T41,T42] | KILBARRY |  | 51.9019 | -8.5266
0534419 | MV/LV Substation SI***4419 |  | 10 kV | _ | LV | 630 kVA :Kiosk Substation | 0.63 | --> | 0.63 | 0.5 | 2.39 |  | --> | 0.598 | 0 | 0 | 0 | 0 | Constrained, otherwise capacity available =598 kW | --> | C12 ex SRAH | Srah [T41,T42] | THORNSBERRY |  | 53.2966 | -7.5026
035718 | MV/LV Substation KN***718 |  | 20 kV | _ | LV | 200 kVA :Pole Substation | 0.2 | --> | 0.2 | 0.174 | 0.49 |  | --> | 0.19 | 0 | 0 | 0 | 0 | Constrained, otherwise capacity available =186 kW | --> | E15 ex ARDFINNAN | Ardfinnan [T421] | CAHIR |  | 52.33 | -7.7919
238501 | MV/LV Substation KI***501 |  | 20 kV | _ | LV | 200 kVA :Pole Substation | 0.2 | --> | 0.2 | 0 | 0 | Constrained, otherwise capacity available =174 kVA | --> | 0.19 | 0 | 0 | 0 | 0 | Constrained, otherwise capacity available =186 kW | --> | E17 ex BALLINROBE | Ballinrobe [T421,T422] | DALTON |  | 53.5816 | -9.1225
249522X | MV/LV Substation CL***522X |  | 10 kV | _ | LV | 100 kVA :Pole Substation | 0.1 | --> | 0.1 | 0 | 0 | Constrained, otherwise capacity available =99 kVA | --> | 0.095 | 0 | 0 | 0 | 0 | Constrained, otherwise capacity available =95 kW | --> | C19 ex LISMORE | Lismore [T41,T42] | DUNGARVAN |  | 52.142 | -8.0923
281024Y | MV/LV Substation CA***024Y |  | 10 kV | _ | LV | 400 kVA :Building Structure | 0.4 | --> | 0.4 | 0.362 | 7.88 |  | --> | 0.38 | 0 | 0.002 | 0.373 | 0 |  | --> | C14 ex LIBERTY STREET | Liberty Street [T101,T102] | LIBERTY STREET |  | 51.8973 | -8.4778
031116Y | MV/LV Substation KI***116Y |  | 20 kV | _ | LV | 50 kVA :Pole Substation | 0.05 | --> | 0.05 | 0 | 0 | Constrained, otherwise capacity available =48 kVA | --> | 0.048 | 0 | 0 | 0 | 0 | Constrained, otherwise capacity available =47 kW | --> | C17 ex COLLIGAN | Colligan [T41,T42] | DUNGARVAN |  | 52.0851 | -7.6829
019482 | MV/LV Substation B/***482 |  | 10 kV | _ | LV | 100 kVA :Pole Substation | 0.1 | --> | 0.1 | 0.031 | 0.05 |  | --> | 0.095 | 0 | 0 | 0 | 0 | Constrained, otherwise capacity available =85 kW | --> | C12 ex BALLYBEGGAN | Ballybeggan [T43,T44] | TRALEE |  | 52.2569 | -9.6476
0664133 | MV/LV Substation FL***4133 |  | 20 kV | _ | LV | 50 kVA :Pole Substation | 0.05 | --> | 0.05 | 0 | 0 | Constrained, otherwise capacity available =26 kVA | --> | 0.048 | 0 | 0.02 | 0.029 | 0 |  | --> | C24 ex MACETOWN | Macetown [T101,T102] | MACETOWN |  | 53.4885 | -6.3993
082858X | MV/LV Substation RE***858X |  | 10 kV | _ | LV | 200 kVA :Pole Substation | 0.2 | --> | 0.2 | 0.116 | 2.01 |  | --> | 0.19 | 0 | 0.005 | 0 | 0 | Constrained, otherwise capacity available =174 kW | --> | C11 ex ABBEYLAND | Abbeyland [T41,T42] | NAVAN |  | 53.6408 | -6.6996
001302 | MV/LV Substation SA***302 |  | 10 kV | _ | LV | 400 kVA :Kiosk Substation | 0.4 | --> | 0.4 | 0.233 | 13.42 |  | --> | 0.38 | 0 | 0.044 | 0.324 | 0 |  | --> | C18 ex POTTERY ROAD | Pottery Road [T101,T102] | CARRICKMINES |  | 53.2873 | -6.1136
066536Z | MV/LV Substation CA***536Z |  | 20 kV | _ | LV | 100 kVA :Pole Substation | 0.1 | --> | 0.1 | 0 | 0 | Constrained, otherwise capacity available =80 kVA | --> | 0.095 | 0 | 0.027 | 0 | 0 | Constrained, otherwise capacity available =72 kW | --> | E21 ex ASHBOURNE | Ashbourne [T421,T422] | FINGLAS |  | 53.5146 | -6.3161
053447 | MV/LV Substation LI***447 |  | 10 kV | _ | LV | 100 kVA :Pole Substation | 0.1 | --> | 0.1 | 0.083 | 2.39 |  | --> | 0.095 | 0 | 0.002 | 0 | 0 | Constrained, otherwise capacity available =91 kW | --> | C18 ex SRAH | Srah [T41,T42] | THORNSBERRY |  | 53.2983 | -7.5595
062399 | MV/LV Substation MI***399 |  | 20 kV | _ | LV | 100 kVA :Pole Substation | 0.1 | --> | 0.1 | 0.093 | 2.33 |  | --> | 0.095 | 0 | 0.006 | 0 | 0 | Constrained, otherwise capacity available =90 kW | --> | C18 ex DUNDALK | Dundalk [T41,T42] | DUNDALK |  | 54.0376 | -6.4382
253175 | MV/LV Substation CO***175 |  | 10 kV | _ | LV | 400 kVA :Kiosk Substation | 0.4 | --> | 0.4 | 0 | 0 | Constrained, otherwise capacity available =292 kVA | --> | 0.38 | 0 | 0 | 0 | 0 | Constrained, otherwise capacity available =365 kW | --> | C16 ex TUAM NORTH | Tuam North [T41,T42] | CLOON |  | 53.4841 | -8.9374
062991X | MV/LV Substation CA***991X |  | 20 kV | _ | LV | 100 kVA :Pole Substation | 0.1 | --> | 0.1 | 0.098 | 4.25 |  | --> | 0.095 | 0 | 0 | 0 | 0 | Constrained, otherwise capacity available =95 kW | --> | E15 ex JENKINSTOWN | Jenkinstown [T421,T422] | DUNDALK |  | 54.0985 | -6.3604
019154 | MV/LV Substation BO***154 |  | 10 kV | _ | LV | 200 kVA :Building Structure | 0.2 | --> | 0.2 | 0.047 | 0.05 | Constrained, otherwise capacity available =170 kVA | --> | 0.19 | 0 | 0 | 0 | 0 | Constrained, otherwise capacity available =186 kW | --> | C18 ex BALLYBEGGAN | Ballybeggan [T43,T44] | TRALEE |  | 52.2749 | -9.6785
021716 | MV/LV Substation RI***716 |  | 10 kV | _ | LV | 50 kVA :Pole Substation | 0.05 | --> | 0.05 | 0 | 0 | Constrained, otherwise capacity available =32 kVA | --> | 0.048 | 0 | 0.01 | 0.038 | 0 |  | --> | C15 ex RIVERSTOWN | Riverstown [T41,T42] | KILBARRY |  | 51.9312 | -8.3875
007665Y | MV/LV Substation BU***665Y |  | 10 kV | _ | LV | 400 kVA :Building Structure | 0.4 | --> | 0.4 | 0.4 | 1.4 |  | --> | 0.38 | 0 | 0 | 0 | 0 | Constrained, otherwise capacity available =380 kW | --> | E18 ex KILLINICK | Killinick [T421,T422] | WEXFORD |  | 52.2901 | -6.3942
288237X | MV/LV Substation AP***237X |  | 10 kV | _ | LV | 630 kVA :Building Structure | 0.63 | --> | 0.63 | 0 | 0 | Constrained, otherwise capacity available =630 kVA | --> | 0.598 | 0 | 0 | 0.5 | 0 |  | --> | C17 ex CARRICKMINES | Carrickmines [T41,T42] | CARRICKMINES |  | 53.222 | -6.1849
015939Z | MV/LV Substation OT***939Z |  | 10 kV | _ | LV | 200 kVA :Kiosk Substation | 0.2 | --> | 0.2 | 0 | 0 | Constrained, otherwise capacity available =176 kVA | --> | 0.19 | 0 | 0.007 | 0 | 0 | Constrained, otherwise capacity available =181 kW | --> | C17 ex SALLINS | Sallins [T41,T42] | GRIFFINRATH |  | 53.2917 | -6.6929
118494Y | MV/LV Substation LO***494Y |  | 20 kV | _ | LV | 50 kVA :Pole Substation | 0.05 | --> | 0.05 | 0 | 0 | Constrained, otherwise capacity available =48 kVA | --> | 0.048 | 0 | 0 | 0 | 0 | Constrained, otherwise capacity available =47 kW | --> | E18 ex CREAGH | Creagh [T421,T422] | ATHLONE |  | 53.3943 | -8.3546
293919 | MV/LV Substation KI***919 |  | 20 kV | _ | LV | 200 kVA :Kiosk Substation | 0.2 | --> | 0.2 | 0 | 0 | Constrained, otherwise capacity available =152 kVA | --> | 0.19 | 0 | 0.015 | 0 | 0 | Constrained, otherwise capacity available =172 kW | --> | E17 ex BALTINGLASS | Baltinglass [T421,T422] | STRATFORD |  | 52.9049 | -6.6065
158265 | MV/LV Substation HO***265 |  | 10 kV | _ | LV | 50 kVA :Pole Substation | 0.05 | --> | 0.05 | 0.043 | 0.83 |  | --> | 0.048 | 0 | 0 | 0 | 0 | Constrained, otherwise capacity available =46 kW | --> | C17 ex MILLTOWN MALBAY | Milltown Malbay [T42] | TULLABRACK |  | 52.8458 | -9.3784
110664 | MV/LV Substation KI***664 |  | 20 kV | _ | LV | 200 kVA :Kiosk Substation | 0.2 | --> | 0.2 | 0.184 | 0.76 |  | --> | 0.19 | 0 | 0 | 0 | 0 | Constrained, otherwise capacity available =188 kW | --> | E14 ex KILGARVAN | Kilgarvan [T421] | KNOCKEARAGH |  | 51.9042 | -9.435
082082Z | MV/LV Substation AR***082Z |  | 10 kV | _ | LV | 400 kVA :Building Structure | 0.4 | --> | 0.4 | 0.375 | 2.01 |  | --> | 0.38 | 0 | 0 | 0 | 0 | Constrained, otherwise capacity available =377 kW | --> | C15 ex ABBEYLAND | Abbeyland [T41,T42] | NAVAN |  | 53.6507 | -6.6854
214176 | MV/LV Substation DR***176 |  | 10 kV | _ | LV | 200 kVA :Pole Substation | 0.2 | --> | 0.2 | 0 | 0 | Constrained, otherwise capacity available =194 kVA | --> | 0.19 | 0 | 0 | 0 | 0 | Constrained, otherwise capacity available =189 kW | --> | C14 ex DRUMQUIN | Drumquin [T42] | ENNIS |  | 52.7676 | -9.0253
204022X | MV/LV Substation CA***022X |  | 20 kV | _ | LV | 100 kVA :Pole Substation | 0.1 | --> | 0.1 | 0.082 | 2.02 |  | --> | 0.095 | 0 | 0 | 0 | 0 | Constrained, otherwise capacity available =92 kW | --> | E17 ex BALLYMACARRY | Ballymacarry [T421] | TRILLICK |  | 55.1168 | -7.4567
014136 | MV/LV Substation KI***136 |  | 10 kV | _ | LV | 200 kVA :Kiosk Substation | 0.2 | --> | 0.2 | 0 | 0 | Constrained, otherwise capacity available =162 kVA | --> | 0.19 | 0 | 0 | 0 | 0 | Constrained, otherwise capacity available =185 kW | --> | C12 ex ATHGARVAN | Athgarvan [T41,T44] | NEWBRIDGE |  | 53.1741 | -6.7994
0694039 | MV/LV Substation DR***4039 |  | 10 kV | _ | LV | 630 kVA :Building Structure | 0.63 | --> | 0.63 | 0.5 | 4.91 |  | --> | 0.598 | 0 | 0.036 | 0.5 | 0 |  | --> | C14 ex CRUMLIN | Crumlin [T41,T42] | INCHICORE 220KV |  | 53.3242 | -6.3226
066391Z | MV/LV Substation MA***391Z |  | 20 kV | _ | LV | 200 kVA :Kiosk Substation | 0.2 | --> | 0.2 | 0 | 0 | Constrained, otherwise capacity available =169 kVA | --> | 0.19 | 0 | 0 | 0 | 0 | Constrained, otherwise capacity available =186 kW | --> | E17 ex BALTRASNA | Baltrasna [T121,T122] | BALTRASNA |  | 53.5105 | -6.5417
0644283 | MV/LV Substation SI***4283 |  | 20 kV | _ | LV | 400 kVA :Kiosk Substation | 0.4 | --> | 0.4 | 0 | 0 | Constrained, otherwise capacity available =287 kVA | --> | 0.38 | 0 | 0.022 | 0 | 0 | Constrained, otherwise capacity available =348 kW | --> | E15 ex JULIANSTOWN | Julianstown [T421,T422] | DRYBRIDGE |  | 53.6338 | -6.2591
366069 | MV/LV Substation KI***069 |  | 20 kV | _ | LV | 200 kVA :Pole Substation | 0.2 | --> | 0.2 | 0.2 | 0.45 |  | --> | 0.19 | 0 | 0.003 | 0 | 0 | Constrained, otherwise capacity available =188 kW | --> | C16 ex CARRAROE | Carraroe [T42] | SCREEB |  | 53.1174 | -9.6831
017722 | MV/LV Substation RA***722 |  | 20 kV | _ | LV | 200 kVA :Pole Substation | 0.2 | --> | 0.2 | 0.143 | 1.98 |  | --> | 0.19 | 0 | 0.006 | 0 | 0 | Constrained, otherwise capacity available =178 kW | --> | E14 ex RATHKEALE | Rathkeale [T421,T422] | RATHKEALE |  | 52.5438 | -8.7254
033059Y | MV/LV Substation BA***059Y |  | 10 kV | _ | LV | 200 kVA :Pole Substation | 0.2 | --> | 0.2 | 0 | 0 | Constrained, otherwise capacity available =190 kVA | --> | 0.19 | 0 | 0.002 | 0 | 0 | Constrained, otherwise capacity available =187 kW | --> | C12 ex BALLYHALE | Ballyhale [T42,T421] | KILKENNY |  | 52.4772 | -7.2098
3774105 | MV/LV Substation HO***4105 |  | 20 kV | _ | LV | 400 kVA :Kiosk Substation | 0.4 | --> | 0.4 | 0 | 0 | Constrained, otherwise capacity available =397 kVA | --> | 0.38 | 0 | 0 | 0 | 0 | Constrained, otherwise capacity available =380 kW | --> | E16 ex GURRANEBANE | Gurranebane [T421,T422] | OUGHTRAGH |  | 51.8199 | -10.1669
081496Z | MV/LV Substation K ***496Z |  | 10 kV | _ | LV | 200 kVA :Kiosk Substation | 0.2 | --> | 0.2 | 0 | 0 | Constrained, otherwise capacity available =159 kVA | --> | 0.19 | 0 | 0 | 0 | 0 | Constrained, otherwise capacity available =184 kW | --> | C19 ex CELBRIDGE | Celbridge [T41,T42] | GRIFFINRATH |  | 53.3113 | -6.6174
281705X | MV/LV Substation HA***705X |  | 10 kV | _ | LV | 630 kVA :Kiosk Substation | 0.63 | --> | 0.63 | 0.5 | 10.79 |  | --> | 0.598 | 0 | 0 | 0.5 | 0 |  | --> | C12 ex FACTORY CROSS | Factory Cross [T41,T42] | BARNAHELY |  | 51.8409 | -8.303
108140X | MV/LV Substation HE***140X |  | 10 kV | _ | LV | 200 kVA :Kiosk Substation | 0.2 | --> | 0.2 | 0.188 | 1.57 |  | --> | 0.19 | 0 | 0 | 0 | 0 | Constrained, otherwise capacity available =188 kW | --> | C16 ex BALLYSHANNON | Ballyshannon [T41,T42] | CATHALEENS FALL |  | 54.4989 | -8.1977
265178 | MV/LV Substation GA***178 |  | 20 kV | _ | LV | 200 kVA :Pole Substation | 0.2 | --> | 0.2 | 0.123 | 2.56 |  | --> | 0.19 | 0 | 0 | 0.179 | 0 |  | --> | C18 ex KILLESHANDRA | Killeshandra [T41,T42] | GORTAWEE |  | 53.9273 | -7.5722
1364190 | MV/LV Substation SE***4190 |  | 10 kV | _ | LV | 200 kVA :Pole Substation | 0.2 | --> | 0.2 | 0 | 0 | Constrained, otherwise capacity available =100 kVA | --> | 0.19 | 0 | 0 | 0 | 0 | Constrained, otherwise capacity available =176 kW | --> | C13 ex ROSCOMMON | Roscommon [T41,T42] | LANESBORO |  | 53.6248 | -8.1868
048019X | MV/LV Substation TU***019X |  | 20 kV | _ | LV | 50 kVA :Pole Substation | 0.05 | --> | 0.05 | 0.047 | 2.03 |  | --> | 0.048 | 0 | 0 | 0 | 0 | Constrained, otherwise capacity available =47 kW | --> | E15 ex MOHILL | Mohill [T421,T422] | CARRICK ON SHANNON |  | 54.0472 | -7.8022
004026 | MV/LV Substation ME***026 |  | 10 kV | _ | LV | 400 kVA :Kiosk Substation | 0.4 | --> | 0.4 | 0.046 | 18.08 |  | --> | 0.38 | 0 | 0.013 | 0.331 | 0 |  | --> | C22 ex ARKLOW | Arklow [T101,T102] | ARKLOW |  | 52.7928 | -6.1643
062568Y | MV/LV Substation PR***568Y |  | 10 kV | _ | LV | 400 kVA :Kiosk Substation | 0.4 | --> | 0.4 | 0.336 | 1.03 |  | --> | 0.38 | 0 | 0.045 | 0 | 0 | Constrained, otherwise capacity available =338 kW | --> | C15 ex LITTLE MILLS | Little Mills [T41] | DUNDALK |  | 53.9921 | -6.4041
368839 | MV/LV Substation I ***839 |  | 10 kV | _ | LV | 200 kVA :Pole Substation | 0.2 | --> | 0.2 | 0 | 0 | Constrained, otherwise capacity available =123 kVA | --> | 0.19 | 0 | 0 | 0 | 0 | Constrained, otherwise capacity available =179 kW | --> | C17 ex BALLYHAUNIS | Ballyhaunis [T41,T42] | DALTON |  | 53.7664 | -8.7784
017226X | MV/LV Substation FI***226X |  | 20 kV | _ | LV | 100 kVA :Pole Substation | 0.1 | --> | 0.1 | 0.088 | 1.98 |  | --> | 0.095 | 0 | 0 | 0 | 0 | Constrained, otherwise capacity available =93 kW | --> | E14 ex RATHKEALE | Rathkeale [T421,T422] | RATHKEALE |  | 52.5222 | -8.811
049389Y | MV/LV Substation CL***389Y |  | 10 kV | _ | LV | 50 kVA :Pole Substation | 0.05 | --> | 0.05 | 0.044 | 0.13 |  | --> | 0.048 | 0 | 0 | 0 | 0 | Constrained, otherwise capacity available =47 kW | --> | C14 ex BALLYMAHON | Ballymahon [T41,T42] | ATHLONE |  | 53.6081 | -7.7999
151745X | MV/LV Substation KI***745X |  | 20 kV | _ | LV | 50 kVA :Pole Substation | 0.05 | --> | 0.05 | 0 | 0 | Constrained, otherwise capacity available =48 kVA | --> | 0.048 | 0 | 0 | 0.047 | 0 |  | --> | E17 ex BRUFF | Bruff [T42,T421] | LIMERICK |  | 52.5512 | -8.6003
0544513 | MV/LV Substation MO***4513 |  | 20 kV | _ | LV | 50 kVA :Pole Substation | 0.05 | --> | 0.05 | 0 | 0 | Constrained, otherwise capacity available =49 kVA | --> | 0.048 | 0 | 0 | 0 | 0 | Constrained, otherwise capacity available =47 kW | --> | E12 ex PORTLAOISE | Portlaoise [T423,T424] | PORTLAOISE |  | 52.8961 | -7.1618
0694169 | MV/LV Substation WY***4169 |  | 10 kV | _ | LV | 1000 kVA :Building Structure | 1 | --> | 1 | 0.5 | 0.87 | Constrained, otherwise capacity available =937 kVA | --> | 0.95 | 0 | 0 | 0.5 | 0 |  | --> | C17 ex GARVILLE AVENUE | Garville Avenue [T42] | MILLTOWN (DR) |  | 53.322 | -6.267
3654078 | MV/LV Substation WE***4078 |  | 10 kV | _ | LV | 1000 kVA :Building Structure | 1 | --> | 1 | 0 | 0 | Constrained, otherwise capacity available =775 kVA | --> | 0.95 | 0 | 0 | 0.5 | 0 |  | --> | C17 ex BELGARD | Belgard [T41,T42] | COOKSTOWN |  | 53.2963 | -6.373
064969 | MV/LV Substation BA***969 |  | 20 kV | _ | LV | 200 kVA :Pole Substation | 0.2 | --> | 0.2 | 0 | 0 | Constrained, otherwise capacity available =54 kVA | --> | 0.19 | 0 | 0.12 | 0 | 0 | Constrained, otherwise capacity available =88 kW | --> | E17 ex DULEEK | Duleek [T421,T422] | DRYBRIDGE |  | 53.6214 | -6.4899
2654132 | MV/LV Substation CH***4132 |  | 10 kV | _ | LV | 50 kVA :Pole Substation | 0.05 | --> | 0.05 | 0.05 | 2.56 |  | --> | 0.048 | 0 | 0 | 0.048 | 0 |  | --> | C17 ex KILLESHANDRA | Killeshandra [T41,T42] | GORTAWEE |  | 54.0169 | -7.534
154328 | MV/LV Substation HA***328 |  | 10 kV | _ | LV | 400 kVA :Kiosk Substation | 0.4 | --> | 0.4 | 0 | 0 | Constrained, otherwise capacity available =260 kVA | --> | 0.38 | 0 | 0.053 | 0 | 0 | Constrained, otherwise capacity available =321 kW | --> | C15 ex COOLMINE | Coolmine [T41,T42] | FINGLAS |  | 53.3938 | -6.4173
119770X | MV/LV Substation BA***770X |  | 20 kV | _ | LV | 50 kVA :Pole Substation | 0.05 | --> | 0.05 | 0 | 0 | Constrained, otherwise capacity available =37 kVA | --> | 0.048 | 0 | 0 | 0 | 0 | Constrained, otherwise capacity available =46 kW | --> | C15 ex KANTURK | Kanturk [T41,T42] | GLENLARA |  | 52.1345 | -8.8897
0064216 | MV/LV Substation ME***4216 |  | 10 kV | _ | LV | 50 kVA :Pole Substation | 0.05 | --> | 0.05 | 0.05 | 1.29 |  | --> | 0.048 | 0 | 0 | 0 | 0 | Constrained, otherwise capacity available =48 kW | --> | C13 ex MONFIN | Monfin [T41,T42] | WEXFORD |  | 52.4287 | -6.5747
099128X | MV/LV Substation TR***128X |  | 10 kV | _ | LV | 200 kVA :Pole Substation | 0.2 | --> | 0.2 | 0 | 0 | Constrained, otherwise capacity available =166 kVA | --> | 0.19 | 0 | 0 | 0 | 0 | Constrained, otherwise capacity available =185 kW | --> | C20 ex CULLION | Cullion [T41,T42] | LETTERKENNY |  | 54.8897 | -7.7347
160531Y | MV/LV Substation MO***531Y |  | 10 kV | _ | LV | 200 kVA :Pole Substation | 0.2 | --> | 0.2 | 0 | 0 | Constrained, otherwise capacity available =113 kVA | --> | 0.19 | 0 | 0 | 0 | 0 | Constrained, otherwise capacity available =178 kW | --> | C15 ex MOUNTMELLICK | Mountmellick [T41,T42] | PORTLAOISE |  | 53.1191 | -7.3348
281882 | MV/LV Substation RO***882 |  | 10 kV | _ | LV | 100 kVA :Pole Substation | 0.1 | --> | 0.1 | 0 | 0 | Constrained, otherwise capacity available =37 kVA | --> | 0.095 | 0 | 0.03 | 0 | 0 | Constrained, otherwise capacity available =64 kW | --> | C21 ex DOUGLAS | Douglas [T41,T42] | TRABEG |  | 51.8751 | -8.4035
065410X | MV/LV Substation CU***410X |  | 20 kV | _ | LV | 50 kVA :Pole Substation | 0.05 | --> | 0.05 | 0 | 0 | Constrained, otherwise capacity available =25 kVA | --> | 0.048 | 0 | 0 | 0 | 0 | Constrained, otherwise capacity available =44 kW | --> | E17 ex BALTRASNA | Baltrasna [T121,T122] | BALTRASNA |  | 53.5401 | -6.4464
137184 | MV/LV Substation KI***184 |  | 10 kV | _ | LV | 50 kVA :Pole Substation | 0.05 | --> | 0.05 | 0.04 | 3.74 |  | --> | 0.048 | 0 | 0 | 0 | 0 | Constrained, otherwise capacity available =46 kW | --> | C11 ex KILFLYNN | Kilflynn [T41,T42] | TRALEE |  | 52.3381 | -9.7485
036086X | MV/LV Substation HU***086X |  | 20 kV | _ | LV | 50 kVA :Pole Substation | 0.05 | --> | 0.05 | 0 | 0 | Constrained, otherwise capacity available =33 kVA | --> | 0.048 | 0 | 0.007 | 0 | 0 | Constrained, otherwise capacity available =40 kW | --> | E18 ex GARRANACANTY | Garranacanty [T421,T422] | TIPPERARY |  | 52.4908 | -8.1817
0644413 | MV/LV Substation BA***4413 |  | 10 kV | _ | LV | 400 kVA :Kiosk Substation | 0.4 | --> | 0.4 | 0 | 0 | Constrained, otherwise capacity available =400 kVA | --> | 0.38 | 0 | 0 | 0 | 0 | Constrained, otherwise capacity available =380 kW | --> | C18 ex RATHMULLAN | Rathmullan [T41,T42] | DRYBRIDGE |  | 53.7113 | -6.3368
007875 | MV/LV Substation KI***875 |  | 20 kV | _ | LV | 200 kVA :Pole Substation | 0.2 | --> | 0.2 | 0.17 | 16.12 |  | --> | 0.19 | 0 | 0 | 0.186 | 0 |  | --> | E21 ex WEXFORD | Wexford [T121,T122] | WEXFORD |  | 52.3834 | -6.562
0534227 | MV/LV Substation LI***4227 |  | 10 kV | _ | LV | 400 kVA :Building Structure | 0.4 | --> | 0.4 | 0 | 0 | Constrained, otherwise capacity available =308 kVA | --> | 0.38 | 0 | 0 | 0.367 | 0 |  | --> | C13 ex CLONMINCH | Clonminch [T41,T422] | THORNSBERRY |  | 53.2729 | -7.4864
081271Z | MV/LV Substation LA***271Z |  | 10 kV | _ | LV | 50 kVA :Pole Substation | 0.05 | --> | 0.05 | 0 | 0 | Constrained, otherwise capacity available =38 kVA | --> | 0.048 | 0 | 0 | 0.046 | 0 |  | --> | C16 ex LUCAN EAST | Lucan East [T41,T42] | GRANGE CASTLE |  | 53.3688 | -6.444
156570Y | MV/LV Substation CR***570Y |  | 20 kV | _ | LV | 50 kVA :Pole Substation | 0.05 | --> | 0.05 | 0.043 | 2.47 |  | --> | 0.048 | 0 | 0 | 0 | 0 | Constrained, otherwise capacity available =46 kW | --> | E19 ex TELAYDON | Telaydon [T42,T421] | LISDRUM |  | 54.2722 | -6.9181
044926 | MV/LV Substation CL***926 |  | 20 kV | _ | LV | 50 kVA :Pole Substation | 0.05 | --> | 0.05 | 0.05 | 0.43 |  | --> | 0.048 | 0 | 0 | 0 | 0 | Constrained, otherwise capacity available =48 kW | --> | C21 ex SWINFORD | Swinford [T41,T42] | CASTLEBAR |  | 53.9872 | -9.1078
039611X | MV/LV Substation FR***611X |  | 10 kV | _ | LV | 400 kVA :Kiosk Substation | 0.4 | --> | 0.4 | 0 | 0 | Constrained, otherwise capacity available =319 kVA | --> | 0.38 | 0 | 0.005 | 0 | 0 | Constrained, otherwise capacity available =365 kW | --> | C18 ex ORANMORE | Oranmore [T41,T44] | GALWAY 110KV |  | 53.2694 | -8.9197
019723 | MV/LV Substation BA***723 |  | 10 kV | _ | LV | 200 kVA :Pole Substation | 0.2 | --> | 0.2 | 0.047 | 0.05 | Constrained, otherwise capacity available =183 kVA | --> | 0.19 | 0 | 0.006 | 0 | 0 | Constrained, otherwise capacity available =183 kW | --> | C12 ex BALLYBEGGAN | Ballybeggan [T43,T44] | TRALEE |  | 52.2611 | -9.6549
025519 | MV/LV Substation PI***519 |  | 20 kV | _ | LV | 100 kVA :Pole Substation | 0.1 | --> | 0.1 | 0.071 | 2.96 |  | --> | 0.095 | 0 | 0.01 | 0 | 0 | Constrained, otherwise capacity available =84 kW | --> | E17 ex CHARLEVILLE | Charleville [T421,T422] | CHARLEVILLE |  | 52.3603 | -8.666
0394211 | MV/LV Substation CA***4211 |  | 10 kV | _ | LV | 50 kVA :Pole Substation | 0.05 | --> | 0.05 | 0 | 0 | Constrained, otherwise capacity available =50 kVA | --> | 0.048 | 0 | 0 | 0 | 0 | Constrained, otherwise capacity available =48 kW | --> | C20 ex ORANMORE | Oranmore [T41,T44] | GALWAY 110KV |  | 53.308 | -8.9095
137093 | MV/LV Substation SA***093 |  | 10 kV | _ | LV | 200 kVA :Pole Substation | 0.2 | --> | 0.2 | 0.2 | 3.74 |  | --> | 0.19 | 0 | 0 | 0 | 0 | Constrained, otherwise capacity available =190 kW | --> | C11 ex KILFLYNN | Kilflynn [T41,T42] | TRALEE |  | 52.3411 | -9.7497
049848Y | MV/LV Substation ST***848Y |  | 10 kV | _ | LV | 100 kVA :Pole Substation | 0.1 | --> | 0.1 | 0 | 0 | Constrained, otherwise capacity available =90 kVA | --> | 0.095 | 0 | 0 | 0 | 0 | Constrained, otherwise capacity available =94 kW | --> | C17 ex AGHAMORE | Aghamore [T41,T42] | LANESBORO |  | 53.7434 | -7.925
0814299 | MV/LV Substation TH***4299 |  | 10 kV | _ | LV | 630 kVA :Kiosk Substation | 0.63 | --> | 0.63 | 0 | 0 | Constrained, otherwise capacity available =601 kVA | --> | 0.598 | 0 | 0.014 | 0 | 0 | Constrained, otherwise capacity available =584 kW | --> | C17 ex LEIXLIP | Leixlip [T41,T42] | GRIFFINRATH |  | 53.3659 | -6.4977
068079X | MV/LV Substation IS***079X |  | 10 kV | _ | LV | 1000 kVA :Building Structure | 1 | --> | 1 | 0 | 0 | Constrained, otherwise capacity available =939 kVA | --> | 0.95 | 0 | 0 | 0.5 | 0 |  | --> | C15 ex WATLING STREET | Watling Street [T41,T42] | FRANCIS STREET |  | 53.3454 | -6.2837
064243Y | MV/LV Substation BO***243Y |  | 20 kV | _ | LV | 50 kVA :Pole Substation | 0.05 | --> | 0.05 | 0 | 0 | Constrained, otherwise capacity available =42 kVA | --> | 0.048 | 0 | 0 | 0 | 0 | Constrained, otherwise capacity available =46 kW | --> | E15 ex DULEEK | Duleek [T421,T422] | DRYBRIDGE |  | 53.6229 | -6.4227
0044127 | MV/LV Substation HO***4127 |  | 10 kV | _ | LV | 630 kVA :Building Structure | 0.63 | --> | 0.63 | 0.5 | 18.08 |  | --> | 0.598 | 0 | 0 | 0.5 | 0 |  | --> | C13 ex ARKLOW | Arklow [T101,T102] | ARKLOW |  | 52.8125 | -6.1815
067787X | MV/LV Substation SL***787X |  | 10 kV | _ | LV | 50 kVA :Pole Substation | 0.05 | --> | 0.05 | 0 | 0 | Constrained, otherwise capacity available =43 kVA | --> | 0.048 | 0 | 0 | 0.046 | 0 |  | --> | C20 ex RAHEEN | Raheen [T41,T42] | LIMERICK |  | 52.6244 | -8.6413
368483X | MV/LV Substation CH***483X |  | 20 kV | _ | LV | 400 kVA :Building Structure | 0.4 | --> | 0.4 | 0 | 0 | Constrained, otherwise capacity available =400 kVA | --> | 0.38 | 0 | 0 | 0 | 0 | Constrained, otherwise capacity available =380 kW | --> | C15 ex BALLYHAUNIS | Ballyhaunis [T41,T42] | DALTON |  | 53.7604 | -8.7201
068077X | MV/LV Substation WA***077X |  | 10 kV | _ | LV | 1000 kVA :Building Structure | 1 | --> | 1 | 0.5 | 9.28 |  | --> | 0.95 | 0 | 0 | 0.5 | 0 |  | --> | C25 ex PEMBROKE | Pembroke [T41,T42,T43,T44] | RINGSEND |  | 53.3421 | -6.2351
152606 | MV/LV Substation BR***606 |  | 20 kV | _ | LV | 100 kVA :Pole Substation | 0.1 | --> | 0.1 | 0 | 0 | Constrained, otherwise capacity available =96 kVA | --> | 0.095 | 0 | 0 | 0 | 0 | Constrained, otherwise capacity available =94 kW | --> | E33 ex CAPPAMORE | Cappamore [T41,T42] | ARDNACRUSHA |  | 52.5596 | -8.3149
064077Z | MV/LV Substation CA***077Z |  | 20 kV | _ | LV | 400 kVA :Kiosk Substation | 0.4 | --> | 0.4 | 0 | 0 | Constrained, otherwise capacity available =314 kVA | --> | 0.38 | 0 | 0.034 | 0 | 0 | Constrained, otherwise capacity available =343 kW | --> | E21 ex SLANE | Slane [T421] | DRYBRIDGE |  | 53.7126 | -6.5541
082736Y | MV/LV Substation BO***736Y |  | 20 kV | _ | LV | 200 kVA :Kiosk Substation | 0.2 | --> | 0.2 | 0 | 0 | Constrained, otherwise capacity available =99 kVA | --> | 0.19 | 0 | 0.02 | 0 | 0 | Constrained, otherwise capacity available =161 kW | --> | E12 ex ACADEMY STREET | Academy Street [T421,T422,T44] | NAVAN |  | 53.6386 | -6.6563
016259Z | MV/LV Substation GR***259Z |  | 20 kV | _ | LV | 630 kVA :Building Structure | 0.63 | --> | 0.63 | 0 | 0 | Constrained, otherwise capacity available =411 kVA | --> | 0.598 | 0 | 0 | 0 | 0 | Constrained, otherwise capacity available =568 kW | --> | E58 ex GRANGE CASTLE |  |  |  | 53.2977 | -6.467
073061X | MV/LV Substation BA***061X |  | 20 kV | _ | LV | 50 kVA :Pole Substation | 0.05 | --> | 0.05 | 0 | 0 | Constrained, otherwise capacity available =27 kVA | --> | 0.048 | 0 | 0 | 0 | 0 | Constrained, otherwise capacity available =44 kW | --> | C15 ex MOATE | Moate [T41,T42] | ATHLONE |  | 53.3946 | -7.7336
082068Z | MV/LV Substation AB***068Z |  | 10 kV | _ | LV | 630 kVA :Building Structure | 0.63 | --> | 0.63 | 0.455 | 2.01 |  | --> | 0.598 | 0 | 0.006 | 0 | 0 | Constrained, otherwise capacity available =570 kW | --> | C15 ex ABBEYLAND | Abbeyland [T41,T42] | NAVAN |  | 53.6546 | -6.6893
153043X | MV/LV Substation O/***043X |  | 20 kV | _ | LV | 100 kVA :Pole Substation | 0.1 | --> | 0.1 | 0 | 0 | Constrained, otherwise capacity available =50 kVA | --> | 0.095 | 0 | 0 | 0 | 0 | Constrained, otherwise capacity available =88 kW | --> | E13 ex BIRDHILL | Birdhill [T421,T422] | ARDNACRUSHA |  | 52.7538 | -8.4998
281828Z | MV/LV Substation RO***828Z |  | 10 kV | _ | LV | 200 kVA :Kiosk Substation | 0.2 | --> | 0.2 | 0.19 | 10.79 |  | --> | 0.19 | 0 | 0 | 0.189 | 0 |  | --> | C12 ex FACTORY CROSS | Factory Cross [T41,T42] | BARNAHELY |  | 51.8377 | -8.3015
249701 | MV/LV Substation BA***701 |  | 10 kV | _ | LV | 50 kVA :Pole Substation | 0.05 | --> | 0.05 | 0 | 0 | Constrained, otherwise capacity available =46 kVA | --> | 0.048 | 0 | 0 | 0 | 0 | Constrained, otherwise capacity available =47 kW | --> | C19 ex LISMORE | Lismore [T41,T42] | DUNGARVAN |  | 52.1273 | -7.9754
069519 | MV/LV Substation PE***519 |  | 10 kV | _ | LV | 1000 kVA :Building Structure | 1 | --> | 1 | 0.5 | 9.28 |  | --> | 0.95 | 0 | 0.017 | 0.5 | 0 |  | --> | C23 ex PEMBROKE | Pembroke [T41,T42,T43,T44] | RINGSEND |  | 53.3354 | -6.2418
002077X | MV/LV Substation BR***077X |  | 10 kV | _ | LV | 400 kVA :Building Structure | 0.4 | --> | 0.4 | 0.4 | 2.36 |  | --> | 0.38 | 0 | 0 | 0.38 | 0 |  | --> | C20 ex BRAY | Bray [T41,T42] | FASSAROE |  | 53.1834 | -6.1235
0744158 | MV/LV Substation HE***4158 |  | 20 kV | _ | LV | 50 kVA :Pole Substation | 0.05 | --> | 0.05 | 0 | 0 | Constrained, otherwise capacity available =50 kVA | --> | 0.048 | 0 | 0 | 0 | 0 | Constrained, otherwise capacity available =48 kW | --> | C16 ex CARRICK ON SHANNON | Carrick On Shannon [T41,T42] | CARRICK ON SHANNON |  | 53.8778 | -8.1322
068525 | MV/LV Substation AD***525 |  | 10 kV | _ | LV | 630 kVA :Building Structure | 0.63 | --> | 0.63 | 0.454 | 0.98 |  | --> | 0.598 | 0 | 0.005 | 0.5 | 0 |  | --> | C21 ex LEESON STREET | Leeson Street [T41,T42] | MILLTOWN (DR) |  | 53.332 | -6.2557
014457 | MV/LV Substation GO***457 |  | 20 kV | _ | LV | 50 kVA :Pole Substation | 0.05 | --> | 0.05 | 0.042 | 0.63 |  | --> | 0.048 | 0 | 0.009 | 0 | 0 | Constrained, otherwise capacity available =40 kW | --> | E11 ex KILCULLEN | Kilcullen [T41,T42,T424] | STRATFORD |  | 53.0931 | -6.7241
244847X | MV/LV Substation KN***847X |  | 20 kV | _ | LV | 100 kVA :Pole Substation | 0.1 | --> | 0.1 | 0 | 0 | Constrained, otherwise capacity available =86 kVA | --> | 0.095 | 0 | 0.006 | 0 | 0 | Constrained, otherwise capacity available =89 kW | --> | E16 ex MILLTOWN (SR) | Milltown (sr) [T421,T422] | OUGHTRAGH |  | 52.1128 | -9.7932
015702Z | MV/LV Substation CL***702Z |  | 10 kV | _ | LV | 400 kVA :Kiosk Substation | 0.4 | --> | 0.4 | 0 | 0 | Constrained, otherwise capacity available =200 kVA | --> | 0.38 | 0 | 0.005 | 0 | 0 | Constrained, otherwise capacity available =348 kW | --> | C17 ex SALLINS | Sallins [T41,T42] | GRIFFINRATH |  | 53.2903 | -6.6877
011749Y | MV/LV Substation BA***749Y |  | 10 kV | _ | LV | 50 kVA :Pole Substation | 0.05 | --> | 0.05 | 0.037 | 0.04 | Constrained, otherwise capacity available =44 kVA | --> | 0.048 | 0 | 0 | 0 | 0 | Constrained, otherwise capacity available =47 kW | --> | C18 ex CALLAN | Callan [T41,T42] | KILKENNY |  | 52.5091 | -7.3479
3654236 | MV/LV Substation TH***4236 |  | 10 kV | _ | LV | 1000 kVA :Building Structure | 1 | --> | 1 | 0 | 0 | Constrained, otherwise capacity available =1000 kVA | --> | 0.95 | 0 | 0 | 0.5 | 0 |  | --> | C22 ex CITYWEST | Citywest [T101,T102] | INCHICORE 220KV |  | 53.291 | -6.4113
139046 | MV/LV Substation AG***046 |  | 20 kV | _ | LV | 200 kVA :Pole Substation | 0.2 | --> | 0.2 | 0 | 0 | Constrained, otherwise capacity available =22 kVA | --> | 0.19 | 0 | 0.19 | 0 | 0 | Constrained, otherwise capacity available =27 kW | --> | E21 ex FINEA | Finea [T421,T422] | SHANKILL |  | 53.8303 | -7.362
154531Z | MV/LV Substation TE***531Z |  | 20 kV | _ | LV | 400 kVA :Building Structure | 0.4 | --> | 0.4 | 0.39 | 41.3 |  | --> | 0.38 | 0 | 0 | 0.379 | 0 |  | --> | E13 ex CORDUFF | Corduff [T121,T122] | CORDUFF |  | 53.4203 | -6.351
0684162 | MV/LV Substation NA***4162 |  | 10 kV | _ | LV | 1000 kVA :Building Structure | 1 | --> | 1 | 0.5 | 11.14 |  | --> | 0.95 | 0 | 0 | 0.5 | 0 |  | --> | C11 ex CABRA | Cabra [T101,T102] | FINGLAS |  | 53.3636 | -6.3039
052295X | MV/LV Substation PR***295X |  | 10 kV | _ | LV | 100 kVA :Pole Substation | 0.1 | --> | 0.1 | 0 | 0 | Constrained, otherwise capacity available =81 kVA | --> | 0.095 | 0 | 0 | 0 | 0 | Constrained, otherwise capacity available =92 kW | --> | C19 ex BALLINDERRY | Ballinderry [T41,T422] | MULLINGAR |  | 53.5237 | -7.3303
0344232 | MV/LV Substation GL***4232 |  | 10 kV | _ | LV | 630 kVA :Kiosk Substation | 0.63 | --> | 0.63 | 0.5 | 0.57 | Constrained, otherwise capacity available =598 kVA | --> | 0.598 | 0 | 0.005 | 0 | 0 | Constrained, otherwise capacity available =590 kW | --> | C16 ex LAWLESSTOWN | Lawlesstown [T42,T421] | DOON |  | 52.3583 | -7.7254
288634 | MV/LV Substation HI***634 |  | 10 kV | _ | LV | 50 kVA :Pole Substation | 0.05 | --> | 0.05 | 0 | 0 | Constrained, otherwise capacity available =38 kVA | --> | 0.048 | 0 | 0 | 0.046 | 0 |  | --> | C18 ex CARRICKMINES | Carrickmines [T41,T42] | CARRICKMINES |  | 53.2558 | -6.2205
220157X | MV/LV Substation WO***157X |  | 20 kV | _ | LV | 200 kVA :Kiosk Substation | 0.2 | --> | 0.2 | 0.083 | 2.33 |  | --> | 0.19 | 0 | 0.02 | 0 | 0 | Constrained, otherwise capacity available =159 kW | --> | E14 ex MOY | Moy [T421,T422] | MOY |  | 54.2103 | -9.2221
082951X | MV/LV Substation LO***951X |  | 20 kV | _ | LV | 50 kVA :Pole Substation | 0.05 | --> | 0.05 | 0 | 0 | Constrained, otherwise capacity available =47 kVA | --> | 0.048 | 0 | 0 | 0 | 0 | Constrained, otherwise capacity available =47 kW | --> | E11 ex ACADEMY STREET | Academy Street [T421,T422,T44] | NAVAN |  | 53.5991 | -6.4999
012158 | MV/LV Substation ID***158 |  | 10 kV | _ | LV | 400 kVA :Kiosk Substation | 0.4 | --> | 0.4 | 0 | 0 | Constrained, otherwise capacity available =263 kVA | --> | 0.38 | 0 | 0.065 | 0 | 0 | Constrained, otherwise capacity available =313 kW | --> | C23 ex POLLERTON | Pollerton [T41,T42] | CARLOW |  | 52.8328 | -6.914
0374125 | MV/LV Substation SY***4125 |  | 10 kV | _ | LV | 400 kVA :Kiosk Substation | 0.4 | --> | 0.4 | 0 | 0 | Constrained, otherwise capacity available =340 kVA | --> | 0.38 | 0 | 0.005 | 0 | 0 | Constrained, otherwise capacity available =368 kW | --> | C15 ex CAHIRCALLA | Cahircalla [T41,T42] | ENNIS |  | 52.8294 | -8.982
039392 | MV/LV Substation PA***392 |  | 10 kV | _ | LV | 50 kVA :Pole Substation | 0.05 | --> | 0.05 | 0 | 0 | Constrained, otherwise capacity available =40 kVA | --> | 0.048 | 0 | 0.006 | 0.042 | 0 |  | --> | C17 ex GALWAY 110KV | Galway 110kv [T102,T103] | GALWAY 110KV |  | 53.297 | -9.0134
363155 | MV/LV Substation AH***155 |  | 20 kV | _ | LV | 50 kVA :Pole Substation | 0.05 | --> | 0.05 | 0.037 | 3.75 |  | --> | 0.048 | 0 | 0 | 0 | 0 | Constrained, otherwise capacity available =46 kW | --> | C14 ex SMEARLA | Smearla [T41,T42] | TRIEN |  | 52.5087 | -9.3772
184982 | MV/LV Substation BR***982 |  | 10 kV | _ | LV | 400 kVA :Kiosk Substation | 0.4 | --> | 0.4 | 0.36 | 3.38 |  | --> | 0.38 | 0 | 0.008 | 0 | 0 | Constrained, otherwise capacity available =369 kW | --> | C19 ex CASTLEBLAYNEY | Castleblayney [T41,T42] | DUNDALK |  | 54.1137 | -6.7473
005614X | MV/LV Substation KI***614X |  | 10 kV | _ | LV | 50 kVA :Pole Substation | 0.05 | --> | 0.05 | 0 | 0 | Constrained, otherwise capacity available =43 kVA | --> | 0.048 | 0 | 0 | 0 | 0 | Constrained, otherwise capacity available =46 kW | --> | C11 ex GARDEN CITY | Garden City [T41,T42] | ARKLOW |  | 52.6854 | -6.2091
054612X | MV/LV Substation WE***612X |  | 20 kV | _ | LV | 100 kVA :Pole Substation | 0.1 | --> | 0.1 | 0 | 0 | Constrained, otherwise capacity available =74 kVA | --> | 0.095 | 0 | 0 | 0 | 0 | Constrained, otherwise capacity available =91 kW | --> | E12 ex PORTLAOISE | Portlaoise [T423,T424] | PORTLAOISE |  | 53.0228 | -7.287
015549 | MV/LV Substation DO***549 |  | 10 kV | _ | LV | 50 kVA :Pole Substation | 0.05 | --> | 0.05 | 0 | 0 | Constrained, otherwise capacity available =35 kVA | --> | 0.048 | 0 | 0 | 0 | 0 | Constrained, otherwise capacity available =45 kW | --> | C19 ex SALLINS | Sallins [T41,T42] | GRIFFINRATH |  | 53.2532 | -6.7399
093195 | MV/LV Substation BA***195 |  | 10 kV | _ | LV | 1000 kVA :Building Structure | 1 | --> | 1 | 0 | 0 | Constrained, otherwise capacity available =969 kVA | --> | 0.95 | 0 | 0 | 0 | 0 | Constrained, otherwise capacity available =946 kW | --> | C31 ex CLONSHAUGH | Clonshaugh [T41,T42] | FINGLAS |  | 53.3967 | -6.2126
066013Y | MV/LV Substation GR***013Y |  | 10 kV | _ | LV | 630 kVA :Building Structure | 0.63 | --> | 0.63 | 0 | 0 | Constrained, otherwise capacity available =414 kVA | --> | 0.598 | 0 | 0 | 0 | 0 | Constrained, otherwise capacity available =568 kW | --> | C18 ex MALAHIDE | Malahide [T41,T42] | GLASMORE |  | 53.4505 | -6.1478
012381Y | MV/LV Substation PR***381Y |  | 10 kV | _ | LV | 400 kVA :Building Structure | 0.4 | --> | 0.4 | 0 | 0 | Constrained, otherwise capacity available =388 kVA | --> | 0.38 | 0 | 0.006 | 0 | 0 | Constrained, otherwise capacity available =374 kW | --> | C20 ex POLLERTON | Pollerton [T41,T42] | CARLOW |  | 52.8373 | -6.9074
0514144 | MV/LV Substation IR***4144 |  | 20 kV | _ | LV | 400 kVA :Building Structure | 0.4 | --> | 0.4 | 0.4 | 2.22 |  | --> | 0.38 | 0 | 0 | 0.38 | 0 |  | --> | E20 ex CLARA | Clara [T421,T422] | THORNSBERRY |  | 53.3016 | -7.4896
0584205 | MV/LV Substation GA***4205 |  | 10 kV | _ | LV | 100 kVA :Pole Substation | 0.1 | --> | 0.1 | 0.071 | 3 |  | --> | 0.095 | 0 | 0 | 0 | 0 | Constrained, otherwise capacity available =91 kW | --> | C21 ex NENAGH | Nenagh [T41,T42] | NENAGH |  | 52.9036 | -8.3448
011708Z | MV/LV Substation DA***708Z |  | 10 kV | _ | LV | 630 kVA :Kiosk Substation | 0.63 | --> | 0.63 | 0.461 | 2.8 |  | --> | 0.598 | 0 | 0 | 0 | 0 | Constrained, otherwise capacity available =575 kW | --> | C13 ex PURCELLS INCH | Purcells Inch [T41,T42] | KILKENNY |  | 52.636 | -7.2346
049496Z | MV/LV Substation RA***496Z |  | 20 kV | _ | LV | 200 kVA :Pole Substation | 0.2 | --> | 0.2 | 0.176 | 2.55 |  | --> | 0.19 | 0 | 0 | 0 | 0 | Constrained, otherwise capacity available =187 kW | --> | E17 ex EDGEWORTHSTOWN | Edgeworthstown [T421,T422] | RICHMOND |  | 53.6225 | -7.6343
164186X | MV/LV Substation IN***186X |  | 10 kV | _ | LV | 100 kVA :Pole Substation | 0.1 | --> | 0.1 | 0 | 0 | Constrained, otherwise capacity available =68 kVA | --> | 0.095 | 0 | 0 | 0 | 0 | Constrained, otherwise capacity available =90 kW | --> | C12 ex SKIBBEREEN | Skibbereen [T41,T42] | DUNMANWAY |  | 51.5499 | -9.2818
004932 | MV/LV Substation MI***932 |  | 10 kV | _ | LV | 100 kVA :Pole Substation | 0.1 | --> | 0.1 | 0.094 | 18.08 |  | --> | 0.095 | 0 | 0 | 0.094 | 0 |  | --> | C13 ex ARKLOW | Arklow [T101,T102] | ARKLOW |  | 52.8434 | -6.1932
117866X | MV/LV Substation DR***866X |  | 20 kV | _ | LV | 100 kVA :Pole Substation | 0.1 | --> | 0.1 | 0 | 0 | Constrained, otherwise capacity available =95 kVA | --> | 0.095 | 0 | 0 | 0 | 0 | Constrained, otherwise capacity available =94 kW | --> | E18 ex COLLOONEY | Collooney [T421,T422] | SLIGO |  | 54.1317 | -8.4461
238475 | MV/LV Substation RO***475 |  | 20 kV | _ | LV | 100 kVA :Pole Substation | 0.1 | --> | 0.1 | 0 | 0 | Constrained, otherwise capacity available =94 kVA | --> | 0.095 | 0 | 0 | 0 | 0 | Constrained, otherwise capacity available =94 kW | --> | E17 ex BALLINROBE | Ballinrobe [T421,T422] | DALTON |  | 53.637 | -9.1025
030292X | MV/LV Substation CO***292X |  | 20 kV | _ | LV | 200 kVA :Kiosk Substation | 0.2 | --> | 0.2 | 0 | 0 | Constrained, otherwise capacity available =126 kVA | --> | 0.19 | 0 | 0.039 | 0 | 0 | Constrained, otherwise capacity available =151 kW | --> | E12 ex CARRIGSHANE | Carrigshane [T422] | MIDLETON |  | 51.9282 | -8.0546
059398X | MV/LV Substation DR***398X |  | 10 kV | _ | LV | 200 kVA :Pole Substation | 0.2 | --> | 0.2 | 0 | 0 | Constrained, otherwise capacity available =154 kVA | --> | 0.19 | 0 | 0.005 | 0 | 0 | Constrained, otherwise capacity available =180 kW | --> | C20 ex CAVAN | Cavan [T42,T421] | SHANKILL |  | 54.0033 | -7.3501
054721Y | MV/LV Substation TH***721Y |  | 20 kV | _ | LV | 400 kVA :Kiosk Substation | 0.4 | --> | 0.4 | 0 | 0 | Constrained, otherwise capacity available =333 kVA | --> | 0.38 | 0 | 0.008 | 0 | 0 | Constrained, otherwise capacity available =365 kW | --> | E13 ex ABBEYLEIX | Abbeyleix [T422] | PORTLAOISE |  | 52.9228 | -7.3415
011323 | MV/LV Substation LO***323 |  | 10 kV | _ | LV | 50 kVA :Pole Substation | 0.05 | --> | 0.05 | 0 | 0 | Constrained, otherwise capacity available =28 kVA | --> | 0.048 | 0 | 0 | 0 | 0 | Constrained, otherwise capacity available =44 kW | --> | C11 ex ROSEHILL | Rosehill [T41,T42] | KILKENNY |  | 52.6644 | -7.2751
150539 | MV/LV Substation NA***539 |  | 20 kV | _ | LV | 100 kVA :Pole Substation | 0.1 | --> | 0.1 | 0.088 | 3.96 |  | --> | 0.095 | 0 | 0 | 0 | 0 | Constrained, otherwise capacity available =93 kW | --> | E20 ex STRANORLAR | Stranorlar [T421,T422] | LETTERKENNY |  | 54.7959 | -7.7733
0704212 | MV/LV Substation AI***4212 |  | 10 kV | _ | LV | 400 kVA :Kiosk Substation | 0.4 | --> | 0.4 | 0.396 | 0.76 |  | --> | 0.38 | 0 | 0 | 0 | 0 | Constrained, otherwise capacity available =380 kW | --> | C11 ex RATHMORE | Rathmore [T42,T421] | KNOCKEARAGH |  | 52.085 | -9.2231
334026 | MV/LV Substation KI***026 |  | 10 kV | _ | LV | 400 kVA :Building Structure | 0.4 | --> | 0.4 | 0 | 0 | Constrained, otherwise capacity available =294 kVA | --> | 0.38 | 0 | 0.021 | 0.35 | 0 |  | --> | C18 ex GRANGE (DR) | Grange (dr) [T41,T42] | GRANGE (DR) |  | 53.3904 | -6.1679
033692Y | MV/LV Substation TI***692Y |  | 10 kV | _ | LV | 630 kVA :Kiosk Substation | 0.63 | --> | 0.63 | 0 | 0 | Constrained, otherwise capacity available =629 kVA | --> | 0.598 | 0 | 0 | 0.059 | 0 | Constrained, otherwise capacity available =598 kW | --> | C16 ex CREGG ROAD | Cregg Road [T41,T42] | BALLYDINE |  | 52.3524 | -7.3915
063130X | MV/LV Substation TA***130X |  | 10 kV | _ | LV | 400 kVA :Kiosk Substation | 0.4 | --> | 0.4 | 0 | 0 | Constrained, otherwise capacity available =294 kVA | --> | 0.38 | 0 | 0.015 | 0 | 0 | Constrained, otherwise capacity available =354 kW | --> | C15 ex BALLYBAILIE | Ballybailie [T41,T42] | DUNDALK |  | 53.9177 | -6.5465
0084198 | MV/LV Substation NO***4198 |  | 10 kV | _ | LV | 100 kVA :Pole Substation | 0.1 | --> | 0.1 | 0 | 0 | Constrained, otherwise capacity available =100 kVA | --> | 0.095 | 0 | 0 | 0 | 0 | Constrained, otherwise capacity available =95 kW | --> | C20 ex KNOCKMULLEN | Knockmullen [T42,T421] | GREAT ISLAND |  | 52.3836 | -6.9499
0494376 | MV/LV Substation CO***4376 |  | 10 kV | _ | LV | 50 kVA :Pole Substation | 0.05 | --> | 0.05 | 0.043 | 0.13 |  | --> | 0.048 | 0 | 0 | 0 | 0 | Constrained, otherwise capacity available =46 kW | --> | C14 ex BALLYMAHON | Ballymahon [T41,T42] | ATHLONE |  | 53.5976 | -7.7182
160702Y | MV/LV Substation CO***702Y |  | 10 kV | _ | LV | 400 kVA :Kiosk Substation | 0.4 | --> | 0.4 | 0 | 0 | Constrained, otherwise capacity available =338 kVA | --> | 0.38 | 0 | 0.004 | 0 | 0 | Constrained, otherwise capacity available =368 kW | --> | C15 ex MOUNTMELLICK | Mountmellick [T41,T42] | PORTLAOISE |  | 53.1197 | -7.3261
068269X | MV/LV Substation MA***269X |  | 10 kV | _ | LV | 1000 kVA :Building Structure | 1 | --> | 1 | 0.433 | 14.34 |  | --> | 0.95 | 0 | 0 | 0.5 | 0 |  | --> | C24 ex NORTH QUAYS | North Quays [T101,T102,T103] | POOLBEG |  | 53.3499 | -6.2436
220146X | MV/LV Substation KI***146X |  | 20 kV | _ | LV | 400 kVA :Building Structure | 0.4 | --> | 0.4 | 0.312 | 2.33 |  | --> | 0.38 | 0 | 0 | 0 | 0 | Constrained, otherwise capacity available =368 kW | --> | E14 ex MOY | Moy [T421,T422] | MOY |  | 54.2181 | -9.2167
0024004 | MV/LV Substation BR***4004 |  | 10 kV | _ | LV | 630 kVA :Kiosk Substation | 0.63 | --> | 0.63 | 0.041 | 0.04 | Constrained, otherwise capacity available =565 kVA | --> | 0.598 | 0 | 0 | 0.5 | 0 |  | --> | C15 ex LITTLE BRAY | Little Bray [T41,T42] | FASSAROE |  | 53.2097 | -6.1065
065088 | MV/LV Substation PI***088 |  | 10 kV | _ | LV | 400 kVA :Kiosk Substation | 0.4 | --> | 0.4 | 0 | 0 | Constrained, otherwise capacity available =302 kVA | --> | 0.38 | 0 | 0.012 | 0.358 | 0 |  | --> | C25 ex STEPHENSTOWN | Stephenstown [T101,T102] | FINGLAS |  | 53.6028 | -6.1699
003291Y | MV/LV Substation TO***291Y |  | 10 kV | _ | LV | 50 kVA :Pole Substation | 0.05 | --> | 0.05 | 0.047 | 0.48 |  | --> | 0.048 | 0 | 0 | 0 | 0 | Constrained, otherwise capacity available =47 kW | --> | C20 ex KILMARTIN | Kilmartin [T41] | ARKLOW |  | 53.0375 | -6.2167
046859 | MV/LV Substation LA***859 |  | 10 kV | _ | LV | 50 kVA :Pole Substation | 0.05 | --> | 0.05 | 0.041 | 5.48 |  | --> | 0.048 | 0 | 0 | 0.046 | 0 |  | --> | C15 ex BALLYTIVNAN | Ballytivnan [T41,T42] | SLIGO |  | 54.2583 | -8.393
125076Y | MV/LV Substation FA***076Y |  | 10 kV | _ | LV | 400 kVA :Kiosk Substation | 0.4 | --> | 0.4 | 0 | 0 | Constrained, otherwise capacity available =302 kVA | --> | 0.38 | 0 | 0 | 0 | 0 | Constrained, otherwise capacity available =366 kW | --> | C16 ex CLOONLOUGH | Cloonlough [T41,T42] | BARRYMORE |  | 52.2631 | -8.2819
253373 | MV/LV Substation KN***373 |  | 10 kV | _ | LV | 50 kVA :Pole Substation | 0.05 | --> | 0.05 | 0 | 0 | Constrained, otherwise capacity available =38 kVA | --> | 0.048 | 0 | 0.004 | 0 | 0 | Constrained, otherwise capacity available =43 kW | --> | C16 ex CLAREGALWAY | Claregalway [T42,T421] | GALWAY 110KV |  | 53.3756 | -8.9211
055942 | MV/LV Substation BO***942 |  | 20 kV | _ | LV | 400 kVA :Kiosk Substation | 0.4 | --> | 0.4 | 0 | 0 | Constrained, otherwise capacity available =326 kVA | --> | 0.38 | 0 | 0.008 | 0 | 0 | Constrained, otherwise capacity available =364 kW | --> | E20 ex ROSCREA | Roscrea [T41,T42] | IKERRIN |  | 52.9382 | -7.627
109547 | MV/LV Substation SU***547 |  | 10 kV | _ | LV | 400 kVA :Kiosk Substation | 0.4 | --> | 0.4 | 0.359 | 0.38 |  | --> | 0.38 | 0 | 0 | 0.374 | 0 |  | --> | C14 ex RINEANNA | Rineanna [T41,T42] | DRUMLINE |  | 52.7627 | -8.8997
136584Y | MV/LV Substation TU***584Y |  | 20 kV | _ | LV | 50 kVA :Pole Substation | 0.05 | --> | 0.05 | 0 | 0 | Constrained, otherwise capacity available =50 kVA | --> | 0.048 | 0 | 0 | 0 | 0 | Constrained, otherwise capacity available =47 kW | --> | C20 ex ROSCOMMON | Roscommon [T41,T42] | LANESBORO |  | 53.7772 | -8.2461
071107 | MV/LV Substation GR***107 |  | 10 kV | _ | LV | 400 kVA :Kiosk Substation | 0.4 | --> | 0.4 | 0.338 | 5.58 |  | --> | 0.38 | 0 | 0 | 0.371 | 0 |  | --> | C13 ex KILCOOLE | Kilcoole [T41,T42] | FASSAROE |  | 53.1017 | -6.1029
368267X | MV/LV Substation BE***267X |  | 20 kV | _ | LV | 50 kVA :Pole Substation | 0.05 | --> | 0.05 | 0 | 0 | Constrained, otherwise capacity available =50 kVA | --> | 0.048 | 0 | 0 | 0 | 0 | Constrained, otherwise capacity available =48 kW | --> | E17 ex DALTON | Dalton [T421,T422] | DALTON |  | 53.767 | -8.8506
049932X | MV/LV Substation MO***932X |  | 10 kV | _ | LV | 200 kVA :Pole Substation | 0.2 | --> | 0.2 | 0.19 | 0.21 |  | --> | 0.19 | 0 | 0 | 0 | 0 | Constrained, otherwise capacity available =189 kW | --> | E19 ex LONGFORD | Longford [T421,T422] | RICHMOND |  | 53.7143 | -7.8152
066065Y | MV/LV Substation ST***065Y |  | 20 kV | _ | LV | 400 kVA :Kiosk Substation | 0.4 | --> | 0.4 | 0 | 0 | Constrained, otherwise capacity available =167 kVA | --> | 0.38 | 0 | 0.078 | 0 | 0 | Constrained, otherwise capacity available =289 kW | --> | E11 ex GLASMORE | Glasmore [T421,T422] | GLASMORE |  | 53.4839 | -6.1467
0394198 | MV/LV Substation GA***4198 |  | 10 kV | _ | LV | 400 kVA :Kiosk Substation | 0.4 | --> | 0.4 | 0 | 0 | Constrained, otherwise capacity available =400 kVA | --> | 0.38 | 0 | 0 | 0.38 | 0 |  | --> | C21 ex GALWAY 110KV | Galway 110kv [T102,T103] | GALWAY 110KV |  | 53.288 | -9.0096
041805X | MV/LV Substation CL***805X |  | 20 kV | _ | LV | 200 kVA :Pole Substation | 0.2 | --> | 0.2 | 0 | 0 | Constrained, otherwise capacity available =180 kVA | --> | 0.19 | 0 | 0 | 0 | 0 | Constrained, otherwise capacity available =187 kW | --> | E21 ex DALTON | Dalton [T421,T422] | DALTON |  | 53.7335 | -8.9948
109242 | MV/LV Substation GL***242 |  | 10 kV | _ | LV | 200 kVA :Pole Substation | 0.2 | --> | 0.2 | 0.13 | 0.38 |  | --> | 0.19 | 0 | 0.025 | 0.162 | 0 |  | --> | C14 ex RINEANNA | Rineanna [T41,T42] | DRUMLINE |  | 52.7641 | -8.902
082775Y | MV/LV Substation AT***775Y |  | 10 kV | _ | LV | 400 kVA :Kiosk Substation | 0.4 | --> | 0.4 | 0 | 0 | Constrained, otherwise capacity available =308 kVA | --> | 0.38 | 0 | 0.009 | 0 | 0 | Constrained, otherwise capacity available =361 kW | --> | C30 ex ACADEMY STREET | Academy Street [T421,T422,T44] | NAVAN |  | 53.647 | -6.6688
590503 | MV/LV Substation CO***503 |  | 20 kV | _ | LV | 400 kVA :Kiosk Substation | 0.4 | --> | 0.4 | 0 | 0 | Constrained, otherwise capacity available =396 kVA | --> | 0.38 | 0 | 0 | 0 | 0 | Constrained, otherwise capacity available =379 kW | --> | E15 ex CONG |  |  |  | 53.5364 | -9.3091
207460X | MV/LV Substation OL***460X |  | 10 kV | _ | LV | 200 kVA :Pole Substation | 0.2 | --> | 0.2 | 0 | 0 | Constrained, otherwise capacity available =199 kVA | --> | 0.19 | 0 | 0 | 0 | 0 | Constrained, otherwise capacity available =190 kW | --> | C14 ex TEMPLEMORE | Templemore [T41,T42] | IKERRIN |  | 52.809 | -7.512
062851Y | MV/LV Substation DR***851Y |  | 10 kV | _ | LV | 200 kVA :Pole Substation | 0.2 | --> | 0.2 | 0.198 | 1.03 |  | --> | 0.19 | 0 | 0 | 0 | 0 | Constrained, otherwise capacity available =190 kW | --> | C18 ex LITTLE MILLS | Little Mills [T41] | DUNDALK |  | 53.9208 | -6.4003
007967X | MV/LV Substation KE***967X |  | 20 kV | _ | LV | 630 kVA :Building Structure | 0.63 | --> | 0.63 | 0.143 | 0.14 | Constrained, otherwise capacity available =461 kVA | --> | 0.598 | 0 | 0.011 | 0 | 0 | Constrained, otherwise capacity available =567 kW | --> | C12 ex CARRIGLAWN | Carriglawn [T41,T42] | WEXFORD |  | 52.3603 | -6.4487
003476 | MV/LV Substation MI***476 |  | 10 kV | _ | LV | 200 kVA :Pole Substation | 0.2 | --> | 0.2 | 0.137 | 11.58 |  | --> | 0.19 | 0 | 0.041 | 0 | 0 | Constrained, otherwise capacity available =151 kW | --> | C18 ex BALLYBEG | Ballybeg [T101,T102] | CARRICKMINES |  | 52.9925 | -6.1002
2094123 | MV/LV Substation CU***4123 |  | 20 kV | _ | LV | 200 kVA :Pole Substation | 0.2 | --> | 0.2 | 0 | 0 | Constrained, otherwise capacity available =200 kVA | --> | 0.19 | 0 | 0 | 0 | 0 | Constrained, otherwise capacity available =190 kW | --> | C21 ex MILFORD (NR) | Milford (nr) [T41,T42] | LETTERKENNY |  | 55.1481 | -7.8381
093048Y | MV/LV Substation GE***048Y |  | 10 kV | _ | LV | 630 kVA :Building Structure | 0.63 | --> | 0.63 | 0 | 0 | Constrained, otherwise capacity available =612 kVA | --> | 0.598 | 0 | 0 | 0.5 | 0 |  | --> | C11 ex GRANGE (DR) | Grange (dr) [T41,T42] | GRANGE (DR) |  | 53.3939 | -6.1498
503649 | MV/LV Substation BU***649 |  | 20 kV | _ | LV | 50 kVA :Pole Substation | 0.05 | --> | 0.05 | 0.049 | 1.69 |  | --> | 0.048 | 0 | 0 | 0 | 0 | Constrained, otherwise capacity available =47 kW | --> | C18 ex NEWTOWNCUNNINGHAM | Newtowncunningham [T41,T42] | LETTERKENNY |  | 55.0054 | -7.4839
1924101 | MV/LV Substation FA***4101 |  | 20 kV | _ | LV | 200 kVA :Pole Substation | 0.2 | --> | 0.2 | 0.198 | 1.7 |  | --> | 0.19 | 0 | 0 | 0 | 0 | Constrained, otherwise capacity available =190 kW | --> | E15 ex GWEEDORE | Gweedore [T421] | ARDNAGAPPARY |  | 55.1365 | -8.0978
066651Z | MV/LV Substation KI***651Z |  | 20 kV | _ | LV | 630 kVA :Building Structure | 0.63 | --> | 0.63 | 0 | 0 | Constrained, otherwise capacity available =630 kVA | --> | 0.598 | 0 | 0 | 0 | 0 | Constrained, otherwise capacity available =598 kW | --> | E15 ex ASHBOURNE | Ashbourne [T421,T422] | FINGLAS |  | 53.5121 | -6.401
068239X | MV/LV Substation BR***239X |  | 10 kV | _ | LV | 630 kVA :Building Structure | 0.63 | --> | 0.63 | 0 | 0 | Constrained, otherwise capacity available =549 kVA | --> | 0.598 | 0 | 0 | 0.5 | 0 |  | --> | C11 ex CAMDEN ROW | Camden Row [T41] | FRANCIS STREET |  | 53.3394 | -6.2701
165875 | MV/LV Substation TA***875 |  | 10 kV | _ | LV | 50 kVA :Pole Substation | 0.05 | --> | 0.05 | 0 | 0 | Constrained, otherwise capacity available =41 kVA | --> | 0.048 | 0 | 0 | 0 | 0 | Constrained, otherwise capacity available =46 kW | --> | C15 ex CLONAKILTY | Clonakilty [T41,T42] | DUNMANWAY |  | 51.6334 | -8.8967
064599Y | MV/LV Substation KN***599Y |  | 20 kV | _ | LV | 50 kVA :Pole Substation | 0.05 | --> | 0.05 | 0 | 0 | Constrained, otherwise capacity available =48 kVA | --> | 0.048 | 0 | 0 | 0 | 0 | Constrained, otherwise capacity available =47 kW | --> | E16 ex SLANE |  |  |  | 53.7334 | -6.5518
093118Z | MV/LV Substation WH***118Z |  | 10 kV | _ | LV | 630 kVA :Kiosk Substation | 0.63 | --> | 0.63 | 0 | 0 | Constrained, otherwise capacity available =514 kVA | --> | 0.598 | 0 | 0 | 0.5 | 0 |  | --> | C18 ex POPPINTREE | Poppintree [T101,T102] | FINGLAS |  | 53.392 | -6.255
064156Y | MV/LV Substation BO***156Y |  | 10 kV | _ | LV | 50 kVA :Pole Substation | 0.05 | --> | 0.05 | 0 | 0 | Constrained, otherwise capacity available =48 kVA | --> | 0.048 | 0 | 0.011 | 0 | 0 | Constrained, otherwise capacity available =39 kW | --> | C19 ex DRYBRIDGE | Drybridge [T41,T42] | DRYBRIDGE |  | 53.7252 | -6.3611
049259 | MV/LV Substation MO***259 |  | 20 kV | _ | LV | 50 kVA :Pole Substation | 0.05 | --> | 0.05 | 0.047 | 0.21 |  | --> | 0.048 | 0 | 0 | 0 | 0 | Constrained, otherwise capacity available =47 kW | --> | E12 ex LONGFORD | Longford [T421,T422] | RICHMOND |  | 53.9144 | -7.6276
196057 | MV/LV Substation OL***057 |  | 10 kV | _ | LV | 400 kVA :Building Structure | 0.4 | --> | 0.4 | 0 | 0 | Constrained, otherwise capacity available =242 kVA | --> | 0.38 | 0 | 0.01 | 0 | 0 | Constrained, otherwise capacity available =352 kW | --> | C18 ex ATHBOY | Athboy [T42] | NAVAN |  | 53.6218 | -6.9201
082885Y | MV/LV Substation JO***885Y |  | 20 kV | _ | LV | 400 kVA :Kiosk Substation | 0.4 | --> | 0.4 | 0 | 0 | Constrained, otherwise capacity available =303 kVA | --> | 0.38 | 0 | 0.017 | 0 | 0 | Constrained, otherwise capacity available =354 kW | --> | E12 ex ACADEMY STREET | Academy Street [T421,T422,T44] | NAVAN |  | 53.6441 | -6.6579
0534453 | MV/LV Substation CL***4453 |  | 10 kV | _ | LV | 630 kVA :Building Structure | 0.63 | --> | 0.63 | 0 | 0 | Constrained, otherwise capacity available =630 kVA | --> | 0.598 | 0 | 0 | 0.5 | 0 |  | --> | C23 ex CLONMINCH | Clonminch [T41,T422] | THORNSBERRY |  | 53.2687 | -7.4671
248421X | MV/LV Substation TR***421X |  | 20 kV | _ | LV | 100 kVA :Pole Substation | 0.1 | --> | 0.1 | 0 | 0 | Constrained, otherwise capacity available =66 kVA | --> | 0.095 | 0 | 0.008 | 0 | 0 | Constrained, otherwise capacity available =84 kW | --> | E14 ex KILCOCK | Kilcock [T421,T422] | GRIFFINRATH |  | 53.484 | -6.7362
001175 | MV/LV Substation KI***175 |  | 10 kV | _ | LV | 200 kVA :Kiosk Substation | 0.2 | --> | 0.2 | 0.132 | 1.16 |  | --> | 0.19 | 0 | 0.069 | 0.129 | 0 |  | --> | C17 ex DEANSGRANGE | Deansgrange [T41,T42] | CARRICKMINES |  | 53.2801 | -6.1624
049421Z | MV/LV Substation HA***421Z |  | 10 kV | _ | LV | 50 kVA :Pole Substation | 0.05 | --> | 0.05 | 0.033 | 0.13 |  | --> | 0.048 | 0 | 0 | 0 | 0 | Constrained, otherwise capacity available =45 kW | --> | C14 ex BALLYMAHON | Ballymahon [T41,T42] | ATHLONE |  | 53.5986 | -7.6828
340531 | MV/LV Substation CA***531 |  | 10 kV | _ | LV | 200 kVA :Pole Substation | 0.2 | --> | 0.2 | 0 | 0 | Constrained, otherwise capacity available =199 kVA | --> | 0.19 | 0 | 0 | 0 | 0 | Constrained, otherwise capacity available =190 kW | --> | C16 ex DUNGLOE | Dungloe [T41,T42] | ARDNAGAPPARY |  | 54.9554 | -8.3769
2534090 | MV/LV Substation VI***4090 |  | 10 kV | _ | LV | 400 kVA :Kiosk Substation | 0.4 | --> | 0.4 | 0.172 | 10.7 |  | --> | 0.38 | 0 | 0.015 | 0 | 0 | Constrained, otherwise capacity available =336 kW | --> | C22 ex CLOON | Cloon [T42,T421] | CLOON |  | 53.514 | -8.8517
365844X | MV/LV Substation NE***844X |  | 10 kV | _ | LV | 200 kVA :Building Structure | 0.2 | --> | 0.2 | 0 | 0 | Constrained, otherwise capacity available =184 kVA | --> | 0.19 | 0 | 0 | 0.188 | 0 |  | --> | C17 ex TYMON | Tymon [T41,T42] | COOKSTOWN |  | 53.3098 | -6.3773
039077 | MV/LV Substation PO***077 |  | 10 kV | _ | LV | 1000 kVA :Building Structure | 1 | --> | 1 | 0 | 0 | Constrained, otherwise capacity available =609 kVA | --> | 0.95 | 0 | 0 | 0 | 0 | Constrained, otherwise capacity available =902 kW | --> | C12 ex HEADFORD ROAD | Headford Road [T41,T42] | GALWAY 110KV |  | 53.274 | -9.052
066037Y | MV/LV Substation AB***037Y |  | 10 kV | _ | LV | 400 kVA :Kiosk Substation | 0.4 | --> | 0.4 | 0 | 0 | Constrained, otherwise capacity available =310 kVA | --> | 0.38 | 0 | 0.022 | 0 | 0 | Constrained, otherwise capacity available =351 kW | --> | C14 ex SWORDS | Swords [T41,T42] | GLASMORE |  | 53.463 | -6.2521
009459Y | MV/LV Substation BE***459Y |  | 10 kV | _ | LV | 400 kVA :Kiosk Substation | 0.4 | --> | 0.4 | 0.339 | 8.16 |  | --> | 0.38 | 0 | 0.022 | 0 | 0 | Constrained, otherwise capacity available =355 kW | --> | C12 ex MOUNT MISERY | Mount Misery [T41,T42] | WATERFORD |  | 52.2678 | -7.0933
067065X | MV/LV Substation TI***065X |  | 10 kV | _ | LV | 400 kVA :Building Structure | 0.4 | --> | 0.4 | 0 | 0 | Constrained, otherwise capacity available =240 kVA | --> | 0.38 | 0 | 0.01 | 0.35 | 0 |  | --> | C22 ex GARRYOWEN | Garryowen [T41,T42] | LIMERICK |  | 52.6526 | -8.5916
165287 | MV/LV Substation CO***287 |  | 10 kV | _ | LV | 400 kVA :Kiosk Substation | 0.4 | --> | 0.4 | 0 | 0 | Constrained, otherwise capacity available =288 kVA | --> | 0.38 | 0 | 0.02 | 0 | 0 | Constrained, otherwise capacity available =350 kW | --> | C16 ex CLONAKILTY | Clonakilty [T41,T42] | DUNMANWAY |  | 51.6243 | -8.8872
015599Z | MV/LV Substation OL***599Z |  | 10 kV | _ | LV | 400 kVA :Kiosk Substation | 0.4 | --> | 0.4 | 0.141 | 12.6 |  | --> | 0.38 | 0 | 0.133 | 0.245 | 0 |  | --> | C14 ex MONREAD | Monread [T101,T102] | MONREAD |  | 53.2344 | -6.6659
139443Y | MV/LV Substation DR***443Y |  | 10 kV | _ | LV | 50 kVA :Pole Substation | 0.05 | --> | 0.05 | 0.05 | 4 |  | --> | 0.048 | 0 | 0 | 0 | 0 | Constrained, otherwise capacity available =48 kW | --> | C18 ex BALLYJAMESDUFF | Ballyjamesduff [T41,T42] | SHANKILL |  | 53.906 | -7.1869
046002 | MV/LV Substation WI***002 |  | 10 kV | _ | LV | 630 kVA :Kiosk Substation | 0.63 | --> | 0.63 | 0 | 0 | Constrained, otherwise capacity available =325 kVA | --> | 0.598 | 0 | 0.01 | 0.5 | 0 |  | --> | C17 ex CRANMORE | Cranmore [T41,T42] | SLIGO |  | 54.2719 | -8.478
255860 | MV/LV Substation VO***860 |  | 10 kV | _ | LV | 200 kVA :Pole Substation | 0.2 | --> | 0.2 | 0.173 | 2.09 |  | --> | 0.19 | 0 | 0.03 | 0 | 0 | Constrained, otherwise capacity available =164 kW | --> | C17 ex KILCAR | Kilcar [T41] | BINBANE |  | 54.6561 | -8.6326
049718X | MV/LV Substation FA***718X |  | 10 kV | _ | LV | 630 kVA :Kiosk Substation | 0.63 | --> | 0.63 | 0.5 | 2.8 |  | --> | 0.598 | 0 | 0 | 0 | 0 | Constrained, otherwise capacity available =590 kW | --> | C17 ex GLEBE | Glebe [T41,T42] | RICHMOND |  | 53.7223 | -7.7892
244895X | MV/LV Substation CA***895X |  | 20 kV | _ | LV | 50 kVA :Pole Substation | 0.05 | --> | 0.05 | 0 | 0 | Constrained, otherwise capacity available =38 kVA | --> | 0.048 | 0 | 0 | 0 | 0 | Constrained, otherwise capacity available =46 kW | --> | E21 ex MILLTOWN (SR) | Milltown (sr) [T421,T422] | OUGHTRAGH |  | 52.0792 | -9.6701
1204273 | MV/LV Substation BO***4273 |  | 10 kV | _ | LV | 400 kVA :Kiosk Substation | 0.4 | --> | 0.4 | 0 | 0 | Constrained, otherwise capacity available =367 kVA | --> | 0.38 | 0 | 0.021 | 0 | 0 | Constrained, otherwise capacity available =360 kW | --> | C15 ex BLAKE | Blake [T41,T42] | BLAKE |  | 53.2822 | -6.8599
266682 | MV/LV Substation B ***682 |  | 20 kV | _ | LV | 200 kVA :Pole Substation | 0.2 | --> | 0.2 | 0 | 0 | Constrained, otherwise capacity available =108 kVA | --> | 0.19 | 0 | 0.014 | 0 | 0 | Constrained, otherwise capacity available =167 kW | --> | E12 ex CARNDONAGH | Carndonagh [T421,T422] | TRILLICK |  | 55.2769 | -7.3938
036479 | MV/LV Substation KI***479 |  | 20 kV | _ | LV | 200 kVA :Pole Substation | 0.2 | --> | 0.2 | 0 | 0 | Constrained, otherwise capacity available =154 kVA | --> | 0.19 | 0 | 0.011 | 0 | 0 | Constrained, otherwise capacity available =176 kW | --> | E19 ex GARRANACANTY | Garranacanty [T421,T422] | TIPPERARY |  | 52.4645 | -8.0985
150205X | MV/LV Substation GL***205X |  | 20 kV | _ | LV | 200 kVA :Kiosk Substation | 0.2 | --> | 0.2 | 0.162 | 3.96 |  | --> | 0.19 | 0 | 0 | 0 | 0 | Constrained, otherwise capacity available =185 kW | --> | E19 ex STRANORLAR | Stranorlar [T421,T422] | LETTERKENNY |  | 54.7998 | -7.7994
013443 | MV/LV Substation BA***443 |  | 20 kV | _ | LV | 100 kVA :Pole Substation | 0.1 | --> | 0.1 | 0.096 | 0.12 |  | --> | 0.095 | 0 | 0 | 0.094 | 0 |  | --> | E62 ex ATHY | Athy [T101,T102] | ATHY |  | 53.0059 | -6.9434
0684616 | MV/LV Substation LI***4616 |  | 10 kV | _ | LV | 1000 kVA :Building Structure | 1 | --> | 1 | 0 | 0 | Constrained, otherwise capacity available =1000 kVA | --> | 0.95 | 0 | 0 | 0.5 | 0 |  | --> | C13 ex GLOUCESTER PLACE | Gloucester Place [T41,T42] | MCDERMOTT |  | 53.3601 | -6.2449
021636Z | MV/LV Substation WA***636Z |  | 20 kV | _ | LV | 630 kVA :Building Structure | 0.63 | --> | 0.63 | 0 | 0 | Constrained, otherwise capacity available =593 kVA | --> | 0.598 | 0 | 0.035 | 0.5 | 0 |  | --> | C11 ex RIVERSTOWN | Riverstown [T41,T42] | KILBARRY |  | 52.006 | -8.3237
046370 | MV/LV Substation TO***370 |  | 10 kV | _ | LV | 630 kVA :Kiosk Substation | 0.63 | --> | 0.63 | 0 | 0 | Constrained, otherwise capacity available =543 kVA | --> | 0.598 | 0 | 0 | 0.5 | 0 |  | --> | C17 ex CRANMORE | Cranmore [T41,T42] | SLIGO |  | 54.2715 | -8.4745
248848X | MV/LV Substation CL***848X |  | 20 kV | _ | LV | 200 kVA :Pole Substation | 0.2 | --> | 0.2 | 0 | 0 | Constrained, otherwise capacity available =124 kVA | --> | 0.19 | 0 | 0.028 | 0 | 0 | Constrained, otherwise capacity available =159 kW | --> | E14 ex KILCOCK | Kilcock [T421,T422] | GRIFFINRATH |  | 53.4866 | -6.7342
049467Y | MV/LV Substation CA***467Y |  | 10 kV | _ | LV | 400 kVA :Building Structure | 0.4 | --> | 0.4 | 0.133 | 0.13 | Constrained, otherwise capacity available =263 kVA | --> | 0.38 | 0 | 0 | 0 | 0 | Constrained, otherwise capacity available =361 kW | --> | C14 ex BALLYMAHON | Ballymahon [T41,T42] | ATHLONE |  | 53.641 | -7.679
0204082 | MV/LV Substation CE***4082 |  | 10 kV | _ | LV | 630 kVA :Kiosk Substation | 0.63 | --> | 0.63 | 0 | 0 | Constrained, otherwise capacity available =614 kVA | --> | 0.598 | 0 | 0 | 0 | 0 | Constrained, otherwise capacity available =596 kW | --> | C11 ex COOLCORCORAN | Coolcorcoran [T41,T42] | KNOCKEARAGH |  | 52.0622 | -9.5008
093358 | MV/LV Substation AL***358 |  | 10 kV | _ | LV | 400 kVA :Kiosk Substation | 0.4 | --> | 0.4 | 0 | 0 | Constrained, otherwise capacity available =202 kVA | --> | 0.38 | 0 | 0.069 | 0.301 | 0 |  | --> | C20 ex GRANGE (DR) | Grange (dr) [T41,T42] | GRANGE (DR) |  | 53.3964 | -6.1477
039933 | MV/LV Substation TO***933 |  | 20 kV | _ | LV | 50 kVA :Pole Substation | 0.05 | --> | 0.05 | 0.015 | 11.03 |  | --> | 0.048 | 0 | 0 | 0.042 | 0 |  | --> | C36 ex SALTHILL | Salthill [T101,T102] | SALTHILL |  | 53.2923 | -9.1127
066724 | MV/LV Substation KI***724 |  | 20 kV | _ | LV | 50 kVA :Pole Substation | 0.05 | --> | 0.05 | 0 | 0 | Constrained, otherwise capacity available =30 kVA | --> | 0.048 | 0 | 0 | 0 | 0 | Constrained, otherwise capacity available =45 kW | --> | E16 ex ASHBOURNE | Ashbourne [T421,T422] | FINGLAS |  | 53.4974 | -6.3858
158112X | MV/LV Substation KI***112X |  | 20 kV | _ | LV | 50 kVA :Pole Substation | 0.05 | --> | 0.05 | 0 | 0 | Constrained, otherwise capacity available =39 kVA | --> | 0.048 | 0 | 0 | 0 | 0 | Constrained, otherwise capacity available =46 kW | --> | C11 ex ENNIS NORTH | Ennis North [T41,T42] | ENNIS |  | 52.9656 | -9.0818
067357X | MV/LV Substation CA***357X |  | 20 kV | _ | LV | 50 kVA :Pole Substation | 0.05 | --> | 0.05 | 0.042 | 13.8 |  | --> | 0.048 | 0 | 0 | 0.046 | 0 |  | --> | C14 ex SINGLAND | Singland [T101,T102] | SINGLAND |  | 52.6232 | -8.5618
255792 | MV/LV Substation FI***792 |  | 10 kV | _ | LV | 50 kVA :Pole Substation | 0.05 | --> | 0.05 | 0 | 0 | Constrained, otherwise capacity available =27 kVA | --> | 0.048 | 0 | 0 | 0 | 0 | Constrained, otherwise capacity available =44 kW | --> | E12 ex KILLYBEGS | Killybegs [T422] | BINBANE |  | 54.6822 | -8.4044
093078 | MV/LV Substation CE***078 |  | 10 kV | _ | LV | 400 kVA :Kiosk Substation | 0.4 | --> | 0.4 | 0 | 0 | Constrained, otherwise capacity available =323 kVA | --> | 0.38 | 0 | 0.038 | 0.341 | 0 |  | --> | C20 ex UNIDARE | Unidare [T41,T42] | FINGLAS |  | 53.3953 | -6.2846
117722 | MV/LV Substation ST***722 |  | 20 kV | _ | LV | 200 kVA :Pole Substation | 0.2 | --> | 0.2 | 0 | 0 |  | --> | 0.19 | 0 | 0.037 | 0 | 0 | Constrained, otherwise capacity available =128 kW | --> | E14 ex COLLOONEY | Collooney [T421,T422] | SLIGO |  | 54.1822 | -8.4915
154551 | MV/LV Substation BE***551 |  | 20 kV | _ | LV | 50 kVA :Pole Substation | 0.05 | --> | 0.05 | 0 | 0 | Constrained, otherwise capacity available =47 kVA | --> | 0.048 | 0 | 0 | 0.047 | 0 |  | --> | C21 ex MACETOWN | Macetown [T101,T102] | MACETOWN |  | 53.4493 | -6.5057
253751 | MV/LV Substation KI***751 |  | 20 kV | _ | LV | 50 kVA :Pole Substation | 0.05 | --> | 0.05 | 0 | 0 | Constrained, otherwise capacity available =31 kVA | --> | 0.048 | 0 | 0 | 0 | 0 | Constrained, otherwise capacity available =45 kW | --> | E16 ex GLENAMADDY | Glenamaddy [T422] | ATHLONE |  | 53.5346 | -8.5378
130933 | MV/LV Substation DE***933 |  | 20 kV | _ | LV | 200 kVA :Pole Substation | 0.2 | --> | 0.2 | 0.114 | 2.55 |  | --> | 0.19 | 0 | 0 | 0 | 0 | Constrained, otherwise capacity available =178 kW | --> | E18 ex EDGEWORTHSTOWN | Edgeworthstown [T421,T422] | RICHMOND |  | 53.6986 | -7.6046
060885X | MV/LV Substation GR***885X |  | 20 kV | _ | LV | 50 kVA :Pole Substation | 0.05 | --> | 0.05 | 0 | 0 | Constrained, otherwise capacity available =48 kVA | --> | 0.048 | 0 | 0 | 0 | 0 | Constrained, otherwise capacity available =47 kW | --> | C17 ex CLONES | Clones [T41,T42] | SHANKILL |  | 54.1913 | -7.165
429877 | MV/LV Substation ME***877 |  | 20 kV | _ | LV | 200 kVA :Pole Substation | 0.2 | --> | 0.2 | 0.197 | 5.75 |  | --> | 0.19 | 0 | 0 | 0 | 0 | Constrained, otherwise capacity available =190 kW | --> | E21 ex ABBEYFEALE | Abbeyfeale [T421] | TRIEN |  | 52.3574 | -9.2116
033043Y | MV/LV Substation LI***043Y |  | 10 kV | _ | LV | 200 kVA :Kiosk Substation | 0.2 | --> | 0.2 | 0 | 0 | Constrained, otherwise capacity available =133 kVA | --> | 0.19 | 0 | 0.006 | 0 | 0 | Constrained, otherwise capacity available =176 kW | --> | C11 ex DEERPARK | Deerpark [T41,T42] | BALLYDINE |  | 52.3502 | -7.4266
026736X | MV/LV Substation RA***736X |  | 10 kV | _ | LV | 100 kVA :Pole Substation | 0.1 | --> | 0.1 | 0 | 0 | Constrained, otherwise capacity available =95 kVA | --> | 0.095 | 0 | 0 | 0 | 0 | Constrained, otherwise capacity available =94 kW | --> | C17 ex KINSALE | Kinsale [T41,T42] | BANDON |  | 51.7655 | -8.6444
060187Y | MV/LV Substation MA***187Y |  | 10 kV | _ | LV | 100 kVA :Pole Substation | 0.1 | --> | 0.1 | 0 | 0 | Constrained, otherwise capacity available =74 kVA | --> | 0.095 | 0 | 0 | 0 | 0 | Constrained, otherwise capacity available =91 kW | --> | C16 ex CLONES | Clones [T41,T42] | SHANKILL |  | 54.182 | -7.2263
015982 | MV/LV Substation CA***982 |  | 10 kV | _ | LV | 50 kVA :Pole Substation | 0.05 | --> | 0.05 | 0 | 0 | Constrained, otherwise capacity available =43 kVA | --> | 0.048 | 0 | 0 | 0 | 0 | Constrained, otherwise capacity available =46 kW | --> | C17 ex SALLINS | Sallins [T41,T42] | GRIFFINRATH |  | 53.267 | -6.6702
005107Y | MV/LV Substation ST***107Y |  | 10 kV | _ | LV | 400 kVA :Kiosk Substation | 0.4 | --> | 0.4 | 0.355 | 3.03 |  | --> | 0.38 | 0 | 0.005 | 0 | 0 | Constrained, otherwise capacity available =370 kW | --> | C24 ex RAMSTOWN | Ramstown [T41,T42] | CRANE |  | 52.6703 | -6.2949
127833X | MV/LV Substation TH***833X |  | 10 kV | _ | LV | 50 kVA :Pole Substation | 0.05 | --> | 0.05 | 0 | 0 | Constrained, otherwise capacity available =43 kVA | --> | 0.048 | 0 | 0 | 0 | 0 | Constrained, otherwise capacity available =46 kW | --> | C17 ex HOLYCROSS ROAD | Holycross Road [T41,T42] | THURLES |  | 52.6728 | -7.8461
118930 | MV/LV Substation CO***930 |  | 20 kV | _ | LV | 50 kVA :Pole Substation | 0.05 | --> | 0.05 | 0 | 0 | Constrained, otherwise capacity available =44 kVA | --> | 0.048 | 0 | 0 | 0 | 0 | Constrained, otherwise capacity available =47 kW | --> | E11 ex CREAGH | Creagh [T421,T422] | ATHLONE |  | 53.471 | -8.2633
248490X | MV/LV Substation SU***490X |  | 20 kV | _ | LV | 400 kVA :Kiosk Substation | 0.4 | --> | 0.4 | 0 | 0 | Constrained, otherwise capacity available =316 kVA | --> | 0.38 | 0 | 0.009 | 0 | 0 | Constrained, otherwise capacity available =362 kW | --> | E14 ex KILCOCK | Kilcock [T421,T422] | GRIFFINRATH |  | 53.4829 | -6.7318
015420X | MV/LV Substation MY***420X |  | 10 kV | _ | LV | 50 kVA :Pole Substation | 0.05 | --> | 0.05 | 0 | 0 | Constrained, otherwise capacity available =29 kVA | --> | 0.048 | 0 | 0.011 | 0 | 0 | Constrained, otherwise capacity available =36 kW | --> | C18 ex NAAS | Naas [T41,T42] | KILTEEL |  | 53.174 | -6.6841
068788 | MV/LV Substation PL***788 |  | 10 kV | _ | LV | 1000 kVA :Building Structure | 1 | --> | 1 | 0 | 0 | Constrained, otherwise capacity available =658 kVA | --> | 0.95 | 0 | 0 | 0.5 | 0 |  | --> | C14 ex CAMDEN ROW | Camden Row [T41] | FRANCIS STREET |  | 53.3358 | -6.2667
049853Y | MV/LV Substation MA***853Y |  | 10 kV | _ | LV | 400 kVA :Kiosk Substation | 0.4 | --> | 0.4 | 0.357 | 2.8 |  | --> | 0.38 | 0 | 0 | 0 | 0 | Constrained, otherwise capacity available =374 kW | --> | C17 ex GLEBE | Glebe [T41,T42] | RICHMOND |  | 53.7206 | -7.8057
039521X | MV/LV Substation CL***521X |  | 20 kV | _ | LV | 50 kVA :Pole Substation | 0.05 | --> | 0.05 | 0.05 | 11.03 |  | --> | 0.048 | 0 | 0 | 0.048 | 0 |  | --> | C27 ex SALTHILL | Salthill [T101,T102] | SALTHILL |  | 53.3196 | -9.1592
127260Y | MV/LV Substation NE***260Y |  | 10 kV | _ | LV | 50 kVA :Pole Substation | 0.05 | --> | 0.05 | 0 | 0 | Constrained, otherwise capacity available =36 kVA | --> | 0.048 | 0 | 0.01 | 0 | 0 | Constrained, otherwise capacity available =38 kW | --> | C11 ex LOUGHTAGALLA | Loughtagalla [T41,T42] | THURLES |  | 52.6598 | -7.6981
029721 | MV/LV Substation CL***721 |  | 10 kV | _ | LV | 50 kVA :Pole Substation | 0.05 | --> | 0.05 | 0 | 0 | Constrained, otherwise capacity available =35 kVA | --> | 0.048 | 0 | 0 | 0 | 0 | Constrained, otherwise capacity available =45 kW | --> | C16 ex KILLACLOYNE | Killacloyne [T41,T42] | MIDLETON |  | 51.9515 | -8.2979
0084220 | MV/LV Substation BE***4220 |  | 10 kV | _ | LV | 400 kVA :Kiosk Substation | 0.4 | --> | 0.4 | 0.205 | 0.2 | Constrained, otherwise capacity available =400 kVA | --> | 0.38 | 0 | 0 | 0 | 0 | Constrained, otherwise capacity available =380 kW | --> | E17 ex BEALISTOWN | Bealistown [T421,T422] | GREAT ISLAND |  | 52.2716 | -6.8665
003381Y | MV/LV Substation TI***381Y |  | 10 kV | _ | LV | 50 kVA :Pole Substation | 0.05 | --> | 0.05 | 0.046 | 11.58 |  | --> | 0.048 | 0 | 0.004 | 0 | 0 | Constrained, otherwise capacity available =44 kW | --> | C14 ex BALLYBEG | Ballybeg [T101,T102] | CARRICKMINES |  | 52.9985 | -6.0874
207261Y | MV/LV Substation OA***261Y |  | 10 kV | _ | LV | 50 kVA :Pole Substation | 0.05 | --> | 0.05 | 0.033 | 3.38 |  | --> | 0.048 | 0 | 0.004 | 0 | 0 | Constrained, otherwise capacity available =42 kW | --> | C19 ex GLENGOOLE | Glengoole [T41] | THURLES |  | 52.5852 | -7.5411
154378 | MV/LV Substation WH***378 |  | 10 kV | _ | LV | 630 kVA :Kiosk Substation | 0.63 | --> | 0.63 | 0 | 0 | Constrained, otherwise capacity available =535 kVA | --> | 0.598 | 0 | 0.006 | 0 | 0 | Constrained, otherwise capacity available =581 kW | --> | C24 ex BALLYCOOLIN | Ballycoolin [T41,T42,T43] | FINGLAS |  | 53.3969 | -6.3979
037331 | MV/LV Substation MA***331 |  | 10 kV | _ | LV | 100 kVA :Pole Substation | 0.1 | --> | 0.1 | 0 | 0 | Constrained, otherwise capacity available =97 kVA | --> | 0.095 | 0 | 0 | 0 | 0 | Constrained, otherwise capacity available =94 kW | --> | C20 ex CAHIRCALLA | Cahircalla [T41,T42] | ENNIS |  | 52.8282 | -9.0681
060217Y | MV/LV Substation CA***217Y |  | 10 kV | _ | LV | 200 kVA :Kiosk Substation | 0.2 | --> | 0.2 | 0.158 | 2.57 |  | --> | 0.19 | 0 | 0 | 0 | 0 | Constrained, otherwise capacity available =184 kW | --> | C17 ex ERRIGAL | Errigal [T41,T422] | SHANKILL |  | 54.0712 | -7.0863
012455Y | MV/LV Substation RA***455Y |  | 10 kV | _ | LV | 400 kVA :Kiosk Substation | 0.4 | --> | 0.4 | 0.284 | 1.99 |  | --> | 0.38 | 0 | 0.046 | 0 | 0 | Constrained, otherwise capacity available =330 kW | --> | C20 ex GRAIGUE | Graigue [T41,T42] | CARLOW |  | 52.8489 | -6.9933
204588 | MV/LV Substation TU***588 |  | 20 kV | _ | LV | 100 kVA :Pole Substation | 0.1 | --> | 0.1 | 0 | 0 | Constrained, otherwise capacity available =80 kVA | --> | 0.095 | 0 | 0 | 0 | 0 | Constrained, otherwise capacity available =92 kW | --> | E14 ex BUNCRANA | Buncrana [T421,T422] | TRILLICK |  | 55.1537 | -7.4527
067246 | MV/LV Substation WO***246 |  | 10 kV | _ | LV | 400 kVA :Kiosk Substation | 0.4 | --> | 0.4 | 0 | 0 | Constrained, otherwise capacity available =302 kVA | --> | 0.38 | 0 | 0.009 | 0 | 0 | Constrained, otherwise capacity available =360 kW | --> | C14 ex MOYLISH | Moylish [T41,T42] | ARDNACRUSHA |  | 52.6791 | -8.6509
1094019 | MV/LV Substation FA***4019 |  | 10 kV | _ | LV | 630 kVA :Building Structure | 0.63 | --> | 0.63 | 0 | 0 | Constrained, otherwise capacity available =575 kVA | --> | 0.598 | 0 | 0.1 | 0.5 | 0 |  | --> | C17 ex SHANNON | Shannon [T41,T42] | DRUMLINE |  | 52.699 | -8.9048
069254 | MV/LV Substation ST***254 |  | 10 kV | _ | LV | 400 kVA :Kiosk Substation | 0.4 | --> | 0.4 | 0.258 | 3.34 |  | --> | 0.38 | 0 | 0.023 | 0.343 | 0 |  | --> | C20 ex GREENHILLS | Greenhills [T42] | INCHICORE 220KV |  | 53.3085 | -6.3392
062497Y | MV/LV Substation RE***497Y |  | 10 kV | _ | LV | 630 kVA :Kiosk Substation | 0.63 | --> | 0.63 | 0.5 | 0.72 |  | --> | 0.598 | 0 | 0 | 0 | 0 | Constrained, otherwise capacity available =591 kW | --> | C15 ex COES ROAD | Coes Road [T41,T42] | DUNDALK |  | 53.9921 | -6.3766
006604Y | MV/LV Substation FI***604Y |  | 20 kV | _ | LV | 400 kVA :Kiosk Substation | 0.4 | --> | 0.4 | 0.394 | 4.38 |  | --> | 0.38 | 0 | 0 | 0.379 | 0 |  | --> | E13 ex CRANE | Crane [T122] | CRANE |  | 52.5076 | -6.517
164355 | MV/LV Substation CO***355 |  | 10 kV | _ | LV | 50 kVA :Pole Substation | 0.05 | --> | 0.05 | 0 | 0 | Constrained, otherwise capacity available =42 kVA | --> | 0.048 | 0 | 0 | 0 | 0 | Constrained, otherwise capacity available =46 kW | --> | C11 ex SKIBBEREEN | Skibbereen [T41,T42] | DUNMANWAY |  | 51.5863 | -9.2781
042609X | MV/LV Substation N5***609X |  | 10 kV | _ | LV | 630 kVA :Kiosk Substation | 0.63 | --> | 0.63 | 0 | 0 | Constrained, otherwise capacity available =392 kVA | --> | 0.598 | 0 | 0.055 | 0 | 0 | Constrained, otherwise capacity available =524 kW | --> | E18 ex WINDSOR | Windsor [T421,T422] | CASTLEBAR |  | 53.8572 | -9.2807
281133 | MV/LV Substation AN***133 |  | 10 kV | _ | LV | 630 kVA :Building Structure | 0.63 | --> | 0.63 | 0.28 | 4.67 |  | --> | 0.598 | 0 | 0 | 0.5 | 0 |  | --> | C14 ex CENTRE PARK ROAD | Marina [T105,T106] | MARINA |  | 51.8968 | -8.4665
054636 | MV/LV Substation CO***636 |  | 20 kV | _ | LV | 50 kVA :Pole Substation | 0.05 | --> | 0.05 | 0 | 0 | Constrained, otherwise capacity available =32 kVA | --> | 0.048 | 0 | 0 | 0 | 0 | Constrained, otherwise capacity available =45 kW | --> | E13 ex ABBEYLEIX | Abbeyleix [T422] | PORTLAOISE |  | 52.9462 | -7.3491
209556 | MV/LV Substation TR***556 |  | 20 kV | _ | LV | 200 kVA :Pole Substation | 0.2 | --> | 0.2 | 0 | 0 | Constrained, otherwise capacity available =180 kVA | --> | 0.19 | 0 | 0 | 0 | 0 | Constrained, otherwise capacity available =187 kW | --> | C14 ex MILFORD (NR) | Milford (nr) [T41,T42] | LETTERKENNY |  | 55.2253 | -7.7051
214909 | MV/LV Substation MO***909 |  | 20 kV | _ | LV | 50 kVA :Pole Substation | 0.05 | --> | 0.05 | 0 | 0 | Constrained, otherwise capacity available =49 kVA | --> | 0.048 | 0 | 0 | 0 | 0 | Constrained, otherwise capacity available =47 kW | --> | C11 ex DRUMQUIN | Drumquin [T42] | ENNIS |  | 52.8046 | -9.2007
288232 | MV/LV Substation WO***232 |  | 10 kV | _ | LV | 400 kVA :Kiosk Substation | 0.4 | --> | 0.4 | 0.209 | 1.16 |  | --> | 0.38 | 0 | 0.078 | 0.295 | 0 |  | --> | C19 ex BREWERY ROAD | Brewery Road [T41,T42] | CARRICKMINES |  | 53.2744 | -6.2003
0684032 | MV/LV Substation SH***4032 |  | 10 kV | _ | LV | 1000 kVA :Building Structure | 1 | --> | 1 | 0.5 | 17.78 |  | --> | 0.95 | 0 | 0 | 0.5 | 0 |  | --> | C12 ex RINGSEND | Ringsend [T101,T102] | POOLBEG |  | 53.339 | -6.202
062091 | MV/LV Substation CA***091 |  | 10 kV | _ | LV | 100 kVA :Pole Substation | 0.1 | --> | 0.1 | 0.015 | 2.33 |  | --> | 0.095 | 0 | 0.013 | 0 | 0 | Constrained, otherwise capacity available =73 kW | --> | C18 ex DUNDALK | Dundalk [T41,T42] | DUNDALK |  | 54.0156 | -6.4297
064163Z | MV/LV Substation SO***163Z |  | 10 kV | _ | LV | 630 kVA :Building Structure | 0.63 | --> | 0.63 | 0 | 0 | Constrained, otherwise capacity available =475 kVA | --> | 0.598 | 0 | 0 | 0 | 0 | Constrained, otherwise capacity available =577 kW | --> | C14 ex MORNINGTON ROAD | Mornington Road [T41,T42] | DRYBRIDGE |  | 53.7133 | -6.3472
081588Z | MV/LV Substation CL***588Z |  | 10 kV | _ | LV | 400 kVA :Kiosk Substation | 0.4 | --> | 0.4 | 0 | 0 | Constrained, otherwise capacity available =306 kVA | --> | 0.38 | 0 | 0.013 | 0.357 | 0 |  | --> | C12 ex SEMPERIT | Semperit [T41,T42,T43] | GRANGE CASTLE |  | 53.3385 | -6.3616
054225Z | MV/LV Substation LA***225Z |  | 10 kV | _ | LV | 1000 kVA :Building Structure | 1 | --> | 1 | 0 | 0 | Constrained, otherwise capacity available =790 kVA | --> | 0.95 | 0 | 0 | 0 | 0 | Constrained, otherwise capacity available =921 kW | --> | C23 ex PORTLAOISE | Portlaoise [T41,T42] | PORTLAOISE |  | 53.0323 | -7.2956
062260Y | MV/LV Substation CA***260Y |  | 10 kV | _ | LV | 200 kVA :Kiosk Substation | 0.2 | --> | 0.2 | 0.12 | 2.33 |  | --> | 0.19 | 0 | 0.006 | 0 | 0 | Constrained, otherwise capacity available =174 kW | --> | C12 ex DUNDALK | Dundalk [T41,T42] | DUNDALK |  | 54.0158 | -6.4168
433230 | MV/LV Substation HO***230 |  | 10 kV | _ | LV | 200 kVA :Pole Substation | 0.2 | --> | 0.2 | 0 | 0 | Constrained, otherwise capacity available =198 kVA | --> | 0.19 | 0 | 0 | 0 | 0 | Constrained, otherwise capacity available =190 kW | --> | C15 ex BALLAGHADERREEN | Ballaghaderreen [T41,T42] | TONROE |  | 53.8845 | -8.5204
066607Z | MV/LV Substation HO***607Z |  | 10 kV | _ | LV | 200 kVA :Kiosk Substation | 0.2 | --> | 0.2 | 0 | 0 | Constrained, otherwise capacity available =70 kVA | --> | 0.19 | 0 | 0.015 | 0.16 | 0 |  | --> | C16 ex MOUNTGORRY | Mountgorry [T41,T42] | GRANGE (DR) |  | 53.4446 | -6.2104
1504135 | MV/LV Substation CA***4135 |  | 20 kV | _ | LV | 50 kVA :Pole Substation | 0.05 | --> | 0.05 | 0.049 | 3.96 |  | --> | 0.048 | 0 | 0 | 0 | 0 | Constrained, otherwise capacity available =47 kW | --> | E19 ex STRANORLAR | Stranorlar [T421,T422] | LETTERKENNY |  | 54.7939 | -7.8127
1274542 | MV/LV Substation RA***4542 |  | 10 kV | _ | LV | 50 kVA :Pole Substation | 0.05 | --> | 0.05 | 0 | 0 | Constrained, otherwise capacity available =50 kVA | --> | 0.048 | 0 | 0 | 0 | 0 | Constrained, otherwise capacity available =48 kW | --> | C11 ex LOUGHTAGALLA | Loughtagalla [T41,T42] | THURLES |  | 52.6717 | -7.7363
032596 | MV/LV Substation BA***596 |  | 20 kV | _ | LV | 50 kVA :Pole Substation | 0.05 | --> | 0.05 | 0 | 0 | Constrained, otherwise capacity available =29 kVA | --> | 0.048 | 0 | 0 | 0 | 0 | Constrained, otherwise capacity available =45 kW | --> | E12 ex KILMACTHOMAS | Kilmacthomas [T421,T422] | DUNGARVAN |  | 52.2116 | -7.3796
253696Z | MV/LV Substation GL***696Z |  | 20 kV | _ | LV | 200 kVA :Pole Substation | 0.2 | --> | 0.2 | 0 | 0 | Constrained, otherwise capacity available =193 kVA | --> | 0.19 | 0 | 0 | 0 | 0 | Constrained, otherwise capacity available =189 kW | --> | E15 ex GLENAMADDY | Glenamaddy [T422] | ATHLONE |  | 53.605 | -8.553
144278X | MV/LV Substation DO***278X |  | 10 kV | _ | LV | 200 kVA :Pole Substation | 0.2 | --> | 0.2 | 0 | 0 | Constrained, otherwise capacity available =188 kVA | --> | 0.19 | 0 | 0.015 | 0 | 0 | Constrained, otherwise capacity available =177 kW | --> | C15 ex CASTLECOMER | Castlecomer [T41,T42] | BALLYRAGGET |  | 52.898 | -7.118
116001 | MV/LV Substation JA***001 |  | 10 kV | _ | LV | 630 kVA :Kiosk Substation | 0.63 | --> | 0.63 | 0.367 | 7.32 |  | --> | 0.598 | 0 | 0.059 | 0.5 | 0 |  | --> | C13 ex CARROWBEG | Carrowbeg [T41,T42] | CARROWBEG |  | 53.801 | -9.5227
0334179 | MV/LV Substation GU***4179 |  | 20 kV | _ | LV | 50 kVA :Pole Substation | 0.05 | --> | 0.05 | 0 | 0 | Constrained, otherwise capacity available =47 kVA | --> | 0.048 | 0 | 0 | 0 | 0 | Constrained, otherwise capacity available =47 kW | --> | C18 ex DEERPARK | Deerpark [T41,T42] | BALLYDINE |  | 52.4792 | -7.5286
093374Z | MV/LV Substation PR***374Z |  | 10 kV | _ | LV | 630 kVA :Building Structure | 0.63 | --> | 0.63 | 0 | 0 | Constrained, otherwise capacity available =559 kVA | --> | 0.598 | 0 | 0 | 0.5 | 0 |  | --> | C16 ex MERVILLE | Merville [T41,T42] | FINGLAS |  | 53.3811 | -6.2905
1324044 | MV/LV Substation CO***4044 |  | 10 kV | _ | LV | 400 kVA :Building Structure | 0.4 | --> | 0.4 | 0 | 0 | Constrained, otherwise capacity available =356 kVA | --> | 0.38 | 0 | 0 | 0 | 0 | Constrained, otherwise capacity available =374 kW | --> | C16 ex LOUGHREA | Loughrea [T41,T42] | SOMERSET |  | 53.1894 | -8.5646
0684730 | MV/LV Substation NA***4730 |  | 10 kV | _ | LV | 1000 kVA :Building Structure | 1 | --> | 1 | 0.5 | 6.65 |  | --> | 0.95 | 0 | 0 | 0.5 | 0 |  | --> | C14 ex EAST WALL ROAD | East Wall Road [T41,T42] | MCDERMOTT |  | 53.3504 | -6.2334
081105Y | MV/LV Substation CR***105Y |  | 10 kV | _ | LV | 200 kVA :Kiosk Substation | 0.2 | --> | 0.2 | 0 | 0 | Constrained, otherwise capacity available =114 kVA | --> | 0.19 | 0 | 0.112 | 0 | 0 | Constrained, otherwise capacity available =95 kW | --> | C12 ex MONEYCOOLEY | Moneycooley [T41,T42,T44] | GRIFFINRATH |  | 53.3539 | -6.5461
160808Y | MV/LV Substation MO***808Y |  | 20 kV | _ | LV | 50 kVA :Pole Substation | 0.05 | --> | 0.05 | 0 | 0 | Constrained, otherwise capacity available =43 kVA | --> | 0.048 | 0 | 0 | 0 | 0 | Constrained, otherwise capacity available =47 kW | --> | E11 ex PORTLAOISE |  |  |  | 53.0884 | -7.1733
0684445 | MV/LV Substation HA***4445 |  | 10 kV | _ | LV | 1000 kVA :Building Structure | 1 | --> | 1 | 0 | 0 | Constrained, otherwise capacity available =740 kVA | --> | 0.95 | 0 | 0 | 0.5 | 0 |  | --> | C18 ex WATLING STREET | Watling Street [T41,T42] | FRANCIS STREET |  | 53.3474 | -6.2794
082708X | MV/LV Substation CA***708X |  | 10 kV | _ | LV | 50 kVA :Pole Substation | 0.05 | --> | 0.05 | 0.047 | 1.82 |  | --> | 0.048 | 0 | 0 | 0 | 0 | Constrained, otherwise capacity available =47 kW | --> | C15 ex RANDALSTOWN | Randalstown [T41] | NAVAN |  | 53.6869 | -6.7711
132546 | MV/LV Substation TY***546 |  | 20 kV | _ | LV | 100 kVA :Pole Substation | 0.1 | --> | 0.1 | 0.04 | 1.62 |  | --> | 0.095 | 0 | 0.019 | 0 | 0 | Constrained, otherwise capacity available =72 kW | --> | C17 ex CURRA | Curra [T41] | SOMERSET |  | 53.1503 | -8.3734
071589 | MV/LV Substation RE***589 |  | 10 kV | _ | LV | 50 kVA :Pole Substation | 0.05 | --> | 0.05 | 0 | 0 | Constrained, otherwise capacity available =27 kVA | --> | 0.048 | 0 | 0.005 | 0.041 | 0 |  | --> | C14 ex GREYSTONES | Greystones [T41,T42] | FASSAROE |  | 53.1592 | -6.0842
142317 | MV/LV Substation GL***317 |  | 20 kV | _ | LV | 50 kVA :Pole Substation | 0.05 | --> | 0.05 | 0 | 0 | Constrained, otherwise capacity available =42 kVA | --> | 0.048 | 0 | 0 | 0 | 0 | Constrained, otherwise capacity available =46 kW | --> | E21 ex ATHENRY | Athenry [T423] | GALWAY 110KV |  | 53.3785 | -8.6983
184105X | MV/LV Substation NE***105X |  | 10 kV | _ | LV | 630 kVA :Kiosk Substation | 0.63 | --> | 0.63 | 0.5 | 3.38 |  | --> | 0.598 | 0 | 0 | 0 | 0 | Constrained, otherwise capacity available =583 kW | --> | C13 ex CASTLEBLAYNEY | Castleblayney [T41,T42] | DUNDALK |  | 54.1205 | -6.7405
0144116 | MV/LV Substation EG***4116 |  | 20 kV | _ | LV | 50 kVA :Pole Substation | 0.05 | --> | 0.05 | 0 | 0 | Constrained, otherwise capacity available =50 kVA | --> | 0.048 | 0 | 0 | 0 | 0 | Constrained, otherwise capacity available =48 kW | --> | C14 ex KILDARE | Kildare [T41,T42] | NEWBRIDGE |  | 53.1893 | -6.9049
237507 | MV/LV Substation KI***507 |  | 10 kV | _ | LV | 200 kVA :Pole Substation | 0.2 | --> | 0.2 | 0 | 0 | Constrained, otherwise capacity available =172 kVA | --> | 0.19 | 0 | 0.015 | 0 | 0 | Constrained, otherwise capacity available =175 kW | --> | C11 ex KILSARAN | Kilsaran [T42] | DRYBRIDGE |  | 53.8848 | -6.3879
136384Y | MV/LV Substation ST***384Y |  | 10 kV | _ | LV | 50 kVA :Pole Substation | 0.05 | --> | 0.05 | 0 | 0 | Constrained, otherwise capacity available =49 kVA | --> | 0.048 | 0 | 0 | 0 | 0 | Constrained, otherwise capacity available =47 kW | --> | C12 ex AGHAMORE | Aghamore [T41,T42] | LANESBORO |  | 53.7692 | -8.0747
039021 | MV/LV Substation FO***021 |  | 10 kV | _ | LV | 630 kVA :Kiosk Substation | 0.63 | --> | 0.63 | 0 | 0 | Constrained, otherwise capacity available =509 kVA | --> | 0.598 | 0 | 0 | 0 | 0 | Constrained, otherwise capacity available =582 kW | --> | C13 ex MONEENAGEISHA | Moneenageisha [T41,T42] | GALWAY 110KV |  | 53.2763 | -9.0457
066097Z | MV/LV Substation CH***097Z |  | 10 kV | _ | LV | 400 kVA :Kiosk Substation | 0.4 | --> | 0.4 | 0 | 0 | Constrained, otherwise capacity available =263 kVA | --> | 0.38 | 0 | 0.069 | 0.31 | 0 |  | --> | C15 ex MOUNTGORRY | Mountgorry [T41,T42] | GRANGE (DR) |  | 53.4567 | -6.2136
067026 | MV/LV Substation IS***026 |  | 10 kV | _ | LV | 200 kVA :Building Structure | 0.2 | --> | 0.2 | 0 | 0 | Constrained, otherwise capacity available =103 kVA | --> | 0.19 | 0 | 0 | 0 | 0 | Constrained, otherwise capacity available =176 kW | --> | C13 ex CORBALLY | Corbally [T41,T42] | ARDNACRUSHA |  | 52.6782 | -8.6287
3654085 | MV/LV Substation GR***4085 |  | 10 kV | _ | LV | 400 kVA :Kiosk Substation | 0.4 | --> | 0.4 | 0 | 0 | Constrained, otherwise capacity available =327 kVA | --> | 0.38 | 0 | 0.01 | 0.362 | 0 |  | --> | C20 ex TYMON | Tymon [T41,T42] | COOKSTOWN |  | 53.2948 | -6.3504
001252 | MV/LV Substation KI***252 |  | 10 kV | _ | LV | 400 kVA :Kiosk Substation | 0.4 | --> | 0.4 | 0.206 | 4.01 |  | --> | 0.38 | 0 | 0.053 | 0.313 | 0 |  | --> | C19 ex BALLINCLEA | Ballinclea [T41] | CHERRYWOOD |  | 53.2635 | -6.135
160896X | MV/LV Substation BA***896X |  | 20 kV | _ | LV | 400 kVA :Building Structure | 0.4 | --> | 0.4 | 0.121 | 0.12 | Constrained, otherwise capacity available =395 kVA | --> | 0.38 | 0 | 0 | 0.379 | 0 |  | --> | E64 ex ATHY | Athy [T101,T102] | ATHY |  | 53.0339 | -7.0865
066100Z | MV/LV Substation RA***100Z |  | 20 kV | _ | LV | 200 kVA :Kiosk Substation | 0.2 | --> | 0.2 | 0 | 0 | Constrained, otherwise capacity available =164 kVA | --> | 0.19 | 0 | 0 | 0 | 0 | Constrained, otherwise capacity available =185 kW | --> | E20 ex BALTRASNA | Baltrasna [T121,T122] | BALTRASNA |  | 53.5207 | -6.4119
167486Z | MV/LV Substation CA***486Z |  | 20 kV | _ | LV | 400 kVA :Kiosk Substation | 0.4 | --> | 0.4 | 0 | 0 | Constrained, otherwise capacity available =310 kVA | --> | 0.38 | 0 | 0.02 | 0 | 0 | Constrained, otherwise capacity available =353 kW | --> | E15 ex WHITECHURCH | Whitechurch [T421,T422] | KILBARRY |  | 51.983 | -8.5109
026329 | MV/LV Substation CO***329 |  | 10 kV | _ | LV | 50 kVA :Pole Substation | 0.05 | --> | 0.05 | 0.032 | 8.66 |  | --> | 0.048 | 0 | 0.005 | 0 | 0 | Constrained, otherwise capacity available =41 kW | --> | C17 ex BANDON | Bandon [T101,T42] | BANDON |  | 51.7647 | -8.6485
1614185 | MV/LV Substation BA***4185 |  | 20 kV | _ | LV | 630 kVA :Kiosk Substation | 0.63 | --> | 0.63 | 0.5 | 11.03 |  | --> | 0.598 | 0 | 0.011 | 0.5 | 0 |  | --> | C27 ex SALTHILL | Salthill [T101,T102] | SALTHILL |  | 53.3368 | -9.1783
033572Y | MV/LV Substation DE***572Y |  | 10 kV | _ | LV | 50 kVA :Pole Substation | 0.05 | --> | 0.05 | 0 | 0 | Constrained, otherwise capacity available =50 kVA | --> | 0.048 | 0 | 0 | 0 | 0 | Constrained, otherwise capacity available =48 kW | --> | C11 ex DEERPARK | Deerpark [T41,T42] | BALLYDINE |  | 52.3088 | -7.4825
070934X | MV/LV Substation KI***934X |  | 20 kV | _ | LV | 50 kVA :Pole Substation | 0.05 | --> | 0.05 | 0.05 | 2.24 |  | --> | 0.048 | 0 | 0 | 0.048 | 0 |  | --> | E11 ex CLOONBANNIN | Cloonbannin [T421] | GLENLARA |  | 52.0404 | -9.0999
0414034 | MV/LV Substation DR***4034 |  | 20 kV | _ | LV | 50 kVA :Pole Substation | 0.05 | --> | 0.05 | 0 | 0 | Constrained, otherwise capacity available =47 kVA | --> | 0.048 | 0 | 0 | 0 | 0 | Constrained, otherwise capacity available =47 kW | --> | E17 ex DALTON | Dalton [T421,T422] | DALTON |  | 53.7283 | -8.962
0494396 | MV/LV Substation ID***4396 |  | 10 kV | _ | LV | 400 kVA :Kiosk Substation | 0.4 | --> | 0.4 | 0.357 | 2.8 |  | --> | 0.38 | 0 | 0 | 0 | 0 | Constrained, otherwise capacity available =374 kW | --> | C17 ex GLEBE | Glebe [T41,T42] | RICHMOND |  | 53.732 | -7.7764
206994 | MV/LV Substation GO***994 |  | 20 kV | _ | LV | 200 kVA :Kiosk Substation | 0.2 | --> | 0.2 | 0.174 | 1.6 |  | --> | 0.19 | 0 | 0.01 | 0 | 0 | Constrained, otherwise capacity available =179 kW | --> | E17 ex BELMULLET | Belmullet [T421] | BELLACORICK |  | 54.2225 | -10.034
060609X | MV/LV Substation TU***609X |  | 10 kV | _ | LV | 50 kVA :Pole Substation | 0.05 | --> | 0.05 | 0 | 0 | Constrained, otherwise capacity available =41 kVA | --> | 0.048 | 0 | 0 | 0 | 0 | Constrained, otherwise capacity available =46 kW | --> | C11 ex DERRYCRAMPH | Derrycramph [T41,T42] | SHANKILL |  | 53.95 | -7.1273
127970Y | MV/LV Substation AR***970Y |  | 10 kV | _ | LV | 400 kVA :Kiosk Substation | 0.4 | --> | 0.4 | 0.346 | 5.89 |  | --> | 0.38 | 0 | 0.018 | 0 | 0 | Constrained, otherwise capacity available =359 kW | --> | C12 ex CASHEL | Cashel [T41,T42] | CAHIR |  | 52.5068 | -7.8847
019081 | MV/LV Substation WO***081 |  | 10 kV | _ | LV | 400 kVA :Kiosk Substation | 0.4 | --> | 0.4 | 0.292 | 2.18 |  | --> | 0.38 | 0 | 0.044 | 0 | 0 | Constrained, otherwise capacity available =332 kW | --> | C11 ex BALLYRICKARD | Ballyrickard [T41,T42] | TRALEE |  | 52.2781 | -9.7022
162156X | MV/LV Substation KN***156X |  | 10 kV | _ | LV | 50 kVA :Pole Substation | 0.05 | --> | 0.05 | 0.049 | 7.25 |  | --> | 0.048 | 0 | 0 | 0 | 0 | Constrained, otherwise capacity available =47 kW | --> | C12 ex CONVOY | Convoy [T41,T42] | LETTERKENNY |  | 54.842 | -7.7259
012362Y | MV/LV Substation MI***362Y |  | 20 kV | _ | LV | 400 kVA :Building Structure | 0.4 | --> | 0.4 | 0.339 | 2.83 |  | --> | 0.38 | 0 | 0 | 0 | 0 | Constrained, otherwise capacity available =372 kW | --> | E17 ex BAGENALSTOWN | Bagenalstown [T421,T422] | CARLOW |  | 52.7614 | -6.9486
1924042 | MV/LV Substation BU***4042 |  | 10 kV | _ | LV | 50 kVA :Pole Substation | 0.05 | --> | 0.05 | 0.05 | 1.56 |  | --> | 0.048 | 0 | 0 | 0 | 0 | Constrained, otherwise capacity available =48 kW | --> | C13 ex DERRYBEG | Derrybeg [T41,T42] | ARDNAGAPPARY |  | 55.0197 | -8.3357
037350 | MV/LV Substation KI***350 |  | 10 kV | _ | LV | 50 kVA :Pole Substation | 0.05 | --> | 0.05 | 0 | 0 | Constrained, otherwise capacity available =50 kVA | --> | 0.048 | 0 | 0 | 0 | 0 | Constrained, otherwise capacity available =47 kW | --> | C20 ex CAHIRCALLA | Cahircalla [T41,T42] | ENNIS |  | 52.8151 | -9.0348
067236Y | MV/LV Substation CL***236Y |  | 20 kV | _ | LV | 100 kVA :Pole Substation | 0.1 | --> | 0.1 | 0.1 | 6.81 |  | --> | 0.095 | 0 | 0 | 0.095 | 0 |  | --> | C06 ex AHANE | Ahane [T102] | AHANE |  | 52.6758 | -8.5292
117723 | MV/LV Substation TH***723 |  | 20 kV | _ | LV | 200 kVA :Building Structure | 0.2 | --> | 0.2 | 0 | 0 | Constrained, otherwise capacity available =79 kVA | --> | 0.19 | 0 | 0.02 | 0 | 0 | Constrained, otherwise capacity available =158 kW | --> | E14 ex COLLOONEY | Collooney [T421,T422] | SLIGO |  | 54.1862 | -8.4915
007296Z | MV/LV Substation ST***296Z |  | 20 kV | _ | LV | 630 kVA :Kiosk Substation | 0.63 | --> | 0.63 | 0.5 | 1.4 |  | --> | 0.598 | 0 | 0.034 | 0 | 0 | Constrained, otherwise capacity available =564 kW | --> | E12 ex KILLINICK | Killinick [T421,T422] | WEXFORD |  | 52.2354 | -6.3316
164024 | MV/LV Substation TA***024 |  | 10 kV | _ | LV | 200 kVA :Pole Substation | 0.2 | --> | 0.2 | 0 | 0 | Constrained, otherwise capacity available =134 kVA | --> | 0.19 | 0 | 0 | 0 | 0 | Constrained, otherwise capacity available =181 kW | --> | C22 ex SKIBBEREEN | Skibbereen [T41,T42] | DUNMANWAY |  | 51.5602 | -9.2698
084040 | MV/LV Substation MO***040 |  | 20 kV | _ | LV | 50 kVA :Pole Substation | 0.05 | --> | 0.05 | 0 | 0 | Constrained, otherwise capacity available =47 kVA | --> | 0.048 | 0 | 0 | 0 | 0 | Constrained, otherwise capacity available =47 kW | --> | E11 ex KILCOLGAN | Kilcolgan [T42,T421] | GALWAY 110KV |  | 53.1463 | -9.0702
590175 | MV/LV Substation CO***175 |  | 20 kV | _ | LV | 200 kVA :Pole Substation | 0.2 | --> | 0.2 | 0 | 0 | Constrained, otherwise capacity available =44 kVA | --> | 0.19 | 0 | 0.03 | 0 | 0 | Constrained, otherwise capacity available =145 kW | --> | E15 ex CONG |  |  |  | 53.5415 | -9.2862
039598 | MV/LV Substation WA***598 |  | 10 kV | _ | LV | 100 kVA :Pole Substation | 0.1 | --> | 0.1 | 0 | 0 | Constrained, otherwise capacity available =69 kVA | --> | 0.095 | 0 | 0 | 0.091 | 0 |  | --> | C17 ex GALWAY 110KV | Galway 110kv [T102,T103] | GALWAY 110KV |  | 53.2943 | -9.0172
288148X | MV/LV Substation LI***148X |  | 10 kV | _ | LV | 400 kVA :Building Structure | 0.4 | --> | 0.4 | 0 | 0 | Constrained, otherwise capacity available =347 kVA | --> | 0.38 | 0 | 0 | 0.373 | 0 |  | --> | C14 ex CARRICKMINES | Carrickmines [T41,T42] | CARRICKMINES |  | 53.2584 | -6.2213
111643Y | MV/LV Substation CR***643Y |  | 20 kV | _ | LV | 100 kVA :Pole Substation | 0.1 | --> | 0.1 | 0 | 0 | Constrained, otherwise capacity available =83 kVA | --> | 0.095 | 0 | 0 | 0 | 0 | Constrained, otherwise capacity available =93 kW | --> | E16 ex BALLYDEHOB | Ballydehob [T421] | DUNMANWAY |  | 51.4671 | -9.7274
365580X | MV/LV Substation CA***580X |  | 10 kV | _ | LV | 400 kVA :Kiosk Substation | 0.4 | --> | 0.4 | 0 | 0 | Constrained, otherwise capacity available =325 kVA | --> | 0.38 | 0 | 0.008 | 0.364 | 0 |  | --> | C15 ex TYMON | Tymon [T41,T42] | COOKSTOWN |  | 53.2795 | -6.3264
0504132 | MV/LV Substation AR***4132 |  | 20 kV | _ | LV | 50 kVA :Pole Substation | 0.05 | --> | 0.05 | 0 | 0 | Constrained, otherwise capacity available =40 kVA | --> | 0.048 | 0 | 0.02 | 0 | 0 | Constrained, otherwise capacity available =31 kW | --> | C16 ex MOATE | Moate [T41,T42] | ATHLONE |  | 53.5189 | -7.7533
0814410 | MV/LV Substation LI***4410 |  | 10 kV | _ | LV | 630 kVA :Building Structure | 0.63 | --> | 0.63 | 0 | 0 | Constrained, otherwise capacity available =528 kVA | --> | 0.598 | 0 | 0 | 0.5 | 0 |  | --> | C17 ex BALGADDY | Balgaddy [T41,T42] | GRANGE CASTLE |  | 53.3179 | -6.4197
0624230 | MV/LV Substation NR***4230 |  | 10 kV | _ | LV | 200 kVA :Pole Substation | 0.2 | --> | 0.2 | 0.2 | 1.03 |  | --> | 0.19 | 0 | 0 | 0 | 0 | Constrained, otherwise capacity available =190 kW | --> | C18 ex LITTLE MILLS | Little Mills [T41] | DUNDALK |  | 53.9174 | -6.4062
034980 | MV/LV Substation PO***980 |  | 10 kV | _ | LV | 100 kVA :Pole Substation | 0.1 | --> | 0.1 | 0.087 | 0.57 |  | --> | 0.095 | 0 | 0 | 0 | 0 | Constrained, otherwise capacity available =93 kW | --> | E25 ex LAWLESSTOWN | Lawlesstown [T42,T421] | DOON |  | 52.3637 | -7.6819
067764Y | MV/LV Substation EA***764Y |  | 10 kV | _ | LV | 630 kVA :Building Structure | 0.63 | --> | 0.63 | 0 | 0 | Constrained, otherwise capacity available =538 kVA | --> | 0.598 | 0 | 0.045 | 0.5 | 0 |  | --> | C11 ex GARRYOWEN | Garryowen [T41,T42] | LIMERICK |  | 52.6485 | -8.5905
071179 | MV/LV Substation LA***179 |  | 10 kV | _ | LV | 400 kVA :Kiosk Substation | 0.4 | --> | 0.4 | 0 | 0 | Constrained, otherwise capacity available =227 kVA | --> | 0.38 | 0 | 0.007 | 0.35 | 0 |  | --> | C17 ex GREYSTONES | Greystones [T41,T42] | FASSAROE |  | 53.1481 | -6.0634
0674475 | MV/LV Substation NE***4475 |  | 10 kV | _ | LV | 630 kVA :Kiosk Substation | 0.63 | --> | 0.63 | 0 | 0 | Constrained, otherwise capacity available =630 kVA | --> | 0.598 | 0 | 0 | 0 | 0 | Constrained, otherwise capacity available =598 kW | --> | C13 ex DOCK ROAD | Dock Road [T41,T42] | LIMERICK |  | 52.6292 | -8.6712
046121 | MV/LV Substation DA***121 |  | 10 kV | _ | LV | 400 kVA :Building Structure | 0.4 | --> | 0.4 | 0 | 0 | Constrained, otherwise capacity available =330 kVA | --> | 0.38 | 0 | 0.025 | 0.352 | 0 |  | --> | C15 ex FINISKLIN | Finisklin [T41,T42] | SLIGO |  | 54.2767 | -8.5005
069579 | MV/LV Substation MO***579 |  | 10 kV | _ | LV | 630 kVA :Kiosk Substation | 0.63 | --> | 0.63 | 0.429 | 7.75 |  | --> | 0.598 | 0 | 0 | 0.5 | 0 |  | --> | C23 ex MILLTOWN (DR) | Milltown (dr) [T101,T102] | POOLBEG |  | 53.3267 | -6.2436
007542Y | MV/LV Substation ST***542Y |  | 20 kV | _ | LV | 200 kVA :Kiosk Substation | 0.2 | --> | 0.2 | 0.115 | 1.4 |  | --> | 0.19 | 0 | 0.022 | 0 | 0 | Constrained, otherwise capacity available =162 kW | --> | E12 ex KILLINICK | Killinick [T421,T422] | WEXFORD |  | 52.2459 | -6.3331
062211 | MV/LV Substation GL***211 |  | 10 kV | _ | LV | 400 kVA :Kiosk Substation | 0.4 | --> | 0.4 | 0.327 | 3.12 |  | --> | 0.38 | 0 | 0.011 | 0 | 0 | Constrained, otherwise capacity available =362 kW | --> | C11 ex MARSHES | Marshes [T41,T42] | DUNDALK |  | 53.9883 | -6.3809
345108X | MV/LV Substation MC***108X |  | 20 kV | _ | LV | 50 kVA :Pole Substation | 0.05 | --> | 0.05 | 0 | 0 | Constrained, otherwise capacity available =50 kVA | --> | 0.048 | 0 | 0 | 0.048 | 0 |  | --> | E15 ex MANORHAMILTON | Manorhamilton [T422] | SLIGO |  | 54.3074 | -8.1338
161493 | MV/LV Substation C ***493 |  | 20 kV | _ | LV | 630 kVA :Building Structure | 0.63 | --> | 0.63 | 0 | 0 | Constrained, otherwise capacity available =414 kVA | --> | 0.598 | 0 | 0.006 | 0 | 0 | Constrained, otherwise capacity available =564 kW | --> | C12 ex SPIDDAL |  |  |  | 53.2468 | -9.3645
037556 | MV/LV Substation NO***556 |  | 20 kV | _ | LV | 50 kVA :Pole Substation | 0.05 | --> | 0.05 | 0.042 | 13.05 |  | --> | 0.048 | 0 | 0 | 0.046 | 0 |  | --> | C19 ex ENNIS | Ennis [T101,T102] | ENNIS |  | 52.8347 | -8.9168
281386Z | MV/LV Substation AR***386Z |  | 10 kV | _ | LV | 400 kVA :Kiosk Substation | 0.4 | --> | 0.4 | 0.296 | 5.49 |  | --> | 0.38 | 0 | 0.022 | 0.349 | 0 |  | --> | C18 ex TRABEG | Trabeg [T101,T102] | TRABEG |  | 51.864 | -8.4507
153403 | MV/LV Substation CO***403 |  | 20 kV | _ | LV | 400 kVA :Kiosk Substation | 0.4 | --> | 0.4 | 0 | 0 | Constrained, otherwise capacity available =347 kVA | --> | 0.38 | 0 | 0 | 0 | 0 | Constrained, otherwise capacity available =373 kW | --> | E12 ex BIRDHILL | Birdhill [T421,T422] | ARDNACRUSHA |  | 52.774 | -8.4299
013778Y | MV/LV Substation AT***778Y |  | 10 kV | _ | LV | 50 kVA :Pole Substation | 0.05 | --> | 0.05 | 0.05 | 0.12 |  | --> | 0.048 | 0 | 0 | 0.048 | 0 |  | --> | C18 ex ATHY | Athy [T101,T102] | ATHY |  | 52.9874 | -6.9857
127634X | MV/LV Substation SP***634X |  | 10 kV | _ | LV | 400 kVA :Kiosk Substation | 0.4 | --> | 0.4 | 0.287 | 5.89 |  | --> | 0.38 | 0 | 0.01 | 0 | 0 | Constrained, otherwise capacity available =357 kW | --> | C17 ex CASHEL | Cashel [T41,T42] | CAHIR |  | 52.5096 | -7.8877
082793Y | MV/LV Substation WE***793Y |  | 20 kV | _ | LV | 400 kVA :Kiosk Substation | 0.4 | --> | 0.4 | 0 | 0 | Constrained, otherwise capacity available =380 kVA | --> | 0.38 | 0 | 0 | 0 | 0 | Constrained, otherwise capacity available =377 kW | --> | E12 ex ACADEMY STREET | Academy Street [T421,T422,T44] | NAVAN |  | 53.6417 | -6.662
3774174 | MV/LV Substation KE***4174 |  | 20 kV | _ | LV | 100 kVA :Pole Substation | 0.1 | --> | 0.1 | 0 | 0 | Constrained, otherwise capacity available =84 kVA | --> | 0.095 | 0 | 0 | 0 | 0 | Constrained, otherwise capacity available =93 kW | --> | E12 ex GURRANEBANE | Gurranebane [T421,T422] | OUGHTRAGH |  | 52.0245 | -10.1002
365056 | MV/LV Substation KI***056 |  | 10 kV | _ | LV | 400 kVA :Kiosk Substation | 0.4 | --> | 0.4 | 0.398 | 13.91 |  | --> | 0.38 | 0 | 0 | 0.38 | 0 |  | --> | C20 ex COOKSTOWN | Cookstown [T101,T102] | CARRICKMINES |  | 53.2706 | -6.3723
046576 | MV/LV Substation DO***576 |  | 10 kV | _ | LV | 100 kVA :Pole Substation | 0.1 | --> | 0.1 | 0.074 | 5.48 |  | --> | 0.095 | 0 | 0.005 | 0.088 | 0 |  | --> | C12 ex BALLYTIVNAN | Ballytivnan [T41,T42] | SLIGO |  | 54.2953 | -8.4391
2884037 | MV/LV Substation CO***4037 |  | 10 kV | _ | LV | 400 kVA :Kiosk Substation | 0.4 | --> | 0.4 | 0 | 0 | Constrained, otherwise capacity available =396 kVA | --> | 0.38 | 0 | 0 | 0.379 | 0 |  | --> | C17 ex SANDYFORD | Sandyford [T41,T42] | CARRICKMINES |  | 53.2662 | -6.2227
0154132 | MV/LV Substation WI***4132 |  | 10 kV | _ | LV | 400 kVA :Kiosk Substation | 0.4 | --> | 0.4 | 0 | 0 | Constrained, otherwise capacity available =294 kVA | --> | 0.38 | 0 | 0.061 | 0 | 0 | Constrained, otherwise capacity available =320 kW | --> | C11 ex SALLINS | Sallins [T41,T42] | GRIFFINRATH |  | 53.2503 | -6.657
0594076 | MV/LV Substation CO***4076 |  | 20 kV | _ | LV | 400 kVA :Building Structure | 0.4 | --> | 0.4 | 0 | 0 | Constrained, otherwise capacity available =343 kVA | --> | 0.38 | 0 | 0.006 | 0 | 0 | Constrained, otherwise capacity available =368 kW | --> | E17 ex CAVAN | Cavan [T42,T421] | SHANKILL |  | 54.0095 | -7.3513
077047X | MV/LV Substation CA***047X |  | 20 kV | _ | LV | 50 kVA :Pole Substation | 0.05 | --> | 0.05 | 0 | 0 | Constrained, otherwise capacity available =43 kVA | --> | 0.048 | 0 | 0 | 0 | 0 | Constrained, otherwise capacity available =46 kW | --> | E16 ex PATRICKSWELL | Patrickswell [T421,T422] | LIMERICK |  | 52.5387 | -8.7931
050067 | MV/LV Substation SL***067 |  | 10 kV | _ | LV | 400 kVA :Kiosk Substation | 0.4 | --> | 0.4 | 0 | 0 | Constrained, otherwise capacity available =296 kVA | --> | 0.38 | 0 | 0.054 | 0 | 0 | Constrained, otherwise capacity available =326 kW | --> | C23 ex ATHLONE | Athlone [T41,T42] | ATHLONE |  | 53.4306 | -7.933
066742Z | MV/LV Substation SW***742Z |  | 10 kV | _ | LV | 630 kVA :Building Structure | 0.63 | --> | 0.63 | 0 | 0 | Constrained, otherwise capacity available =611 kVA | --> | 0.598 | 0 | 0 | 0.5 | 0 |  | --> | C11 ex MOUNTGORRY | Mountgorry [T41,T42] | GRANGE (DR) |  | 53.4556 | -6.2203
058704 | MV/LV Substation KI***704 |  | 10 kV | _ | LV | 50 kVA :Pole Substation | 0.05 | --> | 0.05 | 0.037 | 3 |  | --> | 0.048 | 0 | 0 | 0 | 0 | Constrained, otherwise capacity available =46 kW | --> | C25 ex NENAGH | Nenagh [T41,T42] | NENAGH |  | 52.7882 | -8.1383
062441X | MV/LV Substation BA***441X |  | 20 kV | _ | LV | 400 kVA :Building Structure | 0.4 | --> | 0.4 | 0.219 | 4.25 |  | --> | 0.38 | 0 | 0 | 0 | 0 | Constrained, otherwise capacity available =354 kW | --> | E12 ex JENKINSTOWN | Jenkinstown [T421,T422] | DUNDALK |  | 54.0323 | -6.352
2814404 | MV/LV Substation WE***4404 |  | 20 kV | _ | LV | 630 kVA :Building Structure | 0.63 | --> | 0.63 | 0.498 | 17.47 |  | --> | 0.598 | 0 | 0.01 | 0.5 | 0 |  | --> | E18 ex COOLROE | Coolroe [T121,T122] | COOLROE |  | 51.8885 | -8.5995
067111Z | MV/LV Substation PO***111Z |  | 10 kV | _ | LV | 200 kVA :Pole Substation | 0.2 | --> | 0.2 | 0 | 0 | Constrained, otherwise capacity available =187 kVA | --> | 0.19 | 0 | 0.011 | 0 | 0 | Constrained, otherwise capacity available =180 kW | --> | E16 ex CRATLOE | Cratloe [T421,T422] | ARDNACRUSHA |  | 52.6919 | -8.7533
068357 | MV/LV Substation DO***357 |  | 10 kV | _ | LV | 630 kVA :Building Structure | 0.63 | --> | 0.63 | 0 | 0 | Constrained, otherwise capacity available =455 kVA | --> | 0.598 | 0 | 0.015 | 0.5 | 0 |  | --> | C14 ex NEWMARKET (DR) | Newmarket (dr) [T41] | FRANCIS STREET |  | 53.3336 | -6.2925
069332 | MV/LV Substation UP***332 |  | 10 kV | _ | LV | 630 kVA :Kiosk Substation | 0.63 | --> | 0.63 | 0 | 7.75 |  | --> | 0.598 | 0 | 0.07 | 0.445 | 0 |  | --> | C16 ex MILLTOWN (DR) | Milltown (dr) [T101,T102] | INCHICORE 220KV |  | 53.32 | -6.2642
377794 | MV/LV Substation DO***794 |  | 20 kV | _ | LV | 100 kVA :Pole Substation | 0.1 | --> | 0.1 | 0 | 0 | Constrained, otherwise capacity available =72 kVA | --> | 0.095 | 0 | 0.011 | 0 | 0 | Constrained, otherwise capacity available =83 kW | --> | E12 ex GURRANEBANE | Gurranebane [T421,T422] | OUGHTRAGH |  | 52.0814 | -9.9251
288693 | MV/LV Substation MO***693 |  | 10 kV | _ | LV | 50 kVA :Pole Substation | 0.05 | --> | 0.05 | 0 | 0 | Constrained, otherwise capacity available =20 kVA | --> | 0.048 | 0 | 0.016 | 0.031 | 0 |  | --> | C13 ex SANDYFORD | Sandyford [T41,T42] | CARRICKMINES |  | 53.2636 | -6.3133
082651 | MV/LV Substation RO***651 |  | 20 kV | _ | LV | 50 kVA :Pole Substation | 0.05 | --> | 0.05 | 0 | 0 | Constrained, otherwise capacity available =36 kVA | --> | 0.048 | 0 | 0 | 0 | 0 | Constrained, otherwise capacity available =46 kW | --> | E11 ex ACADEMY STREET | Academy Street [T421,T422,T44] | NAVAN |  | 53.5697 | -6.5817
196010 | MV/LV Substation EM***010 |  | 10 kV | _ | LV | 200 kVA :Pole Substation | 0.2 | --> | 0.2 | 0 | 0 | Constrained, otherwise capacity available =143 kVA | --> | 0.19 | 0 | 0 | 0 | 0 | Constrained, otherwise capacity available =182 kW | --> | C15 ex TRIM | Trim [T41,T42] | NAVAN |  | 53.5537 | -6.795
0714082 | MV/LV Substation DR***4082 |  | 10 kV | _ | LV | 630 kVA :Kiosk Substation | 0.63 | --> | 0.63 | 0 | 0 | Constrained, otherwise capacity available =630 kVA | --> | 0.598 | 0 | 0 | 0.5 | 0 | Constrained, otherwise capacity available =598 kW | --> | C22 ex GREYSTONES | Greystones [T41,T42] | FASSAROE |  | 53.1374 | -6.0929
021267 | MV/LV Substation LA***267 |  | 10 kV | _ | LV | 400 kVA :Kiosk Substation | 0.4 | --> | 0.4 | 0 | 0 | Constrained, otherwise capacity available =292 kVA | --> | 0.38 | 0 | 0.004 | 0.362 | 0 |  | --> | C21 ex KILBARRY | Kilbarry [T101,T43] | KILBARRY |  | 51.9203 | -8.4923
162669 | MV/LV Substation DR***669 |  | 10 kV | _ | LV | 50 kVA :Pole Substation | 0.05 | --> | 0.05 | 0.029 | 7.25 |  | --> | 0.048 | 0 | 0.005 | 0 | 0 | Constrained, otherwise capacity available =41 kW | --> | C12 ex CONVOY | Convoy [T41,T42] | LETTERKENNY |  | 54.8666 | -7.7562
082702Y | MV/LV Substation BL***702Y |  | 10 kV | _ | LV | 400 kVA :Kiosk Substation | 0.4 | --> | 0.4 | 0.231 | 2.01 |  | --> | 0.38 | 0 | 0.009 | 0 | 0 | Constrained, otherwise capacity available =350 kW | --> | C17 ex ABBEYLAND | Abbeyland [T41,T42] | NAVAN |  | 53.6562 | -6.682
081150 | MV/LV Substation MC***150 |  | 10 kV | _ | LV | 200 kVA :Building Structure | 0.2 | --> | 0.2 | 0 | 0 | Constrained, otherwise capacity available =158 kVA | --> | 0.19 | 0 | 0.066 | 0.135 | 0 |  | --> | C17 ex SEMPERIT | Semperit [T41,T42,T43] | GRANGE CASTLE |  | 53.3363 | -6.3457
017432X | MV/LV Substation BA***432X |  | 20 kV | _ | LV | 50 kVA :Pole Substation | 0.05 | --> | 0.05 | 0.037 | 1.98 |  | --> | 0.048 | 0 | 0 | 0 | 0 | Constrained, otherwise capacity available =46 kW | --> | E14 ex RATHKEALE | Rathkeale [T421,T422] | RATHKEALE |  | 52.4762 | -8.6998
009080 | MV/LV Substation MO***080 |  | 10 kV | _ | LV | 400 kVA :Kiosk Substation | 0.4 | --> | 0.4 | 0.17 | 0.95 |  | --> | 0.38 | 0 | 0.015 | 0 | 0 | Constrained, otherwise capacity available =336 kW | --> | C13 ex TYCOR | Tycor [T41,T42] | WATERFORD |  | 52.2589 | -7.1242
004553X | MV/LV Substation VA***553X |  | 10 kV | _ | LV | 50 kVA :Pole Substation | 0.05 | --> | 0.05 | 0.042 | 18.08 |  | --> | 0.048 | 0 | 0 | 0.046 | 0 |  | --> | C22 ex ARKLOW | Arklow [T101,T102] | ARKLOW |  | 52.8054 | -6.1745
0174029 | MV/LV Substation GO***4029 |  | 20 kV | _ | LV | 50 kVA :Pole Substation | 0.05 | --> | 0.05 | 0.042 | 1.98 |  | --> | 0.048 | 0 | 0 | 0 | 0 | Constrained, otherwise capacity available =46 kW | --> | E14 ex RATHKEALE | Rathkeale [T421,T422] | RATHKEALE |  | 52.5122 | -8.7392
111792 | MV/LV Substation DU***792 |  | 20 kV | _ | LV | 400 kVA :Kiosk Substation | 0.4 | --> | 0.4 | 0 | 0 | Constrained, otherwise capacity available =331 kVA | --> | 0.38 | 0 | 0.028 | 0 | 0 | Constrained, otherwise capacity available =350 kW | --> | C12 ex BANTRY | Bantry [T41,T42] | BALLYLICKY |  | 51.6215 | -9.5241
156736 | MV/LV Substation DE***736 |  | 20 kV | _ | LV | 200 kVA :Pole Substation | 0.2 | --> | 0.2 | 0 | 0 | Constrained, otherwise capacity available =188 kVA | --> | 0.19 | 0 | 0 | 0 | 0 | Constrained, otherwise capacity available =188 kW | --> | E14 ex EMYVALE | Emyvale [T422] | LISDRUM |  | 54.3544 | -7.028
154404Z | MV/LV Substation KI***404Z |  | 10 kV | _ | LV | 50 kVA :Pole Substation | 0.05 | --> | 0.05 | 0 | 0 | Constrained, otherwise capacity available =44 kVA | --> | 0.048 | 0 | 0 | 0.047 | 0 |  | --> | C39 ex COLLEGE PARK | College Park [T101,T102,T103] | COLLEGE PARK |  | 53.4312 | -6.3621
017782X | MV/LV Substation BA***782X |  | 20 kV | _ | LV | 200 kVA :Kiosk Substation | 0.2 | --> | 0.2 | 0.15 | 1.98 |  | --> | 0.19 | 0 | 0 | 0 | 0 | Constrained, otherwise capacity available =183 kW | --> | E14 ex RATHKEALE | Rathkeale [T421,T422] | RATHKEALE |  | 52.5151 | -8.7906
0524288 | MV/LV Substation RA***4288 |  | 20 kV | _ | LV | 50 kVA :Pole Substation | 0.05 | --> | 0.05 | 0 | 0 | Constrained, otherwise capacity available =45 kVA | --> | 0.048 | 0 | 0 | 0 | 0 | Constrained, otherwise capacity available =47 kW | --> | E20 ex BALLINDERRY | Ballinderry [T41,T422] | MULLINGAR |  | 53.4052 | -7.3886
216934 | MV/LV Substation DO***934 |  | 10 kV | _ | LV | 100 kVA :Pole Substation | 0.1 | --> | 0.1 | 0 | 0 | Constrained, otherwise capacity available =91 kVA | --> | 0.095 | 0 | 0.02 | 0 | 0 | Constrained, otherwise capacity available =79 kW | --> | C26 ex GLENTIES | Glenties [T41,T42] | BINBANE |  | 54.8237 | -8.4364
067035Y | MV/LV Substation GR***035Y |  | 10 kV | _ | LV | 400 kVA :Kiosk Substation | 0.4 | --> | 0.4 | 0 | 0 | Constrained, otherwise capacity available =286 kVA | --> | 0.38 | 0 | 0.046 | 0 | 0 | Constrained, otherwise capacity available =330 kW | --> | C20 ex DOCK ROAD | Dock Road [T41,T42] | LIMERICK |  | 52.6454 | -8.6462
0824303 | MV/LV Substation BA***4303 |  | 20 kV | _ | LV | 50 kVA :Pole Substation | 0.05 | --> | 0.05 | 0 | 0 | Constrained, otherwise capacity available =34 kVA | --> | 0.048 | 0 | 0.006 | 0 | 0 | Constrained, otherwise capacity available =41 kW | --> | E17 ex ACADEMY STREET | Academy Street [T421,T422,T44] | NAVAN |  | 53.5757 | -6.7029
182040X | MV/LV Substation RA***040X |  | 10 kV | _ | LV | 50 kVA :Pole Substation | 0.05 | --> | 0.05 | 0 | 0 | Constrained, otherwise capacity available =39 kVA | --> | 0.048 | 0 | 0 | 0 | 0 | Constrained, otherwise capacity available =46 kW | --> | C11 ex SCARIFF | Scariff [T42] | ENNIS |  | 52.8623 | -8.4647
281291Y | MV/LV Substation LO***291Y |  | 10 kV | _ | LV | 400 kVA :Building Structure | 0.4 | --> | 0.4 | 0 | 0 | Constrained, otherwise capacity available =389 kVA | --> | 0.38 | 0 | 0 | 0.378 | 0 |  | --> | C12 ex BISHOPSTOWN | Bishopstown [T41,T42] | KILBARRY |  | 51.8894 | -8.5248
2884169 | MV/LV Substation ST***4169 |  | 10 kV | _ | LV | 400 kVA :Kiosk Substation | 0.4 | --> | 0.4 | 0.4 | 19.52 |  | --> | 0.38 | 0 | 0 | 0.38 | 0 |  | --> | C30 ex TANEY | Taney [T101,T102] | CARRICKMINES |  | 53.2826 | -6.24
365109X | MV/LV Substation DA***109X |  | 10 kV | _ | LV | 100 kVA :Kiosk Substation | 0.1 | --> | 0.1 | 0 | 0 | Constrained, otherwise capacity available =49 kVA | --> | 0.095 | 0 | 0.015 | 0.077 | 0 |  | --> | C20 ex CLONDALKIN | Clondalkin [T41,T42,T44] | INCHICORE 220KV |  | 53.3169 | -6.377
127261Z | MV/LV Substation SH***261Z |  | 10 kV | _ | LV | 1000 kVA :Building Structure | 1 | --> | 1 | 0.5 | 5.89 |  | --> | 0.95 | 0 | 0.01 | 0 | 0 | Constrained, otherwise capacity available =923 kW | --> | C17 ex CASHEL | Cashel [T41,T42] | CAHIR |  | 52.5113 | -7.8906
023802 | MV/LV Substation ST***802 |  | 20 kV | _ | LV | 100 kVA :Pole Substation | 0.1 | --> | 0.1 | 0 | 0 | Constrained, otherwise capacity available =92 kVA | --> | 0.095 | 0 | 0.01 | 0 | 0 | Constrained, otherwise capacity available =86 kW | --> | E14 ex CASTLELYONS | Castlelyons [T421,T422] | BARRYMORE |  | 52.0836 | -8.227
1534199 | MV/LV Substation SH***4199 |  | 20 kV | _ | LV | 50 kVA :Pole Substation | 0.05 | --> | 0.05 | 0 | 0 | Constrained, otherwise capacity available =50 kVA | --> | 0.048 | 0 | 0 | 0 | 0 | Constrained, otherwise capacity available =48 kW | --> | E12 ex BIRDHILL | Birdhill [T421,T422] | ARDNACRUSHA |  | 52.8068 | -8.4564
055634Y | MV/LV Substation GL***634Y |  | 20 kV | _ | LV | 50 kVA :Pole Substation | 0.05 | --> | 0.05 | 0 | 0 | Constrained, otherwise capacity available =44 kVA | --> | 0.048 | 0 | 0 | 0 | 0 | Constrained, otherwise capacity available =47 kW | --> | E22 ex ROSCREA | Roscrea [T41,T42] | IKERRIN |  | 53.0056 | -7.8723
065552X | MV/LV Substation OB***552X |  | 20 kV | _ | LV | 100 kVA :Pole Substation | 0.1 | --> | 0.1 | 0 | 0 | Constrained, otherwise capacity available =89 kVA | --> | 0.095 | 0 | 0 | 0 | 0 | Constrained, otherwise capacity available =94 kW | --> | E18 ex GLASMORE | Glasmore [T421,T422] | GLASMORE |  | 53.5415 | -6.1913
099052 | MV/LV Substation IO***052 |  | 10 kV | _ | LV | 400 kVA :Kiosk Substation | 0.4 | --> | 0.4 | 0.24 | 5.45 |  | --> | 0.38 | 0 | 0.037 | 0 | 0 | Constrained, otherwise capacity available =330 kW | --> | C17 ex GORTLEE | Gortlee [T41,T42] | LETTERKENNY |  | 54.9567 | -7.7375
030927 | MV/LV Substation CA***927 |  | 20 kV | _ | LV | 400 kVA :Building Structure | 0.4 | --> | 0.4 | 0 | 0 | Constrained, otherwise capacity available =252 kVA | --> | 0.38 | 0 | 0.014 | 0 | 0 | Constrained, otherwise capacity available =349 kW | --> | E14 ex FOXHOLE | Foxhole [T421,T422] | DUNGARVAN |  | 51.9476 | -7.8418
093597 | MV/LV Substation KI***597 |  | 10 kV | _ | LV | 100 kVA :Pole Substation | 0.1 | --> | 0.1 | 0 | 0 | Constrained, otherwise capacity available =96 kVA | --> | 0.095 | 0 | 0 | 0 | 0 | Constrained, otherwise capacity available =94 kW | --> | E11 ex ASHBOURNE | Ashbourne [T421,T422] | FINGLAS |  | 53.4363 | -6.302
153234X | MV/LV Substation MU***234X |  | 20 kV | _ | LV | 400 kVA :Kiosk Substation | 0.4 | --> | 0.4 | 0 | 0 | Constrained, otherwise capacity available =314 kVA | --> | 0.38 | 0 | 0.029 | 0 | 0 | Constrained, otherwise capacity available =347 kW | --> | E11 ex BIRDHILL | Birdhill [T421,T422] | ARDNACRUSHA |  | 52.7081 | -8.4143
014021 | MV/LV Substation GR***021 |  | 10 kV | _ | LV | 400 kVA :Kiosk Substation | 0.4 | --> | 0.4 | 0 | 0 | Constrained, otherwise capacity available =120 kVA | --> | 0.38 | 0 | 0.067 | 0 | 0 | Constrained, otherwise capacity available =290 kW | --> | C12 ex MORRISTOWN | Morristown [T41,T42] | NEWBRIDGE |  | 53.1842 | -6.8063
082865Y | MV/LV Substation BL***865Y |  | 10 kV | _ | LV | 100 kVA :Pole Substation | 0.1 | --> | 0.1 | 0 | 0 | Constrained, otherwise capacity available =98 kVA | --> | 0.095 | 0 | 0 | 0 | 0 | Constrained, otherwise capacity available =95 kW | --> | C30 ex ACADEMY STREET | Academy Street [T421,T422,T44] | NAVAN |  | 53.6609 | -6.6662
130179X | MV/LV Substation ES***179X |  | 20 kV | _ | LV | 50 kVA :Pole Substation | 0.05 | --> | 0.05 | 0 | 0 | Constrained, otherwise capacity available =44 kVA | --> | 0.048 | 0 | 0 | 0 | 0 | Constrained, otherwise capacity available =47 kW | --> | E12 ex FINEA | Finea [T421,T422] | SHANKILL |  | 53.7947 | -7.4066
192380X | MV/LV Substation KI***380X |  | 20 kV | _ | LV | 50 kVA :Pole Substation | 0.05 | --> | 0.05 | 0.05 | 1.7 |  | --> | 0.048 | 0 | 0 | 0 | 0 | Constrained, otherwise capacity available =47 kW | --> | E15 ex GWEEDORE | Gweedore [T421] | ARDNAGAPPARY |  | 55.1323 | -8.1292
077520 | MV/LV Substation KI***520 |  | 20 kV | _ | LV | 50 kVA :Pole Substation | 0.05 | --> | 0.05 | 0 | 0 | Constrained, otherwise capacity available =34 kVA | --> | 0.048 | 0 | 0 | 0 | 0 | Constrained, otherwise capacity available =45 kW | --> | E16 ex PATRICKSWELL | Patrickswell [T421,T422] | LIMERICK |  | 52.5845 | -8.7698
1194290 | MV/LV Substation GL***4290 |  | 10 kV | _ | LV | 50 kVA :Pole Substation | 0.05 | --> | 0.05 | 0 | 0 | Constrained, otherwise capacity available =44 kVA | --> | 0.048 | 0 | 0.02 | 0 | 0 | Constrained, otherwise capacity available =32 kW | --> | C16 ex KANTURK | Kanturk [T41,T42] | GLENLARA |  | 52.27 | -8.8974
036033X | MV/LV Substation GO***033X |  | 20 kV | _ | LV | 50 kVA :Pole Substation | 0.05 | --> | 0.05 | 0 | 0 | Constrained, otherwise capacity available =46 kVA | --> | 0.048 | 0 | 0 | 0 | 0 | Constrained, otherwise capacity available =47 kW | --> | E18 ex GARRANACANTY | Garranacanty [T421,T422] | TIPPERARY |  | 52.5613 | -8.0477
036168Y | MV/LV Substation LA***168Y |  | 20 kV | _ | LV | 50 kVA :Pole Substation | 0.05 | --> | 0.05 | 0.049 | 1.4 |  | --> | 0.048 | 0 | 0 | 0 | 0 | Constrained, otherwise capacity available =47 kW | --> | E17 ex KILROSS ROAD | Kilross Road [T421] | TIPPERARY |  | 52.463 | -8.2722
151743X | MV/LV Substation FE***743X |  | 20 kV | _ | LV | 200 kVA :Pole Substation | 0.2 | --> | 0.2 | 0 | 0 | Constrained, otherwise capacity available =116 kVA | --> | 0.19 | 0 | 0.013 | 0.169 | 0 |  | --> | E17 ex BRUFF | Bruff [T42,T421] | LIMERICK |  | 52.5465 | -8.6039
1194174 | MV/LV Substation PA***4174 |  | 10 kV | _ | LV | 100 kVA :Pole Substation | 0.1 | --> | 0.1 | 0 | 0 | Constrained, otherwise capacity available =70 kVA | --> | 0.095 | 0 | 0 | 0 | 0 | Constrained, otherwise capacity available =91 kW | --> | C16 ex KANTURK | Kanturk [T41,T42] | GLENLARA |  | 52.1729 | -8.9178
495814 | MV/LV Substation DO***814 |  | 20 kV | _ | LV | 100 kVA :Pole Substation | 0.1 | --> | 0.1 | 0.078 | 1.5 |  | --> | 0.095 | 0 | 0 | 0.092 | 0 |  | --> | E17 ex ACHILL | Achill [T422] | CARROWBEG |  | 53.973 | -10.1379
065174Z | MV/LV Substation PA***174Z |  | 10 kV | _ | LV | 400 kVA :Kiosk Substation | 0.4 | --> | 0.4 | 0 | 0 | Constrained, otherwise capacity available =336 kVA | --> | 0.38 | 0 | 0.019 | 0 | 0 | Constrained, otherwise capacity available =357 kW | --> | C15 ex LOUGHSHINNY | Loughshinny [T41,T42] | GLASMORE |  | 53.5318 | -6.0958
071832 | MV/LV Substation EA***832 |  | 10 kV | _ | LV | 200 kVA :Kiosk Substation | 0.2 | --> | 0.2 | 0 | 0 | Constrained, otherwise capacity available =177 kVA | --> | 0.19 | 0 | 0.021 | 0.171 | 0 |  | --> | C11 ex GREYSTONES | Greystones [T41,T42] | FASSAROE |  | 53.1376 | -6.0916
032788 | MV/LV Substation PI***788 |  | 20 kV | _ | LV | 200 kVA :Pole Substation | 0.2 | --> | 0.2 | 0 | 0 | Constrained, otherwise capacity available =150 kVA | --> | 0.19 | 0 | 0.031 | 0 | 0 | Constrained, otherwise capacity available =160 kW | --> | C19 ex TRAMORE | Tramore [T41,T42] | BUTLERSTOWN |  | 52.1755 | -7.1388
0684055 | MV/LV Substation TR***4055 |  | 10 kV | _ | LV | 630 kVA :Kiosk Substation | 0.63 | --> | 0.63 | 0.084 | 9.28 |  | --> | 0.598 | 0 | 0.01 | 0.5 | 0 |  | --> | C25 ex PEMBROKE | Pembroke [T41,T42,T43,T44] | RINGSEND |  | 53.342 | -6.2391
0254022 | MV/LV Substation MA***4022 |  | 10 kV | _ | LV | 200 kVA :Kiosk Substation | 0.2 | --> | 0.2 | 0 | 0 | Constrained, otherwise capacity available =131 kVA | --> | 0.19 | 0 | 0 | 0 | 0 | Constrained, otherwise capacity available =180 kW | --> | C11 ex KILMALLOCK | Kilmallock [T41,T42] | CHARLEVILLE |  | 52.4092 | -8.4864
0264006 | MV/LV Substation BR***4006 |  | 10 kV | _ | LV | 200 kVA :Pole Substation | 0.2 | --> | 0.2 | 0 | 0 | Constrained, otherwise capacity available =159 kVA | --> | 0.19 | 0 | 0 | 0 | 0 | Constrained, otherwise capacity available =184 kW | --> | C15 ex KINSALE | Kinsale [T41,T42] | BANDON |  | 51.7013 | -8.4997
071880 | MV/LV Substation CH***880 |  | 10 kV | _ | LV | 400 kVA :Kiosk Substation | 0.4 | --> | 0.4 | 0 | 0 | Constrained, otherwise capacity available =282 kVA | --> | 0.38 | 0 | 0.012 | 0.355 | 0 |  | --> | C22 ex GREYSTONES | Greystones [T41,T42] | FASSAROE |  | 53.1283 | -6.0636
003418Y | MV/LV Substation CO***418Y |  | 10 kV | _ | LV | 400 kVA :Kiosk Substation | 0.4 | --> | 0.4 | 0 | 0 | Constrained, otherwise capacity available =244 kVA | --> | 0.38 | 0 | 0 | 0 | 0 | Constrained, otherwise capacity available =358 kW | --> | C11 ex RATHDRUM | Rathdrum [T42] | ARKLOW |  | 52.9148 | -6.1835
160522X | MV/LV Substation KI***522X |  | 20 kV | _ | LV | 100 kVA :Pole Substation | 0.1 | --> | 0.1 | 0 | 0 | Constrained, otherwise capacity available =96 kVA | --> | 0.095 | 0 | 0 | 0 | 0 | Constrained, otherwise capacity available =94 kW | --> | C23 ex PORTARLINGTON | Portarlington [T43] | BLAKE |  | 53.1284 | -7.0894
365188 | MV/LV Substation TA***188 |  | 10 kV | _ | LV | 1000 kVA :Building Structure | 1 | --> | 1 | 0.5 | 13.91 |  | --> | 0.95 | 0 | 0 | 0.5 | 0 |  | --> | C21 ex COOKSTOWN | Cookstown [T101,T102] | CARRICKMINES |  | 53.2882 | -6.3776
130212X | MV/LV Substation BE***212X |  | 20 kV | _ | LV | 200 kVA :Pole Substation | 0.2 | --> | 0.2 | 0 | 0 | Constrained, otherwise capacity available =148 kVA | --> | 0.19 | 0 | 0.011 | 0 | 0 | Constrained, otherwise capacity available =175 kW | --> | E11 ex FINEA | Finea [T421,T422] | SHANKILL |  | 53.7784 | -7.5043
031384 | MV/LV Substation CA***384 |  | 20 kV | _ | LV | 50 kVA :Pole Substation | 0.05 | --> | 0.05 | 0 | 0 | Constrained, otherwise capacity available =43 kVA | --> | 0.048 | 0 | 0.01 | 0 | 0 | Constrained, otherwise capacity available =39 kW | --> | E16 ex KILMACTHOMAS | Kilmacthomas [T421,T422] | DUNGARVAN |  | 52.142 | -7.4459
1304090 | MV/LV Substation GR***4090 |  | 20 kV | _ | LV | 400 kVA :Kiosk Substation | 0.4 | --> | 0.4 | 0 | 0 | Constrained, otherwise capacity available =385 kVA | --> | 0.38 | 0 | 0.067 | 0 | 0 | Constrained, otherwise capacity available =328 kW | --> | E11 ex FINEA | Finea [T421,T422] | SHANKILL |  | 53.7801 | -7.4822
366631 | MV/LV Substation AN***631 |  | 20 kV | _ | LV | 50 kVA :Pole Substation | 0.05 | --> | 0.05 | 0.03 | 1.47 |  | --> | 0.048 | 0 | 0 | 0.045 | 0 |  | --> | C16 ex SCREEB | Screeb [T41] | SCREEB |  | 53.3106 | -9.6282
081103Z | MV/LV Substation LI***103Z |  | 10 kV | _ | LV | 400 kVA :Kiosk Substation | 0.4 | --> | 0.4 | 0 | 0 | Constrained, otherwise capacity available =162 kVA | --> | 0.38 | 0 | 0.063 | 0.3 | 0 |  | --> | C13 ex LIFFEY VALLEY | Liffey Valley [T41,T42] | INCHICORE 220KV |  | 53.3525 | -6.4122
012803 | MV/LV Substation CR***803 |  | 10 kV | _ | LV | 630 kVA :Kiosk Substation | 0.63 | --> | 0.63 | 0.5 | 1.99 |  | --> | 0.598 | 0 | 0.014 | 0 | 0 | Constrained, otherwise capacity available =579 kW | --> | C17 ex GRAIGUE | Graigue [T41,T42] | CARLOW |  | 52.8269 | -6.9443
0094323 | MV/LV Substation MT***4323 |  | 10 kV | _ | LV | 400 kVA :Kiosk Substation | 0.4 | --> | 0.4 | 0.4 | 0.53 |  | --> | 0.38 | 0 | 0 | 0 | 0 | Constrained, otherwise capacity available =380 kW | --> | C11 ex MANOR STREET | Manor Street [T41,T42] | WATERFORD |  | 52.2472 | -7.1118
014761X | MV/LV Substation TA***761X |  | 10 kV | _ | LV | 50 kVA :Pole Substation | 0.05 | --> | 0.05 | 0 | 0 | Constrained, otherwise capacity available =43 kVA | --> | 0.048 | 0 | 0 | 0 | 0 | Constrained, otherwise capacity available =46 kW | --> | C16 ex MORRISTOWN | Morristown [T41,T42] | NEWBRIDGE |  | 53.2049 | -6.7822
068979 | MV/LV Substation HI***979 |  | 10 kV | _ | LV | 400 kVA :Building Structure | 0.4 | --> | 0.4 | 0 | 0 | Constrained, otherwise capacity available =213 kVA | --> | 0.38 | 0 | 0 | 0.354 | 0 |  | --> | C14 ex WHITEHALL | Whitehall [T41] | FINGLAS |  | 53.3798 | -6.2411
3654117 | MV/LV Substation DO***4117 |  | 10 kV | _ | LV | 400 kVA :Kiosk Substation | 0.4 | --> | 0.4 | 0 | 0 | Constrained, otherwise capacity available =400 kVA | --> | 0.38 | 0 | 0 | 0.38 | 0 |  | --> | C22 ex OLDBAWN | Oldbawn [T41,T42] | COOKSTOWN |  | 53.2688 | -6.3466
251643 | MV/LV Substation C ***643 |  | 10 kV | _ | LV | 1000 kVA :Building Structure | 1 | --> | 1 | 0 | 0 | Constrained, otherwise capacity available =534 kVA | --> | 0.95 | 0 | 0.011 | 0 | 0 | Constrained, otherwise capacity available =876 kW | --> | E43 ex CLAREGALWAY | Claregalway [T42,T421] | GALWAY 110KV |  | 53.3104 | -8.8515
052824Z | MV/LV Substation KI***824Z |  | 20 kV | _ | LV | 100 kVA :Pole Substation | 0.1 | --> | 0.1 | 0 | 0 | Constrained, otherwise capacity available =95 kVA | --> | 0.095 | 0 | 0 | 0 | 0 | Constrained, otherwise capacity available =94 kW | --> | E19 ex EDENDERRY | Edenderry [T421,T422] | BLAKE |  | 53.4602 | -7.105
118209 | MV/LV Substation DY***209 |  | 20 kV | _ | LV | 50 kVA :Pole Substation | 0.05 | --> | 0.05 | 0 | 0 | Constrained, otherwise capacity available =46 kVA | --> | 0.048 | 0 | 0 | 0 | 0 | Constrained, otherwise capacity available =47 kW | --> | E11 ex CREAGH | Creagh [T421,T422] | ATHLONE |  | 53.4647 | -8.2177
001243 | MV/LV Substation SP***243 |  | 10 kV | _ | LV | 400 kVA :Kiosk Substation | 0.4 | --> | 0.4 | 0.266 | 1.16 |  | --> | 0.38 | 0 | 0.051 | 0.324 | 0 |  | --> | C19 ex DEANSGRANGE | Deansgrange [T41,T42] | CARRICKMINES |  | 53.2842 | -6.1718
014930 | MV/LV Substation GR***930 |  | 20 kV | _ | LV | 50 kVA :Pole Substation | 0.05 | --> | 0.05 | 0 | 0 | Constrained, otherwise capacity available =46 kVA | --> | 0.048 | 0 | 0.004 | 0 | 0 | Constrained, otherwise capacity available =44 kW | --> | C14 ex KILDARE | Kildare [T41,T42] | NEWBRIDGE |  | 53.1895 | -6.9481
345428 | MV/LV Substation TR***428 |  | 20 kV | _ | LV | 200 kVA :Pole Substation | 0.2 | --> | 0.2 | 0 | 0 | Constrained, otherwise capacity available =173 kVA | --> | 0.19 | 0 | 0 | 0.186 | 0 |  | --> | E16 ex MANORHAMILTON | Manorhamilton [T422] | SLIGO |  | 54.3032 | -8.1866
014022 | MV/LV Substation BA***022 |  | 10 kV | _ | LV | 400 kVA :Kiosk Substation | 0.4 | --> | 0.4 | 0 | 0 | Constrained, otherwise capacity available =284 kVA | --> | 0.38 | 0 | 0.031 | 0 | 0 | Constrained, otherwise capacity available =341 kW | --> | C12 ex MORRISTOWN | Morristown [T41,T42] | NEWBRIDGE |  | 53.192 | -6.7956
167749Y | MV/LV Substation PR***749Y |  | 20 kV | _ | LV | 400 kVA :Building Structure | 0.4 | --> | 0.4 | 0 | 0 | Constrained, otherwise capacity available =302 kVA | --> | 0.38 | 0 | 0 | 0 | 0 | Constrained, otherwise capacity available =366 kW | --> | E21 ex WHITECHURCH | Whitechurch [T421,T422] | KILBARRY |  | 51.953 | -8.4417
069183 | MV/LV Substation HA***183 |  | 10 kV | _ | LV | 630 kVA :Kiosk Substation | 0.63 | --> | 0.63 | 0.5 | 9.99 |  | --> | 0.598 | 0 | 0.031 | 0.5 | 0 |  | --> | C16 ex HAROLDS CROSS | Harolds Cross [T101,T102] | POOLBEG |  | 53.3246 | -6.2779
019011 | MV/LV Substation KI***011 |  | 10 kV | _ | LV | 630 kVA :Building Structure | 0.63 | --> | 0.63 | 0.473 | 2.18 |  | --> | 0.598 | 0 | 0.008 | 0 | 0 | Constrained, otherwise capacity available =571 kW | --> | C19 ex BALLYRICKARD | Ballyrickard [T41,T42] | TRALEE |  | 52.2752 | -9.7045
067091 | MV/LV Substation CA***091 |  | 10 kV | _ | LV | 630 kVA :Kiosk Substation | 0.63 | --> | 0.63 | 0 | 0 | Constrained, otherwise capacity available =376 kVA | --> | 0.598 | 0 | 0.065 | 0 | 0 | Constrained, otherwise capacity available =515 kW | --> | C12 ex CAHERDAVIN | Caherdavin [T41,T42] | ARDNACRUSHA |  | 52.6699 | -8.6582
066604 | MV/LV Substation CO***604 |  | 20 kV | _ | LV | 200 kVA :Pole Substation | 0.2 | --> | 0.2 | 0 | 0 | Constrained, otherwise capacity available =143 kVA | --> | 0.19 | 0 | 0.011 | 0 | 0 | Constrained, otherwise capacity available =174 kW | --> | E15 ex BATTER LANE TEMPORARY | Batter Lane Temporary 38kv [T421] | GLASMORE |  | 53.5066 | -6.193
207397 | MV/LV Substation GO***397 |  | 10 kV | _ | LV | 50 kVA :Pole Substation | 0.05 | --> | 0.05 | 0.043 | 3.38 |  | --> | 0.048 | 0 | 0.01 | 0 | 0 | Constrained, otherwise capacity available =39 kW | --> | C19 ex GLENGOOLE | Glengoole [T41] | THURLES |  | 52.592 | -7.5727
017001 | MV/LV Substation PO***001 |  | 10 kV | _ | LV | 400 kVA :Kiosk Substation | 0.4 | --> | 0.4 | 0.256 | 1.98 |  | --> | 0.38 | 0 | 0 | 0 | 0 | Constrained, otherwise capacity available =360 kW | --> | E18 ex RATHKEALE | Rathkeale [T421,T422] | RATHKEALE |  | 52.5244 | -8.9364
049271Z | MV/LV Substation LI***271Z |  | 20 kV | _ | LV | 100 kVA :Pole Substation | 0.1 | --> | 0.1 | 0.086 | 0.21 |  | --> | 0.095 | 0 | 0 | 0 | 0 | Constrained, otherwise capacity available =93 kW | --> | E13 ex LONGFORD | Longford [T421,T422] | RICHMOND |  | 53.85 | -7.603
265740X | MV/LV Substation DO***740X |  | 20 kV | _ | LV | 50 kVA :Pole Substation | 0.05 | --> | 0.05 | 0.047 | 0.07 |  | --> | 0.048 | 0 | 0 | 0 | 0 | Constrained, otherwise capacity available =47 kW | --> | E15 ex BALLYCONNELL | Ballyconnell [T421,T422] | GORTAWEE |  | 54.1218 | -7.5741
204542 | MV/LV Substation CH***542 |  | 20 kV | _ | LV | 100 kVA :Pole Substation | 0.1 | --> | 0.1 | 0.087 | 2.02 |  | --> | 0.095 | 0 | 0.003 | 0 | 0 | Constrained, otherwise capacity available =91 kW | --> | E17 ex BALLYMACARRY | Ballymacarry [T421] | TRILLICK |  | 55.0843 | -7.4606
011423Y | MV/LV Substation LI***423Y |  | 10 kV | _ | LV | 630 kVA :Building Structure | 0.63 | --> | 0.63 | 0 | 0 | Constrained, otherwise capacity available =630 kVA | --> | 0.598 | 0 | 0 | 0 | 0 | Constrained, otherwise capacity available =598 kW | --> | C26 ex GORESBRIDGE | Goresbridge [T41,T42] | KILKENNY |  | 52.6415 | -6.9853
209318 | MV/LV Substation GO***318 |  | 10 kV | _ | LV | 50 kVA :Pole Substation | 0.05 | --> | 0.05 | 0 | 0 | Constrained, otherwise capacity available =48 kVA | --> | 0.048 | 0 | 0 | 0 | 0 | Constrained, otherwise capacity available =47 kW | --> | C16 ex MILFORD (NR) | Milford (nr) [T41,T42] | LETTERKENNY |  | 55.045 | -7.8294
0814107 | MV/LV Substation PR***4107 |  | 10 kV | _ | LV | 400 kVA :Building Structure | 0.4 | --> | 0.4 | 0 | 0 | Constrained, otherwise capacity available =295 kVA | --> | 0.38 | 0 | 0 | 0 | 0 | Constrained, otherwise capacity available =365 kW | --> | C17 ex CELBRIDGE | Celbridge [T41,T42] | GRIFFINRATH |  | 53.3445 | -6.5419
005626X | MV/LV Substation BR***626X |  | 20 kV | _ | LV | 400 kVA :Kiosk Substation | 0.4 | --> | 0.4 | 0.359 | 17.8 |  | --> | 0.38 | 0 | 0.01 | 0.367 | 0 |  | --> | E13 ex BANOGE | Banoge [T121,T122] | BANOGE |  | 52.6334 | -6.233
046161 | MV/LV Substation HA***161 |  | 10 kV | _ | LV | 200 kVA :Building Structure | 0.2 | --> | 0.2 | 0 | 0 | Constrained, otherwise capacity available =138 kVA | --> | 0.19 | 0 | 0 | 0.181 | 0 |  | --> | C12 ex FINISKLIN | Finisklin [T41,T42] | SLIGO |  | 54.2754 | -8.4986
036718X | MV/LV Substation LE***718X |  | 20 kV | _ | LV | 50 kVA :Pole Substation | 0.05 | --> | 0.05 | 0 | 0 | Constrained, otherwise capacity available =46 kVA | --> | 0.048 | 0 | 0 | 0 | 0 | Constrained, otherwise capacity available =47 kW | --> | E19 ex GARRANACANTY | Garranacanty [T421,T422] | TIPPERARY |  | 52.4209 | -8.1848
008741Z | MV/LV Substation NE***741Z |  | 10 kV | _ | LV | 200 kVA :Building Structure | 0.2 | --> | 0.2 | 0 | 0 | Constrained, otherwise capacity available =200 kVA | --> | 0.19 | 0 | 0 | 0 | 0 | Constrained, otherwise capacity available =190 kW | --> | C20 ex KNOCKMULLEN | Knockmullen [T42,T421] | GREAT ISLAND |  | 52.3805 | -6.9607
214219 | MV/LV Substation PR***219 |  | 10 kV | _ | LV | 200 kVA :Kiosk Substation | 0.2 | --> | 0.2 | 0 | 0 | Constrained, otherwise capacity available =142 kVA | --> | 0.19 | 0 | 0.047 | 0 | 0 | Constrained, otherwise capacity available =147 kW | --> | C14 ex DRUMQUIN | Drumquin [T42] | ENNIS |  | 52.8116 | -8.9706
065339Z | MV/LV Substation CO***339Z |  | 20 kV | _ | LV | 200 kVA :Pole Substation | 0.2 | --> | 0.2 | 0 | 0 | Constrained, otherwise capacity available =111 kVA | --> | 0.19 | 0 | 0.12 | 0 | 0 | Constrained, otherwise capacity available =95 kW | --> | E23 ex BALTRASNA | Baltrasna [T121,T122] | BALTRASNA |  | 53.5551 | -6.4392
136005 | MV/LV Substation AB***005 |  | 10 kV | _ | LV | 200 kVA :Pole Substation | 0.2 | --> | 0.2 | 0 | 0 | Constrained, otherwise capacity available =133 kVA | --> | 0.19 | 0 | 0.015 | 0 | 0 | Constrained, otherwise capacity available =170 kW | --> | C12 ex ROSCOMMON | Roscommon [T41,T42] | LANESBORO |  | 53.6278 | -8.193
3054115 | MV/LV Substation KE***4115 |  | 20 kV | _ | LV | 100 kVA :Pole Substation | 0.1 | --> | 0.1 | 0.1 | 4.61 |  | --> | 0.095 | 0 | 0 | 0 | 0 | Constrained, otherwise capacity available =95 kW | --> | E12 ex LUMCLOON | Lumcloon [T421,T422] | DALLOW |  | 53.2741 | -7.8089
015516Z | MV/LV Substation DS***516Z |  | 10 kV | _ | LV | 400 kVA :Building Structure | 0.4 | --> | 0.4 | 0 | 0 | Constrained, otherwise capacity available =391 kVA | --> | 0.38 | 0 | 0 | 0 | 0 | Constrained, otherwise capacity available =379 kW | --> | C18 ex NAAS | Naas [T41,T42] | KILTEEL |  | 53.2029 | -6.7419
120715Y | MV/LV Substation DO***715Y |  | 20 kV | _ | LV | 400 kVA :Building Structure | 0.4 | --> | 0.4 | 0 | 0 | Constrained, otherwise capacity available =345 kVA | --> | 0.38 | 0 | 0 | 0 | 0 | Constrained, otherwise capacity available =372 kW | --> | E18 ex EDENDERRY | Edenderry [T421,T422] | BLAKE |  | 53.3413 | -7.0579
156217Y | MV/LV Substation CL***217Y |  | 20 kV | _ | LV | 50 kVA :Pole Substation | 0.05 | --> | 0.05 | 0 | 0 | Constrained, otherwise capacity available =44 kVA | --> | 0.048 | 0 | 0.024 | 0 | 0 | Constrained, otherwise capacity available =29 kW | --> | E12 ex EMYVALE | Emyvale [T422] | LISDRUM |  | 54.3409 | -7.0461
0684547 | MV/LV Substation TH***4547 |  | 10 kV | _ | LV | 1000 kVA :Building Structure | 1 | --> | 1 | 0.5 | 7.91 |  | --> | 0.95 | 0 | 0 | 0.5 | 0 |  | --> | C28 ex PELLETSTOWN | Pelletstown [T101,T102] | FINGLAS |  | 53.3755 | -6.3091
154234Z | MV/LV Substation CA***234Z |  | 10 kV | _ | LV | 400 kVA :Kiosk Substation | 0.4 | --> | 0.4 | 0 | 0 | Constrained, otherwise capacity available =264 kVA | --> | 0.38 | 0 | 0.019 | 0.347 | 0 |  | --> | C14 ex MACETOWN | Macetown [T101,T102] | MACETOWN |  | 53.404 | -6.394
067945Y | MV/LV Substation BE***945Y |  | 20 kV | _ | LV | 200 kVA :Kiosk Substation | 0.2 | --> | 0.2 | 0 | 0 | Constrained, otherwise capacity available =155 kVA | --> | 0.19 | 0 | 0.06 | 0 | 0 | Constrained, otherwise capacity available =139 kW | --> | E09 ex BRUFF |  |  |  | 52.5962 | -8.5485
117048Y | MV/LV Substation RI***048Y |  | 20 kV | _ | LV | 400 kVA :Kiosk Substation | 0.4 | --> | 0.4 | 0 | 0 | Constrained, otherwise capacity available =360 kVA | --> | 0.38 | 0 | 0 | 0 | 0 | Constrained, otherwise capacity available =374 kW | --> | E14 ex COLLOONEY | Collooney [T421,T422] | SLIGO |  | 54.1824 | -8.4955
176508 | MV/LV Substation BA***508 |  | 20 kV | _ | LV | 50 kVA :Pole Substation | 0.05 | --> | 0.05 | 0 | 0 | Constrained, otherwise capacity available =44 kVA | --> | 0.048 | 0 | 0.028 | 0 | 0 | Constrained, otherwise capacity available =26 kW | --> | E11 ex MACROOM | Macroom [T422] | MACROOM |  | 51.933 | -8.7778
1444186 | MV/LV Substation CR***4186 |  | 10 kV | _ | LV | 200 kVA :Pole Substation | 0.2 | --> | 0.2 | 0 | 0 | Constrained, otherwise capacity available =145 kVA | --> | 0.19 | 0 | 0 | 0 | 0 | Constrained, otherwise capacity available =182 kW | --> | C15 ex CASTLECOMER | Castlecomer [T41,T42] | BALLYRAGGET |  | 52.8656 | -7.1151
0394135 | MV/LV Substation NU***4135 |  | 10 kV | _ | LV | 400 kVA :Building Structure | 0.4 | --> | 0.4 | 0.327 | 11.03 |  | --> | 0.38 | 0 | 0 | 0.37 | 0 |  | --> | C31 ex SALTHILL | Salthill [T101,T102] | SALTHILL |  | 53.2874 | -9.0666
003562Y | MV/LV Substation TH***562Y |  | 10 kV | _ | LV | 400 kVA :Kiosk Substation | 0.4 | --> | 0.4 | 0.306 | 11.58 |  | --> | 0.38 | 0 | 0.03 | 0 | 0 | Constrained, otherwise capacity available =345 kW | --> | C21 ex BALLYBEG | Ballybeg [T101,T102] | CARRICKMINES |  | 52.9841 | -6.0697
0394116 | MV/LV Substation GA***4116 |  | 10 kV | _ | LV | 630 kVA :Building Structure | 0.63 | --> | 0.63 | 0 | 0 | Constrained, otherwise capacity available =506 kVA | --> | 0.598 | 0 | 0 | 0.5 | 0 |  | --> | C24 ex GALWAY 110KV | Galway 110kv [T102,T103] | GALWAY 110KV |  | 53.2763 | -9.0093
204430 | MV/LV Substation FO***430 |  | 20 kV | _ | LV | 50 kVA :Pole Substation | 0.05 | --> | 0.05 | 0 | 0 | Constrained, otherwise capacity available =39 kVA | --> | 0.048 | 0 | 0 | 0 | 0 | Constrained, otherwise capacity available =46 kW | --> | E17 ex BUNCRANA | Buncrana [T421,T422] | TRILLICK |  | 55.0951 | -7.2332
068465 | MV/LV Substation CL***465 |  | 10 kV | _ | LV | 630 kVA :Kiosk Substation | 0.63 | --> | 0.63 | 0 | 0 | Constrained, otherwise capacity available =364 kVA | --> | 0.598 | 0 | 0.047 | 0.5 | 0 |  | --> | C12 ex GLASNEVIN | Glasnevin [T41] | FINGLAS |  | 53.3646 | -6.2653
071203 | MV/LV Substation TI***203 |  | 10 kV | _ | LV | 50 kVA :Pole Substation | 0.05 | --> | 0.05 | 0.045 | 5.58 |  | --> | 0.048 | 0 | 0 | 0.047 | 0 |  | --> | C14 ex KILCOOLE | Kilcoole [T41,T42] | FASSAROE |  | 53.0895 | -6.1585
022477 | MV/LV Substation MO***477 |  | 10 kV | _ | LV | 50 kVA :Pole Substation | 0.05 | --> | 0.05 | 0 | 0 | Constrained, otherwise capacity available =48 kVA | --> | 0.048 | 0 | 0 | 0 | 0 | Constrained, otherwise capacity available =47 kW | --> | C15 ex SCARTEEN | Scarteen [T41,T42] | MALLOW |  | 52.0881 | -8.6491
066741Z | MV/LV Substation SW***741Z |  | 10 kV | _ | LV | 630 kVA :Building Structure | 0.63 | --> | 0.63 | 0 | 0 | Constrained, otherwise capacity available =563 kVA | --> | 0.598 | 0 | 0 | 0.5 | 0 |  | --> | C11 ex MOUNTGORRY | Mountgorry [T41,T42] | GRANGE (DR) |  | 53.4556 | -6.2202
021354Z | MV/LV Substation PO***354Z |  | 10 kV | _ | LV | 630 kVA :Building Structure | 0.63 | --> | 0.63 | 0.5 | 7.88 |  | --> | 0.598 | 0 | 0 | 0.5 | 0 |  | --> | C28 ex LIBERTY STREET | Liberty Street [T101,T102] | LIBERTY STREET |  | 51.9019 | -8.4774
065904 | MV/LV Substation CU***904 |  | 20 kV | _ | LV | 50 kVA :Pole Substation | 0.05 | --> | 0.05 | 0 | 0 | Constrained, otherwise capacity available =43 kVA | --> | 0.048 | 0 | 0.005 | 0 | 0 | Constrained, otherwise capacity available =43 kW | --> | E23 ex BALTRASNA | Baltrasna [T121,T122] | BALTRASNA |  | 53.5743 | -6.4463
0124149 | MV/LV Substation GL***4149 |  | 20 kV | _ | LV | 400 kVA :Kiosk Substation | 0.4 | --> | 0.4 | 0.316 | 2.83 |  | --> | 0.38 | 0 | 0.002 | 0 | 0 | Constrained, otherwise capacity available =367 kW | --> | E12 ex BAGENALSTOWN | Bagenalstown [T421,T422] | CARLOW |  | 52.6962 | -6.9657
069675 | MV/LV Substation RA***675 |  | 10 kV | _ | LV | 630 kVA :Kiosk Substation | 0.63 | --> | 0.63 | 0.5 | 0.91 |  | --> | 0.598 | 0 | 0 | 0.5 | 0 |  | --> | C21 ex KIMMAGE | Kimmage [T41,T42] | INCHICORE 220KV |  | 53.2991 | -6.2849
026731X | MV/LV Substation WE***731X |  | 10 kV | _ | LV | 100 kVA :Pole Substation | 0.1 | --> | 0.1 | 0 | 0 | Constrained, otherwise capacity available =33 kVA | --> | 0.095 | 0 | 0 | 0 | 0 | Constrained, otherwise capacity available =85 kW | --> | C17 ex KINSALE | Kinsale [T41,T42] | BANDON |  | 51.7803 | -8.6372
1544056 | MV/LV Substation NA***4056 |  | 10 kV | _ | LV | 400 kVA :Building Structure | 0.4 | --> | 0.4 | 0 | 0 | Constrained, otherwise capacity available =331 kVA | --> | 0.38 | 0 | 0 | 0.37 | 0 |  | --> | C20 ex COLLEGE PARK | College Park [T101,T102,T103] | COLLEGE PARK |  | 53.3954 | -6.3671
244018 | MV/LV Substation DU***018 |  | 20 kV | _ | LV | 50 kVA :Pole Substation | 0.05 | --> | 0.05 | 0 | 0 | Constrained, otherwise capacity available =48 kVA | --> | 0.048 | 0 | 0 | 0 | 0 | Constrained, otherwise capacity available =47 kW | --> | E16 ex MILLTOWN (SR) | Milltown (sr) [T421,T422] | OUGHTRAGH |  | 52.1021 | -9.7696
046115X | MV/LV Substation MU***115X |  | 10 kV | _ | LV | 100 kVA :Pole Substation | 0.1 | --> | 0.1 | 0.008 | 5.48 |  | --> | 0.095 | 0 | 0 | 0.082 | 0 |  | --> | C14 ex BALLYTIVNAN | Ballytivnan [T41,T42] | SLIGO |  | 54.2829 | -8.4735
130762 | MV/LV Substation GR***762 |  | 20 kV | _ | LV | 50 kVA :Pole Substation | 0.05 | --> | 0.05 | 0 | 0 | Constrained, otherwise capacity available =30 kVA | --> | 0.048 | 0 | 0 | 0 | 0 | Constrained, otherwise capacity available =45 kW | --> | E12 ex FINEA | Finea [T421,T422] | SHANKILL |  | 53.7713 | -7.4954
0344269 | MV/LV Substation AB***4269 |  | 10 kV | _ | LV | 400 kVA :Kiosk Substation | 0.4 | --> | 0.4 | 0.363 | 0.57 |  | --> | 0.38 | 0 | 0.002 | 0 | 0 | Constrained, otherwise capacity available =374 kW | --> | C16 ex LAWLESSTOWN | Lawlesstown [T42,T421] | DOON |  | 52.3519 | -7.7197
0084287 | MV/LV Substation RU***4287 |  | 10 kV | _ | LV | 50 kVA :Pole Substation | 0.05 | --> | 0.05 | 0.05 | 0.24 |  | --> | 0.048 | 0 | 0 | 0 | 0 | Constrained, otherwise capacity available =48 kW | --> | C14 ex ROSBERCON | Rosbercon [T41,T42] | WATERFORD |  | 52.45 | -7.0028
0624166 | MV/LV Substation CL***4166 |  | 10 kV | _ | LV | 400 kVA :Building Structure | 0.4 | --> | 0.4 | 0.36 | 3.12 |  | --> | 0.38 | 0 | 0.2 | 0 | 0 | Constrained, otherwise capacity available =226 kW | --> | C21 ex MARSHES | Marshes [T41,T42] | DUNDALK |  | 53.9598 | -6.3979
0624145 | MV/LV Substation NI***4145 |  | 10 kV | _ | LV | 400 kVA :Building Structure | 0.4 | --> | 0.4 | 0.398 | 5.69 |  | --> | 0.38 | 0 | 0 | 0 | 0 | Constrained, otherwise capacity available =380 kW | --> | C21 ex RAMPARTS | Ramparts [T41,T42] | DUNDALK |  | 54.0037 | -6.4029
154269Z | MV/LV Substation GE***269Z |  | 10 kV | _ | LV | 630 kVA :Building Structure | 0.63 | --> | 0.63 | 0 | 0 | Constrained, otherwise capacity available =309 kVA | --> | 0.598 | 0 | 0 | 0.5 | 0 |  | --> | C17 ex MACETOWN | Macetown [T101,T102] | MACETOWN |  | 53.4102 | -6.4057
1274500 | MV/LV Substation ST***4500 |  | 10 kV | _ | LV | 200 kVA :Pole Substation | 0.2 | --> | 0.2 | 0 | 0 | Constrained, otherwise capacity available =182 kVA | --> | 0.19 | 0 | 0 | 0 | 0 | Constrained, otherwise capacity available =188 kW | --> | C11 ex LOUGHTAGALLA | Loughtagalla [T41,T42] | THURLES |  | 52.6928 | -7.7642
281801Z | MV/LV Substation ES***801Z |  | 10 kV | _ | LV | 630 kVA :Building Structure | 0.63 | --> | 0.63 | 0 | 0 | Constrained, otherwise capacity available =550 kVA | --> | 0.598 | 0 | 0.01 | 0 | 0 | Constrained, otherwise capacity available =580 kW | --> | C22 ex KILMONEY | Kilmoney [T41,T42] | TRABEG |  | 51.8082 | -8.3738
033770X | MV/LV Substation BA***770X |  | 10 kV | _ | LV | 50 kVA :Pole Substation | 0.05 | --> | 0.05 | 0 | 0 | Constrained, otherwise capacity available =50 kVA | --> | 0.048 | 0 | 0 | 0 | 0 | Constrained, otherwise capacity available =47 kW | --> | C16 ex DEERPARK | Deerpark [T41,T42] | BALLYDINE |  | 52.3659 | -7.507
433924 | MV/LV Substation CU***924 |  | 20 kV | _ | LV | 100 kVA :Pole Substation | 0.1 | --> | 0.1 | 0 | 0 | Constrained, otherwise capacity available =83 kVA | --> | 0.095 | 0 | 0 | 0 | 0 | Constrained, otherwise capacity available =93 kW | --> | C12 ex BALLAGHADERREEN | Ballaghaderreen [T41,T42] | TONROE |  | 53.8229 | -8.5682
065435X | MV/LV Substation FO***435X |  | 20 kV | _ | LV | 50 kVA :Pole Substation | 0.05 | --> | 0.05 | 0 | 0 | Constrained, otherwise capacity available =28 kVA | --> | 0.048 | 0 | 0 | 0.044 | 0 |  | --> | C26 ex STEPHENSTOWN | Stephenstown [T101,T102] | FINGLAS |  | 53.5989 | -6.2174
047378 | MV/LV Substation BO***378 |  | 10 kV | _ | LV | 50 kVA :Pole Substation | 0.05 | --> | 0.05 | 0.03 | 1.04 |  | --> | 0.048 | 0 | 0.01 | 0 | 0 | Constrained, otherwise capacity available =37 kW | --> | C17 ex BOYLE | Boyle [T41,T42] | CARRICK ON SHANNON |  | 53.9688 | -8.2625
2884189 | MV/LV Substation WI***4189 |  | 10 kV | _ | LV | 400 kVA :Kiosk Substation | 0.4 | --> | 0.4 | 0 | 0 | Constrained, otherwise capacity available =400 kVA | --> | 0.38 | 0 | 0 | 0.38 | 0 |  | --> | C17 ex CARRICKMINES | Carrickmines [T41,T42] | CARRICKMINES |  | 53.2405 | -6.1984
054280Y | MV/LV Substation GU***280Y |  | 10 kV | _ | LV | 400 kVA :Kiosk Substation | 0.4 | --> | 0.4 | 0 | 0 | Constrained, otherwise capacity available =318 kVA | --> | 0.38 | 0 | 0 | 0 | 0 | Constrained, otherwise capacity available =369 kW | --> | C26 ex PORTLAOISE | Portlaoise [T41,T42] | PORTLAOISE |  | 53.0264 | -7.308
060144X | MV/LV Substation GR***144X |  | 20 kV | _ | LV | 50 kVA :Pole Substation | 0.05 | --> | 0.05 | 0 | 0 | Constrained, otherwise capacity available =38 kVA | --> | 0.048 | 0 | 0.003 | 0 | 0 | Constrained, otherwise capacity available =44 kW | --> | C17 ex CLONES | Clones [T41,T42] | SHANKILL |  | 54.194 | -7.1649
009093 | MV/LV Substation NE***093 |  | 10 kV | _ | LV | 630 kVA :Kiosk Substation | 0.63 | --> | 0.63 | 0.417 | 0.95 |  | --> | 0.598 | 0 | 0.014 | 0 | 0 | Constrained, otherwise capacity available =558 kW | --> | C13 ex TYCOR | Tycor [T41,T42] | WATERFORD |  | 52.2575 | -7.1189
005037 | MV/LV Substation BA***037 |  | 20 kV | _ | LV | 200 kVA :Pole Substation | 0.2 | --> | 0.2 | 0.162 | 17.8 |  | --> | 0.19 | 0 | 0.003 | 0.182 | 0 |  | --> | E19 ex BANOGE | Banoge [T121,T122] | BANOGE |  | 52.6087 | -6.3105
0234373 | MV/LV Substation MA***4373 |  | 20 kV | _ | LV | 50 kVA :Pole Substation | 0.05 | --> | 0.05 | 0 | 0 | Constrained, otherwise capacity available =50 kVA | --> | 0.048 | 0 | 0 | 0 | 0 | Constrained, otherwise capacity available =48 kW | --> | C14 ex FERMOY NORTH | Fermoy North [T41,T42] | BARRYMORE |  | 52.1757 | -8.2047
117596Y | MV/LV Substation GD***596Y |  | 10 kV | _ | LV | 630 kVA :Building Structure | 0.63 | --> | 0.63 | 0.315 | 0.32 | Constrained, otherwise capacity available =566 kVA | --> | 0.598 | 0 | 0.012 | 0 | 0 | Constrained, otherwise capacity available =581 kW | --> | C18 ex BALLYMOTE | Ballymote [T41] | SLIGO |  | 54.0872 | -8.5156
052527 | MV/LV Substation AR***527 |  | 20 kV | _ | LV | 50 kVA :Pole Substation | 0.05 | --> | 0.05 | 0.039 | 10.9 |  | --> | 0.048 | 0 | 0 | 0.046 | 0 |  | --> | C25 ex MULLINGAR | Mullingar [T101,T102] | MULLINGAR |  | 53.5392 | -7.3847
062591X | MV/LV Substation DU***591X |  | 20 kV | _ | LV | 50 kVA :Pole Substation | 0.05 | --> | 0.05 | 0.046 | 19.76 |  | --> | 0.048 | 0 | 0 | 0.047 | 0 |  | --> | E19 ex MULLAGHARLIN | Mullagharlin [T121,T122] | MULLAGHARLIN |  | 53.9757 | -6.4678
004452 | MV/LV Substation AN***452 |  | 20 kV | _ | LV | 50 kVA :Pole Substation | 0.05 | --> | 0.05 | 0.027 | 0.45 |  | --> | 0.048 | 0 | 0.005 | 0 | 0 | Constrained, otherwise capacity available =40 kW | --> | C15 ex KILMAGIG | Kilmagig [T42] | ARKLOW |  | 52.8425 | -6.3566
060496Y | MV/LV Substation TU***496Y |  | 10 kV | _ | LV | 100 kVA :Pole Substation | 0.1 | --> | 0.1 | 0.1 | 2.57 |  | --> | 0.095 | 0 | 0 | 0 | 0 | Constrained, otherwise capacity available =95 kW | --> | C13 ex ERRIGAL | Errigal [T41,T422] | SHANKILL |  | 53.9777 | -7.104
068233 | MV/LV Substation FA***233 |  | 10 kV | _ | LV | 630 kVA :Building Structure | 0.63 | --> | 0.63 | 0.5 | 1.86 |  | --> | 0.598 | 0 | 0 | 0.5 | 0 |  | --> | C17 ex FAIRVIEW | Fairview [T41] | MCDERMOTT |  | 53.3637 | -6.2266
244761X | MV/LV Substation AN***761X |  | 20 kV | _ | LV | 50 kVA :Pole Substation | 0.05 | --> | 0.05 | 0 | 0 | Constrained, otherwise capacity available =46 kVA | --> | 0.048 | 0 | 0 | 0 | 0 | Constrained, otherwise capacity available =47 kW | --> | E16 ex MILLTOWN (SR) | Milltown (sr) [T421,T422] | OUGHTRAGH |  | 52.1008 | -9.7497
281280Y | MV/LV Substation ME***280Y |  | 10 kV | _ | LV | 400 kVA :Kiosk Substation | 0.4 | --> | 0.4 | 0.314 | 5.49 |  | --> | 0.38 | 0 | 0.036 | 0.341 | 0 |  | --> | C11 ex TRABEG | Trabeg [T101,T102] | TRABEG |  | 51.8802 | -8.4461
180549X | MV/LV Substation AR***549X |  | 10 kV | _ | LV | 400 kVA :Kiosk Substation | 0.4 | --> | 0.4 | 0.278 | 3.27 |  | --> | 0.38 | 0 | 0.016 | 0 | 0 | Constrained, otherwise capacity available =351 kW | --> | C12 ex LLOYD | Lloyd [T41,T42] | NAVAN |  | 53.7322 | -6.8849
116595X | MV/LV Substation KI***595X |  | 20 kV | _ | LV | 50 kVA :Pole Substation | 0.05 | --> | 0.05 | 0.047 | 8.1 |  | --> | 0.048 | 0 | 0 | 0 | 0 | Constrained, otherwise capacity available =47 kW | --> | E11 ex WESTPORT | Westport [T421,T422] | CASTLEBAR |  | 53.771 | -9.7437
019985 | MV/LV Substation MO***985 |  | 10 kV | _ | LV | 200 kVA :Kiosk Substation | 0.2 | --> | 0.2 | 0.143 | 2.18 |  | --> | 0.19 | 0 | 0.027 | 0 | 0 | Constrained, otherwise capacity available =162 kW | --> | C16 ex BALLYRICKARD | Ballyrickard [T41,T42] | TRALEE |  | 52.281 | -9.7222
137318X | MV/LV Substation SA***318X |  | 10 kV | _ | LV | 100 kVA :Pole Substation | 0.1 | --> | 0.1 | 0.091 | 2 |  | --> | 0.095 | 0 | 0 | 0 | 0 | Constrained, otherwise capacity available =94 kW | --> | C15 ex CAUSEWAY | Causeway [T41,T42] | TRALEE |  | 52.3448 | -9.828
0144229 | MV/LV Substation DE***4229 |  | 10 kV | _ | LV | 50 kVA :Pole Substation | 0.05 | --> | 0.05 | 0 | 0 | Constrained, otherwise capacity available =49 kVA | --> | 0.048 | 0 | 0 | 0 | 0 | Constrained, otherwise capacity available =47 kW | --> | C12 ex KILDARE | Kildare [T41,T42] | NEWBRIDGE |  | 53.1602 | -6.9194
018062 | MV/LV Substation TH***062 |  | 10 kV | _ | LV | 630 kVA :Kiosk Substation | 0.63 | --> | 0.63 | 0.452 | 3.75 |  | --> | 0.598 | 0 | 0.055 | 0 | 0 | Constrained, otherwise capacity available =533 kW | --> | C11 ex SMEARLA | Smearla [T41,T42] | TRIEN |  | 52.4447 | -9.4847
034735X | MV/LV Substation TH***735X |  | 10 kV | _ | LV | 200 kVA :Kiosk Substation | 0.2 | --> | 0.2 | 0.105 | 5.88 |  | --> | 0.19 | 0 | 0.004 | 0 | 0 | Constrained, otherwise capacity available =174 kW | --> | C13 ex ARDGEEHA | Ardgeeha [T41,T42] | DOON |  | 52.3666 | -7.6964
0664130 | MV/LV Substation BA***4130 |  | 20 kV | _ | LV | 200 kVA :Pole Substation | 0.2 | --> | 0.2 | 0 | 0 | Constrained, otherwise capacity available =187 kVA | --> | 0.19 | 0 | 0.01 | 0 | 0 | Constrained, otherwise capacity available =181 kW | --> | E18 ex GLASMORE | Glasmore [T421,T422] | GLASMORE |  | 53.5244 | -6.2681
039402 | MV/LV Substation LA***402 |  | 10 kV | _ | LV | 200 kVA :Kiosk Substation | 0.2 | --> | 0.2 | 0 | 0 | Constrained, otherwise capacity available =129 kVA | --> | 0.19 | 0 | 0 | 0 | 0 | Constrained, otherwise capacity available =180 kW | --> | C18 ex HEADFORD ROAD | Headford Road [T41,T42] | GALWAY 110KV |  | 53.288 | -9.0541
377832 | MV/LV Substation BA***832 |  | 20 kV | _ | LV | 200 kVA :Pole Substation | 0.2 | --> | 0.2 | 0 | 0 | Constrained, otherwise capacity available =128 kVA | --> | 0.19 | 0 | 0.02 | 0 | 0 | Constrained, otherwise capacity available =165 kW | --> | E16 ex GURRANEBANE | Gurranebane [T421,T422] | OUGHTRAGH |  | 51.826 | -10.171
160746Y | MV/LV Substation HE***746Y |  | 20 kV | _ | LV | 630 kVA :Kiosk Substation | 0.63 | --> | 0.63 | 0 | 0 | Constrained, otherwise capacity available =630 kVA | --> | 0.598 | 0 | 0 | 0 | 0 | Constrained, otherwise capacity available =598 kW | --> | C23 ex PORTARLINGTON | Portarlington [T43] | BLAKE |  | 53.1326 | -7.1516
081180X | MV/LV Substation CA***180X |  | 10 kV | _ | LV | 400 kVA :Building Structure | 0.4 | --> | 0.4 | 0 | 0 | Constrained, otherwise capacity available =389 kVA | --> | 0.38 | 0 | 0 | 0.378 | 0 |  | --> | C19 ex SEMPERIT | Semperit [T41,T42,T43] | GRANGE CASTLE |  | 53.3478 | -6.3514
0254042 | MV/LV Substation CB***4042 |  | 20 kV | _ | LV | 200 kVA :Pole Substation | 0.2 | --> | 0.2 | 0.195 | 6.21 |  | --> | 0.19 | 0 | 0 | 0 | 0 | Constrained, otherwise capacity available =189 kW | --> | E28 ex MILFORD (MWR) | Milford (mwr) [T422] | CHARLEVILLE |  | 52.4377 | -8.8414
025894 | MV/LV Substation BA***894 |  | 20 kV | _ | LV | 50 kVA :Pole Substation | 0.05 | --> | 0.05 | 0.048 | 2.96 |  | --> | 0.048 | 0 | 0 | 0 | 0 | Constrained, otherwise capacity available =47 kW | --> | E13 ex CHARLEVILLE | Charleville [T421,T422] | CHARLEVILLE |  | 52.315 | -8.7041
153006 | MV/LV Substation FO***006 |  | 20 kV | _ | LV | 50 kVA :Pole Substation | 0.05 | --> | 0.05 | 0 | 0 | Constrained, otherwise capacity available =46 kVA | --> | 0.048 | 0 | 0 | 0 | 0 | Constrained, otherwise capacity available =47 kW | --> | E12 ex BIRDHILL | Birdhill [T421,T422] | ARDNACRUSHA |  | 52.7906 | -8.4364
064118Z | MV/LV Substation MA***118Z |  | 10 kV | _ | LV | 400 kVA :Kiosk Substation | 0.4 | --> | 0.4 | 0 | 0 | Constrained, otherwise capacity available =386 kVA | --> | 0.38 | 0 | 0 | 0 | 0 | Constrained, otherwise capacity available =378 kW | --> | C20 ex RATHMULLAN | Rathmullan [T41,T42] | DRYBRIDGE |  | 53.7007 | -6.3705
077547 | MV/LV Substation KI***547 |  | 20 kV | _ | LV | 50 kVA :Pole Substation | 0.05 | --> | 0.05 | 0 | 0 | Constrained, otherwise capacity available =47 kVA | --> | 0.048 | 0 | 0.006 | 0 | 0 | Constrained, otherwise capacity available =43 kW | --> | E25 ex PATRICKSWELL | Patrickswell [T421,T422] | LIMERICK |  | 52.6443 | -8.8269
064512X | MV/LV Substation DO***512X |  | 10 kV | _ | LV | 50 kVA :Pole Substation | 0.05 | --> | 0.05 | 0 | 0 | Constrained, otherwise capacity available =22 kVA | --> | 0.048 | 0 | 0 | 0 | 0 | Constrained, otherwise capacity available =44 kW | --> | C17 ex DRYBRIDGE | Drybridge [T41,T42] | DRYBRIDGE |  | 53.6906 | -6.419
009569X | MV/LV Substation MO***569X |  | 10 kV | _ | LV | 100 kVA :Pole Substation | 0.1 | --> | 0.1 | 0 | 0 | Constrained, otherwise capacity available =56 kVA | --> | 0.095 | 0 | 0 | 0 | 0 | Constrained, otherwise capacity available =89 kW | --> | C12 ex GRANAGH | Granagh [T41,T42] | WATERFORD |  | 52.2943 | -7.2582
031720 | MV/LV Substation KN***720 |  | 20 kV | _ | LV | 400 kVA :Kiosk Substation | 0.4 | --> | 0.4 | 0 | 0 | Constrained, otherwise capacity available =238 kVA | --> | 0.38 | 0 | 0 | 0 | 0 | Constrained, otherwise capacity available =357 kW | --> | E16 ex KILMACTHOMAS | Kilmacthomas [T421,T422] | DUNGARVAN |  | 52.1629 | -7.5262
1364230 | MV/LV Substation GO***4230 |  | 20 kV | _ | LV | 50 kVA :Pole Substation | 0.05 | --> | 0.05 | 0 | 0 | Constrained, otherwise capacity available =44 kVA | --> | 0.048 | 0 | 0 | 0 | 0 | Constrained, otherwise capacity available =47 kW | --> | E15 ex GLENAMADDY | Glenamaddy [T422] | ATHLONE |  | 53.5996 | -8.4444
3664062 | MV/LV Substation PE***4062 |  | 10 kV | _ | LV | 50 kVA :Pole Substation | 0.05 | --> | 0.05 | 0.042 | 1.47 |  | --> | 0.048 | 0 | 0 | 0.046 | 0 |  | --> | C15 ex SCREEB | Screeb [T41] | SCREEB |  | 53.3888 | -9.6186
066138Z | MV/LV Substation BA***138Z |  | 20 kV | _ | LV | 50 kVA :Pole Substation | 0.05 | --> | 0.05 | 0 | 0 | Constrained, otherwise capacity available =48 kVA | --> | 0.048 | 0 | 0 | 0 | 0 | Constrained, otherwise capacity available =47 kW | --> | E21 ex ASHBOURNE | Ashbourne [T421,T422] | FINGLAS |  | 53.476 | -6.2846
001183X | MV/LV Substation BE***183X |  | 10 kV | _ | LV | 400 kVA :Building Structure | 0.4 | --> | 0.4 | 0.226 | 13.42 |  | --> | 0.38 | 0 | 0 | 0.367 | 0 |  | --> | C20 ex POTTERY ROAD | Pottery Road [T101,T102] | CARRICKMINES |  | 53.2676 | -6.1489
093200 | MV/LV Substation PA***200 |  | 10 kV | _ | LV | 200 kVA :Building Structure | 0.2 | --> | 0.2 | 0.166 | 7.91 |  | --> | 0.19 | 0 | 0 | 0.185 | 0 |  | --> | C20 ex PELLETSTOWN | Pelletstown [T101,T102] | FINGLAS |  | 53.3837 | -6.3179
005310 | MV/LV Substation BA***310 |  | 10 kV | _ | LV | 100 kVA :Pole Substation | 0.1 | --> | 0.1 | 0 | 0 | Constrained, otherwise capacity available =84 kVA | --> | 0.095 | 0 | 0 | 0 | 0 | Constrained, otherwise capacity available =93 kW | --> | C11 ex GARDEN CITY | Garden City [T41,T42] | ARKLOW |  | 52.6868 | -6.2179
366314 | MV/LV Substation CA***314 |  | 20 kV | _ | LV | 100 kVA :Pole Substation | 0.1 | --> | 0.1 | 0.097 | 0.45 |  | --> | 0.095 | 0 | 0 | 0 | 0 | Constrained, otherwise capacity available =95 kW | --> | C16 ex CARRAROE | Carraroe [T42] | SCREEB |  | 53.2581 | -9.6027
066487 | MV/LV Substation HA***487 |  | 10 kV | _ | LV | 100 kVA :Pole Substation | 0.1 | --> | 0.1 | 0 | 0 | Constrained, otherwise capacity available =68 kVA | --> | 0.095 | 0 | 0 | 0 | 0 | Constrained, otherwise capacity available =90 kW | --> | C13 ex MALAHIDE | Malahide [T41,T42] | GLASMORE |  | 53.4276 | -6.1542
149242X | MV/LV Substation TO***242X |  | 10 kV | _ | LV | 100 kVA :Pole Substation | 0.1 | --> | 0.1 | 0 | 0 | Constrained, otherwise capacity available =87 kVA | --> | 0.095 | 0 | 0 | 0 | 0 | Constrained, otherwise capacity available =93 kW | --> | C13 ex DONEGAL | Donegal [T41,T42] | CATHALEENS FALL |  | 54.697 | -8.0539
010171X | MV/LV Substation SA***171X |  | 10 kV | _ | LV | 50 kVA :Pole Substation | 0.05 | --> | 0.05 | 0 | 0 | Constrained, otherwise capacity available =47 kVA | --> | 0.048 | 0 | 0 | 0 | 0 | Constrained, otherwise capacity available =47 kW | --> | C16 ex GRAIGUENAMANAGH | Graiguenamanagh [T41,T42] | KILKENNY |  | 52.5265 | -6.9985
281531Z | MV/LV Substation CA***531Z |  | 10 kV | _ | LV | 400 kVA :Kiosk Substation | 0.4 | --> | 0.4 | 0 | 0 | Constrained, otherwise capacity available =371 kVA | --> | 0.38 | 0 | 0 | 0.376 | 0 |  | --> | C11 ex BISHOPSTOWN | Bishopstown [T41,T42] | KILBARRY |  | 51.8937 | -8.5167
144840 | MV/LV Substation OA***840 |  | 10 kV | _ | LV | 200 kVA :Kiosk Substation | 0.2 | --> | 0.2 | 0 | 0 | Constrained, otherwise capacity available =96 kVA | --> | 0.19 | 0 | 0.024 | 0 | 0 | Constrained, otherwise capacity available =158 kW | --> | C11 ex CASTLECOMER | Castlecomer [T41,T42] | BALLYRAGGET |  | 52.7974 | -7.2117
281194Y | MV/LV Substation GR***194Y |  | 10 kV | _ | LV | 630 kVA :Kiosk Substation | 0.63 | --> | 0.63 | 0.496 | 5.49 |  | --> | 0.598 | 0 | 0.008 | 0.5 | 0 |  | --> | C20 ex TRABEG | Trabeg [T101,T102] | TRABEG |  | 51.8794 | -8.4537
093309Z | MV/LV Substation NO***309Z |  | 10 kV | _ | LV | 1000 kVA :Building Structure | 1 | --> | 1 | 0 | 0 | Constrained, otherwise capacity available =702 kVA | --> | 0.95 | 0 | 0 | 0.5 | 0 |  | --> | C19 ex POPPINTREE | Poppintree [T101,T102] | FINGLAS |  | 53.4006 | -6.2659
167276 | MV/LV Substation CA***276 |  | 20 kV | _ | LV | 200 kVA :Pole Substation | 0.2 | --> | 0.2 | 0 | 0 | Constrained, otherwise capacity available =129 kVA | --> | 0.19 | 0 | 0 | 0 | 0 | Constrained, otherwise capacity available =180 kW | --> | E12 ex WHITECHURCH | Whitechurch [T421,T422] | KILBARRY |  | 52.0836 | -8.4696
068383X | MV/LV Substation NC***383X |  | 10 kV | _ | LV | 1000 kVA :Building Structure | 1 | --> | 1 | 0.5 | 14.34 |  | --> | 0.95 | 0 | 0 | 0.5 | 0 |  | --> | C24 ex NORTH QUAYS | North Quays [T101,T102,T103] | POOLBEG |  | 53.3484 | -6.2423
118897 | MV/LV Substation CL***897 |  | 20 kV | _ | LV | 400 kVA :Kiosk Substation | 0.4 | --> | 0.4 | 0 | 0 | Constrained, otherwise capacity available =226 kVA | --> | 0.38 | 0 | 0 | 0 | 0 | Constrained, otherwise capacity available =356 kW | --> | E18 ex CREAGH | Creagh [T421,T422] | ATHLONE |  | 53.4196 | -8.3819
034150 | MV/LV Substation FA***150 |  | 10 kV | _ | LV | 200 kVA :Kiosk Substation | 0.2 | --> | 0.2 | 0.143 | 5.88 |  | --> | 0.19 | 0 | 0.021 | 0 | 0 | Constrained, otherwise capacity available =166 kW | --> | C11 ex ARDGEEHA | Ardgeeha [T41,T42] | DOON |  | 52.3627 | -7.702
1084089 | MV/LV Substation ST***4089 |  | 10 kV | _ | LV | 100 kVA :Pole Substation | 0.1 | --> | 0.1 | 0.079 | 1.57 |  | --> | 0.095 | 0 | 0.01 | 0 | 0 | Constrained, otherwise capacity available =85 kW | --> | C17 ex BALLYSHANNON | Ballyshannon [T41,T42] | CATHALEENS FALL |  | 54.4981 | -8.1806
125045 | MV/LV Substation MI***045 |  | 10 kV | _ | LV | 100 kVA :Pole Substation | 0.1 | --> | 0.1 | 0 | 0 | Constrained, otherwise capacity available =67 kVA | --> | 0.095 | 0 | 0.007 | 0 | 0 | Constrained, otherwise capacity available =85 kW | --> | C20 ex CLOONLOUGH | Cloonlough [T41,T42] | BARRYMORE |  | 52.2645 | -8.2632
365049 | MV/LV Substation BE***049 |  | 10 kV | _ | LV | 400 kVA :Kiosk Substation | 0.4 | --> | 0.4 | 0 | 0 | Constrained, otherwise capacity available =398 kVA | --> | 0.38 | 0 | 0 | 0.38 | 0 |  | --> | C22 ex OLDBAWN | Oldbawn [T41,T42] | COOKSTOWN |  | 53.2699 | -6.3353
377963 | MV/LV Substation SP***963 |  | 20 kV | _ | LV | 400 kVA :Building Structure | 0.4 | --> | 0.4 | 0 | 0 | Constrained, otherwise capacity available =382 kVA | --> | 0.38 | 0 | 0 | 0 | 0 | Constrained, otherwise capacity available =378 kW | --> | E17 ex GURRANEBANE | Gurranebane [T421,T422] | OUGHTRAGH |  | 51.9341 | -10.2388
125008Y | MV/LV Substation LU***008Y |  | 10 kV | _ | LV | 200 kVA :Kiosk Substation | 0.2 | --> | 0.2 | 0.17 | 0.22 |  | --> | 0.19 | 0 | 0.005 | 0 | 0 | Constrained, otherwise capacity available =182 kW | --> | C11 ex KILSHANNY | Kilshanny [T41,T42] | CAHIR |  | 52.2731 | -8.2664
111895Z | MV/LV Substation TH***895Z |  | 20 kV | _ | LV | 100 kVA :Pole Substation | 0.1 | --> | 0.1 | 0.099 | 0.94 |  | --> | 0.095 | 0 | 0 | 0 | 0 | Constrained, otherwise capacity available =95 kW | --> | E21 ex CASTLETOWNBERE | Castletownbere [T421] | BALLYLICKY |  | 51.6642 | -9.809
021382Z | MV/LV Substation CA***382Z |  | 10 kV | _ | LV | 400 kVA :Kiosk Substation | 0.4 | --> | 0.4 | 0.33 | 6.78 |  | --> | 0.38 | 0 | 0 | 0.37 | 0 |  | --> | C39 ex CASTLEVIEW | Castleview [T101,T102] | CASTLEVIEW |  | 51.903 | -8.3522
005799X | MV/LV Substation BA***799X |  | 20 kV | _ | LV | 400 kVA :Kiosk Substation | 0.4 | --> | 0.4 | 0.336 | 17.8 |  | --> | 0.38 | 0 | 0.012 | 0.362 | 0 |  | --> | E19 ex BANOGE | Banoge [T121,T122] | BANOGE |  | 52.6108 | -6.3028
281348Z | MV/LV Substation CL***348Z |  | 10 kV | _ | LV | 400 kVA :Kiosk Substation | 0.4 | --> | 0.4 | 0 | 0 | Constrained, otherwise capacity available =281 kVA | --> | 0.38 | 0 | 0.004 | 0 | 0 | Constrained, otherwise capacity available =360 kW | --> | C18 ex DOUGLAS | Douglas [T41,T42] | TRABEG |  | 51.8685 | -8.407
2934457 | MV/LV Substation WO***4457 |  | 20 kV | _ | LV | 50 kVA :Pole Substation | 0.05 | --> | 0.05 | 0 | 0 | Constrained, otherwise capacity available =47 kVA | --> | 0.048 | 0 | 0 | 0 | 0 | Constrained, otherwise capacity available =47 kW | --> | E13 ex BALTINGLASS | Baltinglass [T421,T422] | STRATFORD |  | 52.9126 | -6.8586
0664147 | MV/LV Substation BR***4147 |  | 10 kV | _ | LV | 100 kVA :Pole Substation | 0.1 | --> | 0.1 | 0 | 0 | Constrained, otherwise capacity available =83 kVA | --> | 0.095 | 0 | 0 | 0 | 0 | Constrained, otherwise capacity available =93 kW | --> | C14 ex SWORDS | Swords [T41,T42] | GLASMORE |  | 53.4595 | -6.2714
0664482 | MV/LV Substation TH***4482 |  | 20 kV | _ | LV | 630 kVA :Kiosk Substation | 0.63 | --> | 0.63 | 0 | 0 | Constrained, otherwise capacity available =630 kVA | --> | 0.598 | 0 | 0 | 0 | 0 | Constrained, otherwise capacity available =598 kW | --> | E17 ex BALTRASNA | Baltrasna [T121,T122] | BALTRASNA |  | 53.5068 | -6.5283
281380Y | MV/LV Substation BA***380Y |  | 10 kV | _ | LV | 50 kVA :Pole Substation | 0.05 | --> | 0.05 | 0 | 0 | Constrained, otherwise capacity available =49 kVA | --> | 0.048 | 0 | 0 | 0 | 0 | Constrained, otherwise capacity available =47 kW | --> | C16 ex CARRIGALINE | Carrigaline [T41,T42] | BARNAHELY |  | 51.8335 | -8.3862
139837 | MV/LV Substation RA***837 |  | 10 kV | _ | LV | 100 kVA :Pole Substation | 0.1 | --> | 0.1 | 0.076 | 4 |  | --> | 0.095 | 0 | 0 | 0 | 0 | Constrained, otherwise capacity available =92 kW | --> | C17 ex BALLYJAMESDUFF | Ballyjamesduff [T41,T42] | SHANKILL |  | 53.862 | -7.2131
070917X | MV/LV Substation CO***917X |  | 20 kV | _ | LV | 50 kVA :Pole Substation | 0.05 | --> | 0.05 | 0.05 | 0.76 |  | --> | 0.048 | 0 | 0 | 0 | 0 | Constrained, otherwise capacity available =48 kW | --> | E17 ex RATHMORE | Rathmore [T42,T421] | KNOCKEARAGH |  | 52.065 | -9.0993
012500X | MV/LV Substation BA***500X |  | 20 kV | _ | LV | 100 kVA :Pole Substation | 0.1 | --> | 0.1 | 0.098 | 2.83 |  | --> | 0.095 | 0 | 0 | 0 | 0 | Constrained, otherwise capacity available =95 kW | --> | E17 ex BAGENALSTOWN | Bagenalstown [T421,T422] | CARLOW |  | 52.7396 | -6.9625
031034Y | MV/LV Substation TO***034Y |  | 10 kV | _ | LV | 400 kVA :Kiosk Substation | 0.4 | --> | 0.4 | 0 | 0 | Constrained, otherwise capacity available =331 kVA | --> | 0.38 | 0 | 0.018 | 0 | 0 | Constrained, otherwise capacity available =357 kW | --> | C11 ex COLLIGAN | Colligan [T41,T42] | DUNGARVAN |  | 52.099 | -7.6015
119254 | MV/LV Substation AS***254 |  | 10 kV | _ | LV | 50 kVA :Pole Substation | 0.05 | --> | 0.05 | 0 | 0 | Constrained, otherwise capacity available =42 kVA | --> | 0.048 | 0 | 0.009 | 0 | 0 | Constrained, otherwise capacity available =40 kW | --> | C16 ex KANTURK | Kanturk [T41,T42] | GLENLARA |  | 52.189 | -8.905
067121 | MV/LV Substation SH***121 |  | 10 kV | _ | LV | 400 kVA :Kiosk Substation | 0.4 | --> | 0.4 | 0 | 0 | Constrained, otherwise capacity available =273 kVA | --> | 0.38 | 0 | 0.054 | 0 | 0 | Constrained, otherwise capacity available =322 kW | --> | C17 ex CAHERDAVIN | Caherdavin [T41,T42] | ARDNACRUSHA |  | 52.6695 | -8.6403
281825Z | MV/LV Substation BR***825Z |  | 10 kV | _ | LV | 400 kVA :Kiosk Substation | 0.4 | --> | 0.4 | 0 | 0 | Constrained, otherwise capacity available =349 kVA | --> | 0.38 | 0 | 0 | 0.373 | 0 |  | --> | C19 ex BISHOPSTOWN | Bishopstown [T41,T42] | KILBARRY |  | 51.873 | -8.5407
014535X | MV/LV Substation BA***535X |  | 10 kV | _ | LV | 50 kVA :Pole Substation | 0.05 | --> | 0.05 | 0.032 | 0.63 |  | --> | 0.048 | 0 | 0.005 | 0 | 0 | Constrained, otherwise capacity available =41 kW | --> | C16 ex KILCULLEN | Kilcullen [T41,T42,T424] | STRATFORD |  | 53.1364 | -6.83
405123 | MV/LV Substation CA***123 |  | 20 kV | _ | LV | 50 kVA :Pole Substation | 0.05 | --> | 0.05 | 0.046 | 3.03 |  | --> | 0.048 | 0 | 0 | 0 | 0 | Constrained, otherwise capacity available =47 kW | --> | E14 ex MOVILLE | Moville [T421,T422] | TRILLICK |  | 55.1847 | -7.0556
0094384 | MV/LV Substation MO***4384 |  | 10 kV | _ | LV | 400 kVA :Kiosk Substation | 0.4 | --> | 0.4 | 0.398 | 0.95 |  | --> | 0.38 | 0 | 0 | 0 | 0 | Constrained, otherwise capacity available =380 kW | --> | C25 ex TYCOR | Tycor [T41,T42] | WATERFORD |  | 52.2633 | -7.1482
2884210 | MV/LV Substation LI***4210 |  | 10 kV | _ | LV | 1000 kVA :Building Structure | 1 | --> | 1 | 0 | 0 | Constrained, otherwise capacity available =1000 kVA | --> | 0.95 | 0 | 0 | 0.5 | 0 |  | --> | C19 ex CARRICKMINES | Carrickmines [T41,T42] | CARRICKMINES |  | 53.2644 | -6.2129
034061 | MV/LV Substation BR***061 |  | 10 kV | _ | LV | 400 kVA :Building Structure | 0.4 | --> | 0.4 | 0.308 | 5.88 |  | --> | 0.38 | 0 | 0 | 0 | 0 | Constrained, otherwise capacity available =367 kW | --> | C11 ex ARDGEEHA | Ardgeeha [T41,T42] | DOON |  | 52.3522 | -7.7043
035680X | MV/LV Substation CA***680X |  | 10 kV | _ | LV | 400 kVA :Kiosk Substation | 0.4 | --> | 0.4 | 0.391 | 6.17 |  | --> | 0.38 | 0 | 0 | 0 | 0 | Constrained, otherwise capacity available =379 kW | --> | C17 ex CAHIR | Cahir [T41,T42] | CAHIR |  | 52.384 | -7.9294
111489 | MV/LV Substation SC***489 |  | 20 kV | _ | LV | 200 kVA :Pole Substation | 0.2 | --> | 0.2 | 0 | 0 | Constrained, otherwise capacity available =133 kVA | --> | 0.19 | 0 | 0.023 | 0 | 0 | Constrained, otherwise capacity available =164 kW | --> | E16 ex BALLYDEHOB | Ballydehob [T421] | DUNMANWAY |  | 51.5222 | -9.5474
066603Z | MV/LV Substation JO***603Z |  | 20 kV | _ | LV | 50 kVA :Pole Substation | 0.05 | --> | 0.05 | 0 | 0 | Constrained, otherwise capacity available =46 kVA | --> | 0.048 | 0 | 0 | 0 | 0 | Constrained, otherwise capacity available =47 kW | --> | E18 ex GLASMORE | Glasmore [T421,T422] | GLASMORE |  | 53.5466 | -6.2366
006531 | MV/LV Substation CL***531 |  | 20 kV | _ | LV | 200 kVA :Pole Substation | 0.2 | --> | 0.2 | 0 | 0 | Constrained, otherwise capacity available =72 kVA | --> | 0.19 | 0 | 0.005 | 0 | 0 | Constrained, otherwise capacity available =168 kW | --> | E15 ex CLONROCHE | Clonroche [T421,T422] | WEXFORD |  | 52.4492 | -6.7189
377944X | MV/LV Substation RE***944X |  | 20 kV | _ | LV | 630 kVA :Kiosk Substation | 0.63 | --> | 0.63 | 0 | 0 | Constrained, otherwise capacity available =448 kVA | --> | 0.598 | 0 | 0 | 0 | 0 | Constrained, otherwise capacity available =573 kW | --> | E17 ex GURRANEBANE | Gurranebane [T421,T422] | OUGHTRAGH |  | 51.9406 | -10.2384
029430 | MV/LV Substation CO***430 |  | 10 kV | _ | LV | 50 kVA :Pole Substation | 0.05 | --> | 0.05 | 0 | 0 | Constrained, otherwise capacity available =24 kVA | --> | 0.048 | 0 | 0 | 0 | 0 | Constrained, otherwise capacity available =44 kW | --> | C32 ex CLOYNE | Cloyne [T41] | MIDLETON |  | 51.8603 | -8.1273
120955 | MV/LV Substation BL***955 |  | 10 kV | _ | LV | 200 kVA :Pole Substation | 0.2 | --> | 0.2 | 0 | 0 | Constrained, otherwise capacity available =132 kVA | --> | 0.19 | 0 | 0.002 | 0 | 0 | Constrained, otherwise capacity available =179 kW | --> | C15 ex BLAKE | Blake [T41,T42] | BLAKE |  | 53.2927 | -6.8218
0824299 | MV/LV Substation BE***4299 |  | 10 kV | _ | LV | 50 kVA :Pole Substation | 0.05 | --> | 0.05 | 0.044 | 2.01 |  | --> | 0.048 | 0 | 0 | 0 | 0 | Constrained, otherwise capacity available =47 kW | --> | C18 ex ABBEYLAND | Abbeyland [T41,T42] | NAVAN |  | 53.6432 | -6.7644
001359 | MV/LV Substation GA***359 |  | 10 kV | _ | LV | 200 kVA :Kiosk Substation | 0.2 | --> | 0.2 | 0.109 | 1.55 |  | --> | 0.19 | 0 | 0.021 | 0.162 | 0 |  | --> | C21 ex MONKSTOWN | Monkstown [T41,T42] | BLACKROCK |  | 53.2925 | -6.1706
495921 | MV/LV Substation MA***921 |  | 20 kV | _ | LV | 100 kVA :Pole Substation | 0.1 | --> | 0.1 | 0.087 | 1.5 |  | --> | 0.095 | 0 | 0.01 | 0.086 | 0 |  | --> | E17 ex ACHILL | Achill [T422] | CARROWBEG |  | 53.9784 | -9.9844
054348Y | MV/LV Substation BA***348Y |  | 10 kV | _ | LV | 50 kVA :Pole Substation | 0.05 | --> | 0.05 | 0 | 0 | Constrained, otherwise capacity available =50 kVA | --> | 0.048 | 0 | 0 | 0 | 0 | Constrained, otherwise capacity available =48 kW | --> | E14 ex ABBEYLEIX | Abbeyleix [T422] | PORTLAOISE |  | 52.9218 | -7.2717
062748Y | MV/LV Substation NE***748Y |  | 20 kV | _ | LV | 50 kVA :Pole Substation | 0.05 | --> | 0.05 | 0.037 | 19.76 |  | --> | 0.048 | 0 | 0 | 0.046 | 0 |  | --> | E19 ex MULLAGHARLIN | Mullagharlin [T121,T122] | MULLAGHARLIN |  | 53.9794 | -6.4915
009493Y | MV/LV Substation CA***493Y |  | 10 kV | _ | LV | 630 kVA :Building Structure | 0.63 | --> | 0.63 | 0.5 | 0.53 | Constrained, otherwise capacity available =557 kVA | --> | 0.598 | 0 | 0 | 0 | 0 | Constrained, otherwise capacity available =588 kW | --> | C16 ex MANOR STREET | Manor Street [T41,T42] | WATERFORD |  | 52.2576 | -7.1042
081274Z | MV/LV Substation WE***274Z |  | 10 kV | _ | LV | 1000 kVA :Building Structure | 1 | --> | 1 | 0 | 0 | Constrained, otherwise capacity available =825 kVA | --> | 0.95 | 0 | 0 | 0.5 | 0 |  | --> | C19 ex SEMPERIT | Semperit [T41,T42,T43] | GRANGE CASTLE |  | 53.3487 | -6.3452
071514 | MV/LV Substation SI***514 |  | 10 kV | _ | LV | 50 kVA :Pole Substation | 0.05 | --> | 0.05 | 0 | 0 | Constrained, otherwise capacity available =47 kVA | --> | 0.048 | 0 | 0 | 0.047 | 0 |  | --> | C22 ex GREYSTONES | Greystones [T41,T42] | FASSAROE |  | 53.1288 | -6.1148
028210 | MV/LV Substation TH***210 |  | 10 kV | _ | LV | 200 kVA :Kiosk Substation | 0.2 | --> | 0.2 | 0.143 | 6.78 |  | --> | 0.19 | 0 | 0.064 | 0.135 | 0 |  | --> | C39 ex CASTLEVIEW | Castleview [T101,T102] | CASTLEVIEW |  | 51.9033 | -8.3506
136481Y | MV/LV Substation LA***481Y |  | 10 kV | _ | LV | 50 kVA :Pole Substation | 0.05 | --> | 0.05 | 0.049 | 1.28 |  | --> | 0.048 | 0 | 0 | 0 | 0 | Constrained, otherwise capacity available =47 kW | --> | C21 ex CASTLEREA | Castlerea [T41,T42] | CARRICK ON SHANNON |  | 53.7009 | -8.4261
034051 | MV/LV Substation FR***051 |  | 10 kV | _ | LV | 400 kVA :Kiosk Substation | 0.4 | --> | 0.4 | 0.297 | 5.88 |  | --> | 0.38 | 0 | 0.01 | 0 | 0 | Constrained, otherwise capacity available =358 kW | --> | C12 ex ARDGEEHA | Ardgeeha [T41,T42] | DOON |  | 52.3582 | -7.6928
276082 | MV/LV Substation GO***082 |  | 10 kV | _ | LV | 50 kVA :Pole Substation | 0.05 | --> | 0.05 | 0.043 | 0.76 |  | --> | 0.048 | 0 | 0.01 | 0 | 0 | Constrained, otherwise capacity available =39 kW | --> | C13 ex WOODFORD | Woodford [T41,T42] | KNOCKEARAGH |  | 52.0305 | -9.4757
014870Z | MV/LV Substation TH***870Z |  | 20 kV | _ | LV | 200 kVA :Kiosk Substation | 0.2 | --> | 0.2 | 0.121 | 0.12 | Constrained, otherwise capacity available =160 kVA | --> | 0.19 | 0 | 0.024 | 0.167 | 0 |  | --> | C26 ex ATHY | Athy [T101,T102] | ATHY |  | 53.1066 | -7.0133
029294Y | MV/LV Substation TH***294Y |  | 20 kV | _ | LV | 100 kVA :Pole Substation | 0.1 | --> | 0.1 | 0 | 0 | Constrained, otherwise capacity available =95 kVA | --> | 0.095 | 0 | 0 | 0 | 0 | Constrained, otherwise capacity available =94 kW | --> | C13 ex CLOYNE | Cloyne [T41] | MIDLETON |  | 51.8298 | -8.0164
158023 | MV/LV Substation TI***023 |  | 20 kV | _ | LV | 200 kVA :Pole Substation | 0.2 | --> | 0.2 | 0 | 0 | Constrained, otherwise capacity available =61 kVA | --> | 0.19 | 0 | 0.006 | 0 | 0 | Constrained, otherwise capacity available =166 kW | --> | C19 ex ENNISTYMON | Ennistymon [T41,T42] | ENNIS |  | 53.0322 | -9.2894
077674 | MV/LV Substation TH***674 |  | 20 kV | _ | LV | 50 kVA :Pole Substation | 0.05 | --> | 0.05 | 0 | 0 | Constrained, otherwise capacity available =39 kVA | --> | 0.048 | 0 | 0.008 | 0 | 0 | Constrained, otherwise capacity available =40 kW | --> | E16 ex PATRICKSWELL | Patrickswell [T421,T422] | LIMERICK |  | 52.5576 | -8.7971
056104X | MV/LV Substation ST***104X |  | 20 kV | _ | LV | 50 kVA :Pole Substation | 0.05 | --> | 0.05 | 0.046 | 0.89 |  | --> | 0.048 | 0 | 0 | 0 | 0 | Constrained, otherwise capacity available =47 kW | --> | E12 ex BIRR | Birr [T41,T422] | DALLOW |  | 53.1048 | -7.7931
011753 | MV/LV Substation JE***753 |  | 10 kV | _ | LV | 50 kVA :Pole Substation | 0.05 | --> | 0.05 | 0 | 0 | Constrained, otherwise capacity available =48 kVA | --> | 0.048 | 0 | 0 | 0 | 0 | Constrained, otherwise capacity available =47 kW | --> | C21 ex TALBOTS INCH | Talbots Inch [T41,T42] | KILKENNY |  | 52.7268 | -7.2882
162896 | MV/LV Substation CO***896 |  | 10 kV | _ | LV | 200 kVA :Pole Substation | 0.2 | --> | 0.2 | 0.155 | 0.25 |  | --> | 0.19 | 0 | 0 | 0 | 0 | Constrained, otherwise capacity available =184 kW | --> | C11 ex ROSSGEIR | Rossgeir [T41,T42] | LETTERKENNY |  | 54.8351 | -7.4779
0034250 | MV/LV Substation BR***4250 |  | 10 kV | _ | LV | 50 kVA :Pole Substation | 0.05 | --> | 0.05 | 0 | 0 | Constrained, otherwise capacity available =50 kVA | --> | 0.048 | 0 | 0 | 0 | 0 | Constrained, otherwise capacity available =48 kW | --> | C16 ex RATHDRUM | Rathdrum [T42] | ARKLOW |  | 53.0098 | -6.3112
176494 | MV/LV Substation CL***494 |  | 20 kV | _ | LV | 200 kVA :Pole Substation | 0.2 | --> | 0.2 | 0 | 0 | Constrained, otherwise capacity available =142 kVA | --> | 0.19 | 0 | 0 | 0 | 0 | Constrained, otherwise capacity available =182 kW | --> | E11 ex MACROOM | Macroom [T422] | MACROOM |  | 51.9093 | -8.7751
034040 | MV/LV Substation AR***040 |  | 10 kV | _ | LV | 400 kVA :Kiosk Substation | 0.4 | --> | 0.4 | 0.281 | 5.88 |  | --> | 0.38 | 0 | 0.013 | 0 | 0 | Constrained, otherwise capacity available =354 kW | --> | C13 ex ARDGEEHA | Ardgeeha [T41,T42] | DOON |  | 52.3608 | -7.6908
119762X | MV/LV Substation DR***762X |  | 10 kV | _ | LV | 200 kVA :Kiosk Substation | 0.2 | --> | 0.2 | 0 | 0 | Constrained, otherwise capacity available =186 kVA | --> | 0.19 | 0 | 0.011 | 0 | 0 | Constrained, otherwise capacity available =180 kW | --> | C12 ex KANTURK | Kanturk [T41,T42] | GLENLARA |  | 52.1602 | -8.909
061433X | MV/LV Substation BA***433X |  | 10 kV | _ | LV | 50 kVA :Pole Substation | 0.05 | --> | 0.05 | 0.05 | 2.04 |  | --> | 0.048 | 0 | 0 | 0 | 0 | Constrained, otherwise capacity available =48 kW | --> | C18 ex BALLYBAY | Ballybay [T41,T42] | LISDRUM |  | 54.1385 | -6.9001
093338 | MV/LV Substation ME***338 |  | 10 kV | _ | LV | 400 kVA :Kiosk Substation | 0.4 | --> | 0.4 | 0 | 0 | Constrained, otherwise capacity available =370 kVA | --> | 0.38 | 0 | 0 | 0.376 | 0 |  | --> | C12 ex MERVILLE | Merville [T41,T42] | FINGLAS |  | 53.381 | -6.2978
2814337 | MV/LV Substation SA***4337 |  | 10 kV | _ | LV | 400 kVA :Kiosk Substation | 0.4 | --> | 0.4 | 0 | 0 | Constrained, otherwise capacity available =317 kVA | --> | 0.38 | 0 | 0 | 0 | 0 | Constrained, otherwise capacity available =368 kW | --> | C22 ex TOGHER | Togher [T41,T42] | TRABEG |  | 51.8708 | -8.5066
248754 | MV/LV Substation WA***754 |  | 20 kV | _ | LV | 100 kVA :Pole Substation | 0.1 | --> | 0.1 | 0 | 0 | Constrained, otherwise capacity available =67 kVA | --> | 0.095 | 0 | 0.096 | 0 | 0 | Constrained, otherwise capacity available =20 kW | --> | E13 ex KILCOCK | Kilcock [T421,T422] | GRIFFINRATH |  | 53.5231 | -6.614
068498 | MV/LV Substation KI***498 |  | 10 kV | _ | LV | 630 kVA :Kiosk Substation | 0.63 | --> | 0.63 | 0.46 | 1.86 |  | --> | 0.598 | 0 | 0.026 | 0.5 | 0 |  | --> | C17 ex FAIRVIEW | Fairview [T41] | MCDERMOTT |  | 53.3633 | -6.209
157131X | MV/LV Substation CA***131X |  | 20 kV | _ | LV | 50 kVA :Pole Substation | 0.05 | --> | 0.05 | 0.042 | 1.55 |  | --> | 0.048 | 0 | 0 | 0 | 0 | Constrained, otherwise capacity available =46 kW | --> | E13 ex CARRIGALLEN | Carrigallen [T421] | CARRICK ON SHANNON |  | 53.9842 | -7.658
207062 | MV/LV Substation KI***062 |  | 10 kV | _ | LV | 100 kVA :Pole Substation | 0.1 | --> | 0.1 | 0.053 | 2.9 |  | --> | 0.095 | 0 | 0.006 | 0 | 0 | Constrained, otherwise capacity available =84 kW | --> | C18 ex GLENGOOLE | Glengoole [T42] | THURLES |  | 52.5726 | -7.6773
013873Y | MV/LV Substation AT***873Y |  | 20 kV | _ | LV | 50 kVA :Pole Substation | 0.05 | --> | 0.05 | 0.026 | 0.12 |  | --> | 0.048 | 0 | 0 | 0.044 | 0 |  | --> | E62 ex ATHY | Athy [T101,T102] | ATHY |  | 53.0082 | -6.9632
0744129 | MV/LV Substation AR***4129 |  | 20 kV | _ | LV | 50 kVA :Pole Substation | 0.05 | --> | 0.05 | 0.05 | 8.5 |  | --> | 0.048 | 0 | 0 | 0 | 0 | Constrained, otherwise capacity available =48 kW | --> | E14 ex ARIGNA | Arigna [T121] | ARIGNA |  | 54.0434 | -8.0598
365074X | MV/LV Substation ST***074X |  | 10 kV | _ | LV | 630 kVA :Kiosk Substation | 0.63 | --> | 0.63 | 0 | 0 | Constrained, otherwise capacity available =397 kVA | --> | 0.598 | 0 | 0.045 | 0.5 | 0 |  | --> | C19 ex CLONDALKIN | Clondalkin [T41,T42,T44] | INCHICORE 220KV |  | 53.3166 | -6.3955
165662 | MV/LV Substation O/***662 |  | 10 kV | _ | LV | 100 kVA :Pole Substation | 0.1 | --> | 0.1 | 0.075 | 0.88 |  | --> | 0.095 | 0 | 0 | 0 | 0 | Constrained, otherwise capacity available =92 kW | --> | C12 ex ROSS CARBERY | Ross Carbery [T41,T42] | DUNMANWAY |  | 51.5678 | -8.998
127658Y | MV/LV Substation CL***658Y |  | 20 kV | _ | LV | 100 kVA :Pole Substation | 0.1 | --> | 0.1 | 0.038 | 5.89 |  | --> | 0.095 | 0 | 0 | 0 | 0 | Constrained, otherwise capacity available =86 kW | --> | C14 ex CASHEL | Cashel [T41,T42] | CAHIR |  | 52.6011 | -8.0017
058918X | MV/LV Substation FE***918X |  | 20 kV | _ | LV | 50 kVA :Pole Substation | 0.05 | --> | 0.05 | 0 | 0 | Constrained, otherwise capacity available =47 kVA | --> | 0.048 | 0 | 0 | 0 | 0 | Constrained, otherwise capacity available =47 kW | --> | C17 ex KYLEERAGH | Kyleeragh [T41,T42] | NENAGH |  | 52.9994 | -8.1392
154581 | MV/LV Substation PO***581 |  | 10 kV | _ | LV | 50 kVA :Pole Substation | 0.05 | --> | 0.05 | 0 | 0 | Constrained, otherwise capacity available =29 kVA | --> | 0.048 | 0 | 0 | 0.044 | 0 |  | --> | C39 ex COLLEGE PARK | College Park [T101,T102,T103] | COLLEGE PARK |  | 53.4219 | -6.4064
007872Z | MV/LV Substation AR***872Z |  | 10 kV | _ | LV | 400 kVA :Kiosk Substation | 0.4 | --> | 0.4 | 0.354 | 1.4 |  | --> | 0.38 | 0 | 0.033 | 0 | 0 | Constrained, otherwise capacity available =349 kW | --> | E18 ex KILLINICK | Killinick [T421,T422] | WEXFORD |  | 52.2694 | -6.3949
0364004 | MV/LV Substation CA***4004 |  | 20 kV | _ | LV | 100 kVA :Pole Substation | 0.1 | --> | 0.1 | 0 | 0 | Constrained, otherwise capacity available =100 kVA | --> | 0.095 | 0 | 0 | 0 | 0 | Constrained, otherwise capacity available =95 kW | --> | E18 ex GARRANACANTY | Garranacanty [T421,T422] | TIPPERARY |  | 52.5701 | -8.1674
090834 | MV/LV Substation FL***834 |  | 10 kV | _ | LV | 200 kVA :Pole Substation | 0.2 | --> | 0.2 | 0.145 | 3.16 |  | --> | 0.19 | 0 | 0.027 | 0 | 0 | Constrained, otherwise capacity available =162 kW | --> | C22 ex ENNISKEANE | Enniskeane [T41,T42] | BANDON |  | 51.7369 | -8.94
013777Y | MV/LV Substation BL***777Y |  | 20 kV | _ | LV | 50 kVA :Pole Substation | 0.05 | --> | 0.05 | 0.049 | 0.12 |  | --> | 0.048 | 0 | 0 | 0.047 | 0 |  | --> | E62 ex ATHY | Athy [T101,T102] | ATHY |  | 53.0292 | -6.9473
081323X | MV/LV Substation WO***323X |  | 10 kV | _ | LV | 400 kVA :Kiosk Substation | 0.4 | --> | 0.4 | 0 | 0 | Constrained, otherwise capacity available =224 kVA | --> | 0.38 | 0 | 0.055 | 0 | 0 | Constrained, otherwise capacity available =314 kW | --> | C20 ex PALMERSTOWN | Palmerstown [T41,T42] | FINGLAS |  | 53.3538 | -6.3781
0014228 | MV/LV Substation CO***4228 |  | 10 kV | _ | LV | 400 kVA :Kiosk Substation | 0.4 | --> | 0.4 | 0 | 0 | Constrained, otherwise capacity available =400 kVA | --> | 0.38 | 0 | 0 | 0.38 | 0 |  | --> | C15 ex LOUGHLINSTOWN | Loughlinstown [T41,T42] | CARRICKMINES |  | 53.2407 | -6.119
0424045 | MV/LV Substation LA***4045 |  | 10 kV | _ | LV | 50 kVA :Pole Substation | 0.05 | --> | 0.05 | 0.05 | 1.93 |  | --> | 0.048 | 0 | 0 | 0 | 0 | Constrained, otherwise capacity available =47 kW | --> | C18 ex TURLOUGH ROAD | Turlough Road [T41,T42] | CASTLEBAR |  | 53.9157 | -9.1936
059257Y | MV/LV Substation TO***257Y |  | 20 kV | _ | LV | 50 kVA :Pole Substation | 0.05 | --> | 0.05 | 0 | 0 | Constrained, otherwise capacity available =48 kVA | --> | 0.048 | 0 | 0 | 0 | 0 | Constrained, otherwise capacity available =47 kW | --> | E11 ex CAVAN | Cavan [T42,T421] | SHANKILL |  | 54.0451 | -7.314
030049 | MV/LV Substation GO***049 |  | 20 kV | _ | LV | 50 kVA :Pole Substation | 0.05 | --> | 0.05 | 0 | 0 | Constrained, otherwise capacity available =34 kVA | --> | 0.048 | 0 | 0.007 | 0 | 0 | Constrained, otherwise capacity available =40 kW | --> | E14 ex FOXHOLE | Foxhole [T421,T422] | DUNGARVAN |  | 51.9444 | -7.8451
117187 | MV/LV Substation KE***187 |  | 10 kV | _ | LV | 200 kVA :Kiosk Substation | 0.2 | --> | 0.2 | 0.168 | 0.32 |  | --> | 0.19 | 0 | 0.01 | 0 | 0 | Constrained, otherwise capacity available =178 kW | --> | C18 ex BALLYMOTE | Ballymote [T41] | SLIGO |  | 54.0831 | -8.5132
099925 | MV/LV Substation ER***925 |  | 10 kV | _ | LV | 50 kVA :Pole Substation | 0.05 | --> | 0.05 | 0 | 0 | Constrained, otherwise capacity available =47 kVA | --> | 0.048 | 0 | 0 | 0 | 0 | Constrained, otherwise capacity available =47 kW | --> | C15 ex CULLION | Cullion [T41,T42] | LETTERKENNY |  | 54.952 | -7.6179
093505 | MV/LV Substation AB***505 |  | 10 kV | _ | LV | 50 kVA :Pole Substation | 0.05 | --> | 0.05 | 0.037 | 7.91 |  | --> | 0.048 | 0 | 0 | 0.046 | 0 |  | --> | C26 ex PELLETSTOWN | Pelletstown [T101,T102] | FINGLAS |  | 53.3978 | -6.3491
062158X | MV/LV Substation LO***158X |  | 10 kV | _ | LV | 630 kVA :Building Structure | 0.63 | --> | 0.63 | 0.5 | 5.69 |  | --> | 0.598 | 0 | 0 | 0 | 0 | Constrained, otherwise capacity available =589 kW | --> | C20 ex RAMPARTS | Ramparts [T41,T42] | DUNDALK |  | 54.0066 | -6.4055
281279Y | MV/LV Substation GL***279Y |  | 10 kV | _ | LV | 400 kVA :Kiosk Substation | 0.4 | --> | 0.4 | 0.353 | 5.49 |  | --> | 0.38 | 0 | 0.005 | 0.37 | 0 |  | --> | C19 ex TRABEG | Trabeg [T101,T102] | TRABEG |  | 51.8668 | -8.4463
067286X | MV/LV Substation AB***286X |  | 10 kV | _ | LV | 400 kVA :Kiosk Substation | 0.4 | --> | 0.4 | 0 | 0 | Constrained, otherwise capacity available =173 kVA | --> | 0.38 | 0 | 0.039 | 0 | 0 | Constrained, otherwise capacity available =319 kW | --> | C17 ex CORBALLY | Corbally [T41,T42] | ARDNACRUSHA |  | 52.6707 | -8.6101
093346Z | MV/LV Substation NE***346Z |  | 10 kV | _ | LV | 630 kVA :Kiosk Substation | 0.63 | --> | 0.63 | 0.5 | 12.96 |  | --> | 0.598 | 0 | 0 | 0.5 | 0 |  | --> | C23 ex ARTANE | Artane [T101,T102] | FINGLAS |  | 53.3845 | -6.2149
059401Y | MV/LV Substation DR***401Y |  | 10 kV | _ | LV | 200 kVA :Pole Substation | 0.2 | --> | 0.2 | 0.111 | 2.57 |  | --> | 0.19 | 0 | 0.13 | 0 | 0 | Constrained, otherwise capacity available =94 kW | --> | C13 ex ERRIGAL | Errigal [T41,T422] | SHANKILL |  | 54.0003 | -7.1854
064026 | MV/LV Substation GR***026 |  | 10 kV | _ | LV | 400 kVA :Kiosk Substation | 0.4 | --> | 0.4 | 0 | 0 | Constrained, otherwise capacity available =295 kVA | --> | 0.38 | 0 | 0.02 | 0 | 0 | Constrained, otherwise capacity available =351 kW | --> | C22 ex TERMONFECKIN ROAD | Termonfeckin Road [T41,T42] | DRYBRIDGE |  | 53.7235 | -6.3427
0674216 | MV/LV Substation MU***4216 |  | 10 kV | _ | LV | 400 kVA :Kiosk Substation | 0.4 | --> | 0.4 | 0 | 0 | Constrained, otherwise capacity available =253 kVA | --> | 0.38 | 0 | 0.059 | 0 | 0 | Constrained, otherwise capacity available =316 kW | --> | C13 ex DOCK ROAD | Dock Road [T41,T42] | LIMERICK |  | 52.6333 | -8.672
184271 | MV/LV Substation MU***271 |  | 10 kV | _ | LV | 50 kVA :Pole Substation | 0.05 | --> | 0.05 | 0.048 | 3.38 |  | --> | 0.048 | 0 | 0 | 0 | 0 | Constrained, otherwise capacity available =47 kW | --> | C21 ex CASTLEBLAYNEY | Castleblayney [T41,T42] | DUNDALK |  | 54.1602 | -6.7795
154274Z | MV/LV Substation BE***274Z |  | 10 kV | _ | LV | 400 kVA :Kiosk Substation | 0.4 | --> | 0.4 | 0 | 0 | Constrained, otherwise capacity available =266 kVA | --> | 0.38 | 0 | 0.019 | 0.347 | 0 |  | --> | C39 ex COLLEGE PARK | College Park [T101,T102,T103] | COLLEGE PARK |  | 53.4222 | -6.3855
237175X | MV/LV Substation CL***175X |  | 10 kV | _ | LV | 100 kVA :Pole Substation | 0.1 | --> | 0.1 | 0 | 0 | Constrained, otherwise capacity available =72 kVA | --> | 0.095 | 0 | 0 | 0 | 0 | Constrained, otherwise capacity available =91 kW | --> | C17 ex DUNLEER | Dunleer [T41,T42] | DRYBRIDGE |  | 53.8443 | -6.3889
034717X | MV/LV Substation HI***717X |  | 10 kV | _ | LV | 200 kVA :Kiosk Substation | 0.2 | --> | 0.2 | 0.186 | 0.95 |  | --> | 0.19 | 0 | 0.01 | 0 | 0 | Constrained, otherwise capacity available =181 kW | --> | C16 ex SPA ROAD | Spa Road [T41,T42] | DOON |  | 52.3503 | -7.6974
355002 | MV/LV Substation TH***002 |  | 10 kV | _ | LV | 400 kVA :Kiosk Substation | 0.4 | --> | 0.4 | 0.06 | 0.06 | Constrained, otherwise capacity available =213 kVA | --> | 0.38 | 0 | 0.025 | 0 | 0 | Constrained, otherwise capacity available =335 kW | --> | C15 ex TUBBERCURRY | Tubbercurry [T41,T42] | TONROE |  | 54.0538 | -8.7303
089039 | MV/LV Substation MA***039 |  | 10 kV | _ | LV | 400 kVA :Building Structure | 0.4 | --> | 0.4 | 0.329 | 2.33 |  | --> | 0.38 | 0 | 0 | 0 | 0 | Constrained, otherwise capacity available =370 kW | --> | E18 ex MOY | Moy [T421,T422] | MOY |  | 54.1218 | -9.1449
031502Y | MV/LV Substation BR***502Y |  | 10 kV | _ | LV | 400 kVA :Building Structure | 0.4 | --> | 0.4 | 0 | 0 | Constrained, otherwise capacity available =338 kVA | --> | 0.38 | 0 | 0 | 0 | 0 | Constrained, otherwise capacity available =371 kW | --> | C21 ex COLLIGAN | Colligan [T41,T42] | DUNGARVAN |  | 52.0905 | -7.6213
042877 | MV/LV Substation BE***877 |  | 10 kV | _ | LV | 50 kVA :Pole Substation | 0.05 | --> | 0.05 | 0 | 0 | Constrained, otherwise capacity available =50 kVA | --> | 0.048 | 0 | 0 | 0 | 0 | Constrained, otherwise capacity available =48 kW | --> | C20 ex KNOCKAPHUNTA | Knockaphunta [T41,T42] | CASTLEBAR |  | 53.7979 | -9.1912
054027 | MV/LV Substation CL***027 |  | 10 kV | _ | LV | 630 kVA :Kiosk Substation | 0.63 | --> | 0.63 | 0 | 0 | Constrained, otherwise capacity available =491 kVA | --> | 0.598 | 0 | 0.037 | 0 | 0 | Constrained, otherwise capacity available =552 kW | --> | C16 ex PALLAS | Pallas [T41,T42] | PORTLAOISE |  | 53.0348 | -7.3213
007863Y | MV/LV Substation CA***863Y |  | 10 kV | _ | LV | 200 kVA :Pole Substation | 0.2 | --> | 0.2 | 0 | 0 | Constrained, otherwise capacity available =200 kVA | --> | 0.19 | 0 | 0 | 0 | 0 | Constrained, otherwise capacity available =190 kW | --> | C20 ex MULGANNON | Mulgannon [T41,T42] | WEXFORD |  | 52.3171 | -6.4799
047234 | MV/LV Substation GU***234 |  | 20 kV | _ | LV | 50 kVA :Pole Substation | 0.05 | --> | 0.05 | 0.05 | 1.04 |  | --> | 0.048 | 0 | 0 | 0 | 0 | Constrained, otherwise capacity available =48 kW | --> | C16 ex BOYLE | Boyle [T41,T42] | CARRICK ON SHANNON |  | 54.0444 | -8.2501
153468 | MV/LV Substation ST***468 |  | 20 kV | _ | LV | 50 kVA :Pole Substation | 0.05 | --> | 0.05 | 0 | 0 | Constrained, otherwise capacity available =36 kVA | --> | 0.048 | 0 | 0.004 | 0 | 0 | Constrained, otherwise capacity available =43 kW | --> | E14 ex BIRDHILL | Birdhill [T421,T422] | ARDNACRUSHA |  | 52.802 | -8.3501
001315 | MV/LV Substation ST***315 |  | 10 kV | _ | LV | 400 kVA :Kiosk Substation | 0.4 | --> | 0.4 | 0.219 | 1.16 |  | --> | 0.38 | 0 | 0.066 | 0.306 | 0 |  | --> | C18 ex BREWERY ROAD | Brewery Road [T41,T42] | CARRICKMINES |  | 53.2869 | -6.204
1444271 | MV/LV Substation B/***4271 |  | 20 kV | _ | LV | 50 kVA :Pole Substation | 0.05 | --> | 0.05 | 0.05 | 2.78 |  | --> | 0.048 | 0 | 0 | 0 | 0 | Constrained, otherwise capacity available =48 kW | --> | E13 ex BALLYRAGGET | Ballyragget [T421,T422] | BALLYRAGGET |  | 52.7988 | -7.3415
253988Z | MV/LV Substation CO***988Z |  | 10 kV | _ | LV | 400 kVA :Kiosk Substation | 0.4 | --> | 0.4 | 0 | 0 | Constrained, otherwise capacity available =362 kVA | --> | 0.38 | 0 | 0 | 0 | 0 | Constrained, otherwise capacity available =375 kW | --> | C13 ex TUAM SOUTH | Tuam South [T42] | CLOON |  | 53.517 | -8.8579
046024 | MV/LV Substation CA***024 |  | 10 kV | _ | LV | 400 kVA :Building Structure | 0.4 | --> | 0.4 | 0.323 | 5.48 |  | --> | 0.38 | 0 | 0.009 | 0.363 | 0 |  | --> | C14 ex BALLYTIVNAN | Ballytivnan [T41,T42] | SLIGO |  | 54.2822 | -8.4771
069290 | MV/LV Substation RA***290 |  | 10 kV | _ | LV | 630 kVA :Kiosk Substation | 0.63 | --> | 0.63 | 0.176 | 9.28 |  | --> | 0.598 | 0 | 0.02 | 0.5 | 0 |  | --> | C06 ex PEMBROKE | Pembroke [T41,T42,T43,T44] | RINGSEND |  | 53.3317 | -6.2383
156923Y | MV/LV Substation MU***923Y |  | 20 kV | _ | LV | 50 kVA :Pole Substation | 0.05 | --> | 0.05 | 0 | 0 | Constrained, otherwise capacity available =47 kVA | --> | 0.048 | 0 | 0 | 0 | 0 | Constrained, otherwise capacity available =47 kW | --> | E14 ex EMYVALE | Emyvale [T422] | LISDRUM |  | 54.3135 | -6.9535
006668 | MV/LV Substation MO***668 |  | 10 kV | _ | LV | 50 kVA :Pole Substation | 0.05 | --> | 0.05 | 0 | 4.38 |  | --> | 0.048 | 0 | 0.012 | 0.031 | 0 |  | --> | E11 ex CRANE | Crane [T122] | CRANE |  | 52.5289 | -6.5534
089473 | MV/LV Substation CL***473 |  | 20 kV | _ | LV | 400 kVA :Kiosk Substation | 0.4 | --> | 0.4 | 0.319 | 3.56 |  | --> | 0.38 | 0 | 0.02 | 0 | 0 | Constrained, otherwise capacity available =354 kW | --> | E20 ex ENNISCRONE | Enniscrone [T421,T422] | MOY |  | 54.2249 | -9.0935
216819 | MV/LV Substation WO***819 |  | 10 kV | _ | LV | 50 kVA :Pole Substation | 0.05 | --> | 0.05 | 0 | 0 | Constrained, otherwise capacity available =47 kVA | --> | 0.048 | 0 | 0 | 0 | 0 | Constrained, otherwise capacity available =47 kW | --> | C26 ex GLENTIES | Glenties [T41,T42] | BINBANE |  | 54.8035 | -8.2797
0684270 | MV/LV Substation DU***4270 |  | 10 kV | _ | LV | 1000 kVA :Building Structure | 1 | --> | 1 | 0.5 | 14.34 |  | --> | 0.95 | 0 | 0 | 0.5 | 0 |  | --> | C23 ex NORTH QUAYS | North Quays [T101,T102,T103] | POOLBEG |  | 53.3486 | -6.2344
119370 | MV/LV Substation BR***370 |  | 10 kV | _ | LV | 100 kVA :Pole Substation | 0.1 | --> | 0.1 | 0 | 0 | Constrained, otherwise capacity available =93 kVA | --> | 0.095 | 0 | 0.006 | 0 | 0 | Constrained, otherwise capacity available =90 kW | --> | C12 ex KANTURK | Kanturk [T41,T42] | GLENLARA |  | 52.1699 | -8.9147
022892X | MV/LV Substation AL***892X |  | 10 kV | _ | LV | 400 kVA :Kiosk Substation | 0.4 | --> | 0.4 | 0.333 | 4.55 |  | --> | 0.38 | 0 | 0.005 | 0 | 0 | Constrained, otherwise capacity available =367 kW | --> | C11 ex MALLOW | Mallow [T41,T42] | MALLOW |  | 52.127 | -8.6433
012748X | MV/LV Substation BA***748X |  | 20 kV | _ | LV | 400 kVA :Kiosk Substation | 0.4 | --> | 0.4 | 0.293 | 2.83 |  | --> | 0.38 | 0 | 0 | 0 | 0 | Constrained, otherwise capacity available =365 kW | --> | E11 ex BAGENALSTOWN | Bagenalstown [T421,T422] | CARLOW |  | 52.7031 | -6.9611
377403 | MV/LV Substation WA***403 |  | 20 kV | _ | LV | 200 kVA :Pole Substation | 0.2 | --> | 0.2 | 0 | 0 | Constrained, otherwise capacity available =95 kVA | --> | 0.19 | 0 | 0.03 | 0 | 0 | Constrained, otherwise capacity available =153 kW | --> | E16 ex GURRANEBANE | Gurranebane [T421,T422] | OUGHTRAGH |  | 51.8272 | -10.1705
068633X | MV/LV Substation TH***633X |  | 10 kV | _ | LV | 630 kVA :Building Structure | 0.63 | --> | 0.63 | 0 | 0 | Constrained, otherwise capacity available =521 kVA | --> | 0.598 | 0 | 0 | 0.5 | 0 |  | --> | C19 ex GRANBY ROW | Granby Row [T41] | MCDERMOTT |  | 53.3544 | -6.2591
062204X | MV/LV Substation HY***204X |  | 10 kV | _ | LV | 200 kVA :Kiosk Substation | 0.2 | --> | 0.2 | 0.147 | 0.72 |  | --> | 0.19 | 0 | 0.005 | 0 | 0 | Constrained, otherwise capacity available =179 kW | --> | C12 ex COES ROAD | Coes Road [T41,T42] | DUNDALK |  | 54.0042 | -6.3838
009491 | MV/LV Substation MU***491 |  | 10 kV | _ | LV | 200 kVA :Pole Substation | 0.2 | --> | 0.2 | 0 | 0 | Constrained, otherwise capacity available =144 kVA | --> | 0.19 | 0 | 0.004 | 0 | 0 | Constrained, otherwise capacity available =179 kW | --> | C14 ex BALLYHALE | Ballyhale [T42,T421] | KILKENNY |  | 52.3653 | -7.1716
1564250 | MV/LV Substation KI***4250 |  | 10 kV | _ | LV | 50 kVA :Pole Substation | 0.05 | --> | 0.05 | 0.037 | 2.04 |  | --> | 0.048 | 0 | 0.028 | 0 | 0 | Constrained, otherwise capacity available =25 kW | --> | C18 ex BALLYBAY | Ballybay [T41,T42] | LISDRUM |  | 54.1879 | -6.8923
161743 | MV/LV Substation SC***743 |  | 10 kV | _ | LV | 50 kVA :Pole Substation | 0.05 | --> | 0.05 | 0.043 | 6.53 |  | --> | 0.048 | 0 | 0 | 0.046 | 0 |  | --> | C17 ex OUGHTERARD | Oughterard [T41,T42] | SCREEB |  | 53.4304 | -9.3264
007475 | MV/LV Substation TO***475 |  | 10 kV | _ | LV | 100 kVA :Pole Substation | 0.1 | --> | 0.1 | 0.074 | 0.9 |  | --> | 0.095 | 0 | 0 | 0 | 0 | Constrained, otherwise capacity available =91 kW | --> | C15 ex CLONARD | Clonard [T41,T42] | WEXFORD |  | 52.337 | -6.4836
036121Y | MV/LV Substation CR***121Y |  | 20 kV | _ | LV | 200 kVA :Pole Substation | 0.2 | --> | 0.2 | 0 | 0 | Constrained, otherwise capacity available =172 kVA | --> | 0.19 | 0 | 0 | 0 | 0 | Constrained, otherwise capacity available =186 kW | --> | E18 ex GARRANACANTY | Garranacanty [T421,T422] | TIPPERARY |  | 52.5794 | -8.1647
065137 | MV/LV Substation BR***137 |  | 10 kV | _ | LV | 400 kVA :Kiosk Substation | 0.4 | --> | 0.4 | 0 | 0 | Constrained, otherwise capacity available =304 kVA | --> | 0.38 | 0 | 0 | 0.367 | 0 |  | --> | C21 ex STEPHENSTOWN | Stephenstown [T101,T102] | FINGLAS |  | 53.6117 | -6.1897
281003Y | MV/LV Substation IN***003Y |  | 10 kV | _ | LV | 400 kVA :Kiosk Substation | 0.4 | --> | 0.4 | 0 | 0 | Constrained, otherwise capacity available =285 kVA | --> | 0.38 | 0 | 0.005 | 0.36 | 0 |  | --> | C12 ex BALLINCOLLIG | Ballincollig [T41,T42] | KILBARRY |  | 51.891 | -8.608
001821 | MV/LV Substation ST***821 |  | 10 kV | _ | LV | 400 kVA :Kiosk Substation | 0.4 | --> | 0.4 | 0.282 | 1.16 |  | --> | 0.38 | 0 | 0.023 | 0.347 | 0 |  | --> | C21 ex MOUNT MERRION | Mount Merrion [T41,T42] | CARRICKMINES |  | 53.3023 | -6.2007
281119 | MV/LV Substation CA***119 |  | 10 kV | _ | LV | 1000 kVA :Building Structure | 1 | --> | 1 | 0.5 | 7.88 |  | --> | 0.95 | 0 | 0 | 0.5 | 0 |  | --> | C21 ex LIBERTY STREET | Liberty Street [T101,T102] | LIBERTY STREET |  | 51.8986 | -8.4736
120638Y | MV/LV Substation LU***638Y |  | 10 kV | _ | LV | 50 kVA :Pole Substation | 0.05 | --> | 0.05 | 0 | 0 | Constrained, otherwise capacity available =50 kVA | --> | 0.048 | 0 | 0 | 0 | 0 | Constrained, otherwise capacity available =48 kW | --> | C14 ex BLAKE | Blake [T41,T42] | BLAKE |  | 53.2841 | -6.9435
281800Z | MV/LV Substation CA***800Z |  | 10 kV | _ | LV | 400 kVA :Kiosk Substation | 0.4 | --> | 0.4 | 0 | 0 | Constrained, otherwise capacity available =354 kVA | --> | 0.38 | 0 | 0.023 | 0 | 0 | Constrained, otherwise capacity available =357 kW | --> | C17 ex DOUGLAS | Douglas [T41,T42] | TRABEG |  | 51.8594 | -8.4361
066584 | MV/LV Substation CO***584 |  | 20 kV | _ | LV | 100 kVA :Pole Substation | 0.1 | --> | 0.1 | 0 | 0 | Constrained, otherwise capacity available =65 kVA | --> | 0.095 | 0 | 0 | 0 | 0 | Constrained, otherwise capacity available =90 kW | --> | E21 ex ASHBOURNE | Ashbourne [T421,T422] | FINGLAS |  | 53.4601 | -6.3225
365605X | MV/LV Substation SU***605X |  | 10 kV | _ | LV | 1000 kVA :Building Structure | 1 | --> | 1 | 0.269 | 13.91 |  | --> | 0.95 | 0 | 0 | 0.5 | 0 |  | --> | C18 ex COOKSTOWN | Cookstown [T101,T102] | CARRICKMINES |  | 53.2861 | -6.3726
081135Y | MV/LV Substation TH***135Y |  | 10 kV | _ | LV | 400 kVA :Kiosk Substation | 0.4 | --> | 0.4 | 0 | 0 | Constrained, otherwise capacity available =217 kVA | --> | 0.38 | 0 | 0.026 | 0 | 0 | Constrained, otherwise capacity available =335 kW | --> | C12 ex MONEYCOOLEY | Moneycooley [T41,T42,T44] | GRIFFINRATH |  | 53.3489 | -6.5507
067919Y | MV/LV Substation MA***919Y |  | 10 kV | _ | LV | 400 kVA :Kiosk Substation | 0.4 | --> | 0.4 | 0 | 0 | Constrained, otherwise capacity available =321 kVA | --> | 0.38 | 0 | 0 | 0.369 | 0 |  | --> | C14 ex RAHEEN | Raheen [T41,T42] | LIMERICK |  | 52.6392 | -8.6494
204829 | MV/LV Substation GO***829 |  | 20 kV | _ | LV | 200 kVA :Pole Substation | 0.2 | --> | 0.2 | 0.146 | 2.02 |  | --> | 0.19 | 0 | 0 | 0 | 0 | Constrained, otherwise capacity available =182 kW | --> | E17 ex BALLYMACARRY | Ballymacarry [T421] | TRILLICK |  | 55.1121 | -7.4646
127632X | MV/LV Substation AS***632X |  | 10 kV | _ | LV | 50 kVA :Pole Substation | 0.05 | --> | 0.05 | 0.034 | 5.89 |  | --> | 0.048 | 0 | 0 | 0 | 0 | Constrained, otherwise capacity available =45 kW | --> | C17 ex CASHEL | Cashel [T41,T42] | CAHIR |  | 52.5122 | -7.8873
153204X | MV/LV Substation TO***204X |  | 20 kV | _ | LV | 400 kVA :Building Structure | 0.4 | --> | 0.4 | 0 | 0 | Constrained, otherwise capacity available =360 kVA | --> | 0.38 | 0 | 0 | 0 | 0 | Constrained, otherwise capacity available =374 kW | --> | E18 ex BIRDHILL | Birdhill [T421,T422] | ARDNACRUSHA |  | 52.7161 | -8.5017
522028 | MV/LV Substation CO***028 |  | 10 kV | _ | LV | 50 kVA :Pole Substation | 0.05 | --> | 0.05 | 0 | 0 | Constrained, otherwise capacity available =50 kVA | --> | 0.048 | 0 | 0 | 0 | 0 | Constrained, otherwise capacity available =48 kW | --> | C12 ex OLDTOWN |  |  |  | 53.0192 | -7.2993
023688Y | MV/LV Substation WA***688Y |  | 20 kV | _ | LV | 50 kVA :Pole Substation | 0.05 | --> | 0.05 | 0 | 0 | Constrained, otherwise capacity available =48 kVA | --> | 0.048 | 0 | 0.005 | 0 | 0 | Constrained, otherwise capacity available =44 kW | --> | E12 ex CASTLELYONS | Castlelyons [T421,T422] | BARRYMORE |  | 52.0317 | -8.3256
495333 | MV/LV Substation TO***333 |  | 20 kV | _ | LV | 50 kVA :Pole Substation | 0.05 | --> | 0.05 | 0.048 | 1.5 |  | --> | 0.048 | 0 | 0 | 0.047 | 0 |  | --> | E17 ex ACHILL | Achill [T422] | CARROWBEG |  | 54.0067 | -9.9599
024410 | MV/LV Substation MO***410 |  | 10 kV | _ | LV | 50 kVA :Pole Substation | 0.05 | --> | 0.05 | 0.041 | 2.14 |  | --> | 0.048 | 0 | 0 | 0 | 0 | Constrained, otherwise capacity available =46 kW | --> | C14 ex BUTTEVANT | Buttevant [T41,T42] | MALLOW |  | 52.2516 | -8.7444
067924Y | MV/LV Substation SP***924Y |  | 10 kV | _ | LV | 400 kVA :Kiosk Substation | 0.4 | --> | 0.4 | 0 | 0 | Constrained, otherwise capacity available =326 kVA | --> | 0.38 | 0 | 0.032 | 0.346 | 0 |  | --> | C20 ex RAHEEN | Raheen [T41,T42] | LIMERICK |  | 52.6264 | -8.6397
0664477 | MV/LV Substation BI***4477 |  | 10 kV | _ | LV | 400 kVA :Kiosk Substation | 0.4 | --> | 0.4 | 0 | 0 | Constrained, otherwise capacity available =395 kVA | --> | 0.38 | 0 | 0 | 0.379 | 0 |  | --> | C14 ex SUTTON | Sutton [T41,T42] | GRANGE (DR) |  | 53.3894 | -6.1227
209725X | MV/LV Substation RA***725X |  | 10 kV | _ | LV | 50 kVA :Pole Substation | 0.05 | --> | 0.05 | 0 | 0 | Constrained, otherwise capacity available =50 kVA | --> | 0.048 | 0 | 0 | 0 | 0 | Constrained, otherwise capacity available =48 kW | --> | C19 ex MILFORD (NR) | Milford (nr) [T41,T42] | LETTERKENNY |  | 55.0269 | -7.6608
1544393 | MV/LV Substation KI***4393 |  | 10 kV | _ | LV | 630 kVA :Kiosk Substation | 0.63 | --> | 0.63 | 0 | 0 | Constrained, otherwise capacity available =628 kVA | --> | 0.598 | 0 | 0.023 | 0.5 | 0 |  | --> | C39 ex COLLEGE PARK | College Park [T101,T102,T103] | COLLEGE PARK |  | 53.4271 | -6.3944
037739X | MV/LV Substation PA***739X |  | 10 kV | _ | LV | 100 kVA :Pole Substation | 0.1 | --> | 0.1 | 0 | 0 | Constrained, otherwise capacity available =81 kVA | --> | 0.095 | 0 | 0.024 | 0 | 0 | Constrained, otherwise capacity available =75 kW | --> | C19 ex ENNIS NORTH | Ennis North [T41,T42] | ENNIS |  | 52.8668 | -8.9763
081365X | MV/LV Substation HA***365X |  | 10 kV | _ | LV | 400 kVA :Kiosk Substation | 0.4 | --> | 0.4 | 0 | 0 | Constrained, otherwise capacity available =248 kVA | --> | 0.38 | 0 | 0.003 | 0.356 | 0 |  | --> | C18 ex LIFFEY VALLEY | Liffey Valley [T41,T42] | INCHICORE 220KV |  | 53.3456 | -6.396
093049 | MV/LV Substation ST***049 |  | 10 kV | _ | LV | 630 kVA :Kiosk Substation | 0.63 | --> | 0.63 | 0.392 | 12.96 |  | --> | 0.598 | 0 | 0.113 | 0.481 | 0 |  | --> | C28 ex ARTANE | Artane [T101,T102] | FINGLAS |  | 53.3802 | -6.2052
073033X | MV/LV Substation AR***033X |  | 20 kV | _ | LV | 400 kVA :Kiosk Substation | 0.4 | --> | 0.4 | 0 | 0 | Constrained, otherwise capacity available =246 kVA | --> | 0.38 | 0 | 0.025 | 0 | 0 | Constrained, otherwise capacity available =340 kW | --> | C16 ex MOATE | Moate [T41,T42] | ATHLONE |  | 53.3944 | -7.7025
2814072 | MV/LV Substation IR***4072 |  | 20 kV | _ | LV | 400 kVA :Building Structure | 0.4 | --> | 0.4 | 0.23 | 17.47 |  | --> | 0.38 | 0 | 0.05 | 0.319 | 0 |  | --> | E11 ex COOLROE | Coolroe [T121,T122] | COOLROE |  | 51.8895 | -8.6116
0014074 | MV/LV Substation KN***4074 |  | 10 kV | _ | LV | 400 kVA :Kiosk Substation | 0.4 | --> | 0.4 | 0.287 | 1.16 |  | --> | 0.38 | 0 | 0.066 | 0.315 | 0 |  | --> | C20 ex MOUNT MERRION | Mount Merrion [T41,T42] | CARRICKMINES |  | 53.2948 | -6.223
0684144 | MV/LV Substation MI***4144 |  | 10 kV | _ | LV | 1000 kVA :Building Structure | 1 | --> | 1 | 0.5 | 7.2 |  | --> | 0.95 | 0 | 0 | 0.5 | 0 |  | --> | C22 ex TRINITY | Trinity [T101,T102] | POOLBEG |  | 53.3369 | -6.2472
068020 | MV/LV Substation T.***020 |  | 10 kV | _ | LV | 1000 kVA :Building Structure | 1 | --> | 1 | 0.256 | 28.43 |  | --> | 0.95 | 0 | 0 | 0.5 | 0 |  | --> | C38 ex BEDFORD ROW | Bedford Row [T41,T42,T43,T44] | FRANCIS STREET |  | 53.3431 | -6.2582
070550X | MV/LV Substation SP***550X |  | 10 kV | _ | LV | 630 kVA :Building Structure | 0.63 | --> | 0.63 | 0.5 | 0.76 |  | --> | 0.598 | 0 | 0 | 0 | 0 | Constrained, otherwise capacity available =589 kW | --> | C11 ex RATHMORE | Rathmore [T42,T421] | KNOCKEARAGH |  | 52.1276 | -9.3821
365265X | MV/LV Substation AV***265X |  | 10 kV | _ | LV | 50 kVA :Pole Substation | 0.05 | --> | 0.05 | 0 | 0 | Constrained, otherwise capacity available =41 kVA | --> | 0.048 | 0 | 0.02 | 0.031 | 0 |  | --> | C15 ex TYMON | Tymon [T41,T42] | COOKSTOWN |  | 53.2872 | -6.3392
192101 | MV/LV Substation HE***101 |  | 10 kV | _ | LV | 100 kVA :Pole Substation | 0.1 | --> | 0.1 | 0 | 0 | Constrained, otherwise capacity available =93 kVA | --> | 0.095 | 0 | 0 | 0 | 0 | Constrained, otherwise capacity available =94 kW | --> | C00 ex TORY ISLAND |  |  |  | 55.2649 | -8.2242
028028Y | MV/LV Substation HE***028Y |  | 10 kV | _ | LV | 400 kVA :Kiosk Substation | 0.4 | --> | 0.4 | 0 | 0 | Constrained, otherwise capacity available =314 kVA | --> | 0.38 | 0 | 0.017 | 0 | 0 | Constrained, otherwise capacity available =356 kW | --> | C13 ex COW CROSS |  |  |  | 51.8578 | -8.3208
0524254 | MV/LV Substation TY***4254 |  | 20 kV | _ | LV | 200 kVA :Pole Substation | 0.2 | --> | 0.2 | 0 | 0 | Constrained, otherwise capacity available =70 kVA | --> | 0.19 | 0 | 0 | 0 | 0 | Constrained, otherwise capacity available =172 kW | --> | E20 ex BALLINDERRY | Ballinderry [T41,T422] | MULLINGAR |  | 53.3864 | -7.3811
132291 | MV/LV Substation MO***291 |  | 10 kV | _ | LV | 100 kVA :Pole Substation | 0.1 | --> | 0.1 | 0 | 0 | Constrained, otherwise capacity available =86 kVA | --> | 0.095 | 0 | 0.011 | 0 | 0 | Constrained, otherwise capacity available =85 kW | --> | C16 ex LOUGHREA | Loughrea [T41,T42] | SOMERSET |  | 53.1911 | -8.5441
054325 | MV/LV Substation WO***325 |  | 10 kV | _ | LV | 200 kVA :Kiosk Substation | 0.2 | --> | 0.2 | 0 | 0 | Constrained, otherwise capacity available =135 kVA | --> | 0.19 | 0 | 0.005 | 0 | 0 | Constrained, otherwise capacity available =177 kW | --> | C18 ex MOUNTRATH | Mountrath [T41,T42] | PORTLAOISE |  | 52.9958 | -7.4656
116959X | MV/LV Substation TH***959X |  | 10 kV | _ | LV | 400 kVA :Kiosk Substation | 0.4 | --> | 0.4 | 0.382 | 7.32 |  | --> | 0.38 | 0 | 0 | 0.378 | 0 |  | --> | C11 ex CARROWBEG | Carrowbeg [T41,T42] | CARROWBEG |  | 53.7972 | -9.5517
365191 | MV/LV Substation TA***191 |  | 10 kV | _ | LV | 1000 kVA :Building Structure | 1 | --> | 1 | 0.5 | 13.91 |  | --> | 0.95 | 0 | 0 | 0.5 | 0 |  | --> | C19 ex COOKSTOWN | Cookstown [T101,T102] | CARRICKMINES |  | 53.2889 | -6.3767
058050Y | MV/LV Substation PO***050Y |  | 10 kV | _ | LV | 100 kVA :Pole Substation | 0.1 | --> | 0.1 | 0.072 | 3 |  | --> | 0.095 | 0 | 0 | 0 | 0 | Constrained, otherwise capacity available =91 kW | --> | C21 ex NENAGH | Nenagh [T41,T42] | NENAGH |  | 52.8826 | -8.3446
127172Y | MV/LV Substation SK***172Y |  | 10 kV | _ | LV | 50 kVA :Pole Substation | 0.05 | --> | 0.05 | 0 | 0 | Constrained, otherwise capacity available =49 kVA | --> | 0.048 | 0 | 0 | 0 | 0 | Constrained, otherwise capacity available =47 kW | --> | C11 ex LOUGHTAGALLA | Loughtagalla [T41,T42] | THURLES |  | 52.6725 | -7.6994
095597X | MV/LV Substation DI***597X |  | 10 kV | _ | LV | 50 kVA :Pole Substation | 0.05 | --> | 0.05 | 0.048 | 0.7 |  | --> | 0.048 | 0 | 0 | 0 | 0 | Constrained, otherwise capacity available =47 kW | --> | C16 ex KILRUSH | Kilrush [T41,T42] | TULLABRACK |  | 52.678 | -9.6352
042064 | MV/LV Substation BA***064 |  | 10 kV | _ | LV | 50 kVA :Pole Substation | 0.05 | --> | 0.05 | 0.049 | 1.93 |  | --> | 0.048 | 0 | 0 | 0 | 0 | Constrained, otherwise capacity available =47 kW | --> | C16 ex TURLOUGH ROAD | Turlough Road [T41,T42] | CASTLEBAR |  | 53.8718 | -9.2913
0644323 | MV/LV Substation ST***4323 |  | 20 kV | _ | LV | 50 kVA :Pole Substation | 0.05 | --> | 0.05 | 0 | 0 | Constrained, otherwise capacity available =24 kVA | --> | 0.048 | 0 | 0 | 0 | 0 | Constrained, otherwise capacity available =44 kW | --> | E15 ex JULIANSTOWN | Julianstown [T421,T422] | DRYBRIDGE |  | 53.6259 | -6.2677
108809 | MV/LV Substation SE***809 |  | 20 kV | _ | LV | 100 kVA :Kiosk Substation | 0.1 | --> | 0.1 | 0.089 | 1.57 |  | --> | 0.095 | 0 | 0.05 | 0 | 0 | Constrained, otherwise capacity available =56 kW | --> | C17 ex BALLYSHANNON | Ballyshannon [T41,T42] | CATHALEENS FALL |  | 54.535 | -8.1357
026042 | MV/LV Substation AL***042 |  | 10 kV | _ | LV | 630 kVA :Kiosk Substation | 0.63 | --> | 0.63 | 0.252 | 8.66 |  | --> | 0.598 | 0 | 0.035 | 0 | 0 | Constrained, otherwise capacity available =519 kW | --> | C12 ex BANDON | Bandon [T101,T42] | BANDON |  | 51.7474 | -8.7402
021314X | MV/LV Substation IV***314X |  | 20 kV | _ | LV | 50 kVA :Pole Substation | 0.05 | --> | 0.05 | 0 | 0 | Constrained, otherwise capacity available =50 kVA | --> | 0.048 | 0 | 0 | 0 | 0 | Constrained, otherwise capacity available =48 kW | --> | E18 ex CURRALEIGH | Curraleigh [T421,T422] | KILBARRY |  | 51.9211 | -8.6136
125053Y | MV/LV Substation FI***053Y |  | 10 kV | _ | LV | 200 kVA :Kiosk Substation | 0.2 | --> | 0.2 | 0 | 0 | Constrained, otherwise capacity available =176 kVA | --> | 0.19 | 0 | 0 | 0 | 0 | Constrained, otherwise capacity available =187 kW | --> | C11 ex CLOONLOUGH | Cloonlough [T41,T42] | BARRYMORE |  | 52.275 | -8.2721
136715Y | MV/LV Substation ME***715Y |  | 20 kV | _ | LV | 400 kVA :Kiosk Substation | 0.4 | --> | 0.4 | 0 | 0 | Constrained, otherwise capacity available =317 kVA | --> | 0.38 | 0 | 0.016 | 0 | 0 | Constrained, otherwise capacity available =357 kW | --> | C20 ex ROSCOMMON | Roscommon [T41,T42] | LANESBORO |  | 53.7788 | -8.2476
3494007 | MV/LV Substation KI***4007 |  | 10 kV | _ | LV | 50 kVA :Pole Substation | 0.05 | --> | 0.05 | 0.05 | 2.35 |  | --> | 0.048 | 0 | 0 | 0 | 0 | Constrained, otherwise capacity available =48 kW | --> | C15 ex KILTIMAGH | Kiltimagh [T41] | CASTLEBAR |  | 53.8477 | -9.0104
156664Y | MV/LV Substation MA***664Y |  | 10 kV | _ | LV | 200 kVA :Kiosk Substation | 0.2 | --> | 0.2 | 0 | 0 | Constrained, otherwise capacity available =137 kVA | --> | 0.19 | 0 | 0.003 | 0 | 0 | Constrained, otherwise capacity available =179 kW | --> | C13 ex DRUMBEAR | Drumbear [T41,T42] | LISDRUM |  | 54.2414 | -6.9734
118217Y | MV/LV Substation PO***217Y |  | 10 kV | _ | LV | 100 kVA :Pole Substation | 0.1 | --> | 0.1 | 0.068 | 2 |  | --> | 0.095 | 0 | 0.01 | 0 | 0 | Constrained, otherwise capacity available =83 kW | --> | C12 ex BALLINASLOE | Ballinasloe [T41,T42] | SOMERSET |  | 53.3218 | -8.1939
0134021 | MV/LV Substation MU***4021 |  | 20 kV | _ | LV | 50 kVA :Pole Substation | 0.05 | --> | 0.05 | 0.05 | 0.12 |  | --> | 0.048 | 0 | 0 | 0.048 | 0 |  | --> | C12 ex ATHY | Athy [T101,T102] | ATHY |  | 52.9986 | -6.8471
020207 | MV/LV Substation GR***207 |  | 10 kV | _ | LV | 200 kVA :Kiosk Substation | 0.2 | --> | 0.2 | 0 | 0 | Constrained, otherwise capacity available =182 kVA | --> | 0.19 | 0 | 0 | 0 | 0 | Constrained, otherwise capacity available =188 kW | --> | C18 ex COOLCORCORAN | Coolcorcoran [T41,T42] | KNOCKEARAGH |  | 52.0763 | -9.5267
049226Z | MV/LV Substation TH***226Z |  | 10 kV | _ | LV | 400 kVA :Kiosk Substation | 0.4 | --> | 0.4 | 0.332 | 2.8 |  | --> | 0.38 | 0 | 0 | 0 | 0 | Constrained, otherwise capacity available =371 kW | --> | C17 ex GLEBE | Glebe [T41,T42] | RICHMOND |  | 53.7187 | -7.7908
1274515 | MV/LV Substation BR***4515 |  | 10 kV | _ | LV | 630 kVA :Kiosk Substation | 0.63 | --> | 0.63 | 0.5 | 5.89 |  | --> | 0.598 | 0 | 0.01 | 0 | 0 | Constrained, otherwise capacity available =582 kW | --> | C20 ex CASHEL | Cashel [T41,T42] | CAHIR |  | 52.5138 | -7.8791
0264199 | MV/LV Substation MO***4199 |  | 10 kV | _ | LV | 50 kVA :Pole Substation | 0.05 | --> | 0.05 | 0 | 0 | Constrained, otherwise capacity available =50 kVA | --> | 0.048 | 0 | 0 | 0 | 0 | Constrained, otherwise capacity available =48 kW | --> | C12 ex TIMOLEAGUE | Timoleague [T41] | BANDON |  | 51.7107 | -8.8068
059388Y | MV/LV Substation RE***388Y |  | 10 kV | _ | LV | 400 kVA :Building Structure | 0.4 | --> | 0.4 | 0 | 0 | Constrained, otherwise capacity available =316 kVA | --> | 0.38 | 0 | 0 | 0 | 0 | Constrained, otherwise capacity available =368 kW | --> | C14 ex CAVAN | Cavan [T42,T421] | SHANKILL |  | 53.9997 | -7.356
009474X | MV/LV Substation SH***474X |  | 10 kV | _ | LV | 100 kVA :Pole Substation | 0.1 | --> | 0.1 | 0 | 0 | Constrained, otherwise capacity available =98 kVA | --> | 0.095 | 0 | 0 | 0 | 0 | Constrained, otherwise capacity available =95 kW | --> | C15 ex GRANAGH | Granagh [T41,T42] | WATERFORD |  | 52.2789 | -7.1713
055200 | MV/LV Substation CO***200 |  | 10 kV | _ | LV | 400 kVA :Kiosk Substation | 0.4 | --> | 0.4 | 0 | 0 | Constrained, otherwise capacity available =254 kVA | --> | 0.38 | 0 | 0.009 | 0 | 0 | Constrained, otherwise capacity available =353 kW | --> | C20 ex ROSCREA | Roscrea [T41,T42] | IKERRIN |  | 52.9489 | -7.7973
204239X | MV/LV Substation TI***239X |  | 20 kV | _ | LV | 100 kVA :Pole Substation | 0.1 | --> | 0.1 | 0 | 0 | Constrained, otherwise capacity available =73 kVA | --> | 0.095 | 0 | 0 | 0 | 0 | Constrained, otherwise capacity available =91 kW | --> | E14 ex BUNCRANA | Buncrana [T421,T422] | TRILLICK |  | 55.1475 | -7.4611
001661 | MV/LV Substation LA***661 |  | 10 kV | _ | LV | 400 kVA :Kiosk Substation | 0.4 | --> | 0.4 | 0.28 | 1.55 |  | --> | 0.38 | 0 | 0.115 | 0.278 | 0 |  | --> | C21 ex MONKSTOWN | Monkstown [T41,T42] | BLACKROCK |  | 53.2788 | -6.1908
067169 | MV/LV Substation WI***169 |  | 10 kV | _ | LV | 400 kVA :Kiosk Substation | 0.4 | --> | 0.4 | 0 | 0 | Constrained, otherwise capacity available =107 kVA | --> | 0.38 | 0 | 0.01 | 0.331 | 0 |  | --> | C12 ex ROCHES STREET | Roches Street [T41,T42] | LIMERICK |  | 52.6617 | -8.6232
049024 | MV/LV Substation ST***024 |  | 10 kV | _ | LV | 400 kVA :Kiosk Substation | 0.4 | --> | 0.4 | 0.213 | 0.21 | Constrained, otherwise capacity available =234 kVA | --> | 0.38 | 0 | 0 | 0 | 0 | Constrained, otherwise capacity available =357 kW | --> | E14 ex LONGFORD | Longford [T421,T422] | RICHMOND |  | 53.7326 | -7.8022
0654170 | MV/LV Substation KN***4170 |  | 10 kV | _ | LV | 400 kVA :Kiosk Substation | 0.4 | --> | 0.4 | 0 | 0 | Constrained, otherwise capacity available =208 kVA | --> | 0.38 | 0 | 0.083 | 0 | 0 | Constrained, otherwise capacity available =291 kW | --> | C18 ex LOUGHSHINNY | Loughshinny [T41,T42] | GLASMORE |  | 53.5264 | -6.1025
081196X | MV/LV Substation CL***196X |  | 10 kV | _ | LV | 200 kVA :Building Structure | 0.2 | --> | 0.2 | 0 | 0 | Constrained, otherwise capacity available =124 kVA | --> | 0.19 | 0 | 0 | 0 | 0 | Constrained, otherwise capacity available =179 kW | --> | C17 ex PALMERSTOWN | Palmerstown [T41,T42] | FINGLAS |  | 53.3346 | -6.393
288356X | MV/LV Substation BR***356X |  | 10 kV | _ | LV | 630 kVA :Building Structure | 0.63 | --> | 0.63 | 0.481 | 15.18 |  | --> | 0.598 | 0 | 0 | 0.5 | 0 |  | --> | C19 ex CENTRAL PARK | Central Park [T101,T102] | CARRICKMINES |  | 53.2682 | -6.1991
039601X | MV/LV Substation TU***601X |  | 10 kV | _ | LV | 400 kVA :Kiosk Substation | 0.4 | --> | 0.4 | 0 | 0 | Constrained, otherwise capacity available =340 kVA | --> | 0.38 | 0 | 0.021 | 0.356 | 0 |  | --> | C21 ex GALWAY 110KV | Galway 110kv [T102,T103] | GALWAY 110KV |  | 53.2816 | -8.9844
081137X | MV/LV Substation HI***137X |  | 10 kV | _ | LV | 200 kVA :Building Structure | 0.2 | --> | 0.2 | 0 | 0 | Constrained, otherwise capacity available =172 kVA | --> | 0.19 | 0 | 0.01 | 0.179 | 0 |  | --> | C15 ex LUCAN EAST | Lucan East [T41,T42] | GRANGE CASTLE |  | 53.3495 | -6.4492
214435 | MV/LV Substation BE***435 |  | 20 kV | _ | LV | 100 kVA :Pole Substation | 0.1 | --> | 0.1 | 0 | 0 | Constrained, otherwise capacity available =48 kVA | --> | 0.095 | 0 | 0.005 | 0 | 0 | Constrained, otherwise capacity available =84 kW | --> | C11 ex DRUMQUIN | Drumquin [T42] | ENNIS |  | 52.8216 | -9.1105
059167X | MV/LV Substation AN***167X |  | 10 kV | _ | LV | 200 kVA :Pole Substation | 0.2 | --> | 0.2 | 0 | 0 | Constrained, otherwise capacity available =137 kVA | --> | 0.19 | 0 | 0 | 0 | 0 | Constrained, otherwise capacity available =181 kW | --> | C22 ex CAVAN | Cavan [T42,T421] | SHANKILL |  | 53.9856 | -7.3303
050138Y | MV/LV Substation CL***138Y |  | 20 kV | _ | LV | 50 kVA :Pole Substation | 0.05 | --> | 0.05 | 0 | 0 | Constrained, otherwise capacity available =50 kVA | --> | 0.048 | 0 | 0 | 0 | 0 | Constrained, otherwise capacity available =48 kW | --> | C24 ex ATHLONE | Athlone [T41,T42] | ATHLONE |  | 53.3691 | -8.0311
120637Y | MV/LV Substation WA***637Y |  | 10 kV | _ | LV | 50 kVA :Pole Substation | 0.05 | --> | 0.05 | 0 | 0 | Constrained, otherwise capacity available =38 kVA | --> | 0.048 | 0 | 0.01 | 0 | 0 | Constrained, otherwise capacity available =38 kW | --> | C15 ex BLAKE | Blake [T41,T42] | BLAKE |  | 53.2917 | -6.8486
288278X | MV/LV Substation MA***278X |  | 10 kV | _ | LV | 400 kVA :Kiosk Substation | 0.4 | --> | 0.4 | 0 | 0 | Constrained, otherwise capacity available =316 kVA | --> | 0.38 | 0 | 0 | 0.368 | 0 |  | --> | C20 ex CARRICKMINES | Carrickmines [T41,T42] | CARRICKMINES |  | 53.2486 | -6.1792
151043 | MV/LV Substation BR***043 |  | 20 kV | _ | LV | 200 kVA :Pole Substation | 0.2 | --> | 0.2 | 0 | 0 | Constrained, otherwise capacity available =161 kVA | --> | 0.19 | 0 | 0 | 0.185 | 0 |  | --> | E17 ex BRUFF | Bruff [T42,T421] | LIMERICK |  | 52.4814 | -8.5486
069479 | MV/LV Substation MO***479 |  | 10 kV | _ | LV | 400 kVA :Kiosk Substation | 0.4 | --> | 0.4 | 0 | 0 | Constrained, otherwise capacity available =277 kVA | --> | 0.38 | 0 | 0.043 | 0.331 | 0 |  | --> | C12 ex BALLYBODEN | Ballyboden [T41,T42] | COOKSTOWN |  | 53.2783 | -6.2928
0194030 | MV/LV Substation TH***4030 |  | 10 kV | _ | LV | 200 kVA :Pole Substation | 0.2 | --> | 0.2 | 0.176 | 1.54 |  | --> | 0.19 | 0 | 0 | 0 | 0 | Constrained, otherwise capacity available =187 kW | --> | C11 ex BALLYARD | Ballyard [T41,T42] | TRALEE |  | 52.2621 | -9.7112
210654Y | MV/LV Substation AN***654Y |  | 10 kV | _ | LV | 100 kVA :Pole Substation | 0.1 | --> | 0.1 | 0 | 0 | Constrained, otherwise capacity available =92 kVA | --> | 0.095 | 0 | 0 | 0 | 0 | Constrained, otherwise capacity available =94 kW | --> | C17 ex CARRICKMACROSS | Carrickmacross [T41,T42] | MEATH HILL |  | 53.9682 | -6.6753
065936 | MV/LV Substation OB***936 |  | 20 kV | _ | LV | 100 kVA :Pole Substation | 0.1 | --> | 0.1 | 0 | 0 | Constrained, otherwise capacity available =93 kVA | --> | 0.095 | 0 | 0 | 0 | 0 | Constrained, otherwise capacity available =94 kW | --> | E18 ex GLASMORE | Glasmore [T421,T422] | GLASMORE |  | 53.5497 | -6.1899
068119X | MV/LV Substation EA***119X |  | 10 kV | _ | LV | 1000 kVA :Building Structure | 1 | --> | 1 | 0.5 | 14.34 |  | --> | 0.95 | 0 | 0 | 0.5 | 0 |  | --> | C17 ex NORTH QUAYS | North Quays [T101,T102,T103] | POOLBEG |  | 53.3584 | -6.2288
033962X | MV/LV Substation TR***962X |  | 20 kV | _ | LV | 50 kVA :Pole Substation | 0.05 | --> | 0.05 | 0 | 0 | Constrained, otherwise capacity available =38 kVA | --> | 0.048 | 0 | 0 | 0 | 0 | Constrained, otherwise capacity available =46 kW | --> | C18 ex DEERPARK | Deerpark [T41,T42] | BALLYDINE |  | 52.5078 | -7.5054
019038 | MV/LV Substation ST***038 |  | 10 kV | _ | LV | 400 kVA :Kiosk Substation | 0.4 | --> | 0.4 | 0.296 | 2.18 |  | --> | 0.38 | 0 | 0 | 0 | 0 | Constrained, otherwise capacity available =366 kW | --> | C11 ex BALLYRICKARD | Ballyrickard [T41,T42] | TRALEE |  | 52.2786 | -9.7047
001876 | MV/LV Substation CE***876 |  | 10 kV | _ | LV | 630 kVA :Kiosk Substation | 0.63 | --> | 0.63 | 0.5 | 4.37 |  | --> | 0.598 | 0 | 0 | 0.5 | 0 |  | --> | C12 ex DUN LAOGHAIRE | Dun Laoghaire [T41,T42] | BLACKROCK |  | 53.2918 | -6.1334
154590Z | MV/LV Substation BT***590Z |  | 10 kV | _ | LV | 630 kVA :Building Structure | 0.63 | --> | 0.63 | 0 | 0 | Constrained, otherwise capacity available =502 kVA | --> | 0.598 | 0 | 0 | 0.5 | 0 |  | --> | C28 ex COLLEGE PARK | College Park [T101,T102,T103] | COLLEGE PARK |  | 53.411 | -6.3662
132315 | MV/LV Substation CA***315 |  | 10 kV | _ | LV | 400 kVA :Kiosk Substation | 0.4 | --> | 0.4 | 0 | 0 | Constrained, otherwise capacity available =249 kVA | --> | 0.38 | 0 | 0.043 | 0 | 0 | Constrained, otherwise capacity available =327 kW | --> | C17 ex LOUGHREA | Loughrea [T41,T42] | SOMERSET |  | 53.2056 | -8.5594
026569Y | MV/LV Substation BA***569Y |  | 10 kV | _ | LV | 400 kVA :Kiosk Substation | 0.4 | --> | 0.4 | 0.351 | 8.66 |  | --> | 0.38 | 0 | 0.019 | 0 | 0 | Constrained, otherwise capacity available =359 kW | --> | C14 ex BANDON | Bandon [T101,T42] | BANDON |  | 51.7409 | -8.7331
037043 | MV/LV Substation ST***043 |  | 10 kV | _ | LV | 200 kVA :Building Structure | 0.2 | --> | 0.2 | 0.148 | 13.05 |  | --> | 0.19 | 0 | 0.015 | 0.172 | 0 |  | --> | C20 ex ENNIS | Ennis [T101,T102] | ENNIS |  | 52.8534 | -8.9786
066614Z | MV/LV Substation KE***614Z |  | 10 kV | _ | LV | 100 kVA :Pole Substation | 0.1 | --> | 0.1 | 0 | 0 | Constrained, otherwise capacity available =60 kVA | --> | 0.095 | 0 | 0 | 0 | 0 | Constrained, otherwise capacity available =89 kW | --> | C14 ex SWORDS | Swords [T41,T42] | GLASMORE |  | 53.4459 | -6.2749
154526 | MV/LV Substation RI***526 |  | 10 kV | _ | LV | 50 kVA :Pole Substation | 0.05 | --> | 0.05 | 0.043 | 7.91 |  | --> | 0.048 | 0 | 0 | 0.047 | 0 |  | --> | C26 ex PELLETSTOWN | Pelletstown [T101,T102] | FINGLAS |  | 53.3826 | -6.3534
064796Y | MV/LV Substation LA***796Y |  | 20 kV | _ | LV | 200 kVA :Kiosk Substation | 0.2 | --> | 0.2 | 0 | 0 | Constrained, otherwise capacity available =178 kVA | --> | 0.19 | 0 | 0.019 | 0 | 0 | Constrained, otherwise capacity available =173 kW | --> | E15 ex DULEEK | Duleek [T421,T422] | DRYBRIDGE |  | 53.6581 | -6.4246
068152X | MV/LV Substation EA***152X |  | 10 kV | _ | LV | 1000 kVA :Building Structure | 1 | --> | 1 | 0.5 | 14.34 |  | --> | 0.95 | 0 | 0 | 0.5 | 0 |  | --> | C17 ex NORTH QUAYS | North Quays [T101,T102,T103] | POOLBEG |  | 53.3583 | -6.2242
068357X | MV/LV Substation GL***357X |  | 10 kV | _ | LV | 1000 kVA :Building Structure | 1 | --> | 1 | 0.5 | 1.86 |  | --> | 0.95 | 0 | 0.005 | 0.5 | 0 |  | --> | C15 ex FAIRVIEW | Fairview [T41] | MCDERMOTT |  | 53.3667 | -6.2197
014141Z | MV/LV Substation MC***141Z |  | 10 kV | _ | LV | 400 kVA :Kiosk Substation | 0.4 | --> | 0.4 | 0 | 0 | Constrained, otherwise capacity available =227 kVA | --> | 0.38 | 0 | 0 | 0 | 0 | Constrained, otherwise capacity available =356 kW | --> | C11 ex MORRISTOWN | Morristown [T41,T42] | NEWBRIDGE |  | 53.1739 | -6.8071
032679 | MV/LV Substation KI***679 |  | 20 kV | _ | LV | 50 kVA :Pole Substation | 0.05 | --> | 0.05 | 0 | 0 | Constrained, otherwise capacity available =39 kVA | --> | 0.048 | 0 | 0 | 0 | 0 | Constrained, otherwise capacity available =46 kW | --> | C21 ex TRAMORE | Tramore [T41,T42] | BUTLERSTOWN |  | 52.1581 | -7.2767
023319X | MV/LV Substation DA***319X |  | 20 kV | _ | LV | 50 kVA :Pole Substation | 0.05 | --> | 0.05 | 0 | 0 | Constrained, otherwise capacity available =18 kVA | --> | 0.048 | 0 | 0 | 0 | 0 | Constrained, otherwise capacity available =43 kW | --> | C14 ex FERMOY NORTH | Fermoy North [T41,T42] | BARRYMORE |  | 52.1644 | -8.2606
0664396 | MV/LV Substation PR***4396 |  | 20 kV | _ | LV | 100 kVA :Pole Substation | 0.1 | --> | 0.1 | 0 | 0 | Constrained, otherwise capacity available =97 kVA | --> | 0.095 | 0 | 0 | 0.095 | 0 |  | --> | C24 ex MACETOWN | Macetown [T101,T102] | MACETOWN |  | 53.4535 | -6.4052
461111X | MV/LV Substation LO***111X |  | 20 kV | _ | LV | 200 kVA :Kiosk Substation | 0.2 | --> | 0.2 | 0.2 | 2.33 |  | --> | 0.19 | 0 | 0 | 0 | 0 | Constrained, otherwise capacity available =190 kW | --> | E13 ex MOY | Moy [T421,T422] | MOY |  | 54.0546 | -9.1566
0074385 | MV/LV Substation SC***4385 |  | 10 kV | _ | LV | 400 kVA :Kiosk Substation | 0.4 | --> | 0.4 | 0 | 0 | Constrained, otherwise capacity available =400 kVA | --> | 0.38 | 0 | 0 | 0 | 0 | Constrained, otherwise capacity available =380 kW | --> | C17 ex MULGANNON | Mulgannon [T41,T42] | WEXFORD |  | 52.3271 | -6.4534
281245Z | MV/LV Substation DE***245Z |  | 10 kV | _ | LV | 400 kVA :Kiosk Substation | 0.4 | --> | 0.4 | 0.354 | 7.88 |  | --> | 0.38 | 0 | 0 | 0.374 | 0 |  | --> | C12 ex LIBERTY STREET | Liberty Street [T101,T102] | LIBERTY STREET |  | 51.8909 | -8.4737
069298 | MV/LV Substation FO***298 |  | 10 kV | _ | LV | 630 kVA :Kiosk Substation | 0.63 | --> | 0.63 | 0 | 0 | Constrained, otherwise capacity available =489 kVA | --> | 0.598 | 0 | 0.059 | 0.5 | 0 |  | --> | C18 ex BALLYBODEN | Ballyboden [T41,T42] | COOKSTOWN |  | 53.2888 | -6.29
209030X | MV/LV Substation UD***030X |  | 10 kV | _ | LV | 630 kVA :Kiosk Substation | 0.63 | --> | 0.63 | 0 | 0 | Constrained, otherwise capacity available =605 kVA | --> | 0.598 | 0 | 0.022 | 0 | 0 | Constrained, otherwise capacity available =579 kW | --> | C16 ex MILFORD (NR) | Milford (nr) [T41,T42] | LETTERKENNY |  | 55.0508 | -7.8345
039003 | MV/LV Substation NE***003 |  | 10 kV | _ | LV | 630 kVA :Kiosk Substation | 0.63 | --> | 0.63 | 0.135 | 3.45 |  | --> | 0.598 | 0 | 0.011 | 0.5 | 0 |  | --> | C13 ex TRIMMS LANE | Trimms Lane [T41,T42] | SALTHILL |  | 53.2706 | -9.0586
154479Z | MV/LV Substation MO***479Z |  | 10 kV | _ | LV | 400 kVA :Kiosk Substation | 0.4 | --> | 0.4 | 0 | 0 | Constrained, otherwise capacity available =288 kVA | --> | 0.38 | 0 | 0.054 | 0 | 0 | Constrained, otherwise capacity available =324 kW | --> | C21 ex MONEYCOOLEY | Moneycooley [T41,T42,T44] | GRIFFINRATH |  | 53.3905 | -6.5939
059738Y | MV/LV Substation HA***738Y |  | 10 kV | _ | LV | 630 kVA :Building Structure | 0.63 | --> | 0.63 | 0 | 0 | Constrained, otherwise capacity available =474 kVA | --> | 0.598 | 0 | 0 | 0 | 0 | Constrained, otherwise capacity available =577 kW | --> | C14 ex CAVAN | Cavan [T42,T421] | SHANKILL |  | 53.9998 | -7.356
142862 | MV/LV Substation CO***862 |  | 20 kV | _ | LV | 200 kVA :Pole Substation | 0.2 | --> | 0.2 | 0 | 0 | Constrained, otherwise capacity available =160 kVA | --> | 0.19 | 0 | 0.023 | 0 | 0 | Constrained, otherwise capacity available =167 kW | --> | E21 ex ATHENRY | Athenry [T423] | GALWAY 110KV |  | 53.3743 | -8.7083
015033Z | MV/LV Substation JO***033Z |  | 10 kV | _ | LV | 50 kVA :Pole Substation | 0.05 | --> | 0.05 | 0.036 | 12.6 |  | --> | 0.048 | 0 | 0 | 0.046 | 0 |  | --> | C20 ex MONREAD | Monread [T101,T102] | MONREAD |  | 53.2371 | -6.6272
039862X | MV/LV Substation BO***862X |  | 10 kV | _ | LV | 630 kVA :Kiosk Substation | 0.63 | --> | 0.63 | 0 | 0 | Constrained, otherwise capacity available =430 kVA | --> | 0.598 | 0 | 0.049 | 0 | 0 | Constrained, otherwise capacity available =534 kW | --> | C12 ex ORANMORE | Oranmore [T41,T44] | GALWAY 110KV |  | 53.2766 | -8.9673
066754Z | MV/LV Substation WO***754Z |  | 20 kV | _ | LV | 50 kVA :Pole Substation | 0.05 | --> | 0.05 | 0 | 0 | Constrained, otherwise capacity available =37 kVA | --> | 0.048 | 0 | 0 | 0 | 0 | Constrained, otherwise capacity available =46 kW | --> | E11 ex ASHBOURNE | Ashbourne [T421,T422] | FINGLAS |  | 53.4763 | -6.3651
071846 | MV/LV Substation SH***846 |  | 10 kV | _ | LV | 100 kVA :Pole Substation | 0.1 | --> | 0.1 | 0.09 | 5.58 |  | --> | 0.095 | 0 | 0.017 | 0.081 | 0 |  | --> | C11 ex KILCOOLE | Kilcoole [T41,T42] | FASSAROE |  | 53.0916 | -6.09
060539Y | MV/LV Substation CL***539Y |  | 10 kV | _ | LV | 200 kVA :Pole Substation | 0.2 | --> | 0.2 | 0 | 0 | Constrained, otherwise capacity available =179 kVA | --> | 0.19 | 0 | 0 | 0 | 0 | Constrained, otherwise capacity available =187 kW | --> | C16 ex CLONES | Clones [T41,T42] | SHANKILL |  | 54.1804 | -7.2304
2814275 | MV/LV Substation WE***4275 |  | 20 kV | _ | LV | 400 kVA :Kiosk Substation | 0.4 | --> | 0.4 | 0.36 | 17.47 |  | --> | 0.38 | 0 | 0 | 0.375 | 0 |  | --> | E18 ex COOLROE | Coolroe [T121,T122] | COOLROE |  | 51.8867 | -8.6086
007576 | MV/LV Substation BA***576 |  | 20 kV | _ | LV | 50 kVA :Pole Substation | 0.05 | --> | 0.05 | 0.039 | 1.4 |  | --> | 0.048 | 0 | 0.01 | 0 | 0 | Constrained, otherwise capacity available =39 kW | --> | E20 ex KILLINICK | Killinick [T421,T422] | WEXFORD |  | 52.2688 | -6.6159
071920 | MV/LV Substation GO***920 |  | 10 kV | _ | LV | 400 kVA :Kiosk Substation | 0.4 | --> | 0.4 | 0.387 | 5.58 |  | --> | 0.38 | 0 | 0.005 | 0.374 | 0 |  | --> | C12 ex KILCOOLE | Kilcoole [T41,T42] | FASSAROE |  | 53.0925 | -6.0708
111155 | MV/LV Substation GO***155 |  | 10 kV | _ | LV | 200 kVA :Pole Substation | 0.2 | --> | 0.2 | 0.171 | 3.48 |  | --> | 0.19 | 0 | 0.005 | 0 | 0 | Constrained, otherwise capacity available =182 kW | --> | E17 ex GLENGARRIFF | Glengarriff [T421] | BALLYLICKY |  | 51.753 | -9.5274
054015 | MV/LV Substation BE***015 |  | 10 kV | _ | LV | 200 kVA :Kiosk Substation | 0.2 | --> | 0.2 | 0 | 0 | Constrained, otherwise capacity available =109 kVA | --> | 0.19 | 0 | 0.031 | 0 | 0 | Constrained, otherwise capacity available =154 kW | --> | C15 ex PALLAS | Pallas [T41,T42] | PORTLAOISE |  | 53.0439 | -7.3128
068545X | MV/LV Substation HO***545X |  | 10 kV | _ | LV | 630 kVA :Kiosk Substation | 0.63 | --> | 0.63 | 0.5 | 1.86 |  | --> | 0.598 | 0 | 0 | 0.5 | 0 |  | --> | C15 ex FAIRVIEW | Fairview [T41] | MCDERMOTT |  | 53.3662 | -6.2182
365630X | MV/LV Substation UN***630X |  | 10 kV | _ | LV | 400 kVA :Building Structure | 0.4 | --> | 0.4 | 0 | 0 | Constrained, otherwise capacity available =392 kVA | --> | 0.38 | 0 | 0.004 | 0.376 | 0 |  | --> | C12 ex BELGARD | Belgard [T41,T42] | COOKSTOWN |  | 53.2914 | -6.3692
067027 | MV/LV Substation PA***027 |  | 10 kV | _ | LV | 630 kVA :Building Structure | 0.63 | --> | 0.63 | 0 | 0 | Constrained, otherwise capacity available =377 kVA | --> | 0.598 | 0 | 0 | 0.5 | 0 |  | --> | C11 ex ROCHES STREET | Roches Street [T41,T42] | LIMERICK |  | 52.6603 | -8.6254
503893 | MV/LV Substation BR***893 |  | 20 kV | _ | LV | 200 kVA :Pole Substation | 0.2 | --> | 0.2 | 0.142 | 1.69 |  | --> | 0.19 | 0 | 0 | 0 | 0 | Constrained, otherwise capacity available =182 kW | --> | C18 ex NEWTOWNCUNNINGHAM | Newtowncunningham [T41,T42] | LETTERKENNY |  | 55.0393 | -7.3795
066103Y | MV/LV Substation SE***103Y |  | 20 kV | _ | LV | 50 kVA :Pole Substation | 0.05 | --> | 0.05 | 0 | 0 | Constrained, otherwise capacity available =30 kVA | --> | 0.048 | 0 | 0 | 0 | 0 | Constrained, otherwise capacity available =45 kW | --> | E17 ex BALTRASNA | Baltrasna [T121,T122] | BALTRASNA |  | 53.5067 | -6.5434
2204081 | MV/LV Substation TA***4081 |  | 20 kV | _ | LV | 200 kVA :Kiosk Substation | 0.2 | --> | 0.2 | 0.181 | 2.33 |  | --> | 0.19 | 0 | 0 | 0 | 0 | Constrained, otherwise capacity available =187 kW | --> | E14 ex MOY | Moy [T421,T422] | MOY |  | 54.1935 | -9.2202
066677Z | MV/LV Substation MI***677Z |  | 20 kV | _ | LV | 400 kVA :Kiosk Substation | 0.4 | --> | 0.4 | 0 | 0 | Constrained, otherwise capacity available =397 kVA | --> | 0.38 | 0 | 0 | 0 | 0 | Constrained, otherwise capacity available =380 kW | --> | E16 ex ASHBOURNE | Ashbourne [T421,T422] | FINGLAS |  | 53.5147 | -6.4016
281542X | MV/LV Substation SY***542X |  | 10 kV | _ | LV | 400 kVA :Kiosk Substation | 0.4 | --> | 0.4 | 0 | 0 | Constrained, otherwise capacity available =168 kVA | --> | 0.38 | 0 | 0.04 | 0 | 0 | Constrained, otherwise capacity available =317 kW | --> | C15 ex CARRIGALINE | Carrigaline [T41,T42] | BARNAHELY |  | 51.817 | -8.3837
281354Y | MV/LV Substation RA***354Y |  | 10 kV | _ | LV | 200 kVA :Pole Substation | 0.2 | --> | 0.2 | 0 | 0 | Constrained, otherwise capacity available =146 kVA | --> | 0.19 | 0 | 0.048 | 0 | 0 | Constrained, otherwise capacity available =147 kW | --> | C11 ex CARRIGALINE | Carrigaline [T41,T42] | BARNAHELY |  | 51.8265 | -8.35
266862 | MV/LV Substation CU***862 |  | 20 kV | _ | LV | 200 kVA :Pole Substation | 0.2 | --> | 0.2 | 0.13 | 3.03 |  | --> | 0.19 | 0 | 0.011 | 0 | 0 | Constrained, otherwise capacity available =172 kW | --> | E13 ex MOVILLE | Moville [T421,T422] | TRILLICK |  | 55.2862 | -7.1667
081544Z | MV/LV Substation KI***544Z |  | 10 kV | _ | LV | 400 kVA :Kiosk Substation | 0.4 | --> | 0.4 | 0 | 0 | Constrained, otherwise capacity available =383 kVA | --> | 0.38 | 0 | 0 | 0.378 | 0 |  | --> | C35 ex SEMPERIT | Semperit [T41,T42,T43] | GRANGE CASTLE |  | 53.3309 | -6.3585
068268X | MV/LV Substation EA***268X |  | 10 kV | _ | LV | 630 kVA :Building Structure | 0.63 | --> | 0.63 | 0.5 | 6.65 |  | --> | 0.598 | 0 | 0 | 0.5 | 0 |  | --> | C21 ex EAST WALL ROAD | East Wall Road [T41,T42] | MCDERMOTT |  | 53.3576 | -6.2272
130259X | MV/LV Substation TE***259X |  | 20 kV | _ | LV | 100 kVA :Pole Substation | 0.1 | --> | 0.1 | 0 | 0 | Constrained, otherwise capacity available =78 kVA | --> | 0.095 | 0 | 0 | 0 | 0 | Constrained, otherwise capacity available =92 kW | --> | E12 ex FINEA | Finea [T421,T422] | SHANKILL |  | 53.7706 | -7.4974
0244034 | MV/LV Substation CL***4034 |  | 10 kV | _ | LV | 400 kVA :Building Structure | 0.4 | --> | 0.4 | 0.305 | 2.14 |  | --> | 0.38 | 0 | 0 | 0 | 0 | Constrained, otherwise capacity available =367 kW | --> | C13 ex BUTTEVANT | Buttevant [T41,T42] | MALLOW |  | 52.2127 | -8.629
068468X | MV/LV Substation AU***468X |  | 10 kV | _ | LV | 630 kVA :Kiosk Substation | 0.63 | --> | 0.63 | 0.5 | 1.86 |  | --> | 0.598 | 0 | 0.005 | 0.5 | 0 |  | --> | C15 ex FAIRVIEW | Fairview [T41] | MCDERMOTT |  | 53.369 | -6.2149
154055 | MV/LV Substation BL***055 |  | 10 kV | _ | LV | 400 kVA :Kiosk Substation | 0.4 | --> | 0.4 | 0 | 0 | Constrained, otherwise capacity available =251 kVA | --> | 0.38 | 0 | 0.036 | 0 | 0 | Constrained, otherwise capacity available =332 kW | --> | C13 ex COOLMINE | Coolmine [T41,T42] | FINGLAS |  | 53.3837 | -6.3776
0524104 | MV/LV Substation GI***4104 |  | 20 kV | _ | LV | 100 kVA :Pole Substation | 0.1 | --> | 0.1 | 0 | 0 | Constrained, otherwise capacity available =70 kVA | --> | 0.095 | 0 | 0.09 | 0 | 0 | Constrained, otherwise capacity available =24 kW | --> | C18 ex DELVIN | Delvin [T41,T42] | MULLINGAR |  | 53.6054 | -7.2053
281410Z | MV/LV Substation HE***410Z |  | 10 kV | _ | LV | 400 kVA :Building Structure | 0.4 | --> | 0.4 | 0.372 | 4.67 |  | --> | 0.38 | 0 | 0 | 0.376 | 0 |  | --> | C18 ex CENTRE PARK ROAD | Marina [T105,T106] | MARINA |  | 51.8863 | -8.4147
210975X | MV/LV Substation LI***975X |  | 10 kV | _ | LV | 50 kVA :Pole Substation | 0.05 | --> | 0.05 | 0 | 0 | Constrained, otherwise capacity available =31 kVA | --> | 0.048 | 0 | 0.004 | 0 | 0 | Constrained, otherwise capacity available =42 kW | --> | C17 ex CARRICKMACROSS | Carrickmacross [T41,T42] | MEATH HILL |  | 53.9772 | -6.7056
2104253 | MV/LV Substation SE***4253 |  | 10 kV | _ | LV | 630 kVA :Kiosk Substation | 0.63 | --> | 0.63 | 0 | 0 | Constrained, otherwise capacity available =630 kVA | --> | 0.598 | 0 | 0 | 0 | 0 | Constrained, otherwise capacity available =598 kW | --> | C18 ex CARRICKMACROSS | Carrickmacross [T41,T42] | MEATH HILL |  | 53.9774 | -6.726
071939 | MV/LV Substation BA***939 |  | 10 kV | _ | LV | 200 kVA :Kiosk Substation | 0.2 | --> | 0.2 | 0.164 | 5.58 |  | --> | 0.19 | 0 | 0.013 | 0.175 | 0 |  | --> | C12 ex KILCOOLE | Kilcoole [T41,T42] | FASSAROE |  | 53.1015 | -6.0596
081160 | MV/LV Substation RO***160 |  | 10 kV | _ | LV | 400 kVA :Kiosk Substation | 0.4 | --> | 0.4 | 0 | 0 | Constrained, otherwise capacity available =377 kVA | --> | 0.38 | 0 | 0 | 0.377 | 0 |  | --> | C19 ex SEMPERIT | Semperit [T41,T42,T43] | GRANGE CASTLE |  | 53.345 | -6.3539
2814170 | MV/LV Substation KI***4170 |  | 10 kV | _ | LV | 50 kVA :Pole Substation | 0.05 | --> | 0.05 | 0 | 0 | Constrained, otherwise capacity available =47 kVA | --> | 0.048 | 0 | 0 | 0 | 0 | Constrained, otherwise capacity available =47 kW | --> | C19 ex KILMONEY | Kilmoney [T41,T42] | TRABEG |  | 51.8112 | -8.4153
014852 | MV/LV Substation LE***852 |  | 20 kV | _ | LV | 45 kVA :Pole Substation | 0.045 | --> | 0.045 | 0 | 0 | Constrained, otherwise capacity available =42 kVA | --> | 0.043 | 0 | 0 | 0 | 0 | Constrained, otherwise capacity available =42 kW | --> | C14 ex KILDARE | Kildare [T41,T42] | NEWBRIDGE |  | 53.2268 | -7.0078
043896 | MV/LV Substation RA***896 |  | 10 kV | _ | LV | 200 kVA :Pole Substation | 0.2 | --> | 0.2 | 0.15 | 0.43 |  | --> | 0.19 | 0 | 0.006 | 0 | 0 | Constrained, otherwise capacity available =178 kW | --> | C13 ex SWINFORD | Swinford [T41,T42] | CASTLEBAR |  | 53.9447 | -8.9371
0694042 | MV/LV Substation BA***4042 |  | 10 kV | _ | LV | 1000 kVA :Building Structure | 1 | --> | 1 | 0 | 9.28 |  | --> | 0.95 | 0 | 0.1 | 0.5 | 0 |  | --> | C33 ex PEMBROKE | Pembroke [T41,T42,T43,T44] | RINGSEND |  | 53.3314 | -6.2323
067150Y | MV/LV Substation OM***150Y |  | 10 kV | _ | LV | 200 kVA :Pole Substation | 0.2 | --> | 0.2 | 0 | 0 | Constrained, otherwise capacity available =162 kVA | --> | 0.19 | 0 | 0 | 0 | 0 | Constrained, otherwise capacity available =185 kW | --> | C20 ex DOCK ROAD | Dock Road [T41,T42] | LIMERICK |  | 52.641 | -8.6434
021130Z | MV/LV Substation WH***130Z |  | 10 kV | _ | LV | 100 kVA :Pole Substation | 0.1 | --> | 0.1 | 0 | 0 | Constrained, otherwise capacity available =66 kVA | --> | 0.095 | 0 | 0 | 0.09 | 0 |  | --> | C31 ex KILBARRY | Kilbarry [T101,T43] | KILBARRY |  | 51.9387 | -8.4521
039590 | MV/LV Substation GL***590 |  | 10 kV | _ | LV | 100 kVA :Pole Substation | 0.1 | --> | 0.1 | 0 | 0 | Constrained, otherwise capacity available =71 kVA | --> | 0.095 | 0 | 0.005 | 0 | 0 | Constrained, otherwise capacity available =87 kW | --> | C20 ex ORANMORE | Oranmore [T41,T44] | GALWAY 110KV |  | 53.3149 | -8.9402
0014121 | MV/LV Substation OR***4121 |  | 10 kV | _ | LV | 400 kVA :Kiosk Substation | 0.4 | --> | 0.4 | 0 | 0 | Constrained, otherwise capacity available =396 kVA | --> | 0.38 | 0 | 0 | 0.379 | 0 |  | --> | C13 ex CARRICKMINES | Carrickmines [T41,T42] | CARRICKMINES |  | 53.2573 | -6.1646
025084 | MV/LV Substation BR***084 |  | 10 kV | _ | LV | 1000 kVA :Kiosk Substation | 1 | --> | 1 | 0.5 | 2.96 |  | --> | 0.95 | 0 | 0.005 | 0 | 0 | Constrained, otherwise capacity available =907 kW | --> | E17 ex CHARLEVILLE | Charleville [T421,T422] | CHARLEVILLE |  | 52.355 | -8.6825
139178Z | MV/LV Substation BA***178Z |  | 20 kV | _ | LV | 100 kVA :Pole Substation | 0.1 | --> | 0.1 | 0 | 0 | Constrained, otherwise capacity available =92 kVA | --> | 0.095 | 0 | 0 | 0 | 0 | Constrained, otherwise capacity available =94 kW | --> | E21 ex FINEA | Finea [T421,T422] | SHANKILL |  | 53.8358 | -7.3524
288044 | MV/LV Substation WE***044 |  | 10 kV | _ | LV | 630 kVA :Building Structure | 0.63 | --> | 0.63 | 0 | 0 | Constrained, otherwise capacity available =459 kVA | --> | 0.598 | 0 | 0.25 | 0.39 | 0 |  | --> | C14 ex SANDYFORD | Sandyford [T41,T42] | CARRICKMINES |  | 53.2776 | -6.2431
184222X | MV/LV Substation CH***222X |  | 10 kV | _ | LV | 200 kVA :Pole Substation | 0.2 | --> | 0.2 | 0.2 | 3.38 |  | --> | 0.19 | 0 | 0 | 0 | 0 | Constrained, otherwise capacity available =190 kW | --> | C20 ex CASTLEBLAYNEY | Castleblayney [T41,T42] | DUNDALK |  | 54.1129 | -6.726
2104001 | MV/LV Substation TO***4001 |  | 20 kV | _ | LV | 50 kVA :Pole Substation | 0.05 | --> | 0.05 | 0 | 0 | Constrained, otherwise capacity available =50 kVA | --> | 0.048 | 0 | 0 | 0 | 0 | Constrained, otherwise capacity available =48 kW | --> | C17 ex CARRICKMACROSS | Carrickmacross [T41,T42] | MEATH HILL |  | 53.9669 | -6.568
1964115 | MV/LV Substation BA***4115 |  | 20 kV | _ | LV | 200 kVA :Pole Substation | 0.2 | --> | 0.2 | 0.2 | 1.34 |  | --> | 0.19 | 0 | 0 | 0 | 0 | Constrained, otherwise capacity available =190 kW | --> | E23 ex ATHBOY | Athboy [T423] | NAVAN |  | 53.5317 | -6.9699
037638 | MV/LV Substation AU***638 |  | 10 kV | _ | LV | 50 kVA :Pole Substation | 0.05 | --> | 0.05 | 0.027 | 13.05 |  | --> | 0.048 | 0 | 0.01 | 0.037 | 0 |  | --> | C18 ex ENNIS | Ennis [T101,T102] | ENNIS |  | 52.8573 | -8.9443
281528Y | MV/LV Substation PA***528Y |  | 10 kV | _ | LV | 400 kVA :Kiosk Substation | 0.4 | --> | 0.4 | 0 | 0 | Constrained, otherwise capacity available =344 kVA | --> | 0.38 | 0 | 0.005 | 0 | 0 | Constrained, otherwise capacity available =368 kW | --> | C19 ex DOUGLAS | Douglas [T41,T42] | TRABEG |  | 51.8866 | -8.4269
0554407 | MV/LV Substation LI***4407 |  | 10 kV | _ | LV | 50 kVA :Pole Substation | 0.05 | --> | 0.05 | 0 | 0 | Constrained, otherwise capacity available =46 kVA | --> | 0.048 | 0 | 0 | 0 | 0 | Constrained, otherwise capacity available =47 kW | --> | C20 ex TEMPLEMORE | Templemore [T41,T42] | IKERRIN |  | 52.8217 | -7.8688
049058 | MV/LV Substation LY***058 |  | 20 kV | _ | LV | 200 kVA :Building Structure | 0.2 | --> | 0.2 | 0.2 | 0.21 |  | --> | 0.19 | 0 | 0 | 0 | 0 | Constrained, otherwise capacity available =190 kW | --> | E12 ex LONGFORD | Longford [T421,T422] | RICHMOND |  | 53.7546 | -7.8202
005970X | MV/LV Substation BE***970X |  | 20 kV | _ | LV | 400 kVA :Kiosk Substation | 0.4 | --> | 0.4 | 0.4 | 17.8 |  | --> | 0.38 | 0 | 0 | 0.38 | 0 |  | --> | E13 ex BANOGE | Banoge [T121,T122] | BANOGE |  | 52.6401 | -6.2289
156392Z | MV/LV Substation MC***392Z |  | 10 kV | _ | LV | 50 kVA :Pole Substation | 0.05 | --> | 0.05 | 0 | 0 | Constrained, otherwise capacity available =41 kVA | --> | 0.048 | 0 | 0 | 0 | 0 | Constrained, otherwise capacity available =46 kW | --> | C14 ex DRUMBEAR | Drumbear [T41,T42] | LISDRUM |  | 54.2438 | -6.9679
005934X | MV/LV Substation BE***934X |  | 20 kV | _ | LV | 400 kVA :Kiosk Substation | 0.4 | --> | 0.4 | 0.4 | 17.8 |  | --> | 0.38 | 0 | 0 | 0.38 | 0 |  | --> | E13 ex BANOGE | Banoge [T121,T122] | BANOGE |  | 52.6391 | -6.2319
068222X | MV/LV Substation EA***222X |  | 10 kV | _ | LV | 1000 kVA :Building Structure | 1 | --> | 1 | 0.384 | 6.65 |  | --> | 0.95 | 0 | 0 | 0.5 | 0 |  | --> | C21 ex EAST WALL ROAD | East Wall Road [T41,T42] | MCDERMOTT |  | 53.3572 | -6.2248
2814114 | MV/LV Substation AS***4114 |  | 10 kV | _ | LV | 400 kVA :Building Structure | 0.4 | --> | 0.4 | 0.346 | 4.67 |  | --> | 0.38 | 0 | 0 | 0.373 | 0 |  | --> | C20 ex CENTRE PARK ROAD | Marina [T105,T106] | MARINA |  | 51.8928 | -8.453
0734022 | MV/LV Substation LI***4022 |  | 20 kV | _ | LV | 200 kVA :Pole Substation | 0.2 | --> | 0.2 | 0 | 0 | Constrained, otherwise capacity available =200 kVA | --> | 0.19 | 0 | 0 | 0 | 0 | Constrained, otherwise capacity available =190 kW | --> | C16 ex MOATE | Moate [T41,T42] | ATHLONE |  | 53.394 | -7.7059
011511X | MV/LV Substation MO***511X |  | 10 kV | _ | LV | 200 kVA :Pole Substation | 0.2 | --> | 0.2 | 0.133 | 2.8 |  | --> | 0.19 | 0 | 0.005 | 0 | 0 | Constrained, otherwise capacity available =177 kW | --> | C12 ex PURCELLS INCH | Purcells Inch [T41,T42] | KILKENNY |  | 52.5896 | -7.1895
068138X | MV/LV Substation GE***138X |  | 10 kV | _ | LV | 1000 kVA :Building Structure | 1 | --> | 1 | 0.5 | 7.61 |  | --> | 0.95 | 0 | 0 | 0.5 | 0 |  | --> | C20 ex SHERIFF STREET | Sheriff Street [T41,T42] | FRANCIS STREET |  | 53.3499 | -6.2462
010330X | MV/LV Substation SE***330X |  | 20 kV | _ | LV | 200 kVA :Pole Substation | 0.2 | --> | 0.2 | 0 | 0 | Constrained, otherwise capacity available =185 kVA | --> | 0.19 | 0 | 0 | 0 | 0 | Constrained, otherwise capacity available =188 kW | --> | E11 ex BALLYHALE | Ballyhale [T42,T421] | KILKENNY |  | 52.5247 | -7.1389
293471Z | MV/LV Substation TH***471Z |  | 20 kV | _ | LV | 400 kVA :Kiosk Substation | 0.4 | --> | 0.4 | 0 | 0 | Constrained, otherwise capacity available =372 kVA | --> | 0.38 | 0 | 0 | 0 | 0 | Constrained, otherwise capacity available =376 kW | --> | E13 ex BALTINGLASS | Baltinglass [T421,T422] | STRATFORD |  | 52.9147 | -6.8403
067872Y | MV/LV Substation NE***872Y |  | 10 kV | _ | LV | 630 kVA :Building Structure | 0.63 | --> | 0.63 | 0 | 0 | Constrained, otherwise capacity available =570 kVA | --> | 0.598 | 0 | 0 | 0.5 | 0 |  | --> | C20 ex ROCHES STREET | Roches Street [T41,T42] | LIMERICK |  | 52.6611 | -8.6322
1114337 | MV/LV Substation GE***4337 |  | 20 kV | _ | LV | 630 kVA :Building Structure | 0.63 | --> | 0.63 | 0 | 0 | Constrained, otherwise capacity available =510 kVA | --> | 0.598 | 0 | 0.05 | 0 | 0 | Constrained, otherwise capacity available =561 kW | --> | C11 ex BANTRY | Bantry [T41,T42] | BALLYLICKY |  | 51.6471 | -9.576
021151Y | MV/LV Substation RO***151Y |  | 10 kV | _ | LV | 50 kVA :Pole Substation | 0.05 | --> | 0.05 | 0 | 0 | Constrained, otherwise capacity available =40 kVA | --> | 0.048 | 0 | 0 | 0.046 | 0 |  | --> | C26 ex BISHOPSTOWN | Bishopstown [T41,T42] | KILBARRY |  | 51.9036 | -8.5521
0154151 | MV/LV Substation CO***4151 |  | 10 kV | _ | LV | 400 kVA :Kiosk Substation | 0.4 | --> | 0.4 | 0.355 | 12.6 |  | --> | 0.38 | 0 | 0 | 0.374 | 0 |  | --> | C18 ex MONREAD | Monread [T101,T102] | MONREAD |  | 53.2327 | -6.6761
066716X | MV/LV Substation SE***716X |  | 10 kV | _ | LV | 200 kVA :Pole Substation | 0.2 | --> | 0.2 | 0 | 0 | Constrained, otherwise capacity available =180 kVA | --> | 0.19 | 0 | 0.01 | 0 | 0 | Constrained, otherwise capacity available =180 kW | --> | C17 ex SWORDS | Swords [T41,T42] | GLASMORE |  | 53.465 | -6.2053
117455 | MV/LV Substation ST***455 |  | 20 kV | _ | LV | 100 kVA :Pole Substation | 0.1 | --> | 0.1 | 0 | 0 | Constrained, otherwise capacity available =59 kVA | --> | 0.095 | 0 | 0.022 | 0 | 0 | Constrained, otherwise capacity available =73 kW | --> | E20 ex COLLOONEY | Collooney [T421,T422] | SLIGO |  | 54.2108 | -8.5174
2814451 | MV/LV Substation AR***4451 |  | 10 kV | _ | LV | 400 kVA :Kiosk Substation | 0.4 | --> | 0.4 | 0 | 0 | Constrained, otherwise capacity available =400 kVA | --> | 0.38 | 0 | 0 | 0.38 | 0 |  | --> | C19 ex BISHOPSTOWN | Bishopstown [T41,T42] | KILBARRY |  | 51.8735 | -8.5269
064190 | MV/LV Substation OL***190 |  | 10 kV | _ | LV | 200 kVA :Building Structure | 0.2 | --> | 0.2 | 0 | 0 | Constrained, otherwise capacity available =104 kVA | --> | 0.19 | 0 | 0 | 0 | 0 | Constrained, otherwise capacity available =176 kW | --> | C13 ex MORNINGTON ROAD | Mornington Road [T41,T42] | DRYBRIDGE |  | 53.7165 | -6.328
029570Y | MV/LV Substation MA***570Y |  | 20 kV | _ | LV | 50 kVA :Pole Substation | 0.05 | --> | 0.05 | 0 | 0 | Constrained, otherwise capacity available =45 kVA | --> | 0.048 | 0 | 0 | 0 | 0 | Constrained, otherwise capacity available =47 kW | --> | E12 ex CARRIGSHANE | Carrigshane [T422] | MIDLETON |  | 51.9176 | -8.119
0524541 | MV/LV Substation ST***4541 |  | 20 kV | _ | LV | 50 kVA :Pole Substation | 0.05 | --> | 0.05 | 0 | 0 | Constrained, otherwise capacity available =35 kVA | --> | 0.048 | 0 | 0 | 0 | 0 | Constrained, otherwise capacity available =45 kW | --> | C18 ex NEWBROOK | Newbrook [T42] | MULLINGAR |  | 53.5011 | -7.4424
041244Y | MV/LV Substation GL***244Y |  | 20 kV | _ | LV | 200 kVA :Kiosk Substation | 0.2 | --> | 0.2 | 0 | 0 | Constrained, otherwise capacity available =170 kVA | --> | 0.19 | 0 | 0.011 | 0 | 0 | Constrained, otherwise capacity available =178 kW | --> | E14 ex DALTON | Dalton [T421,T422] | DALTON |  | 53.8033 | -8.9257
030862 | MV/LV Substation KI***862 |  | 20 kV | _ | LV | 50 kVA :Pole Substation | 0.05 | --> | 0.05 | 0 | 0 | Constrained, otherwise capacity available =34 kVA | --> | 0.048 | 0 | 0 | 0 | 0 | Constrained, otherwise capacity available =45 kW | --> | C13 ex CLOYNE | Cloyne [T41] | MIDLETON |  | 51.8942 | -7.9698
281456Y | MV/LV Substation TH***456Y |  | 10 kV | _ | LV | 400 kVA :Kiosk Substation | 0.4 | --> | 0.4 | 0 | 0 | Constrained, otherwise capacity available =257 kVA | --> | 0.38 | 0 | 0.029 | 0.338 | 0 |  | --> | C17 ex BISHOPSTOWN | Bishopstown [T41,T42] | KILBARRY |  | 51.8846 | -8.5784
054425Y | MV/LV Substation GR***425Y |  | 10 kV | _ | LV | 100 kVA :Pole Substation | 0.1 | --> | 0.1 | 0.1 | 2.78 |  | --> | 0.095 | 0 | 0 | 0 | 0 | Constrained, otherwise capacity available =95 kW | --> | E16 ex BALLYRAGGET | Ballyragget [T421,T422] | BALLYRAGGET |  | 52.833 | -7.3498
014237X | MV/LV Substation MO***237X |  | 10 kV | _ | LV | 50 kVA :Pole Substation | 0.05 | --> | 0.05 | 0.006 | 0.12 |  | --> | 0.048 | 0 | 0.003 | 0.039 | 0 |  | --> | C26 ex ATHY | Athy [T101,T102] | ATHY |  | 53.1172 | -7.0571
039128 | MV/LV Substation LA***128 |  | 10 kV | _ | LV | 630 kVA :Kiosk Substation | 0.63 | --> | 0.63 | 0 | 0 | Constrained, otherwise capacity available =542 kVA | --> | 0.598 | 0 | 0.033 | 0 | 0 | Constrained, otherwise capacity available =562 kW | --> | C18 ex MONEENAGEISHA | Moneenageisha [T41,T42] | GALWAY 110KV |  | 53.2756 | -9.0294
093579Z | MV/LV Substation BU***579Z |  | 10 kV | _ | LV | 1000 kVA :Building Structure | 1 | --> | 1 | 0.5 | 12.96 |  | --> | 0.95 | 0 | 0 | 0.5 | 0 |  | --> | C19 ex ARTANE | Artane [T101,T102] | FINGLAS |  | 53.3931 | -6.2077
081670Y | MV/LV Substation CO***670Y |  | 10 kV | _ | LV | 50 kVA :Pole Substation | 0.05 | --> | 0.05 | 0 | 0 | Constrained, otherwise capacity available =21 kVA | --> | 0.048 | 0 | 0.006 | 0 | 0 | Constrained, otherwise capacity available =39 kW | --> | C15 ex LEIXLIP | Leixlip [T41,T42] | GRIFFINRATH |  | 53.3579 | -6.4811
052260Z | MV/LV Substation HK***260Z |  | 20 kV | _ | LV | 50 kVA :Pole Substation | 0.05 | --> | 0.05 | 0 | 0 | Constrained, otherwise capacity available =46 kVA | --> | 0.048 | 0 | 0.002 | 0 | 0 | Constrained, otherwise capacity available =46 kW | --> | E18 ex BALLINDERRY | Ballinderry [T41,T422] | MULLINGAR |  | 53.5122 | -7.1119
039876 | MV/LV Substation DU***876 |  | 10 kV | _ | LV | 1000 kVA :Building Structure | 1 | --> | 1 | 0.5 | 3.45 |  | --> | 0.95 | 0 | 0.005 | 0.5 | 0 |  | --> | C17 ex TRIMMS LANE | Trimms Lane [T41,T42] | SALTHILL |  | 53.2691 | -9.0519
033788Y | MV/LV Substation BR***788Y |  | 10 kV | _ | LV | 200 kVA :Kiosk Substation | 0.2 | --> | 0.2 | 0 | 0 | Constrained, otherwise capacity available =177 kVA | --> | 0.19 | 0 | 0.005 | 0 | 0 | Constrained, otherwise capacity available =183 kW | --> | C14 ex BALLYHALE | Ballyhale [T42,T421] | KILKENNY |  | 52.4695 | -7.2013
066290 | MV/LV Substation GR***290 |  | 10 kV | _ | LV | 400 kVA :Kiosk Substation | 0.4 | --> | 0.4 | 0 | 0 | Constrained, otherwise capacity available =242 kVA | --> | 0.38 | 0 | 0.04 | 0.328 | 0 |  | --> | C22 ex HOWTH JUNCTION | Howth Junction [T41,T42] | GRANGE (DR) |  | 53.3879 | -6.1719
0684556 | MV/LV Substation PA***4556 |  | 10 kV | _ | LV | 1000 kVA :Building Structure | 1 | --> | 1 | 0.5 | 9.99 |  | --> | 0.95 | 0 | 0 | 0.5 | 0 |  | --> | C11 ex HAROLDS CROSS | Harolds Cross [T101,T102] | POOLBEG |  | 53.3339 | -6.2619
167060 | MV/LV Substation CO***060 |  | 20 kV | _ | LV | 50 kVA :Pole Substation | 0.05 | --> | 0.05 | 0 | 0 | Constrained, otherwise capacity available =30 kVA | --> | 0.048 | 0 | 0 | 0 | 0 | Constrained, otherwise capacity available =45 kW | --> | E15 ex WHITECHURCH | Whitechurch [T421,T422] | KILBARRY |  | 51.9512 | -8.5452
2554081 | MV/LV Substation BR***4081 |  | 20 kV | _ | LV | 100 kVA :Pole Substation | 0.1 | --> | 0.1 | 0 | 0 | Constrained, otherwise capacity available =100 kVA | --> | 0.095 | 0 | 0 | 0 | 0 | Constrained, otherwise capacity available =95 kW | --> | E18 ex KILLYBEGS | Killybegs [T422] | BINBANE |  | 54.6425 | -8.437
281430 | MV/LV Substation SP***430 |  | 10 kV | _ | LV | 400 kVA :Building Structure | 0.4 | --> | 0.4 | 0.388 | 10.79 |  | --> | 0.38 | 0 | 0 | 0.378 | 0 |  | --> | C12 ex FACTORY CROSS | Factory Cross [T41,T42] | BARNAHELY |  | 51.8336 | -8.2851
281332Z | MV/LV Substation NO***332Z |  | 10 kV | _ | LV | 630 kVA :Building Structure | 0.63 | --> | 0.63 | 0.5 | 4.67 |  | --> | 0.598 | 0 | 0 | 0.5 | 0 |  | --> | C18 ex CENTRE PARK ROAD | Marina [T105,T106] | MARINA |  | 51.886 | -8.418
032540Y | MV/LV Substation WO***540Y |  | 20 kV | _ | LV | 50 kVA :Pole Substation | 0.05 | --> | 0.05 | 0 | 0 | Constrained, otherwise capacity available =45 kVA | --> | 0.048 | 0 | 0 | 0 | 0 | Constrained, otherwise capacity available =47 kW | --> | E11 ex KILCARRAGH | Kilcarragh [T421,T422] | BUTLERSTOWN |  | 52.1932 | -6.9872
2354003 | MV/LV Substation RY***4003 |  | 20 kV | _ | LV | 100 kVA :Pole Substation | 0.1 | --> | 0.1 | 0 | 0 | Constrained, otherwise capacity available =91 kVA | --> | 0.095 | 0 | 0 | 0 | 0 | Constrained, otherwise capacity available =94 kW | --> | E11 ex BEALNABLATH | Bealnablath [T421] | BANDON |  | 51.8496 | -8.7936
068333X | MV/LV Substation EA***333X |  | 10 kV | _ | LV | 1000 kVA :Building Structure | 1 | --> | 1 | 0.111 | 6.65 |  | --> | 0.95 | 0 | 0.005 | 0.5 | 0 |  | --> | C15 ex EAST WALL ROAD | East Wall Road [T41,T42] | MCDERMOTT |  | 53.3573 | -6.223
068306X | MV/LV Substation HA***306X |  | 10 kV | _ | LV | 630 kVA :Building Structure | 0.63 | --> | 0.63 | 0.5 | 9.02 |  | --> | 0.598 | 0 | 0 | 0.5 | 0 |  | --> | C20 ex MISERY HILL | Misery Hill [T101,T102] | POOLBEG |  | 53.345 | -6.2448
066117Z | MV/LV Substation TU***117Z |  | 20 kV | _ | LV | 200 kVA :Kiosk Substation | 0.2 | --> | 0.2 | 0 | 0 | Constrained, otherwise capacity available =177 kVA | --> | 0.19 | 0 | 0 | 0 | 0 | Constrained, otherwise capacity available =187 kW | --> | E16 ex ASHBOURNE | Ashbourne [T421,T422] | FINGLAS |  | 53.5165 | -6.3998
029521 | MV/LV Substation BA***521 |  | 20 kV | _ | LV | 100 kVA :Pole Substation | 0.1 | --> | 0.1 | 0 | 0 | Constrained, otherwise capacity available =95 kVA | --> | 0.095 | 0 | 0.005 | 0 | 0 | Constrained, otherwise capacity available =91 kW | --> | C13 ex CLOYNE | Cloyne [T41] | MIDLETON |  | 51.859 | -8.0094
049018Y | MV/LV Substation KI***018Y |  | 20 kV | _ | LV | 630 kVA :Building Structure | 0.63 | --> | 0.63 | 0.213 | 0.21 | Constrained, otherwise capacity available =384 kVA | --> | 0.598 | 0 | 0 | 0 | 0 | Constrained, otherwise capacity available =564 kW | --> | E17 ex LONGFORD | Longford [T421,T422] | RICHMOND |  | 53.7525 | -7.7414
064246Y | MV/LV Substation MC***246Y |  | 10 kV | _ | LV | 630 kVA :Kiosk Substation | 0.63 | --> | 0.63 | 0 | 0 | Constrained, otherwise capacity available =405 kVA | --> | 0.598 | 0 | 0 | 0 | 0 | Constrained, otherwise capacity available =567 kW | --> | C14 ex MORNINGTON ROAD | Mornington Road [T41,T42] | DRYBRIDGE |  | 53.7126 | -6.3521
2884227 | MV/LV Substation GR***4227 |  | 10 kV | _ | LV | 400 kVA :Kiosk Substation | 0.4 | --> | 0.4 | 0 | 0 | Constrained, otherwise capacity available =400 kVA | --> | 0.38 | 0 | 0 | 0.38 | 0 |  | --> | C17 ex CARRICKMINES | Carrickmines [T41,T42] | CARRICKMINES |  | 53.2448 | -6.1987
288204 | MV/LV Substation WE***204 |  | 10 kV | _ | LV | 200 kVA :Kiosk Substation | 0.2 | --> | 0.2 | 0.114 | 19.52 |  | --> | 0.19 | 0 | 0.051 | 0.14 | 0 |  | --> | C30 ex TANEY | Taney [T101,T102] | CARRICKMINES |  | 53.2786 | -6.239
377446 | MV/LV Substation OB***446 |  | 20 kV | _ | LV | 200 kVA :Pole Substation | 0.2 | --> | 0.2 | 0 | 0 | Constrained, otherwise capacity available =88 kVA | --> | 0.19 | 0 | 0 | 0 | 0 | Constrained, otherwise capacity available =174 kW | --> | E17 ex GURRANEBANE | Gurranebane [T421,T422] | OUGHTRAGH |  | 51.9383 | -10.2391
176884X | MV/LV Substation LI***884X |  | 20 kV | _ | LV | 200 kVA :Pole Substation | 0.2 | --> | 0.2 | 0 | 0 | Constrained, otherwise capacity available =110 kVA | --> | 0.19 | 0 | 0 | 0 | 0 | Constrained, otherwise capacity available =177 kW | --> | E14 ex BEALNABLATH | Bealnablath [T421] | BANDON |  | 51.8514 | -8.865
026775Y | MV/LV Substation GU***775Y |  | 10 kV | _ | LV | 630 kVA :Kiosk Substation | 0.63 | --> | 0.63 | 0 | 0 | Constrained, otherwise capacity available =453 kVA | --> | 0.598 | 0 | 0 | 0 | 0 | Constrained, otherwise capacity available =574 kW | --> | C16 ex KINSALE | Kinsale [T41,T42] | BANDON |  | 51.707 | -8.5259
067496X | MV/LV Substation PA***496X |  | 20 kV | _ | LV | 200 kVA :Building Structure | 0.2 | --> | 0.2 | 0 | 0 | Constrained, otherwise capacity available =184 kVA | --> | 0.19 | 0 | 0 | 0 | 0 | Constrained, otherwise capacity available =188 kW | --> | E13 ex BIRDHILL | Birdhill [T421,T422] | ARDNACRUSHA |  | 52.7611 | -8.4771
2044043 | MV/LV Substation TO***4043 |  | 20 kV | _ | LV | 100 kVA :Pole Substation | 0.1 | --> | 0.1 | 0.1 | 2.02 |  | --> | 0.095 | 0 | 0 | 0 | 0 | Constrained, otherwise capacity available =95 kW | --> | E17 ex BALLYMACARRY | Ballymacarry [T421] | TRILLICK |  | 55.0653 | -7.4308
069264 | MV/LV Substation HA***264 |  | 10 kV | _ | LV | 630 kVA :Kiosk Substation | 0.63 | --> | 0.63 | 0.418 | 4.91 |  | --> | 0.598 | 0 | 0.02 | 0.5 | 0 |  | --> | C14 ex CRUMLIN | Crumlin [T41,T42] | INCHICORE 220KV |  | 53.3202 | -6.3273
064119 | MV/LV Substation SC***119 |  | 10 kV | _ | LV | 400 kVA :Kiosk Substation | 0.4 | --> | 0.4 | 0 | 0 | Constrained, otherwise capacity available =179 kVA | --> | 0.38 | 0 | 0.068 | 0 | 0 | Constrained, otherwise capacity available =298 kW | --> | C20 ex DRYBRIDGE | Drybridge [T41,T42] | DRYBRIDGE |  | 53.7192 | -6.3451
022446 | MV/LV Substation LO***446 |  | 20 kV | _ | LV | 50 kVA :Pole Substation | 0.05 | --> | 0.05 | 0 | 0 | Constrained, otherwise capacity available =21 kVA | --> | 0.048 | 0 | 0 | 0 | 0 | Constrained, otherwise capacity available =43 kW | --> | C18 ex SCARTEEN | Scarteen [T41,T42] | MALLOW |  | 52.1379 | -8.739
0374251 | MV/LV Substation BR***4251 |  | 10 kV | _ | LV | 400 kVA :Kiosk Substation | 0.4 | --> | 0.4 | 0.389 | 13.05 |  | --> | 0.38 | 0 | 0 | 0.378 | 0 |  | --> | C18 ex ENNIS | Ennis [T101,T102] | ENNIS |  | 52.8532 | -8.9487
081085Z | MV/LV Substation ES***085Z |  | 10 kV | _ | LV | 1000 kVA :Building Structure | 1 | --> | 1 | 0 | 0 | Constrained, otherwise capacity available =1000 kVA | --> | 0.95 | 0 | 0 | 0.5 | 0 |  | --> | C22 ex BALLYMOUNT | Ballymount [T41,T42] | INCHICORE 220KV |  | 53.3141 | -6.3633
001627 | MV/LV Substation DU***627 |  | 10 kV | _ | LV | 630 kVA :Building Structure | 0.63 | --> | 0.63 | 0.5 | 4.37 |  | --> | 0.598 | 0 | 0 | 0.5 | 0 |  | --> | C12 ex DUN LAOGHAIRE | Dun Laoghaire [T41,T42] | BLACKROCK |  | 53.2924 | -6.1349
192831 | MV/LV Substation CO***831 |  | 10 kV | _ | LV | 200 kVA :Pole Substation | 0.2 | --> | 0.2 | 0.186 | 1.56 |  | --> | 0.19 | 0 | 0 | 0 | 0 | Constrained, otherwise capacity available =188 kW | --> | C13 ex DERRYBEG | Derrybeg [T41,T42] | ARDNAGAPPARY |  | 55.0206 | -8.2586
059398Y | MV/LV Substation DR***398Y |  | 20 kV | _ | LV | 50 kVA :Pole Substation | 0.05 | --> | 0.05 | 0 | 0 | Constrained, otherwise capacity available =49 kVA | --> | 0.048 | 0 | 0 | 0 | 0 | Constrained, otherwise capacity available =47 kW | --> | E11 ex CAVAN | Cavan [T42,T421] | SHANKILL |  | 54.0229 | -7.3355
066620Z | MV/LV Substation KI***620Z |  | 20 kV | _ | LV | 50 kVA :Pole Substation | 0.05 | --> | 0.05 | 0 | 0 | Constrained, otherwise capacity available =50 kVA | --> | 0.048 | 0 | 0 | 0 | 0 | Constrained, otherwise capacity available =48 kW | --> | E21 ex ASHBOURNE | Ashbourne [T421,T422] | FINGLAS |  | 53.4661 | -6.3188
003002Y | MV/LV Substation SI***002Y |  | 10 kV | _ | LV | 100 kVA :Pole Substation | 0.1 | --> | 0.1 | 0.089 | 11.58 |  | --> | 0.095 | 0 | 0 | 0 | 0 | Constrained, otherwise capacity available =93 kW | --> | C17 ex BALLYBEG | Ballybeg [T101,T102] | CARRICKMINES |  | 52.9559 | -6.0133
233009 | MV/LV Substation TO***009 |  | 10 kV | _ | LV | 200 kVA :Pole Substation | 0.2 | --> | 0.2 | 0 | 0 | Constrained, otherwise capacity available =193 kVA | --> | 0.19 | 0 | 0.01 | 0 | 0 | Constrained, otherwise capacity available =182 kW | --> | C22 ex CASTLEISLAND | Castleisland [T41,T42] | TRALEE |  | 52.2316 | -9.4412
066788X | MV/LV Substation BE***788X |  | 20 kV | _ | LV | 100 kVA :Pole Substation | 0.1 | --> | 0.1 | 0 | 0 | Constrained, otherwise capacity available =72 kVA | --> | 0.095 | 0 | 0.015 | 0.08 | 0 |  | --> | C24 ex MACETOWN | Macetown [T101,T102] | MACETOWN |  | 53.4478 | -6.4139
069679 | MV/LV Substation GL***679 |  | 10 kV | _ | LV | 200 kVA :Pole Substation | 0.2 | --> | 0.2 | 0 | 0 | Constrained, otherwise capacity available =139 kVA | --> | 0.19 | 0 | 0 | 0.181 | 0 |  | --> | C14 ex BALLYBODEN | Ballyboden [T41,T42] | COOKSTOWN |  | 53.264 | -6.336
0684017 | MV/LV Substation ST***4017 |  | 10 kV | _ | LV | 1000 kVA :Building Structure | 1 | --> | 1 | 0.5 | 1.86 |  | --> | 0.95 | 0 | 0 | 0.5 | 0 |  | --> | C20 ex FAIRVIEW | Fairview [T41] | MCDERMOTT |  | 53.368 | -6.2426
001360 | MV/LV Substation ME***360 |  | 10 kV | _ | LV | 400 kVA :Kiosk Substation | 0.4 | --> | 0.4 | 0.355 | 1.16 |  | --> | 0.38 | 0 | 0 | 0.374 | 0 |  | --> | C14 ex MOUNT MERRION | Mount Merrion [T41,T42] | CARRICKMINES |  | 53.3044 | -6.2115
365845X | MV/LV Substation GL***845X |  | 10 kV | _ | LV | 400 kVA :Kiosk Substation | 0.4 | --> | 0.4 | 0 | 0 | Constrained, otherwise capacity available =323 kVA | --> | 0.38 | 0 | 0.004 | 0.366 | 0 |  | --> | C15 ex OLDBAWN | Oldbawn [T41,T42] | COOKSTOWN |  | 53.2889 | -6.3408
011168Z | MV/LV Substation BI***168Z |  | 10 kV | _ | LV | 50 kVA :Pole Substation | 0.05 | --> | 0.05 | 0.049 | 2.8 |  | --> | 0.048 | 0 | 0 | 0 | 0 | Constrained, otherwise capacity available =47 kW | --> | C12 ex PURCELLS INCH | Purcells Inch [T41,T42] | KILKENNY |  | 52.5963 | -7.1519
003025 | MV/LV Substation TI***025 |  | 10 kV | _ | LV | 100 kVA :Pole Substation | 0.1 | --> | 0.1 | 0.063 | 11.58 |  | --> | 0.095 | 0 | 0.006 | 0 | 0 | Constrained, otherwise capacity available =85 kW | --> | C25 ex BALLYBEG | Ballybeg [T101,T102] | CARRICKMINES |  | 52.9969 | -6.0652
068529 | MV/LV Substation ST***529 |  | 10 kV | _ | LV | 400 kVA :Building Structure | 0.4 | --> | 0.4 | 0.065 | 14.34 |  | --> | 0.38 | 0 | 0.026 | 0.312 | 0 |  | --> | C14 ex NORTH QUAYS | North Quays [T101,T102,T103] | POOLBEG |  | 53.3538 | -6.2367
165473X | MV/LV Substation AG***473X |  | 20 kV | _ | LV | 50 kVA :Pole Substation | 0.05 | --> | 0.05 | 0 | 0 | Constrained, otherwise capacity available =48 kVA | --> | 0.048 | 0 | 0 | 0 | 0 | Constrained, otherwise capacity available =47 kW | --> | C11 ex TIMOLEAGUE | Timoleague [T41] | BANDON |  | 51.6274 | -8.7732
001070 | MV/LV Substation ST***070 |  | 10 kV | _ | LV | 400 kVA :Kiosk Substation | 0.4 | --> | 0.4 | 0.276 | 1.16 |  | --> | 0.38 | 0 | 0.059 | 0.319 | 0 |  | --> | C22 ex MOUNT MERRION | Mount Merrion [T41,T42] | CARRICKMINES |  | 53.2943 | -6.2103
021215X | MV/LV Substation KN***215X |  | 20 kV | _ | LV | 50 kVA :Pole Substation | 0.05 | --> | 0.05 | 0 | 0 | Constrained, otherwise capacity available =29 kVA | --> | 0.048 | 0 | 0.026 | 0 | 0 | Constrained, otherwise capacity available =25 kW | --> | E21 ex CURRALEIGH | Curraleigh [T421,T422] | KILBARRY |  | 51.9278 | -8.6531
068270X | MV/LV Substation FA***270X |  | 10 kV | _ | LV | 630 kVA :Building Structure | 0.63 | --> | 0.63 | 0.292 | 1.86 |  | --> | 0.598 | 0 | 0 | 0.5 | 0 |  | --> | C17 ex FAIRVIEW | Fairview [T41] | MCDERMOTT |  | 53.3631 | -6.2288
182009 | MV/LV Substation TU***009 |  | 10 kV | _ | LV | 200 kVA :Pole Substation | 0.2 | --> | 0.2 | 0 | 0 | Constrained, otherwise capacity available =91 kVA | --> | 0.19 | 0 | 0 | 0 | 0 | Constrained, otherwise capacity available =175 kW | --> | C15 ex TULLA | Tulla [T41,T42] | ENNIS |  | 52.8679 | -8.7568
069670 | MV/LV Substation GR***670 |  | 10 kV | _ | LV | 630 kVA :Kiosk Substation | 0.63 | --> | 0.63 | 0 | 0 | Constrained, otherwise capacity available =512 kVA | --> | 0.598 | 0 | 0.023 | 0.5 | 0 |  | --> | C17 ex BALLYBODEN | Ballyboden [T41,T42] | COOKSTOWN |  | 53.276 | -6.2842
064010 | MV/LV Substation BE***010 |  | 20 kV | _ | LV | 200 kVA :Kiosk Substation | 0.2 | --> | 0.2 | 0 | 0 | Constrained, otherwise capacity available =15 kVA | --> | 0.19 | 0 | 0.014 | 0 | 0 | Constrained, otherwise capacity available =153 kW | --> | E16 ex JULIANSTOWN | Julianstown [T421,T422] | DRYBRIDGE |  | 53.6814 | -6.2395
003181 | MV/LV Substation GL***181 |  | 10 kV | _ | LV | 50 kVA :Pole Substation | 0.05 | --> | 0.05 | 0 | 0 | Constrained, otherwise capacity available =39 kVA | --> | 0.048 | 0 | 0.012 | 0 | 0 | Constrained, otherwise capacity available =37 kW | --> | C11 ex RATHDRUM | Rathdrum [T42] | ARKLOW |  | 52.9367 | -6.2198
001470 | MV/LV Substation RO***470 |  | 10 kV | _ | LV | 630 kVA :Building Structure | 0.63 | --> | 0.63 | 0.5 | 4.37 |  | --> | 0.598 | 0 | 0 | 0.5 | 0 |  | --> | C12 ex DUN LAOGHAIRE | Dun Laoghaire [T41,T42] | BLACKROCK |  | 53.2923 | -6.1343
0524361 | MV/LV Substation AR***4361 |  | 20 kV | _ | LV | 200 kVA :Kiosk Substation | 0.2 | --> | 0.2 | 0 | 0 | Constrained, otherwise capacity available =86 kVA | --> | 0.19 | 0 | 0.12 | 0 | 0 | Constrained, otherwise capacity available =95 kW | --> | E18 ex BALLINDERRY | Ballinderry [T41,T422] | MULLINGAR |  | 53.5133 | -7.3114
039839X | MV/LV Substation WE***839X |  | 10 kV | _ | LV | 200 kVA :Building Structure | 0.2 | --> | 0.2 | 0 | 0 |  | --> | 0.19 | 0 | 0 | 0 | 0 | Constrained, otherwise capacity available =49 kW | --> | C11 ex ORANMORE | Oranmore [T41,T44] | GALWAY 110KV |  | 53.2823 | -8.9751
117015Y | MV/LV Substation KI***015Y |  | 20 kV | _ | LV | 100 kVA :Pole Substation | 0.1 | --> | 0.1 | 0 | 0 | Constrained, otherwise capacity available =88 kVA | --> | 0.095 | 0 | 0.012 | 0 | 0 | Constrained, otherwise capacity available =84 kW | --> | E22 ex COLLOONEY | Collooney [T421,T422] | SLIGO |  | 54.1985 | -8.3658
067160 | MV/LV Substation BY***160 |  | 10 kV | _ | LV | 400 kVA :Building Structure | 0.4 | --> | 0.4 | 0 | 0 | Constrained, otherwise capacity available =176 kVA | --> | 0.38 | 0 | 0.009 | 0.342 | 0 |  | --> | C18 ex BALLINACURRA | Ballinacurra [T41,T42] | LIMERICK |  | 52.6525 | -8.6298
082564X | MV/LV Substation HA***564X |  | 20 kV | _ | LV | 50 kVA :Pole Substation | 0.05 | --> | 0.05 | 0 | 0 | Constrained, otherwise capacity available =38 kVA | --> | 0.048 | 0 | 0 | 0 | 0 | Constrained, otherwise capacity available =46 kW | --> | E17 ex DULEEK | Duleek [T421,T422] | DRYBRIDGE |  | 53.656 | -6.6198
0364002 | MV/LV Substation CA***4002 |  | 20 kV | _ | LV | 50 kVA :Pole Substation | 0.05 | --> | 0.05 | 0 | 0 | Constrained, otherwise capacity available =14 kVA | --> | 0.048 | 0 | 0 | 0 | 0 | Constrained, otherwise capacity available =42 kW | --> | E20 ex GARRANACANTY | Garranacanty [T421,T422] | TIPPERARY |  | 52.5084 | -7.9337
156215X | MV/LV Substation DE***215X |  | 10 kV | _ | LV | 50 kVA :Pole Substation | 0.05 | --> | 0.05 | 0.038 | 2.47 |  | --> | 0.048 | 0 | 0 | 0 | 0 | Constrained, otherwise capacity available =46 kW | --> | C12 ex TELAYDON | Telaydon [T42,T421] | LISDRUM |  | 54.2654 | -6.9647
081457X | MV/LV Substation ES***457X |  | 10 kV | _ | LV | 200 kVA :Building Structure | 0.2 | --> | 0.2 | 0 | 0 | Constrained, otherwise capacity available =152 kVA | --> | 0.19 | 0 | 0 | 0.183 | 0 |  | --> | C15 ex LUCAN EAST | Lucan East [T41,T42] | GRANGE CASTLE |  | 53.3479 | -6.4491
130303X | MV/LV Substation RA***303X |  | 20 kV | _ | LV | 50 kVA :Pole Substation | 0.05 | --> | 0.05 | 0.043 | 0.21 |  | --> | 0.048 | 0 | 0 | 0 | 0 | Constrained, otherwise capacity available =46 kW | --> | E17 ex LONGFORD | Longford [T421,T422] | RICHMOND |  | 53.7401 | -7.723
156386X | MV/LV Substation KI***386X |  | 10 kV | _ | LV | 100 kVA :Pole Substation | 0.1 | --> | 0.1 | 0 | 0 | Constrained, otherwise capacity available =72 kVA | --> | 0.095 | 0 | 0.01 | 0 | 0 | Constrained, otherwise capacity available =84 kW | --> | C19 ex DRUMBEAR | Drumbear [T41,T42] | LISDRUM |  | 54.2413 | -6.9906
4334169 | MV/LV Substation MI***4169 |  | 10 kV | _ | LV | 50 kVA :Pole Substation | 0.05 | --> | 0.05 | 0.05 | 1.04 |  | --> | 0.048 | 0 | 0 | 0 | 0 | Constrained, otherwise capacity available =48 kW | --> | C12 ex BOYLE | Boyle [T41,T42] | CARRICK ON SHANNON |  | 53.8775 | -8.393
233014 | MV/LV Substation BR***014 |  | 10 kV | _ | LV | 400 kVA :Building Structure | 0.4 | --> | 0.4 | 0 | 0 | Constrained, otherwise capacity available =375 kVA | --> | 0.38 | 0 | 0.005 | 0 | 0 | Constrained, otherwise capacity available =373 kW | --> | C22 ex CASTLEISLAND | Castleisland [T41,T42] | TRALEE |  | 52.2287 | -9.4648
165244 | MV/LV Substation SU***244 |  | 20 kV | _ | LV | 200 kVA :Kiosk Substation | 0.2 | --> | 0.2 | 0 | 0 | Constrained, otherwise capacity available =111 kVA | --> | 0.19 | 0 | 0.032 | 0 | 0 | Constrained, otherwise capacity available =154 kW | --> | C11 ex TIMOLEAGUE | Timoleague [T41] | BANDON |  | 51.6318 | -8.6968
060037 | MV/LV Substation TH***037 |  | 10 kV | _ | LV | 200 kVA :Pole Substation | 0.2 | --> | 0.2 | 0 | 0 | Constrained, otherwise capacity available =200 kVA | --> | 0.19 | 0 | 0 | 0 | 0 | Constrained, otherwise capacity available =190 kW | --> | C16 ex CLONES | Clones [T41,T42] | SHANKILL |  | 54.1799 | -7.2334
0534164 | MV/LV Substation TU***4164 |  | 10 kV | _ | LV | 400 kVA :Kiosk Substation | 0.4 | --> | 0.4 | 0 | 0 | Constrained, otherwise capacity available =291 kVA | --> | 0.38 | 0 | 0.006 | 0.36 | 0 |  | --> | C13 ex CLONMINCH | Clonminch [T41,T422] | THORNSBERRY |  | 53.2755 | -7.4864
067782Y | MV/LV Substation CO***782Y |  | 10 kV | _ | LV | 400 kVA :Kiosk Substation | 0.4 | --> | 0.4 | 0 | 0 | Constrained, otherwise capacity available =294 kVA | --> | 0.38 | 0 | 0.025 | 0.347 | 0 |  | --> | C15 ex BALLINACURRA | Ballinacurra [T41,T42] | LIMERICK |  | 52.6391 | -8.6482
024923 | MV/LV Substation CL***923 |  | 10 kV | _ | LV | 50 kVA :Pole Substation | 0.05 | --> | 0.05 | 0.038 | 2.14 |  | --> | 0.048 | 0 | 0 | 0 | 0 | Constrained, otherwise capacity available =46 kW | --> | C13 ex BUTTEVANT | Buttevant [T41,T42] | MALLOW |  | 52.2143 | -8.6227
1274295 | MV/LV Substation HI***4295 |  | 20 kV | _ | LV | 50 kVA :Pole Substation | 0.05 | --> | 0.05 | 0 | 0 | Constrained, otherwise capacity available =48 kVA | --> | 0.048 | 0 | 0 | 0 | 0 | Constrained, otherwise capacity available =47 kW | --> | C16 ex HOLYCROSS ROAD | Holycross Road [T41,T42] | THURLES |  | 52.6649 | -7.8514
037910X | MV/LV Substation TE***910X |  | 10 kV | _ | LV | 50 kVA :Pole Substation | 0.05 | --> | 0.05 | 0 | 0 | Constrained, otherwise capacity available =48 kVA | --> | 0.048 | 0 | 0 | 0 | 0 | Constrained, otherwise capacity available =47 kW | --> | C15 ex CAHIRCALLA | Cahircalla [T41,T42] | ENNIS |  | 52.7872 | -8.9234
1804198 | MV/LV Substation AB***4198 |  | 10 kV | _ | LV | 400 kVA :Building Structure | 0.4 | --> | 0.4 | 0.187 | 3.27 |  | --> | 0.38 | 0 | 0 | 0 | 0 | Constrained, otherwise capacity available =350 kW | --> | C12 ex LLOYD | Lloyd [T41,T42] | NAVAN |  | 53.7379 | -6.8952
054209X | MV/LV Substation CH***209X |  | 10 kV | _ | LV | 200 kVA :Kiosk Substation | 0.2 | --> | 0.2 | 0 | 0 | Constrained, otherwise capacity available =148 kVA | --> | 0.19 | 0 | 0.021 | 0 | 0 | Constrained, otherwise capacity available =167 kW | --> | C21 ex PALLAS | Pallas [T41,T42] | PORTLAOISE |  | 53.0393 | -7.3126
016005Z | MV/LV Substation BA***005Z |  | 10 kV | _ | LV | 200 kVA :Kiosk Substation | 0.2 | --> | 0.2 | 0 | 0 | Constrained, otherwise capacity available =159 kVA | --> | 0.19 | 0 | 0.03 | 0 | 0 | Constrained, otherwise capacity available =162 kW | --> | C12 ex MONEYCOOLEY | Moneycooley [T41,T42,T44] | GRIFFINRATH |  | 53.3497 | -6.5557
014438Z | MV/LV Substation AT***438Z |  | 10 kV | _ | LV | 400 kVA :Kiosk Substation | 0.4 | --> | 0.4 | 0 | 0 | Constrained, otherwise capacity available =302 kVA | --> | 0.38 | 0 | 0.082 | 0 | 0 | Constrained, otherwise capacity available =306 kW | --> | C14 ex ATHGARVAN | Athgarvan [T41,T44] | NEWBRIDGE |  | 53.1548 | -6.7744
058138Y | MV/LV Substation RE***138Y |  | 10 kV | _ | LV | 100 kVA :Pole Substation | 0.1 | --> | 0.1 | 0.089 | 3 |  | --> | 0.095 | 0 | 0 | 0 | 0 | Constrained, otherwise capacity available =94 kW | --> | C21 ex NENAGH | Nenagh [T41,T42] | NENAGH |  | 52.8602 | -8.2254
281860Z | MV/LV Substation UR***860Z |  | 10 kV | _ | LV | 630 kVA :Building Structure | 0.63 | --> | 0.63 | 0 | 0 | Constrained, otherwise capacity available =468 kVA | --> | 0.598 | 0 | 0.02 | 0 | 0 | Constrained, otherwise capacity available =561 kW | --> | C19 ex DOUGLAS | Douglas [T41,T42] | TRABEG |  | 51.892 | -8.412
012141 | MV/LV Substation PA***141 |  | 10 kV | _ | LV | 200 kVA :Kiosk Substation | 0.2 | --> | 0.2 | 0 | 0 | Constrained, otherwise capacity available =116 kVA | --> | 0.19 | 0 | 0.006 | 0 | 0 | Constrained, otherwise capacity available =174 kW | --> | C19 ex POLLERTON | Pollerton [T41,T42] | CARLOW |  | 52.8354 | -6.9216
082420Y | MV/LV Substation WI***420Y |  | 20 kV | _ | LV | 50 kVA :Pole Substation | 0.05 | --> | 0.05 | 0 | 0 | Constrained, otherwise capacity available =46 kVA | --> | 0.048 | 0 | 0 | 0 | 0 | Constrained, otherwise capacity available =47 kW | --> | E17 ex ACADEMY STREET | Academy Street [T421,T422,T44] | NAVAN |  | 53.6115 | -6.6923
068739 | MV/LV Substation GR***739 |  | 10 kV | _ | LV | 630 kVA :Kiosk Substation | 0.63 | --> | 0.63 | 0.408 | 1.86 |  | --> | 0.598 | 0 | 0.112 | 0.484 | 0 |  | --> | C20 ex FAIRVIEW | Fairview [T41] | MCDERMOTT |  | 53.3693 | -6.2415
365717X | MV/LV Substation BE***717X |  | 10 kV | _ | LV | 400 kVA :Building Structure | 0.4 | --> | 0.4 | 0 | 0 | Constrained, otherwise capacity available =198 kVA | --> | 0.38 | 0 | 0 | 0.352 | 0 |  | --> | C12 ex BELGARD | Belgard [T41,T42] | COOKSTOWN |  | 53.2892 | -6.3716
154344Z | MV/LV Substation TH***344Z |  | 10 kV | _ | LV | 630 kVA :Building Structure | 0.63 | --> | 0.63 | 0 | 0 | Constrained, otherwise capacity available =545 kVA | --> | 0.598 | 0 | 0 | 0 | 0 | Constrained, otherwise capacity available =587 kW | --> | C18 ex BALLYCOOLIN | Ballycoolin [T41,T42,T43] | FINGLAS |  | 53.4026 | -6.3683
118033 | MV/LV Substation SO***033 |  | 10 kV | _ | LV | 630 kVA :Kiosk Substation | 0.63 | --> | 0.63 | 0.408 | 2 |  | --> | 0.598 | 0 | 0.03 | 0 | 0 | Constrained, otherwise capacity available =545 kW | --> | C11 ex BALLINASLOE | Ballinasloe [T41,T42] | SOMERSET |  | 53.3308 | -8.2259
004905 | MV/LV Substation SH***905 |  | 10 kV | _ | LV | 50 kVA :Pole Substation | 0.05 | --> | 0.05 | 0.047 | 18.08 |  | --> | 0.048 | 0 | 0 | 0.047 | 0 |  | --> | C13 ex ARKLOW | Arklow [T101,T102] | ARKLOW |  | 52.8209 | -6.1785
081415Z | MV/LV Substation PA***415Z |  | 10 kV | _ | LV | 400 kVA :Kiosk Substation | 0.4 | --> | 0.4 | 0 | 0 | Constrained, otherwise capacity available =352 kVA | --> | 0.38 | 0 | 0.005 | 0.37 | 0 |  | --> | C13 ex LIFFEY VALLEY | Liffey Valley [T41,T42] | INCHICORE 220KV |  | 53.3558 | -6.4134
021498Z | MV/LV Substation OR***498Z |  | 10 kV | _ | LV | 400 kVA :Kiosk Substation | 0.4 | --> | 0.4 | 0 | 0 | Constrained, otherwise capacity available =319 kVA | --> | 0.38 | 0 | 0.026 | 0.35 | 0 |  | --> | C16 ex RIVERSTOWN | Riverstown [T41,T42] | KILBARRY |  | 51.9599 | -8.3391
039232 | MV/LV Substation BA***232 |  | 10 kV | _ | LV | 630 kVA :Building Structure | 0.63 | --> | 0.63 | 0 | 0 | Constrained, otherwise capacity available =436 kVA | --> | 0.598 | 0 | 0 | 0.5 | 0 |  | --> | C26 ex GALWAY 110KV | Galway 110kv [T102,T103] | GALWAY 110KV |  | 53.2893 | -9.0115
156702 | MV/LV Substation KN***702 |  | 20 kV | _ | LV | 100 kVA :Pole Substation | 0.1 | --> | 0.1 | 0 | 0 | Constrained, otherwise capacity available =69 kVA | --> | 0.095 | 0 | 0.015 | 0 | 0 | Constrained, otherwise capacity available =80 kW | --> | E14 ex EMYVALE | Emyvale [T422] | LISDRUM |  | 54.3691 | -6.9657
050970Y | MV/LV Substation CL***970Y |  | 10 kV | _ | LV | 400 kVA :Kiosk Substation | 0.4 | --> | 0.4 | 0.4 | 7.61 |  | --> | 0.38 | 0 | 0 | 0 | 0 | Constrained, otherwise capacity available =380 kW | --> | C13 ex GARRYCASTLE | Garrycastle [T41,T42] | ATHLONE |  | 53.4302 | -7.9251
064146 | MV/LV Substation BA***146 |  | 10 kV | _ | LV | 400 kVA :Kiosk Substation | 0.4 | --> | 0.4 | 0 | 0 | Constrained, otherwise capacity available =196 kVA | --> | 0.38 | 0 | 0 | 0 | 0 | Constrained, otherwise capacity available =351 kW | --> | C14 ex MORNINGTON ROAD | Mornington Road [T41,T42] | DRYBRIDGE |  | 53.7147 | -6.3494
050282Y | MV/LV Substation NA***282Y |  | 10 kV | _ | LV | 200 kVA :Pole Substation | 0.2 | --> | 0.2 | 0.2 | 7.61 |  | --> | 0.19 | 0 | 0 | 0 | 0 | Constrained, otherwise capacity available =190 kW | --> | C19 ex GARRYCASTLE | Garrycastle [T41,T42] | ATHLONE |  | 53.3197 | -7.9312
365852 | MV/LV Substation DA***852 |  | 10 kV | _ | LV | 400 kVA :Kiosk Substation | 0.4 | --> | 0.4 | 0 | 0 | Constrained, otherwise capacity available =292 kVA | --> | 0.38 | 0 | 0.036 | 0.338 | 0 |  | --> | C21 ex OLDBAWN | Oldbawn [T41,T42] | COOKSTOWN |  | 53.2746 | -6.3613
067351Y | MV/LV Substation AL***351Y |  | 10 kV | _ | LV | 400 kVA :Kiosk Substation | 0.4 | --> | 0.4 | 0 | 0 | Constrained, otherwise capacity available =319 kVA | --> | 0.38 | 0 | 0.005 | 0.365 | 0 |  | --> | C12 ex BALLINACURRA | Ballinacurra [T41,T42] | LIMERICK |  | 52.6526 | -8.6473
064907X | MV/LV Substation TU***907X |  | 10 kV | _ | LV | 100 kVA :Pole Substation | 0.1 | --> | 0.1 | 0 | 0 | Constrained, otherwise capacity available =100 kVA | --> | 0.095 | 0 | 0 | 0 | 0 | Constrained, otherwise capacity available =95 kW | --> | C17 ex DRYBRIDGE | Drybridge [T41,T42] | DRYBRIDGE |  | 53.723 | -6.4064
2884003 | MV/LV Substation FA***4003 |  | 10 kV | _ | LV | 100 kVA :Pole Substation | 0.1 | --> | 0.1 | 0.087 | 2.36 |  | --> | 0.095 | 0 | 0 | 0.093 | 0 |  | --> | C11 ex BRAY | Bray [T41,T42] | FASSAROE |  | 53.1992 | -6.1509
3634081 | MV/LV Substation LO***4081 |  | 20 kV | _ | LV | 100 kVA :Pole Substation | 0.1 | --> | 0.1 | 0.095 | 3.25 |  | --> | 0.095 | 0 | 0 | 0 | 0 | Constrained, otherwise capacity available =94 kW | --> | E15 ex BALLYBUNION | Ballybunion [T421,T422] | TRIEN |  | 52.5527 | -9.5398
068202 | MV/LV Substation ST***202 |  | 10 kV | _ | LV | 630 kVA :Building Structure | 0.63 | --> | 0.63 | 0.276 | 1.86 |  | --> | 0.598 | 0 | 0.068 | 0.498 | 0 |  | --> | C17 ex FAIRVIEW | Fairview [T41] | MCDERMOTT |  | 53.3648 | -6.2158
288707 | MV/LV Substation WH***707 |  | 10 kV | _ | LV | 50 kVA :Pole Substation | 0.05 | --> | 0.05 | 0 | 0 | Constrained, otherwise capacity available =20 kVA | --> | 0.048 | 0 | 0.02 | 0.028 | 0 |  | --> | C13 ex SANDYFORD | Sandyford [T41,T42] | CARRICKMINES |  | 53.261 | -6.2943
008060 | MV/LV Substation PO***060 |  | 10 kV | _ | LV | 100 kVA :Pole Substation | 0.1 | --> | 0.1 | 0 | 0 | Constrained, otherwise capacity available =43 kVA | --> | 0.095 | 0 | 0.005 | 0 | 0 | Constrained, otherwise capacity available =83 kW | --> | C14 ex KNOCKMULLEN | Knockmullen [T42,T421] | GREAT ISLAND |  | 52.3901 | -6.9374
345634 | MV/LV Substation KI***634 |  | 20 kV | _ | LV | 100 kVA :Pole Substation | 0.1 | --> | 0.1 | 0 | 0 | Constrained, otherwise capacity available =70 kVA | --> | 0.095 | 0 | 0.006 | 0.086 | 0 |  | --> | E15 ex MANORHAMILTON | Manorhamilton [T422] | SLIGO |  | 54.3566 | -8.0394
089335X | MV/LV Substation OL***335X |  | 10 kV | _ | LV | 200 kVA :Kiosk Substation | 0.2 | --> | 0.2 | 0.174 | 2.33 |  | --> | 0.19 | 0 | 0.005 | 0 | 0 | Constrained, otherwise capacity available =183 kW | --> | E18 ex MOY | Moy [T421,T422] | MOY |  | 54.1228 | -9.1601
1544389 | MV/LV Substation KI***4389 |  | 10 kV | _ | LV | 630 kVA :Kiosk Substation | 0.63 | --> | 0.63 | 0 | 0 | Constrained, otherwise capacity available =630 kVA | --> | 0.598 | 0 | 0.018 | 0.5 | 0 |  | --> | C39 ex COLLEGE PARK | College Park [T101,T102,T103] | COLLEGE PARK |  | 53.4286 | -6.3867
025915X | MV/LV Substation CU***915X |  | 10 kV | _ | LV | 50 kVA :Pole Substation | 0.05 | --> | 0.05 | 0.041 | 1.93 |  | --> | 0.048 | 0 | 0.006 | 0 | 0 | Constrained, otherwise capacity available =42 kW | --> | C15 ex MILFORD (MWR) | Milford (mwr) [T41] | CHARLEVILLE |  | 52.3307 | -8.8074
0174481 | MV/LV Substation MO***4481 |  | 10 kV | _ | LV | 50 kVA :Pole Substation | 0.05 | --> | 0.05 | 0.042 | 1.05 |  | --> | 0.048 | 0 | 0 | 0 | 0 | Constrained, otherwise capacity available =46 kW | --> | C19 ex NEWCASTLEWEST | Newcastlewest [T41,T42] | RATHKEALE |  | 52.4148 | -9.0721
180032 | MV/LV Substation RO***032 |  | 10 kV | _ | LV | 200 kVA :Kiosk Substation | 0.2 | --> | 0.2 | 0.132 | 1.4 |  | --> | 0.19 | 0 | 0.025 | 0 | 0 | Constrained, otherwise capacity available =162 kW | --> | C23 ex KELLS | Kells [T41,T42] | NAVAN |  | 53.7175 | -6.8788
068823X | MV/LV Substation TO***823X |  | 10 kV | _ | LV | 1000 kVA :Building Structure | 1 | --> | 1 | 0.5 | 14.34 |  | --> | 0.95 | 0 | 0 | 0.5 | 0 |  | --> | C31 ex NORTH QUAYS | North Quays [T101,T102,T103] | POOLBEG |  | 53.3574 | -6.2348
005053 | MV/LV Substation BI***053 |  | 10 kV | _ | LV | 100 kVA :Pole Substation | 0.1 | --> | 0.1 | 0 | 0 | Constrained, otherwise capacity available =82 kVA | --> | 0.095 | 0 | 0.014 | 0 | 0 | Constrained, otherwise capacity available =82 kW | --> | C11 ex GARDEN CITY | Garden City [T41,T42] | ARKLOW |  | 52.688 | -6.2934
1654230 | MV/LV Substation DE***4230 |  | 10 kV | _ | LV | 100 kVA :Pole Substation | 0.1 | --> | 0.1 | 0.077 | 0.88 |  | --> | 0.095 | 0 | 0 | 0 | 0 | Constrained, otherwise capacity available =92 kW | --> | C21 ex ROSS CARBERY | Ross Carbery [T41,T42] | DUNMANWAY |  | 51.6531 | -8.9586
158041X | MV/LV Substation DE***041X |  | 10 kV | _ | LV | 50 kVA :Pole Substation | 0.05 | --> | 0.05 | 0 | 0 | Constrained, otherwise capacity available =39 kVA | --> | 0.048 | 0 | 0 | 0 | 0 | Constrained, otherwise capacity available =46 kW | --> | C16 ex ENNISTYMON | Ennistymon [T41,T42] | ENNIS |  | 52.9465 | -9.425
180974X | MV/LV Substation RO***974X |  | 10 kV | _ | LV | 50 kVA :Pole Substation | 0.05 | --> | 0.05 | 0.038 | 0.68 |  | --> | 0.048 | 0 | 0 | 0 | 0 | Constrained, otherwise capacity available =46 kW | --> | C24 ex MULLAGH | Mullagh [T44] | MEATH HILL |  | 53.8071 | -6.9369
184220 | MV/LV Substation CU***220 |  | 10 kV | _ | LV | 50 kVA :Pole Substation | 0.05 | --> | 0.05 | 0.037 | 3.38 |  | --> | 0.048 | 0 | 0.005 | 0 | 0 | Constrained, otherwise capacity available =42 kW | --> | C18 ex CASTLEBLAYNEY | Castleblayney [T41,T42] | DUNDALK |  | 54.149 | -6.6907
066526Z | MV/LV Substation KI***526Z |  | 10 kV | _ | LV | 200 kVA :Kiosk Substation | 0.2 | --> | 0.2 | 0 | 0 | Constrained, otherwise capacity available =166 kVA | --> | 0.19 | 0 | 0.005 | 0.182 | 0 |  | --> | C16 ex MOUNTGORRY | Mountgorry [T41,T42] | GRANGE (DR) |  | 53.4464 | -6.1965
002084X | MV/LV Substation KN***084X |  | 10 kV | _ | LV | 50 kVA :Pole Substation | 0.05 | --> | 0.05 | 0.05 | 5.58 |  | --> | 0.048 | 0 | 0 | 0.048 | 0 |  | --> | C14 ex KILCOOLE | Kilcoole [T41,T42] | FASSAROE |  | 53.0701 | -6.1858
018359Z | MV/LV Substation SH***359Z |  | 20 kV | _ | LV | 50 kVA :Pole Substation | 0.05 | --> | 0.05 | 0.044 | 3.75 |  | --> | 0.048 | 0 | 0 | 0 | 0 | Constrained, otherwise capacity available =47 kW | --> | C14 ex SMEARLA | Smearla [T41,T42] | TRIEN |  | 52.4425 | -9.4259
281387 | MV/LV Substation AS***387 |  | 20 kV | _ | LV | 630 kVA :Building Structure | 0.63 | --> | 0.63 | 0.5 | 17.47 |  | --> | 0.598 | 0 | 0 | 0.5 | 0 |  | --> | E12 ex COOLROE | Coolroe [T121,T122] | COOLROE |  | 51.8844 | -8.6354
039625 | MV/LV Substation CA***625 |  | 10 kV | _ | LV | 200 kVA :Pole Substation | 0.2 | --> | 0.2 | 0 | 0 | Constrained, otherwise capacity available =141 kVA | --> | 0.19 | 0 | 0 | 0.182 | 0 |  | --> | C28 ex GALWAY 110KV | Galway 110kv [T102,T103] | GALWAY 110KV |  | 53.3202 | -9.0189
206237X | MV/LV Substation BR***237X |  | 20 kV | _ | LV | 50 kVA :Pole Substation | 0.05 | --> | 0.05 | 0.043 | 7.61 |  | --> | 0.048 | 0 | 0 | 0 | 0 | Constrained, otherwise capacity available =47 kW | --> | E14 ex BELLACORICK | Bellacorick [T122] | BELLACORICK |  | 54.1361 | -9.7118
017788Y | MV/LV Substation CR***788Y |  | 20 kV | _ | LV | 200 kVA :Kiosk Substation | 0.2 | --> | 0.2 | 0.171 | 1.98 |  | --> | 0.19 | 0 | 0 | 0 | 0 | Constrained, otherwise capacity available =186 kW | --> | E14 ex RATHKEALE | Rathkeale [T421,T422] | RATHKEALE |  | 52.5195 | -8.7141
093092 | MV/LV Substation AS***092 |  | 10 kV | _ | LV | 100 kVA :Pole Substation | 0.1 | --> | 0.1 | 0.083 | 7.91 |  | --> | 0.095 | 0 | 0 | 0.093 | 0 |  | --> | C26 ex PELLETSTOWN | Pelletstown [T101,T102] | FINGLAS |  | 53.3816 | -6.3459
081149X | MV/LV Substation KI***149X |  | 10 kV | _ | LV | 400 kVA :Building Structure | 0.4 | --> | 0.4 | 0 | 0 | Constrained, otherwise capacity available =400 kVA | --> | 0.38 | 0 | 0 | 0.38 | 0 |  | --> | C17 ex SEMPERIT | Semperit [T41,T42,T43] | GRANGE CASTLE |  | 53.3327 | -6.3531
032494X | MV/LV Substation LI***494X |  | 20 kV | _ | LV | 50 kVA :Pole Substation | 0.05 | --> | 0.05 | 0 | 0 | Constrained, otherwise capacity available =48 kVA | --> | 0.048 | 0 | 0 | 0 | 0 | Constrained, otherwise capacity available =47 kW | --> | C21 ex TRAMORE | Tramore [T41,T42] | BUTLERSTOWN |  | 52.161 | -7.2836
154626Z | MV/LV Substation TE***626Z |  | 10 kV | _ | LV | 100 kVA :Pole Substation | 0.1 | --> | 0.1 | 0 | 0 | Constrained, otherwise capacity available =100 kVA | --> | 0.095 | 0 | 0 | 0 | 0 | Constrained, otherwise capacity available =95 kW | --> | C21 ex MONEYCOOLEY | Moneycooley [T41,T42,T44] | GRIFFINRATH |  | 53.3814 | -6.5797
0024058 | MV/LV Substation CO***4058 |  | 10 kV | _ | LV | 50 kVA :Pole Substation | 0.05 | --> | 0.05 | 0.05 | 5.58 |  | --> | 0.048 | 0 | 0 | 0.048 | 0 |  | --> | C14 ex KILCOOLE | Kilcoole [T41,T42] | FASSAROE |  | 53.0927 | -6.1667
281129Z | MV/LV Substation CU***129Z |  | 10 kV | _ | LV | 400 kVA :Kiosk Substation | 0.4 | --> | 0.4 | 0.296 | 5.49 |  | --> | 0.38 | 0 | 0.035 | 0.34 | 0 |  | --> | C17 ex TRABEG | Trabeg [T101,T102] | TRABEG |  | 51.8641 | -8.4722
154193Z | MV/LV Substation GI***193Z |  | 10 kV | _ | LV | 400 kVA :Building Structure | 0.4 | --> | 0.4 | 0 | 0 | Constrained, otherwise capacity available =392 kVA | --> | 0.38 | 0 | 0 | 0 | 0 | Constrained, otherwise capacity available =379 kW | --> | C25 ex BALLYCOOLIN | Ballycoolin [T41,T42,T43] | FINGLAS |  | 53.4038 | -6.3504
281941Z | MV/LV Substation PE***941Z |  | 10 kV | _ | LV | 630 kVA :Kiosk Substation | 0.63 | --> | 0.63 | 0.5 | 4.3 |  | --> | 0.598 | 0 | 0 | 0.5 | 0 |  | --> | C11 ex RINGASKIDDY 110KV | Ringaskiddy 110kv [T42] | BARNAHELY |  | 51.8768 | -8.3497
249554Z | MV/LV Substation AG***554Z |  | 20 kV | _ | LV | 50 kVA :Pole Substation | 0.05 | --> | 0.05 | 0 | 0 | Constrained, otherwise capacity available =43 kVA | --> | 0.048 | 0 | 0 | 0 | 0 | Constrained, otherwise capacity available =46 kW | --> | E18 ex FOXHOLE | Foxhole [T421,T422] | DUNGARVAN |  | 52.0651 | -7.8248
013402X | MV/LV Substation KI***402X |  | 10 kV | _ | LV | 630 kVA :Building Structure | 0.63 | --> | 0.63 | 0.121 | 0.12 | Constrained, otherwise capacity available =607 kVA | --> | 0.598 | 0 | 0 | 0.5 | 0 |  | --> | C26 ex ATHY | Athy [T101,T102] | ATHY |  | 53.0451 | -7.0119
009876Y | MV/LV Substation FE***876Y |  | 10 kV | _ | LV | 1000 kVA :Building Structure | 1 | --> | 1 | 0.5 | 8.16 |  | --> | 0.95 | 0 | 0 | 0 | 0 | Constrained, otherwise capacity available =932 kW | --> | C12 ex MOUNT MISERY | Mount Misery [T41,T42] | WATERFORD |  | 52.2678 | -7.0966
144554X | MV/LV Substation CO***554X |  | 10 kV | _ | LV | 100 kVA :Pole Substation | 0.1 | --> | 0.1 | 0 | 0 | Constrained, otherwise capacity available =56 kVA | --> | 0.095 | 0 | 0 | 0 | 0 | Constrained, otherwise capacity available =89 kW | --> | C11 ex CASTLECOMER | Castlecomer [T41,T42] | BALLYRAGGET |  | 52.8012 | -7.121
082726Y | MV/LV Substation RO***726Y |  | 10 kV | _ | LV | 200 kVA :Kiosk Substation | 0.2 | --> | 0.2 | 0.134 | 2.01 |  | --> | 0.19 | 0 | 0.01 | 0 | 0 | Constrained, otherwise capacity available =173 kW | --> | C11 ex ABBEYLAND | Abbeyland [T41,T42] | NAVAN |  | 53.64 | -6.7031
068618 | MV/LV Substation FA***618 |  | 10 kV | _ | LV | 1000 kVA :Building Structure | 1 | --> | 1 | 0.5 | 1.86 |  | --> | 0.95 | 0 | 0.015 | 0.5 | 0 |  | --> | C21 ex FAIRVIEW | Fairview [T41] | MCDERMOTT |  | 53.3642 | -6.2355
281026 | MV/LV Substation CR***026 |  | 10 kV | _ | LV | 400 kVA :Building Structure | 0.4 | --> | 0.4 | 0.19 | 5.49 |  | --> | 0.38 | 0 | 0.056 | 0.309 | 0 |  | --> | C20 ex TRABEG | Trabeg [T101,T102] | TRABEG |  | 51.8836 | -8.4565
014457Z | MV/LV Substation PI***457Z |  | 10 kV | _ | LV | 50 kVA :Pole Substation | 0.05 | --> | 0.05 | 0 | 0 | Constrained, otherwise capacity available =8 kVA | --> | 0.048 | 0 | 0.007 | 0 | 0 | Constrained, otherwise capacity available =36 kW | --> | C20 ex KILDARE | Kildare [T41,T42] | NEWBRIDGE |  | 53.1689 | -6.9003
340936 | MV/LV Substation FI***936 |  | 10 kV | _ | LV | 630 kVA :Building Structure | 0.63 | --> | 0.63 | 0 | 0 | Constrained, otherwise capacity available =567 kVA | --> | 0.598 | 0 | 0 | 0 | 0 | Constrained, otherwise capacity available =590 kW | --> | C16 ex DUNGLOE | Dungloe [T41,T42] | ARDNAGAPPARY |  | 54.9569 | -8.3733
029138Y | MV/LV Substation BA***138Y |  | 10 kV | _ | LV | 50 kVA :Pole Substation | 0.05 | --> | 0.05 | 0 | 0 | Constrained, otherwise capacity available =25 kVA | --> | 0.048 | 0 | 0.024 | 0.026 | 0 |  | --> | C18 ex MIDLETON | Midleton [T101,T102] | MIDLETON |  | 51.9734 | -8.2781
068415X | MV/LV Substation CH***415X |  | 10 kV | _ | LV | 1000 kVA :Building Structure | 1 | --> | 1 | 0 | 0 | Constrained, otherwise capacity available =246 kVA | --> | 0.95 | 0 | 0 | 0.5 | 0 |  | --> | C17 ex GRANBY ROW | Granby Row [T41] | MCDERMOTT |  | 53.3499 | -6.2662
070904X | MV/LV Substation CO***904X |  | 10 kV | _ | LV | 50 kVA :Pole Substation | 0.05 | --> | 0.05 | 0.042 | 0.76 |  | --> | 0.048 | 0 | 0 | 0 | 0 | Constrained, otherwise capacity available =46 kW | --> | C11 ex RATHMORE | Rathmore [T42,T421] | KNOCKEARAGH |  | 52.0823 | -9.2421
068278 | MV/LV Substation ST***278 |  | 10 kV | _ | LV | 630 kVA :Building Structure | 0.63 | --> | 0.63 | 0 | 0 | Constrained, otherwise capacity available =366 kVA | --> | 0.598 | 0 | 0.051 | 0.5 | 0 |  | --> | C14 ex NEWMARKET (DR) | Newmarket (dr) [T41] | FRANCIS STREET |  | 53.3306 | -6.2814
068676X | MV/LV Substation ME***676X |  | 10 kV | _ | LV | 630 kVA :Kiosk Substation | 0.63 | --> | 0.63 | 0.5 | 6.65 |  | --> | 0.598 | 0 | 0 | 0.5 | 0 |  | --> | C20 ex EAST WALL ROAD | East Wall Road [T41,T42] | MCDERMOTT |  | 53.3514 | -6.2262
253727 | MV/LV Substation GL***727 |  | 20 kV | _ | LV | 50 kVA :Pole Substation | 0.05 | --> | 0.05 | 0 | 0 | Constrained, otherwise capacity available =49 kVA | --> | 0.048 | 0 | 0 | 0 | 0 | Constrained, otherwise capacity available =47 kW | --> | E16 ex GLENAMADDY | Glenamaddy [T422] | ATHLONE |  | 53.5476 | -8.5593
011619Y | MV/LV Substation PO***619Y |  | 10 kV | _ | LV | 200 kVA :Kiosk Substation | 0.2 | --> | 0.2 | 0.13 | 5.05 |  | --> | 0.19 | 0 | 0.014 | 0 | 0 | Constrained, otherwise capacity available =170 kW | --> | C13 ex MCDONAGH | Mcdonagh [T41,T42] | KILKENNY |  | 52.6652 | -7.2297
154006Z | MV/LV Substation SA***006Z |  | 10 kV | _ | LV | 200 kVA :Kiosk Substation | 0.2 | --> | 0.2 | 0 | 0 | Constrained, otherwise capacity available =99 kVA | --> | 0.19 | 0 | 0.041 | 0 | 0 | Constrained, otherwise capacity available =145 kW | --> | C24 ex BALLYCOOLIN | Ballycoolin [T41,T42,T43] | FINGLAS |  | 53.4003 | -6.3962
069631 | MV/LV Substation GR***631 |  | 10 kV | _ | LV | 400 kVA :Kiosk Substation | 0.4 | --> | 0.4 | 0 | 0 | Constrained, otherwise capacity available =286 kVA | --> | 0.38 | 0 | 0.028 | 0.344 | 0 |  | --> | C13 ex BALLYBODEN | Ballyboden [T41,T42] | COOKSTOWN |  | 53.285 | -6.2805
288293X | MV/LV Substation BE***293X |  | 10 kV | _ | LV | 630 kVA :Building Structure | 0.63 | --> | 0.63 | 0 | 0 | Constrained, otherwise capacity available =560 kVA | --> | 0.598 | 0 | 0 | 0.5 | 0 |  | --> | C14 ex CARRICKMINES | Carrickmines [T41,T42] | CARRICKMINES |  | 53.2617 | -6.2216
066455Z | MV/LV Substation TH***455Z |  | 10 kV | _ | LV | 400 kVA :Kiosk Substation | 0.4 | --> | 0.4 | 0 | 0 | Constrained, otherwise capacity available =294 kVA | --> | 0.38 | 0 | 0.059 | 0.322 | 0 |  | --> | C20 ex SUTTON | Sutton [T41,T42] | GRANGE (DR) |  | 53.3749 | -6.0547
034291Y | MV/LV Substation KN***291Y |  | 20 kV | _ | LV | 100 kVA :Pole Substation | 0.1 | --> | 0.1 | 0.096 | 0.57 |  | --> | 0.095 | 0 | 0 | 0 | 0 | Constrained, otherwise capacity available =94 kW | --> | E23 ex LAWLESSTOWN | Lawlesstown [T42,T421] | DOON |  | 52.4072 | -7.7499
021695 | MV/LV Substation IN***695 |  | 10 kV | _ | LV | 100 kVA :Pole Substation | 0.1 | --> | 0.1 | 0 | 0 | Constrained, otherwise capacity available =86 kVA | --> | 0.095 | 0 | 0 | 0.093 | 0 |  | --> | C26 ex BISHOPSTOWN | Bishopstown [T41,T42] | KILBARRY |  | 51.8926 | -8.6231
071966 | MV/LV Substation HO***966 |  | 10 kV | _ | LV | 400 kVA :Kiosk Substation | 0.4 | --> | 0.4 | 0.325 | 5.58 |  | --> | 0.38 | 0 | 0.024 | 0.352 | 0 |  | --> | C12 ex KILCOOLE | Kilcoole [T41,T42] | FASSAROE |  | 53.1037 | -6.0566
157489 | MV/LV Substation CL***489 |  | 20 kV | _ | LV | 100 kVA :Pole Substation | 0.1 | --> | 0.1 | 0.096 | 1.55 |  | --> | 0.095 | 0 | 0 | 0 | 0 | Constrained, otherwise capacity available =94 kW | --> | E17 ex CARRIGALLEN | Carrigallen [T421] | CARRICK ON SHANNON |  | 53.9342 | -7.7854
053807Y | MV/LV Substation MA***807Y |  | 10 kV | _ | LV | 400 kVA :Kiosk Substation | 0.4 | --> | 0.4 | 0 | 0 | Constrained, otherwise capacity available =251 kVA | --> | 0.38 | 0 | 0.004 | 0.356 | 0 |  | --> | C19 ex CLONMINCH | Clonminch [T41,T422] | THORNSBERRY |  | 53.2735 | -7.5015
281443Z | MV/LV Substation GR***443Z |  | 10 kV | _ | LV | 200 kVA :Building Structure | 0.2 | --> | 0.2 | 0.151 | 5.49 |  | --> | 0.19 | 0 | 0 | 0.183 | 0 |  | --> | C22 ex TRABEG | Trabeg [T101,T102] | TRABEG |  | 51.8486 | -8.4881
365119 | MV/LV Substation AN***119 |  | 10 kV | _ | LV | 1000 kVA :Building Structure | 1 | --> | 1 | 0 | 0 | Constrained, otherwise capacity available =831 kVA | --> | 0.95 | 0 | 0.09 | 0.5 | 0 |  | --> | C19 ex BALLYMOUNT | Ballymount [T41,T42] | INCHICORE 220KV |  | 53.312 | -6.3593
066792 | MV/LV Substation LE***792 |  | 20 kV | _ | LV | 100 kVA :Pole Substation | 0.1 | --> | 0.1 | 0 | 0 | Constrained, otherwise capacity available =51 kVA | --> | 0.095 | 0 | 0.006 | 0 | 0 | Constrained, otherwise capacity available =84 kW | --> | E21 ex ASHBOURNE | Ashbourne [T421,T422] | FINGLAS |  | 53.466 | -6.2764
281834 | MV/LV Substation AI***834 |  | 10 kV | _ | LV | 50 kVA :Pole Substation | 0.05 | --> | 0.05 | 0 | 0 | Constrained, otherwise capacity available =25 kVA | --> | 0.048 | 0 | 0 | 0 | 0 | Constrained, otherwise capacity available =44 kW | --> | C24 ex KILMONEY | Kilmoney [T41,T42] | TRABEG |  | 51.837 | -8.4799
039983X | MV/LV Substation CA***983X |  | 10 kV | _ | LV | 50 kVA :Pole Substation | 0.05 | --> | 0.05 | 0 | 0 | Constrained, otherwise capacity available =50 kVA | --> | 0.048 | 0 | 0 | 0 | 0 | Constrained, otherwise capacity available =48 kW | --> | C20 ex ORANMORE | Oranmore [T41,T44] | GALWAY 110KV |  | 53.316 | -8.8909
209133X | MV/LV Substation RO***133X |  | 20 kV | _ | LV | 200 kVA :Kiosk Substation | 0.2 | --> | 0.2 | 0 | 0 | Constrained, otherwise capacity available =158 kVA | --> | 0.19 | 0 | 0.01 | 0 | 0 | Constrained, otherwise capacity available =177 kW | --> | C14 ex MILFORD (NR) | Milford (nr) [T41,T42] | LETTERKENNY |  | 55.2093 | -7.6201
005262 | MV/LV Substation KN***262 |  | 10 kV | _ | LV | 50 kVA :Pole Substation | 0.05 | --> | 0.05 | 0 | 0 | Constrained, otherwise capacity available =44 kVA | --> | 0.048 | 0 | 0 | 0 | 0 | Constrained, otherwise capacity available =47 kW | --> | C11 ex GARDEN CITY | Garden City [T41,T42] | ARKLOW |  | 52.7027 | -6.2866
210798Y | MV/LV Substation PA***798Y |  | 10 kV | _ | LV | 400 kVA :Kiosk Substation | 0.4 | --> | 0.4 | 0 | 0 | Constrained, otherwise capacity available =374 kVA | --> | 0.38 | 0 | 0 | 0 | 0 | Constrained, otherwise capacity available =376 kW | --> | C21 ex CARRICKMACROSS | Carrickmacross [T41,T42] | MEATH HILL |  | 53.9668 | -6.7192
0154329 | MV/LV Substation PA***4329 |  | 10 kV | _ | LV | 50 kVA :Pole Substation | 0.05 | --> | 0.05 | 0 | 0 | Constrained, otherwise capacity available =50 kVA | --> | 0.048 | 0 | 0 | 0 | 0 | Constrained, otherwise capacity available =48 kW | --> | C16 ex JOHNSTOWN | Johnstown [T41,T42] | KILTEEL |  | 53.2482 | -6.6231
111569Y | MV/LV Substation GO***569Y |  | 20 kV | _ | LV | 50 kVA :Pole Substation | 0.05 | --> | 0.05 | 0 | 0 | Constrained, otherwise capacity available =40 kVA | --> | 0.048 | 0 | 0 | 0 | 0 | Constrained, otherwise capacity available =46 kW | --> | E16 ex BALLYDEHOB | Ballydehob [T421] | DUNMANWAY |  | 51.5393 | -9.6397
237099X | MV/LV Substation RA***099X |  | 10 kV | _ | LV | 50 kVA :Pole Substation | 0.05 | --> | 0.05 | 0 | 0 | Constrained, otherwise capacity available =49 kVA | --> | 0.048 | 0 | 0 | 0 | 0 | Constrained, otherwise capacity available =47 kW | --> | C12 ex DUNLEER | Dunleer [T41,T42] | DRYBRIDGE |  | 53.7985 | -6.3969
081631Y | MV/LV Substation CA***631Y |  | 10 kV | _ | LV | 400 kVA :Kiosk Substation | 0.4 | --> | 0.4 | 0 | 0 | Constrained, otherwise capacity available =322 kVA | --> | 0.38 | 0 | 0.049 | 0 | 0 | Constrained, otherwise capacity available =333 kW | --> | C16 ex MONEYCOOLEY | Moneycooley [T41,T42,T44] | GRIFFINRATH |  | 53.3779 | -6.5859
2814091 | MV/LV Substation IN***4091 |  | 10 kV | _ | LV | 630 kVA :Kiosk Substation | 0.63 | --> | 0.63 | 0 | 0 | Constrained, otherwise capacity available =523 kVA | --> | 0.598 | 0 | 0.049 | 0.5 | 0 |  | --> | C17 ex BISHOPSTOWN | Bishopstown [T41,T42] | KILBARRY |  | 51.8896 | -8.5732
030114X | MV/LV Substation AN***114X |  | 20 kV | _ | LV | 200 kVA :Kiosk Substation | 0.2 | --> | 0.2 | 0 | 0 | Constrained, otherwise capacity available =150 kVA | --> | 0.19 | 0 | 0.003 | 0 | 0 | Constrained, otherwise capacity available =181 kW | --> | E20 ex FOXHOLE | Foxhole [T421,T422] | DUNGARVAN |  | 51.9428 | -8
065007Z | MV/LV Substation HA***007Z |  | 10 kV | _ | LV | 200 kVA :Kiosk Substation | 0.2 | --> | 0.2 | 0 | 0 | Constrained, otherwise capacity available =112 kVA | --> | 0.19 | 0 | 0.03 | 0 | 0 | Constrained, otherwise capacity available =155 kW | --> | C15 ex LOUGHSHINNY | Loughshinny [T41,T42] | GLASMORE |  | 53.5199 | -6.0937
068940X | MV/LV Substation TO***940X |  | 10 kV | _ | LV | 630 kVA :Building Structure | 0.63 | --> | 0.63 | 0.5 | 14.34 |  | --> | 0.598 | 0 | 0 | 0.5 | 0 |  | --> | C31 ex NORTH QUAYS | North Quays [T101,T102,T103] | POOLBEG |  | 53.3574 | -6.2348
081409X | MV/LV Substation RO***409X |  | 10 kV | _ | LV | 200 kVA :Kiosk Substation | 0.2 | --> | 0.2 | 0 | 0 | Constrained, otherwise capacity available =156 kVA | --> | 0.19 | 0 | 0 | 0.184 | 0 |  | --> | C14 ex CLONDALKIN | Clondalkin [T41,T42,T44] | INCHICORE 220KV |  | 53.3378 | -6.4058
009146 | MV/LV Substation DE***146 |  | 20 kV | _ | LV | 400 kVA :Building Structure | 0.4 | --> | 0.4 | 0.384 | 3.76 |  | --> | 0.38 | 0 | 0 | 0 | 0 | Constrained, otherwise capacity available =378 kW | --> | E15 ex BELVIEW | Belview [T421,T422] | WATERFORD |  | 52.2641 | -7.0841
020100 | MV/LV Substation KE***100 |  | 10 kV | _ | LV | 630 kVA :Kiosk Substation | 0.63 | --> | 0.63 | 0 | 0 | Constrained, otherwise capacity available =622 kVA | --> | 0.598 | 0 | 0 | 0 | 0 | Constrained, otherwise capacity available =598 kW | --> | C18 ex COOLCORCORAN | Coolcorcoran [T41,T42] | KNOCKEARAGH |  | 52.0752 | -9.6205
067424Y | MV/LV Substation GL***424Y |  | 10 kV | _ | LV | 400 kVA :Kiosk Substation | 0.4 | --> | 0.4 | 0 | 0 | Constrained, otherwise capacity available =274 kVA | --> | 0.38 | 0 | 0.025 | 0.344 | 0 |  | --> | C20 ex RAHEEN | Raheen [T41,T42] | LIMERICK |  | 52.623 | -8.6463
265086Y | MV/LV Substation AB***086Y |  | 20 kV | _ | LV | 50 kVA :Pole Substation | 0.05 | --> | 0.05 | 0.048 | 2.56 |  | --> | 0.048 | 0 | 0 | 0.047 | 0 |  | --> | C17 ex KILLESHANDRA | Killeshandra [T41,T42] | GORTAWEE |  | 54.0643 | -7.4782
003968 | MV/LV Substation KI***968 |  | 10 kV | _ | LV | 50 kVA :Pole Substation | 0.05 | --> | 0.05 | 0.042 | 11.58 |  | --> | 0.048 | 0 | 0.011 | 0 | 0 | Constrained, otherwise capacity available =38 kW | --> | C17 ex BALLYBEG | Ballybeg [T101,T102] | CARRICKMINES |  | 52.9464 | -6.0378
068903X | MV/LV Substation PO***903X |  | 10 kV | _ | LV | 1000 kVA :Building Structure | 1 | --> | 1 | 0.5 | 14.34 |  | --> | 0.95 | 0 | 0 | 0.5 | 0 |  | --> | C20 ex NORTH QUAYS | North Quays [T101,T102,T103] | POOLBEG |  | 53.3489 | -6.2273
069752 | MV/LV Substation SP***752 |  | 10 kV | _ | LV | 630 kVA :Kiosk Substation | 0.63 | --> | 0.63 | 0 | 0 | Constrained, otherwise capacity available =601 kVA | --> | 0.598 | 0 | 0 | 0.5 | 0 |  | --> | C17 ex BALLYBODEN | Ballyboden [T41,T42] | COOKSTOWN |  | 53.2714 | -6.3047
089306X | MV/LV Substation GL***306X |  | 10 kV | _ | LV | 200 kVA :Kiosk Substation | 0.2 | --> | 0.2 | 0.167 | 9.1 |  | --> | 0.19 | 0 | 0.015 | 0 | 0 | Constrained, otherwise capacity available =174 kW | --> | C18 ex ARDNAREE | Ardnaree [T42,T421] | MOY |  | 54.1073 | -9.1379
046208X | MV/LV Substation DU***208X |  | 10 kV | _ | LV | 400 kVA :Kiosk Substation | 0.4 | --> | 0.4 | 0 | 0 | Constrained, otherwise capacity available =365 kVA | --> | 0.38 | 0 | 0 | 0.375 | 0 |  | --> | C11 ex FINISKLIN | Finisklin [T41,T42] | SLIGO |  | 54.2786 | -8.4906
0544179 | MV/LV Substation BL***4179 |  | 10 kV | _ | LV | 50 kVA :Pole Substation | 0.05 | --> | 0.05 | 0 | 0 | Constrained, otherwise capacity available =50 kVA | --> | 0.048 | 0 | 0 | 0 | 0 | Constrained, otherwise capacity available =48 kW | --> | E14 ex ABBEYLEIX | Abbeyleix [T422] | PORTLAOISE |  | 52.9303 | -7.2731
004045 | MV/LV Substation KN***045 |  | 10 kV | _ | LV | 400 kVA :Kiosk Substation | 0.4 | --> | 0.4 | 0 | 0 | Constrained, otherwise capacity available =277 kVA | --> | 0.38 | 0 | 0.052 | 0 | 0 | Constrained, otherwise capacity available =324 kW | --> | C25 ex TINAHASK | Tinahask [T41,T42] | ARKLOW |  | 52.7898 | -6.1643
007914X | MV/LV Substation NV***914X |  | 20 kV | _ | LV | 200 kVA :Kiosk Substation | 0.2 | --> | 0.2 | 0.167 | 1.4 |  | --> | 0.19 | 0 | 0 | 0 | 0 | Constrained, otherwise capacity available =187 kW | --> | E12 ex KILLINICK | Killinick [T421,T422] | WEXFORD |  | 52.2466 | -6.3552
154017Z | MV/LV Substation HU***017Z |  | 10 kV | _ | LV | 400 kVA :Kiosk Substation | 0.4 | --> | 0.4 | 0 | 0 | Constrained, otherwise capacity available =275 kVA | --> | 0.38 | 0 | 0.054 | 0.323 | 0 |  | --> | C41 ex COLLEGE PARK | College Park [T101,T102,T103] | COLLEGE PARK |  | 53.4027 | -6.423
039591X | MV/LV Substation CA***591X |  | 10 kV | _ | LV | 630 kVA :Kiosk Substation | 0.63 | --> | 0.63 | 0 | 0 | Constrained, otherwise capacity available =525 kVA | --> | 0.598 | 0 | 0.03 | 0 | 0 | Constrained, otherwise capacity available =562 kW | --> | C15 ex ORANMORE | Oranmore [T41,T44] | GALWAY 110KV |  | 53.275 | -8.9343
036857 | MV/LV Substation AN***857 |  | 20 kV | _ | LV | 50 kVA :Pole Substation | 0.05 | --> | 0.05 | 0 | 0 | Constrained, otherwise capacity available =38 kVA | --> | 0.048 | 0 | 0.006 | 0 | 0 | Constrained, otherwise capacity available =41 kW | --> | E18 ex GARRANACANTY | Garranacanty [T421,T422] | TIPPERARY |  | 52.5638 | -8.1099
082852Y | MV/LV Substation CH***852Y |  | 20 kV | _ | LV | 400 kVA :Kiosk Substation | 0.4 | --> | 0.4 | 0 | 0 | Constrained, otherwise capacity available =308 kVA | --> | 0.38 | 0 | 0.007 | 0 | 0 | Constrained, otherwise capacity available =362 kW | --> | E12 ex ACADEMY STREET | Academy Street [T421,T422,T44] | NAVAN |  | 53.6357 | -6.6495
365116 | MV/LV Substation WO***116 |  | 10 kV | _ | LV | 400 kVA :Kiosk Substation | 0.4 | --> | 0.4 | 0 | 0 | Constrained, otherwise capacity available =264 kVA | --> | 0.38 | 0 | 0.039 | 0.332 | 0 |  | --> | C15 ex TYMON | Tymon [T41,T42] | COOKSTOWN |  | 53.2834 | -6.3378
1534068 | MV/LV Substation NR***4068 |  | 20 kV | _ | LV | 100 kVA :Pole Substation | 0.1 | --> | 0.1 | 0 | 0 | Constrained, otherwise capacity available =81 kVA | --> | 0.095 | 0 | 0 | 0 | 0 | Constrained, otherwise capacity available =92 kW | --> | E14 ex BIRDHILL | Birdhill [T421,T422] | ARDNACRUSHA |  | 52.8479 | -8.2496
042631X | MV/LV Substation VO***631X |  | 20 kV | _ | LV | 630 kVA :Building Structure | 0.63 | --> | 0.63 | 0 | 0 | Constrained, otherwise capacity available =582 kVA | --> | 0.598 | 0 | 0.011 | 0 | 0 | Constrained, otherwise capacity available =584 kW | --> | E16 ex WINDSOR | Windsor [T421,T422] | CASTLEBAR |  | 53.8508 | -9.2811
293015 | MV/LV Substation WE***015 |  | 20 kV | _ | LV | 200 kVA :Pole Substation | 0.2 | --> | 0.2 | 0 | 0 | Constrained, otherwise capacity available =68 kVA | --> | 0.19 | 0 | 0.012 | 0 | 0 | Constrained, otherwise capacity available =162 kW | --> | E13 ex BALTINGLASS | Baltinglass [T421,T422] | STRATFORD |  | 52.9401 | -6.7058
054163 | MV/LV Substation CR***163 |  | 10 kV | _ | LV | 50 kVA :Pole Substation | 0.05 | --> | 0.05 | 0 | 0 | Constrained, otherwise capacity available =39 kVA | --> | 0.048 | 0 | 0 | 0 | 0 | Constrained, otherwise capacity available =46 kW | --> | C16 ex CASTLECOMER | Castlecomer [T41,T42] | BALLYRAGGET |  | 52.8585 | -7.2239
049017Z | MV/LV Substation KI***017Z |  | 20 kV | _ | LV | 200 kVA :Pole Substation | 0.2 | --> | 0.2 | 0.162 | 0.21 |  | --> | 0.19 | 0 | 0 | 0 | 0 | Constrained, otherwise capacity available =185 kW | --> | E12 ex LONGFORD | Longford [T421,T422] | RICHMOND |  | 53.8188 | -7.7729
014025 | MV/LV Substation ST***025 |  | 10 kV | _ | LV | 400 kVA :Kiosk Substation | 0.4 | --> | 0.4 | 0 | 0 | Constrained, otherwise capacity available =280 kVA | --> | 0.38 | 0 | 0.003 | 0 | 0 | Constrained, otherwise capacity available =361 kW | --> | C11 ex MORRISTOWN | Morristown [T41,T42] | NEWBRIDGE |  | 53.1757 | -6.8166
013017 | MV/LV Substation ST***017 |  | 10 kV | _ | LV | 400 kVA :Kiosk Substation | 0.4 | --> | 0.4 | 0.121 | 0.12 | Constrained, otherwise capacity available =274 kVA | --> | 0.38 | 0 | 0.025 | 0.344 | 0 |  | --> | C18 ex ATHY | Athy [T101,T102] | ATHY |  | 52.9887 | -6.9819
054360X | MV/LV Substation FE***360X |  | 10 kV | _ | LV | 50 kVA :Pole Substation | 0.05 | --> | 0.05 | 0.02 | 2.78 |  | --> | 0.048 | 0 | 0 | 0 | 0 | Constrained, otherwise capacity available =43 kW | --> | E16 ex BALLYRAGGET | Ballyragget [T421,T422] | BALLYRAGGET |  | 52.8615 | -7.3644
053675Y | MV/LV Substation SP***675Y |  | 10 kV | _ | LV | 400 kVA :Kiosk Substation | 0.4 | --> | 0.4 | 0 | 0 | Constrained, otherwise capacity available =316 kVA | --> | 0.38 | 0 | 0.005 | 0.365 | 0 |  | --> | C17 ex CLONMINCH | Clonminch [T41,T422] | THORNSBERRY |  | 53.2674 | -7.4943
590542X | MV/LV Substation CO***542X |  | 20 kV | _ | LV | 50 kVA :Pole Substation | 0.05 | --> | 0.05 | 0.044 | 1.43 |  | --> | 0.048 | 0 | 0 | 0 | 0 | Constrained, otherwise capacity available =47 kW | --> | E17 ex CONG | Cong [T421,T422] | CLOON |  | 53.5171 | -9.2122
006895 | MV/LV Substation CO***895 |  | 10 kV | _ | LV | 100 kVA :Pole Substation | 0.1 | --> | 0.1 | 0.1 | 1.29 |  | --> | 0.095 | 0 | 0 | 0 | 0 | Constrained, otherwise capacity available =95 kW | --> | C13 ex MONFIN | Monfin [T41,T42] | WEXFORD |  | 52.4879 | -6.5224
214808 | MV/LV Substation DA***808 |  | 20 kV | _ | LV | 50 kVA :Pole Substation | 0.05 | --> | 0.05 | 0 | 0 |  | --> | 0.048 | 0 | 0 | 0 | 0 | Constrained, otherwise capacity available =39 kW | --> | C11 ex DRUMQUIN | Drumquin [T42] | ENNIS |  | 52.795 | -9.0618
2524112 | MV/LV Substation CN***4112 |  | 10 kV | _ | LV | 200 kVA :Kiosk Substation | 0.2 | --> | 0.2 | 0.188 | 2.76 |  | --> | 0.19 | 0 | 0 | 0.188 | 0 |  | --> | C19 ex RECESS | Recess [T41] | SCREEB |  | 53.3952 | -9.9227
093201X | MV/LV Substation CE***201X |  | 10 kV | _ | LV | 400 kVA :Kiosk Substation | 0.4 | --> | 0.4 | 0 | 0 | Constrained, otherwise capacity available =335 kVA | --> | 0.38 | 0 | 0.024 | 0.353 | 0 |  | --> | C20 ex UNIDARE | Unidare [T41,T42] | FINGLAS |  | 53.3961 | -6.2821
009239Y | MV/LV Substation AB***239Y |  | 10 kV | _ | LV | 400 kVA :Kiosk Substation | 0.4 | --> | 0.4 | 0.346 | 8.16 |  | --> | 0.38 | 0 | 0.003 | 0 | 0 | Constrained, otherwise capacity available =370 kW | --> | C12 ex MOUNT MISERY | Mount Misery [T41,T42] | WATERFORD |  | 52.2664 | -7.0931
069003 | MV/LV Substation TE***003 |  | 10 kV | _ | LV | 1000 kVA :Building Structure | 1 | --> | 1 | 0.385 | 0.91 |  | --> | 0.95 | 0 | 0.077 | 0.5 | 0 |  | --> | C12 ex KIMMAGE | Kimmage [T41,T42] | INCHICORE 220KV |  | 53.3095 | -6.2834
0714115 | MV/LV Substation BR***4115 |  | 10 kV | _ | LV | 400 kVA :Kiosk Substation | 0.4 | --> | 0.4 | 0 | 0 | Constrained, otherwise capacity available =253 kVA | --> | 0.38 | 0 | 0.06 | 0.315 | 0 |  | --> | C22 ex GREYSTONES | Greystones [T41,T42] | FASSAROE |  | 53.1299 | -6.0747
0344284 | MV/LV Substation HE***4284 |  | 10 kV | _ | LV | 400 kVA :Kiosk Substation | 0.4 | --> | 0.4 | 0.392 | 0.57 |  | --> | 0.38 | 0 | 0 | 0 | 0 | Constrained, otherwise capacity available =379 kW | --> | C16 ex LAWLESSTOWN | Lawlesstown [T42,T421] | DOON |  | 52.3659 | -7.7202
023391 | MV/LV Substation MA***391 |  | 20 kV | _ | LV | 50 kVA :Pole Substation | 0.05 | --> | 0.05 | 0 | 0 | Constrained, otherwise capacity available =40 kVA | --> | 0.048 | 0 | 0 | 0 | 0 | Constrained, otherwise capacity available =46 kW | --> | C14 ex FERMOY NORTH | Fermoy North [T41,T42] | BARRYMORE |  | 52.1825 | -8.319
366863 | MV/LV Substation CI***863 |  | 10 kV | _ | LV | 50 kVA :Pole Substation | 0.05 | --> | 0.05 | 0.046 | 1.47 |  | --> | 0.048 | 0 | 0.006 | 0.043 | 0 |  | --> | C15 ex SCREEB | Screeb [T41] | SCREEB |  | 53.3197 | -9.7348
009309 | MV/LV Substation BO***309 |  | 10 kV | _ | LV | 200 kVA :Kiosk Substation | 0.2 | --> | 0.2 | 0.141 | 3.82 |  | --> | 0.19 | 0 | 0.016 | 0 | 0 | Constrained, otherwise capacity available =170 kW | --> | C14 ex WATERFORD | Waterford [T41,T42] | WATERFORD |  | 52.2674 | -7.1376
426736 | MV/LV Substation GO***736 |  | 20 kV | _ | LV | 400 kVA :Kiosk Substation | 0.4 | --> | 0.4 | 0 | 0 | Constrained, otherwise capacity available =284 kVA | --> | 0.38 | 0 | 0.033 | 0 | 0 | Constrained, otherwise capacity available =339 kW | --> | E17 ex DINGLE | Dingle [T421,T422] | OUGHTRAGH |  | 52.1427 | -10.2723
111589Y | MV/LV Substation BA***589Y |  | 20 kV | _ | LV | 200 kVA :Pole Substation | 0.2 | --> | 0.2 | 0 | 0 | Constrained, otherwise capacity available =104 kVA | --> | 0.19 | 0 | 0.012 | 0 | 0 | Constrained, otherwise capacity available =168 kW | --> | E11 ex BALLYDEHOB | Ballydehob [T421] | DUNMANWAY |  | 51.5625 | -9.4598
064560Y | MV/LV Substation CH***560Y |  | 20 kV | _ | LV | 200 kVA :Kiosk Substation | 0.2 | --> | 0.2 | 0 | 0 | Constrained, otherwise capacity available =141 kVA | --> | 0.19 | 0 | 0.018 | 0 | 0 | Constrained, otherwise capacity available =168 kW | --> | E21 ex SLANE | Slane [T421] | DRYBRIDGE |  | 53.7122 | -6.5403
281369Y | MV/LV Substation DO***369Y |  | 10 kV | _ | LV | 200 kVA :Pole Substation | 0.2 | --> | 0.2 | 0 | 0 | Constrained, otherwise capacity available =181 kVA | --> | 0.19 | 0 | 0 | 0 | 0 | Constrained, otherwise capacity available =187 kW | --> | C22 ex TOGHER | Togher [T41,T42] | TRABEG |  | 51.867 | -8.5062
064595Y | MV/LV Substation KN***595Y |  | 20 kV | _ | LV | 50 kVA :Pole Substation | 0.05 | --> | 0.05 | 0 | 0 | Constrained, otherwise capacity available =32 kVA | --> | 0.048 | 0 | 0 | 0 | 0 | Constrained, otherwise capacity available =45 kW | --> | E16 ex SLANE |  |  |  | 53.7382 | -6.5584
082081Z | MV/LV Substation NU***081Z |  | 10 kV | _ | LV | 400 kVA :Kiosk Substation | 0.4 | --> | 0.4 | 0 | 0 | Constrained, otherwise capacity available =335 kVA | --> | 0.38 | 0 | 0.028 | 0 | 0 | Constrained, otherwise capacity available =350 kW | --> | C30 ex ACADEMY STREET | Academy Street [T421,T422,T44] | NAVAN |  | 53.6526 | -6.6619
090959 | MV/LV Substation EN***959 |  | 10 kV | _ | LV | 100 kVA :Pole Substation | 0.1 | --> | 0.1 | 0.099 | 3.16 |  | --> | 0.095 | 0 | 0 | 0 | 0 | Constrained, otherwise capacity available =95 kW | --> | C20 ex ENNISKEANE | Enniskeane [T41,T42] | BANDON |  | 51.7393 | -8.9299
037940 | MV/LV Substation CL***940 |  | 20 kV | _ | LV | 50 kVA :Pole Substation | 0.05 | --> | 0.05 | 0 | 0 | Constrained, otherwise capacity available =41 kVA | --> | 0.048 | 0 | 0 | 0 | 0 | Constrained, otherwise capacity available =46 kW | --> | C11 ex ENNIS NORTH | Ennis North [T41,T42] | ENNIS |  | 52.948 | -9.094
071910 | MV/LV Substation KI***910 |  | 10 kV | _ | LV | 400 kVA :Building Structure | 0.4 | --> | 0.4 | 0.323 | 5.58 |  | --> | 0.38 | 0 | 0 | 0.369 | 0 |  | --> | C12 ex KILCOOLE | Kilcoole [T41,T42] | FASSAROE |  | 53.0989 | -6.0627
026104 | MV/LV Substation IR***104 |  | 10 kV | _ | LV | 400 kVA :Building Structure | 0.4 | --> | 0.4 | 0.382 | 8.66 |  | --> | 0.38 | 0 | 0 | 0 | 0 | Constrained, otherwise capacity available =378 kW | --> | C11 ex BANDON | Bandon [T101,T42] | BANDON |  | 51.7573 | -8.733
012393Y | MV/LV Substation FR***393Y |  | 20 kV | _ | LV | 400 kVA :Kiosk Substation | 0.4 | --> | 0.4 | 0.4 | 2.83 |  | --> | 0.38 | 0 | 0 | 0 | 0 | Constrained, otherwise capacity available =380 kW | --> | E17 ex BAGENALSTOWN | Bagenalstown [T421,T422] | CARLOW |  | 52.732 | -6.9838
081431Z | MV/LV Substation ES***431Z |  | 10 kV | _ | LV | 400 kVA :Kiosk Substation | 0.4 | --> | 0.4 | 0 | 0 | Constrained, otherwise capacity available =315 kVA | --> | 0.38 | 0 | 0 | 0.368 | 0 |  | --> | C20 ex BALGADDY | Balgaddy [T41,T42] | GRANGE CASTLE |  | 53.3494 | -6.4384
0324051 | MV/LV Substation NY***4051 |  | 20 kV | _ | LV | 50 kVA :Pole Substation | 0.05 | --> | 0.05 | 0 | 0 | Constrained, otherwise capacity available =32 kVA | --> | 0.048 | 0 | 0 | 0 | 0 | Constrained, otherwise capacity available =45 kW | --> | E13 ex KILCARRAGH | Kilcarragh [T421,T422] | BUTLERSTOWN |  | 52.1586 | -6.9923
004547 | MV/LV Substation KN***547 |  | 10 kV | _ | LV | 100 kVA :Pole Substation | 0.1 | --> | 0.1 | 0 | 0 | Constrained, otherwise capacity available =38 kVA | --> | 0.095 | 0 | 0.006 | 0 | 0 | Constrained, otherwise capacity available =82 kW | --> | C24 ex TINAHASK | Tinahask [T41,T42] | ARKLOW |  | 52.7868 | -6.1628
127270 | MV/LV Substation MI***270 |  | 10 kV | _ | LV | 200 kVA :Kiosk Substation | 0.2 | --> | 0.2 | 0 | 0 | Constrained, otherwise capacity available =133 kVA | --> | 0.19 | 0 | 0.015 | 0 | 0 | Constrained, otherwise capacity available =170 kW | --> | C15 ex LOUGHTAGALLA | Loughtagalla [T41,T42] | THURLES |  | 52.6788 | -7.7978
069777 | MV/LV Substation EG***777 |  | 10 kV | _ | LV | 1000 kVA :Building Structure | 1 | --> | 1 | 0 | 0 | Constrained, otherwise capacity available =1000 kVA | --> | 0.95 | 0 | 0 | 0.5 | 0 |  | --> | C11 ex DONNYBROOK | Donnybrook [T41,T42] | MILLTOWN (DR) |  | 53.3194 | -6.2358
130936 | MV/LV Substation GR***936 |  | 20 kV | _ | LV | 200 kVA :Pole Substation | 0.2 | --> | 0.2 | 0 | 0 | Constrained, otherwise capacity available =132 kVA | --> | 0.19 | 0 | 0.021 | 0 | 0 | Constrained, otherwise capacity available =165 kW | --> | E11 ex FINEA | Finea [T421,T422] | SHANKILL |  | 53.7796 | -7.4882
017791X | MV/LV Substation ST***791X |  | 20 kV | _ | LV | 630 kVA :Kiosk Substation | 0.63 | --> | 0.63 | 0.5 | 1.98 |  | --> | 0.598 | 0 | 0 | 0 | 0 | Constrained, otherwise capacity available =587 kW | --> | E14 ex RATHKEALE | Rathkeale [T421,T422] | RATHKEALE |  | 52.5237 | -8.7165
026288 | MV/LV Substation BA***288 |  | 10 kV | _ | LV | 100 kVA :Pole Substation | 0.1 | --> | 0.1 | 0 | 0 | Constrained, otherwise capacity available =88 kVA | --> | 0.095 | 0 | 0 | 0 | 0 | Constrained, otherwise capacity available =93 kW | --> | E41 ex KINSALE | Kinsale [T423] | TRABEG |  | 51.7126 | -8.5581
049404Z | MV/LV Substation HE***404Z |  | 10 kV | _ | LV | 630 kVA :Kiosk Substation | 0.63 | --> | 0.63 | 0.491 | 2.8 |  | --> | 0.598 | 0 | 0 | 0 | 0 | Constrained, otherwise capacity available =579 kW | --> | C12 ex GLEBE | Glebe [T41,T42] | RICHMOND |  | 53.7262 | -7.8004
032851 | MV/LV Substation SE***851 |  | 20 kV | _ | LV | 100 kVA :Pole Substation | 0.1 | --> | 0.1 | 0 | 0 | Constrained, otherwise capacity available =74 kVA | --> | 0.095 | 0 | 0.018 | 0 | 0 | Constrained, otherwise capacity available =78 kW | --> | E13 ex KILCARRAGH | Kilcarragh [T421,T422] | BUTLERSTOWN |  | 52.1581 | -6.9999
004003 | MV/LV Substation ST***003 |  | 10 kV | _ | LV | 630 kVA :Kiosk Substation | 0.63 | --> | 0.63 | 0 | 0 | Constrained, otherwise capacity available =444 kVA | --> | 0.598 | 0 | 0.029 | 0 | 0 | Constrained, otherwise capacity available =551 kW | --> | C25 ex TINAHASK | Tinahask [T41,T42] | ARKLOW |  | 52.7961 | -6.1633
251172X | MV/LV Substation RI***172X |  | 10 kV | _ | LV | 200 kVA :Kiosk Substation | 0.2 | --> | 0.2 | 0 | 0 | Constrained, otherwise capacity available =98 kVA | --> | 0.19 | 0 | 0 | 0.176 | 0 |  | --> | C22 ex GALWAY 110KV | Galway 110kv [T102,T103] | GALWAY 110KV |  | 53.2907 | -8.9891
110904 | MV/LV Substation DR***904 |  | 20 kV | _ | LV | 100 kVA :Pole Substation | 0.1 | --> | 0.1 | 0.083 | 0.76 |  | --> | 0.095 | 0 | 0 | 0 | 0 | Constrained, otherwise capacity available =93 kW | --> | E19 ex KENMARE | Kenmare [T421] | KNOCKEARAGH |  | 51.8603 | -9.6926
176099Y | MV/LV Substation GL***099Y |  | 10 kV | _ | LV | 200 kVA :Kiosk Substation | 0.2 | --> | 0.2 | 0.18 | 18.78 |  | --> | 0.19 | 0 | 0.021 | 0.172 | 0 |  | --> | E11 ex HARTNETTS CROSS | Hartnetts Cross [T121,T422] | HARTNETTS CROSS |  | 51.9095 | -8.9755
167544Y | MV/LV Substation CO***544Y |  | 20 kV | _ | LV | 100 kVA :Pole Substation | 0.1 | --> | 0.1 | 0 | 0 | Constrained, otherwise capacity available =84 kVA | --> | 0.095 | 0 | 0.005 | 0 | 0 | Constrained, otherwise capacity available =89 kW | --> | E15 ex WHITECHURCH | Whitechurch [T421,T422] | KILBARRY |  | 51.9458 | -8.5448
288351 | MV/LV Substation CO***351 |  | 10 kV | _ | LV | 400 kVA :Kiosk Substation | 0.4 | --> | 0.4 | 0 | 0 |  | --> | 0.38 | 0 | 0.054 | 0.317 | 0 |  | --> | C14 ex SANDYFORD | Sandyford [T41,T42] | CARRICKMINES |  | 53.2732 | -6.2409
060103Y | MV/LV Substation EN***103Y |  | 10 kV | _ | LV | 200 kVA :Pole Substation | 0.2 | --> | 0.2 | 0.176 | 2.57 |  | --> | 0.19 | 0 | 0 | 0 | 0 | Constrained, otherwise capacity available =187 kW | --> | C17 ex ERRIGAL | Errigal [T41,T422] | SHANKILL |  | 54.0695 | -7.091
0934074 | MV/LV Substation AL***4074 |  | 10 kV | _ | LV | 400 kVA :Building Structure | 0.4 | --> | 0.4 | 0 | 0 | Constrained, otherwise capacity available =276 kVA | --> | 0.38 | 0 | 0 | 0.363 | 0 |  | --> | C25 ex POPPINTREE | Poppintree [T101,T102] | FINGLAS |  | 53.4172 | -6.314
0824359 | MV/LV Substation MU***4359 |  | 10 kV | _ | LV | 400 kVA :Kiosk Substation | 0.4 | --> | 0.4 | 0.335 | 2.01 |  | --> | 0.38 | 0 | 0 | 0 | 0 | Constrained, otherwise capacity available =371 kW | --> | C11 ex ABBEYLAND | Abbeyland [T41,T42] | NAVAN |  | 53.648 | -6.7057
021433Z | MV/LV Substation GL***433Z |  | 10 kV | _ | LV | 630 kVA :Kiosk Substation | 0.63 | --> | 0.63 | 0 | 0 | Constrained, otherwise capacity available =484 kVA | --> | 0.598 | 0 | 0.005 | 0.5 | 0 |  | --> | C17 ex KILBARRY | Kilbarry [T101,T43] | KILBARRY |  | 51.9176 | -8.4604
019598 | MV/LV Substation TR***598 |  | 10 kV | _ | LV | 400 kVA :Kiosk Substation | 0.4 | --> | 0.4 | 0.348 | 2.18 |  | --> | 0.38 | 0 | 0.021 | 0 | 0 | Constrained, otherwise capacity available =357 kW | --> | C16 ex BALLYRICKARD | Ballyrickard [T41,T42] | TRALEE |  | 52.2795 | -9.7257
084212X | MV/LV Substation PA***212X |  | 20 kV | _ | LV | 50 kVA :Pole Substation | 0.05 | --> | 0.05 | 0 | 0 | Constrained, otherwise capacity available =50 kVA | --> | 0.048 | 0 | 0 | 0 | 0 | Constrained, otherwise capacity available =48 kW | --> | E11 ex KILCOLGAN | Kilcolgan [T42,T421] | GALWAY 110KV |  | 53.1507 | -9.0742
032834 | MV/LV Substation WO***834 |  | 20 kV | _ | LV | 200 kVA :Kiosk Substation | 0.2 | --> | 0.2 | 0 | 0 | Constrained, otherwise capacity available =190 kVA | --> | 0.19 | 0 | 0 | 0 | 0 | Constrained, otherwise capacity available =189 kW | --> | E11 ex KILCARRAGH | Kilcarragh [T421,T422] | BUTLERSTOWN |  | 52.1999 | -6.9864
064216Z | MV/LV Substation FI***216Z |  | 10 kV | _ | LV | 200 kVA :Kiosk Substation | 0.2 | --> | 0.2 | 0 | 0 | Constrained, otherwise capacity available =165 kVA | --> | 0.19 | 0 | 0 | 0 | 0 | Constrained, otherwise capacity available =185 kW | --> | C17 ex RATHMULLAN | Rathmullan [T41,T42] | DRYBRIDGE |  | 53.7144 | -6.372
144005Y | MV/LV Substation DE***005Y |  | 10 kV | _ | LV | 50 kVA :Pole Substation | 0.05 | --> | 0.05 | 0 | 0 | Constrained, otherwise capacity available =42 kVA | --> | 0.048 | 0 | 0 | 0 | 0 | Constrained, otherwise capacity available =46 kW | --> | C11 ex CASTLECOMER | Castlecomer [T41,T42] | BALLYRAGGET |  | 52.8155 | -7.1956
012332Y | MV/LV Substation TO***332Y |  | 10 kV | _ | LV | 400 kVA :Kiosk Substation | 0.4 | --> | 0.4 | 0.265 | 1.99 |  | --> | 0.38 | 0 | 0.012 | 0 | 0 | Constrained, otherwise capacity available =352 kW | --> | C20 ex GRAIGUE | Graigue [T41,T42] | CARLOW |  | 52.8357 | -6.9473
071027 | MV/LV Substation EA***027 |  | 10 kV | _ | LV | 50 kVA :Pole Substation | 0.05 | --> | 0.05 | 0 | 0 | Constrained, otherwise capacity available =6 kVA | --> | 0.048 | 0 | 0.011 | 0.033 | 0 |  | --> | C11 ex GREYSTONES | Greystones [T41,T42] | FASSAROE |  | 53.1375 | -6.0957
081393X | MV/LV Substation PA***393X |  | 10 kV | _ | LV | 400 kVA :Building Structure | 0.4 | --> | 0.4 | 0 | 0 | Constrained, otherwise capacity available =341 kVA | --> | 0.38 | 0 | 0.022 | 0 | 0 | Constrained, otherwise capacity available =356 kW | --> | C13 ex PALMERSTOWN | Palmerstown [T41,T42] | FINGLAS |  | 53.346 | -6.3807
0064258 | MV/LV Substation PA***4258 |  | 10 kV | _ | LV | 630 kVA :Kiosk Substation | 0.63 | --> | 0.63 | 0.5 | 3.12 |  | --> | 0.598 | 0 | 0 | 0 | 0 | Constrained, otherwise capacity available =598 kW | --> | C14 ex BELLFIELD | Bellfield [T41,T42] | CRANE |  | 52.5154 | -6.5785
2814019 | MV/LV Substation FA***4019 |  | 10 kV | _ | LV | 400 kVA :Building Structure | 0.4 | --> | 0.4 | 0 | 0 | Constrained, otherwise capacity available =331 kVA | --> | 0.38 | 0 | 0 | 0.37 | 0 |  | --> | C11 ex BISHOPSTOWN | Bishopstown [T41,T42] | KILBARRY |  | 51.8912 | -8.5101
0714097 | MV/LV Substation FA***4097 |  | 10 kV | _ | LV | 630 kVA :Kiosk Substation | 0.63 | --> | 0.63 | 0 | 0 | Constrained, otherwise capacity available =630 kVA | --> | 0.598 | 0 | 0 | 0.5 | 0 | Constrained, otherwise capacity available =598 kW | --> | C15 ex GREYSTONES | Greystones [T41,T42] | FASSAROE |  | 53.1521 | -6.0705
111678X | MV/LV Substation CA***678X |  | 20 kV | _ | LV | 400 kVA :Kiosk Substation | 0.4 | --> | 0.4 | 0 | 0 | Constrained, otherwise capacity available =355 kVA | --> | 0.38 | 0 | 0.006 | 0 | 0 | Constrained, otherwise capacity available =369 kW | --> | E16 ex BALLYDEHOB | Ballydehob [T421] | DUNMANWAY |  | 51.47 | -9.7811
005560 | MV/LV Substation BA***560 |  | 20 kV | _ | LV | 200 kVA :Pole Substation | 0.2 | --> | 0.2 | 0.199 | 17.8 |  | --> | 0.19 | 0 | 0 | 0.19 | 0 |  | --> | E22 ex BANOGE | Banoge [T121,T122] | BANOGE |  | 52.6442 | -6.3068
281064 | MV/LV Substation DU***064 |  | 10 kV | _ | LV | 400 kVA :Kiosk Substation | 0.4 | --> | 0.4 | 0.13 | 4.67 |  | --> | 0.38 | 0 | 0.044 | 0.309 | 0 |  | --> | C23 ex CENTRE PARK ROAD | Marina [T105,T106] | MARINA |  | 51.8965 | -8.4211
011588Z | MV/LV Substation LI***588Z |  | 10 kV | _ | LV | 200 kVA :Kiosk Substation | 0.2 | --> | 0.2 | 0.166 | 5.05 |  | --> | 0.19 | 0 | 0 | 0 | 0 | Constrained, otherwise capacity available =185 kW | --> | C13 ex MCDONAGH | Mcdonagh [T41,T42] | KILKENNY |  | 52.6615 | -7.2351
051559X | MV/LV Substation MO***559X |  | 20 kV | _ | LV | 50 kVA :Pole Substation | 0.05 | --> | 0.05 | 0.05 | 2.22 |  | --> | 0.048 | 0 | 0 | 0.048 | 0 |  | --> | E21 ex CLARA | Clara [T421,T422] | THORNSBERRY |  | 53.388 | -7.6758
049956Y | MV/LV Substation ES***956Y |  | 10 kV | _ | LV | 200 kVA :Kiosk Substation | 0.2 | --> | 0.2 | 0.135 | 0.21 |  | --> | 0.19 | 0 | 0 | 0 | 0 | Constrained, otherwise capacity available =181 kW | --> | E14 ex LONGFORD | Longford [T421,T422] | RICHMOND |  | 53.7272 | -7.805
066685Z | MV/LV Substation TH***685Z |  | 20 kV | _ | LV | 200 kVA :Kiosk Substation | 0.2 | --> | 0.2 | 0 | 0 | Constrained, otherwise capacity available =58 kVA | --> | 0.19 | 0 | 0.011 | 0 | 0 | Constrained, otherwise capacity available =174 kW | --> | E18 ex BALTRASNA | Baltrasna [T121,T122] | BALTRASNA |  | 53.5005 | -6.4679
008610Z | MV/LV Substation AC***610Z |  | 20 kV | _ | LV | 100 kVA :Pole Substation | 0.1 | --> | 0.1 | 0 | 0 | Constrained, otherwise capacity available =91 kVA | --> | 0.095 | 0 | 0 | 0 | 0 | Constrained, otherwise capacity available =94 kW | --> | C20 ex KNOCKMULLEN | Knockmullen [T42,T421] | GREAT ISLAND |  | 52.3237 | -6.8882
009259Y | MV/LV Substation CA***259Y |  | 10 kV | _ | LV | 400 kVA :Kiosk Substation | 0.4 | --> | 0.4 | 0.322 | 3.82 |  | --> | 0.38 | 0 | 0.005 | 0 | 0 | Constrained, otherwise capacity available =366 kW | --> | C14 ex WATERFORD | Waterford [T41,T42] | WATERFORD |  | 52.2638 | -7.1348
009738Y | MV/LV Substation LE***738Y |  | 10 kV | _ | LV | 200 kVA :Kiosk Substation | 0.2 | --> | 0.2 | 0.137 | 8.16 |  | --> | 0.19 | 0 | 0.01 | 0 | 0 | Constrained, otherwise capacity available =174 kW | --> | C12 ex MOUNT MISERY | Mount Misery [T41,T42] | WATERFORD |  | 52.2644 | -7.0874
156781X | MV/LV Substation E.***781X |  | 10 kV | _ | LV | 400 kVA :Kiosk Substation | 0.4 | --> | 0.4 | 0 | 0 | Constrained, otherwise capacity available =342 kVA | --> | 0.38 | 0 | 0.018 | 0 | 0 | Constrained, otherwise capacity available =359 kW | --> | C13 ex DRUMBEAR | Drumbear [T41,T42] | LISDRUM |  | 54.2426 | -6.9725
017367X | MV/LV Substation AM***367X |  | 20 kV | _ | LV | 50 kVA :Pole Substation | 0.05 | --> | 0.05 | 0.033 | 1.98 |  | --> | 0.048 | 0 | 0.011 | 0 | 0 | Constrained, otherwise capacity available =37 kW | --> | E14 ex RATHKEALE | Rathkeale [T421,T422] | RATHKEALE |  | 52.5296 | -8.8942
130250X | MV/LV Substation RE***250X |  | 20 kV | _ | LV | 50 kVA :Pole Substation | 0.05 | --> | 0.05 | 0.045 | 2.55 |  | --> | 0.048 | 0 | 0 | 0 | 0 | Constrained, otherwise capacity available =47 kW | --> | E18 ex EDGEWORTHSTOWN | Edgeworthstown [T421,T422] | RICHMOND |  | 53.6925 | -7.6093
1924007 | MV/LV Substation LO***4007 |  | 10 kV | _ | LV | 50 kVA :Pole Substation | 0.05 | --> | 0.05 | 0.05 | 1.56 |  | --> | 0.048 | 0 | 0 | 0 | 0 | Constrained, otherwise capacity available =47 kW | --> | C13 ex DERRYBEG | Derrybeg [T41,T42] | ARDNAGAPPARY |  | 55.0107 | -8.2775
064370Y | MV/LV Substation SH***370Y |  | 10 kV | _ | LV | 400 kVA :Kiosk Substation | 0.4 | --> | 0.4 | 0 | 0 | Constrained, otherwise capacity available =300 kVA | --> | 0.38 | 0 | 0.023 | 0 | 0 | Constrained, otherwise capacity available =349 kW | --> | C22 ex TERMONFECKIN ROAD | Termonfeckin Road [T41,T42] | DRYBRIDGE |  | 53.7214 | -6.3296
025610X | MV/LV Substation MI***610X |  | 20 kV | _ | LV | 200 kVA :Pole Substation | 0.2 | --> | 0.2 | 0.173 | 6.21 |  | --> | 0.19 | 0 | 0 | 0 | 0 | Constrained, otherwise capacity available =186 kW | --> | E28 ex MILFORD (MWR) | Milford (mwr) [T422] | CHARLEVILLE |  | 52.34 | -8.8606
038557X | MV/LV Substation LA***557X |  | 20 kV | _ | LV | 100 kVA :Pole Substation | 0.1 | --> | 0.1 | 0 | 0 | Constrained, otherwise capacity available =87 kVA | --> | 0.095 | 0 | 0 | 0 | 0 | Constrained, otherwise capacity available =93 kW | --> | E15 ex GORT | Gort [T41,T42] | ENNIS |  | 53.1428 | -8.8021
0124113 | MV/LV Substation PU***4113 |  | 10 kV | _ | LV | 400 kVA :Kiosk Substation | 0.4 | --> | 0.4 | 0.392 | 1.99 |  | --> | 0.38 | 0 | 0 | 0 | 0 | Constrained, otherwise capacity available =379 kW | --> | C14 ex GRAIGUE | Graigue [T41,T42] | CARLOW |  | 52.837 | -6.9383
025181 | MV/LV Substation KI***181 |  | 10 kV | _ | LV | 400 kVA :Kiosk Substation | 0.4 | --> | 0.4 | 0 | 0 | Constrained, otherwise capacity available =367 kVA | --> | 0.38 | 0 | 0.005 | 0 | 0 | Constrained, otherwise capacity available =372 kW | --> | C17 ex KILMALLOCK | Kilmallock [T41,T42] | CHARLEVILLE |  | 52.4057 | -8.5783
255169X | MV/LV Substation RO***169X |  | 20 kV | _ | LV | 50 kVA :Pole Substation | 0.05 | --> | 0.05 | 0 | 0 | Constrained, otherwise capacity available =26 kVA | --> | 0.048 | 0 | 0 | 0 | 0 | Constrained, otherwise capacity available =44 kW | --> | E18 ex KILLYBEGS | Killybegs [T422] | BINBANE |  | 54.6231 | -8.4538
046251X | MV/LV Substation BU***251X |  | 10 kV | _ | LV | 1000 kVA :Building Structure | 1 | --> | 1 | 0.5 | 5.78 |  | --> | 0.95 | 0 | 0 | 0.5 | 0 |  | --> | C12 ex OAKFIELD | Oakfield [T41,T42] | SLIGO |  | 54.2733 | -8.479
0154158 | MV/LV Substation KI***4158 |  | 10 kV | _ | LV | 400 kVA :Kiosk Substation | 0.4 | --> | 0.4 | 0 | 0 | Constrained, otherwise capacity available =290 kVA | --> | 0.38 | 0 | 0.206 | 0 | 0 | Constrained, otherwise capacity available =212 kW | --> | C16 ex JOHNSTOWN | Johnstown [T41,T42] | KILTEEL |  | 53.2435 | -6.5903
503497 | MV/LV Substation PU***497 |  | 20 kV | _ | LV | 50 kVA :Pole Substation | 0.05 | --> | 0.05 | 0.047 | 1.69 |  | --> | 0.048 | 0 | 0 | 0 | 0 | Constrained, otherwise capacity available =47 kW | --> | C18 ex NEWTOWNCUNNINGHAM | Newtowncunningham [T41,T42] | LETTERKENNY |  | 55.0636 | -7.3745
0304200 | MV/LV Substation CO***4200 |  | 20 kV | _ | LV | 630 kVA :Kiosk Substation | 0.63 | --> | 0.63 | 0 | 0 | Constrained, otherwise capacity available =630 kVA | --> | 0.598 | 0 | 0 | 0 | 0 | Constrained, otherwise capacity available =598 kW | --> | E12 ex CARRIGSHANE | Carrigshane [T422] | MIDLETON |  | 51.9286 | -8.0547
037155 | MV/LV Substation GO***155 |  | 10 kV | _ | LV | 200 kVA :Building Structure | 0.2 | --> | 0.2 | 0.151 | 13.05 |  | --> | 0.19 | 0 | 0.02 | 0.168 | 0 |  | --> | C12 ex ENNIS | Ennis [T101,T102] | ENNIS |  | 52.8374 | -8.9762
021074Z | MV/LV Substation GO***074Z |  | 10 kV | _ | LV | 630 kVA :Building Structure | 0.63 | --> | 0.63 | 0.5 | 6.78 |  | --> | 0.598 | 0 | 0 | 0.5 | 0 |  | --> | C35 ex CASTLEVIEW | Castleview [T101,T102] | CASTLEVIEW |  | 51.8952 | -8.3468
036086 | MV/LV Substation SP***086 |  | 20 kV | _ | LV | 200 kVA :Pole Substation | 0.2 | --> | 0.2 | 0 | 0 | Constrained, otherwise capacity available =199 kVA | --> | 0.19 | 0 | 0 | 0 | 0 | Constrained, otherwise capacity available =190 kW | --> | E18 ex GARRANACANTY | Garranacanty [T421,T422] | TIPPERARY |  | 52.5151 | -8.229
037085X | MV/LV Substation BA***085X |  | 20 kV | _ | LV | 50 kVA :Pole Substation | 0.05 | --> | 0.05 | 0 | 0 | Constrained, otherwise capacity available =43 kVA | --> | 0.048 | 0 | 0 | 0 | 0 | Constrained, otherwise capacity available =47 kW | --> | C11 ex ENNIS NORTH | Ennis North [T41,T42] | ENNIS |  | 52.948 | -9.0771
037114Y | MV/LV Substation AR***114Y |  | 20 kV | _ | LV | 200 kVA :Pole Substation | 0.2 | --> | 0.2 | 0.168 | 13.05 |  | --> | 0.19 | 0 | 0 | 0.186 | 0 |  | --> | C19 ex ENNIS | Ennis [T101,T102] | ENNIS |  | 52.8169 | -8.8561
288974 | MV/LV Substation RA***974 |  | 10 kV | _ | LV | 50 kVA :Pole Substation | 0.05 | --> | 0.05 | 0 | 0.04 |  | --> | 0.048 | 0 | 0.005 | 0.035 | 0 |  | --> | C16 ex LITTLE BRAY | Little Bray [T41,T42] | FASSAROE |  | 53.2329 | -6.141
011571 | MV/LV Substation BL***571 |  | 10 kV | _ | LV | 100 kVA :Pole Substation | 0.1 | --> | 0.1 | 0.064 | 2.8 |  | --> | 0.095 | 0 | 0.006 | 0 | 0 | Constrained, otherwise capacity available =85 kW | --> | C13 ex PURCELLS INCH | Purcells Inch [T41,T42] | KILKENNY |  | 52.6427 | -7.2344
005984X | MV/LV Substation BO***984X |  | 20 kV | _ | LV | 50 kVA :Pole Substation | 0.05 | --> | 0.05 | 0.047 | 17.8 |  | --> | 0.048 | 0 | 0 | 0.047 | 0 |  | --> | E19 ex BANOGE | Banoge [T121,T122] | BANOGE |  | 52.5968 | -6.3428
117329 | MV/LV Substation CO***329 |  | 20 kV | _ | LV | 50 kVA :Pole Substation | 0.05 | --> | 0.05 | 0 | 0 | Constrained, otherwise capacity available =46 kVA | --> | 0.048 | 0 | 0 | 0 | 0 | Constrained, otherwise capacity available =47 kW | --> | E14 ex COLLOONEY | Collooney [T421,T422] | SLIGO |  | 54.1792 | -8.5061
006994X | MV/LV Substation LO***994X |  | 10 kV | _ | LV | 100 kVA :Pole Substation | 0.1 | --> | 0.1 | 0.087 | 4.38 |  | --> | 0.095 | 0 | 0.011 | 0.085 | 0 |  | --> | E11 ex CRANE | Crane [T122] | CRANE |  | 52.5216 | -6.5555
021721X | MV/LV Substation ME***721X |  | 20 kV | _ | LV | 100 kVA :Pole Substation | 0.1 | --> | 0.1 | 0 | 0 | Constrained, otherwise capacity available =62 kVA | --> | 0.095 | 0 | 0 | 0.09 | 0 |  | --> | C11 ex RIVERSTOWN | Riverstown [T41,T42] | KILBARRY |  | 52.0078 | -8.3293
009014 | MV/LV Substation FL***014 |  | 10 kV | _ | LV | 400 kVA :Kiosk Substation | 0.4 | --> | 0.4 | 0.392 | 8.16 |  | --> | 0.38 | 0 | 0 | 0 | 0 | Constrained, otherwise capacity available =379 kW | --> | C13 ex MOUNT MISERY | Mount Misery [T41,T42] | WATERFORD |  | 52.2653 | -7.109
139468X | MV/LV Substation CA***468X |  | 10 kV | _ | LV | 400 kVA :Kiosk Substation | 0.4 | --> | 0.4 | 0.306 | 2.68 |  | --> | 0.38 | 0 | 0.049 | 0 | 0 | Constrained, otherwise capacity available =331 kW | --> | C17 ex OLDCASTLE | Oldcastle [T41,T422] | MULLINGAR |  | 53.7741 | -7.1639
108832 | MV/LV Substation BL***832 |  | 20 kV | _ | LV | 100 kVA :Pole Substation | 0.1 | --> | 0.1 | 0.091 | 1.57 |  | --> | 0.095 | 0 | 0 | 0 | 0 | Constrained, otherwise capacity available =94 kW | --> | C17 ex BALLYSHANNON | Ballyshannon [T41,T42] | CATHALEENS FALL |  | 54.5733 | -8.1281
2374085 | MV/LV Substation SI***4085 |  | 10 kV | _ | LV | 50 kVA :Pole Substation | 0.05 | --> | 0.05 | 0 | 0 | Constrained, otherwise capacity available =50 kVA | --> | 0.048 | 0 | 0 | 0 | 0 | Constrained, otherwise capacity available =48 kW | --> | C18 ex DUNLEER | Dunleer [T41,T42] | DRYBRIDGE |  | 53.8334 | -6.4004
503939 | MV/LV Substation GO***939 |  | 10 kV | _ | LV | 200 kVA :Pole Substation | 0.2 | --> | 0.2 | 0.134 | 1.69 |  | --> | 0.19 | 0 | 0 | 0 | 0 | Constrained, otherwise capacity available =181 kW | --> | C16 ex NEWTOWNCUNNINGHAM | Newtowncunningham [T41,T42] | LETTERKENNY |  | 54.9773 | -7.5301
109036 | MV/LV Substation FA***036 |  | 10 kV | _ | LV | 630 kVA :Building Structure | 0.63 | --> | 0.63 | 0 | 0 | Constrained, otherwise capacity available =615 kVA | --> | 0.598 | 0 | 0 | 0.5 | 0 |  | --> | C15 ex SHANNON | Shannon [T41,T42] | DRUMLINE |  | 52.702 | -8.8998
277066 | MV/LV Substation TH***066 |  | 10 kV | _ | LV | 400 kVA :Kiosk Substation | 0.4 | --> | 0.4 | 0.286 | 12.96 |  | --> | 0.38 | 0 | 0.038 | 0.336 | 0 |  | --> | C20 ex ARTANE | Artane [T101,T102] | FINGLAS |  | 53.3787 | -6.2174
004951 | MV/LV Substation MO***951 |  | 10 kV | _ | LV | 50 kVA :Pole Substation | 0.05 | --> | 0.05 | 0.032 | 18.08 |  | --> | 0.048 | 0 | 0.01 | 0.038 | 0 |  | --> | C19 ex ARKLOW | Arklow [T101,T102] | ARKLOW |  | 52.8091 | -6.1532
009698Y | MV/LV Substation JO***698Y |  | 10 kV | _ | LV | 400 kVA :Building Structure | 0.4 | --> | 0.4 | 0.4 | 0.53 |  | --> | 0.38 | 0 | 0 | 0 | 0 | Constrained, otherwise capacity available =380 kW | --> | C12 ex MANOR STREET | Manor Street [T41,T42] | WATERFORD |  | 52.2578 | -7.1124
0934071 | MV/LV Substation BA***4071 |  | 10 kV | _ | LV | 1000 kVA :Building Structure | 1 | --> | 1 | 0 | 0 | Constrained, otherwise capacity available =1000 kVA | --> | 0.95 | 0 | 0 | 0.5 | 0 |  | --> | C18 ex POPPINTREE | Poppintree [T101,T102] | FINGLAS |  | 53.3973 | -6.2626
069348 | MV/LV Substation AV***348 |  | 10 kV | _ | LV | 400 kVA :Building Structure | 0.4 | --> | 0.4 | 0.229 | 9.28 |  | --> | 0.38 | 0 | 0.029 | 0.335 | 0 |  | --> | C19 ex PEMBROKE | Pembroke [T41,T42,T43,T44] | RINGSEND |  | 53.3269 | -6.2154
109243 | MV/LV Substation BE***243 |  | 10 kV | _ | LV | 50 kVA :Pole Substation | 0.05 | --> | 0.05 | 0.049 | 0.38 |  | --> | 0.048 | 0 | 0 | 0.047 | 0 |  | --> | C14 ex RINEANNA | Rineanna [T41,T42] | DRUMLINE |  | 52.7832 | -8.8995
252904X | MV/LV Substation MI***904X |  | 10 kV | _ | LV | 50 kVA :Pole Substation | 0.05 | --> | 0.05 | 0.046 | 1.32 |  | --> | 0.048 | 0 | 0 | 0.047 | 0 |  | --> | C15 ex CLIFDEN | Clifden [T41,T42] | SCREEB |  | 53.4086 | -10.0339
069599 | MV/LV Substation TE***599 |  | 10 kV | _ | LV | 400 kVA :Kiosk Substation | 0.4 | --> | 0.4 | 0.261 | 4.47 |  | --> | 0.38 | 0 | 0.097 | 0.289 | 0 |  | --> | C18 ex TEMPLEOGUE | Templeogue [T41,T42] | MILLTOWN (DR) |  | 53.2823 | -6.3079
108592 | MV/LV Substation CO***592 |  | 10 kV | _ | LV | 50 kVA :Pole Substation | 0.05 | --> | 0.05 | 0.041 | 1.57 |  | --> | 0.048 | 0 | 0.009 | 0 | 0 | Constrained, otherwise capacity available =40 kW | --> | C16 ex BALLYSHANNON | Ballyshannon [T41,T42] | CATHALEENS FALL |  | 54.5357 | -8.2257
426470 | MV/LV Substation DU***470 |  | 20 kV | _ | LV | 400 kVA :Building Structure | 0.4 | --> | 0.4 | 0 | 0 | Constrained, otherwise capacity available =372 kVA | --> | 0.38 | 0 | 0.005 | 0 | 0 | Constrained, otherwise capacity available =372 kW | --> | E15 ex DINGLE | Dingle [T421,T422] | OUGHTRAGH |  | 52.1785 | -10.4424
281417Z | MV/LV Substation WE***417Z |  | 10 kV | _ | LV | 400 kVA :Building Structure | 0.4 | --> | 0.4 | 0 | 0 | Constrained, otherwise capacity available =338 kVA | --> | 0.38 | 0 | 0 | 0.372 | 0 |  | --> | C17 ex BISHOPSTOWN | Bishopstown [T41,T42] | KILBARRY |  | 51.8848 | -8.5805
017213Z | MV/LV Substation TE***213Z |  | 10 kV | _ | LV | 400 kVA :Building Structure | 0.4 | --> | 0.4 | 0.305 | 1.05 |  | --> | 0.38 | 0 | 0 | 0 | 0 | Constrained, otherwise capacity available =367 kW | --> | C14 ex NEWCASTLEWEST | Newcastlewest [T41,T42] | RATHKEALE |  | 52.4498 | -9.0471
0894112 | MV/LV Substation LI***4112 |  | 10 kV | _ | LV | 400 kVA :Kiosk Substation | 0.4 | --> | 0.4 | 0.4 | 2.33 |  | --> | 0.38 | 0 | 0 | 0 | 0 | Constrained, otherwise capacity available =380 kW | --> | E18 ex MOY | Moy [T421,T422] | MOY |  | 54.1171 | -9.1527
0384119 | MV/LV Substation RI***4119 |  | 10 kV | _ | LV | 200 kVA :Kiosk Substation | 0.2 | --> | 0.2 | 0 | 0 | Constrained, otherwise capacity available =162 kVA | --> | 0.19 | 0 | 0.006 | 0 | 0 | Constrained, otherwise capacity available =180 kW | --> | C15 ex GORT | Gort [T41,T42] | ENNIS |  | 53.0601 | -8.8097
046404 | MV/LV Substation BA***404 |  | 10 kV | _ | LV | 50 kVA :Pole Substation | 0.05 | --> | 0.05 | 0.022 | 5.78 |  | --> | 0.048 | 0 | 0 | 0.044 | 0 |  | --> | C20 ex OAKFIELD | Oakfield [T41,T42] | SLIGO |  | 54.2723 | -8.5241
011163 | MV/LV Substation ST***163 |  | 10 kV | _ | LV | 400 kVA :Building Structure | 0.4 | --> | 0.4 | 0.332 | 5.05 |  | --> | 0.38 | 0 | 0 | 0 | 0 | Constrained, otherwise capacity available =370 kW | --> | C14 ex MCDONAGH | Mcdonagh [T41,T42] | KILKENNY |  | 52.6569 | -7.2348
062207Y | MV/LV Substation BL***207Y |  | 10 kV | _ | LV | 400 kVA :Kiosk Substation | 0.4 | --> | 0.4 | 0.278 | 3.12 |  | --> | 0.38 | 0 | 0.076 | 0 | 0 | Constrained, otherwise capacity available =307 kW | --> | C20 ex MARSHES | Marshes [T41,T42] | DUNDALK |  | 53.9745 | -6.3647
065440 | MV/LV Substation MI***440 |  | 10 kV | _ | LV | 400 kVA :Kiosk Substation | 0.4 | --> | 0.4 | 0 | 0 | Constrained, otherwise capacity available =400 kVA | --> | 0.38 | 0 | 0 | 0 | 0 | Constrained, otherwise capacity available =380 kW | --> | C16 ex LOUGHSHINNY | Loughshinny [T41,T42] | GLASMORE |  | 53.5667 | -6.1204
059291Y | MV/LV Substation OA***291Y |  | 20 kV | _ | LV | 50 kVA :Pole Substation | 0.05 | --> | 0.05 | 0 | 0 | Constrained, otherwise capacity available =39 kVA | --> | 0.048 | 0 | 0.01 | 0 | 0 | Constrained, otherwise capacity available =39 kW | --> | E11 ex CAVAN | Cavan [T42,T421] | SHANKILL |  | 54.0462 | -7.3195
008739X | MV/LV Substation PO***739X |  | 10 kV | _ | LV | 50 kVA :Pole Substation | 0.05 | --> | 0.05 | 0.045 | 0.2 |  | --> | 0.048 | 0 | 0 | 0 | 0 | Constrained, otherwise capacity available =47 kW | --> | E17 ex BEALISTOWN | Bealistown [T421,T422] | GREAT ISLAND |  | 52.208 | -6.8543
281562Z | MV/LV Substation HA***562Z |  | 10 kV | _ | LV | 400 kVA :Kiosk Substation | 0.4 | --> | 0.4 | 0 | 0 | Constrained, otherwise capacity available =342 kVA | --> | 0.38 | 0 | 0.024 | 0 | 0 | Constrained, otherwise capacity available =354 kW | --> | C21 ex DOUGLAS | Douglas [T41,T42] | TRABEG |  | 51.8753 | -8.3959
118006 | MV/LV Substation MA***006 |  | 10 kV | _ | LV | 630 kVA :Kiosk Substation | 0.63 | --> | 0.63 | 0.29 | 2 |  | --> | 0.598 | 0 | 0 | 0 | 0 | Constrained, otherwise capacity available =550 kW | --> | C11 ex BALLINASLOE | Ballinasloe [T41,T42] | SOMERSET |  | 53.3296 | -8.2213
021755Y | MV/LV Substation DO***755Y |  | 20 kV | _ | LV | 200 kVA :Kiosk Substation | 0.2 | --> | 0.2 | 0 | 0 | Constrained, otherwise capacity available =160 kVA | --> | 0.19 | 0 | 0 | 0 | 0 | Constrained, otherwise capacity available =184 kW | --> | E16 ex CURRALEIGH | Curraleigh [T421,T422] | KILBARRY |  | 52.0098 | -8.7447
043666 | MV/LV Substation BO***666 |  | 10 kV | _ | LV | 100 kVA :Pole Substation | 0.1 | --> | 0.1 | 0.065 | 0.43 |  | --> | 0.095 | 0 | 0.005 | 0 | 0 | Constrained, otherwise capacity available =86 kW | --> | C19 ex SWINFORD | Swinford [T41,T42] | CASTLEBAR |  | 53.9459 | -8.9568
069060 | MV/LV Substation DO***060 |  | 10 kV | _ | LV | 630 kVA :Building Structure | 0.63 | --> | 0.63 | 0.298 | 0.91 |  | --> | 0.598 | 0 | 0.092 | 0.483 | 0 |  | --> | C21 ex KIMMAGE | Kimmage [T41,T42] | INCHICORE 220KV |  | 53.3048 | -6.2828
067301Z | MV/LV Substation RH***301Z |  | 10 kV | _ | LV | 400 kVA :Kiosk Substation | 0.4 | --> | 0.4 | 0.313 | 13.8 |  | --> | 0.38 | 0 | 0 | 0.368 | 0 |  | --> | C13 ex SINGLAND | Singland [T101,T102] | SINGLAND |  | 52.6644 | -8.5921
018774 | MV/LV Substation KE***774 |  | 20 kV | _ | LV | 50 kVA :Pole Substation | 0.05 | --> | 0.05 | 0.04 | 3.75 |  | --> | 0.048 | 0 | 0 | 0 | 0 | Constrained, otherwise capacity available =46 kW | --> | C14 ex SMEARLA | Smearla [T41,T42] | TRIEN |  | 52.4786 | -9.3781
058212Y | MV/LV Substation RA***212Y |  | 10 kV | _ | LV | 400 kVA :Kiosk Substation | 0.4 | --> | 0.4 | 0 | 0 | Constrained, otherwise capacity available =299 kVA | --> | 0.38 | 0 | 0.026 | 0 | 0 | Constrained, otherwise capacity available =347 kW | --> | C11 ex KYLEERAGH | Kyleeragh [T41,T42] | NENAGH |  | 52.8639 | -8.2089
059726X | MV/LV Substation CA***726X |  | 10 kV | _ | LV | 100 kVA :Pole Substation | 0.1 | --> | 0.1 | 0 | 0 | Constrained, otherwise capacity available =58 kVA | --> | 0.095 | 0 | 0.01 | 0 | 0 | Constrained, otherwise capacity available =82 kW | --> | C16 ex DERRYCRAMPH | Derrycramph [T41,T42] | SHANKILL |  | 53.9838 | -7.3555
007432Z | MV/LV Substation ST***432Z |  | 20 kV | _ | LV | 630 kVA :Kiosk Substation | 0.63 | --> | 0.63 | 0.5 | 1.4 |  | --> | 0.598 | 0 | 0.02 | 0 | 0 | Constrained, otherwise capacity available =582 kW | --> | E12 ex KILLINICK | Killinick [T421,T422] | WEXFORD |  | 52.2363 | -6.3326
118040Y | MV/LV Substation PU***040Y |  | 20 kV | _ | LV | 50 kVA :Pole Substation | 0.05 | --> | 0.05 | 0 | 0 | Constrained, otherwise capacity available =50 kVA | --> | 0.048 | 0 | 0 | 0 | 0 | Constrained, otherwise capacity available =48 kW | --> | E17 ex CREAGH | Creagh [T421,T422] | ATHLONE |  | 53.2906 | -8.1608
066077X | MV/LV Substation BR***077X |  | 10 kV | _ | LV | 400 kVA :Kiosk Substation | 0.4 | --> | 0.4 | 0 | 0 | Constrained, otherwise capacity available =313 kVA | --> | 0.38 | 0 | 0.026 | 0 | 0 | Constrained, otherwise capacity available =349 kW | --> | C14 ex SWORDS | Swords [T41,T42] | GLASMORE |  | 53.4659 | -6.2294
093453Z | MV/LV Substation CL***453Z |  | 10 kV | _ | LV | 630 kVA :Building Structure | 0.63 | --> | 0.63 | 0 | 0 | Constrained, otherwise capacity available =514 kVA | --> | 0.598 | 0 | 0 | 0.5 | 0 |  | --> | C22 ex GRANGE (DR) | Grange (dr) [T41,T42] | GRANGE (DR) |  | 53.3989 | -6.1828
036611 | MV/LV Substation BA***611 |  | 20 kV | _ | LV | 200 kVA :Pole Substation | 0.2 | --> | 0.2 | 0 | 0 | Constrained, otherwise capacity available =94 kVA | --> | 0.19 | 0 | 0.026 | 0 | 0 | Constrained, otherwise capacity available =156 kW | --> | E19 ex GARRANACANTY | Garranacanty [T421,T422] | TIPPERARY |  | 52.4482 | -8.0636
156354 | MV/LV Substation RA***354 |  | 20 kV | _ | LV | 50 kVA :Pole Substation | 0.05 | --> | 0.05 | 0.041 | 2.47 |  | --> | 0.048 | 0 | 0.006 | 0 | 0 | Constrained, otherwise capacity available =42 kW | --> | E13 ex TELAYDON | Telaydon [T42,T421] | LISDRUM |  | 54.267 | -7.0185
039969X | MV/LV Substation CR***969X |  | 10 kV | _ | LV | 50 kVA :Pole Substation | 0.05 | --> | 0.05 | 0 | 0 | Constrained, otherwise capacity available =45 kVA | --> | 0.048 | 0 | 0 | 0 | 0 | Constrained, otherwise capacity available =47 kW | --> | C20 ex ORANMORE | Oranmore [T41,T44] | GALWAY 110KV |  | 53.3193 | -8.9427
160845X | MV/LV Substation NE***845X |  | 20 kV | _ | LV | 100 kVA :Pole Substation | 0.1 | --> | 0.1 | 0 | 0 | Constrained, otherwise capacity available =78 kVA | --> | 0.095 | 0 | 0.029 | 0 | 0 | Constrained, otherwise capacity available =70 kW | --> | E11 ex PORTLAOISE |  |  |  | 53.09 | -7.185
032547Y | MV/LV Substation RI***547Y |  | 10 kV | _ | LV | 400 kVA :Kiosk Substation | 0.4 | --> | 0.4 | 0 | 0 | Constrained, otherwise capacity available =344 kVA | --> | 0.38 | 0 | 0 | 0 | 0 | Constrained, otherwise capacity available =372 kW | --> | C23 ex TRAMORE | Tramore [T41,T42] | BUTLERSTOWN |  | 52.1679 | -7.1365
109017 | MV/LV Substation HE***017 |  | 10 kV | _ | LV | 500 kVA :Building Structure | 0.5 | --> | 0.5 | 0 | 0 | Constrained, otherwise capacity available =490 kVA | --> | 0.475 | 0 | 0.01 | 0.466 | 0 |  | --> | C17 ex SHANNON | Shannon [T41,T42] | DRUMLINE |  | 52.6989 | -8.9036
251545 | MV/LV Substation SU***545 |  | 10 kV | _ | LV | 630 kVA :Kiosk Substation | 0.63 | --> | 0.63 | 0 | 0 | Constrained, otherwise capacity available =522 kVA | --> | 0.598 | 0 | 0.044 | 0 | 0 | Constrained, otherwise capacity available =551 kW | --> | C28 ex CLAREGALWAY | Claregalway [T42,T421] | GALWAY 110KV |  | 53.3414 | -8.9465
082215Z | MV/LV Substation MO***215Z |  | 20 kV | _ | LV | 50 kVA :Pole Substation | 0.05 | --> | 0.05 | 0 | 0 | Constrained, otherwise capacity available =42 kVA | --> | 0.048 | 0 | 0 | 0 | 0 | Constrained, otherwise capacity available =46 kW | --> | E16 ex ACADEMY STREET | Academy Street [T421,T422,T44] | NAVAN |  | 53.5894 | -6.6366
009306 | MV/LV Substation IE***306 |  | 10 kV | _ | LV | 400 kVA :Building Structure | 0.4 | --> | 0.4 | 0.299 | 0.95 |  | --> | 0.38 | 0 | 0.2 | 0 | 0 | Constrained, otherwise capacity available =218 kW | --> | C22 ex TYCOR | Tycor [T41,T42] | WATERFORD |  | 52.2585 | -7.1455
049746Y | MV/LV Substation ME***746Y |  | 10 kV | _ | LV | 200 kVA :Kiosk Substation | 0.2 | --> | 0.2 | 0.096 | 2.8 |  | --> | 0.19 | 0 | 0 | 0 | 0 | Constrained, otherwise capacity available =175 kW | --> | C17 ex GLEBE | Glebe [T41,T42] | RICHMOND |  | 53.7324 | -7.7784
068387 | MV/LV Substation CL***387 |  | 10 kV | _ | LV | 400 kVA :Kiosk Substation | 0.4 | --> | 0.4 | 0 | 1.86 |  | --> | 0.38 | 0 | 0.021 | 0.306 | 0 |  | --> | C18 ex FAIRVIEW | Fairview [T41] | MCDERMOTT |  | 53.373 | -6.2211
009591Y | MV/LV Substation BE***591Y |  | 10 kV | _ | LV | 200 kVA :Kiosk Substation | 0.2 | --> | 0.2 | 0.199 | 8.16 |  | --> | 0.19 | 0 | 0 | 0 | 0 | Constrained, otherwise capacity available =190 kW | --> | C12 ex MOUNT MISERY | Mount Misery [T41,T42] | WATERFORD |  | 52.2691 | -7.0913
0654159 | MV/LV Substation ST***4159 |  | 10 kV | _ | LV | 400 kVA :Kiosk Substation | 0.4 | --> | 0.4 | 0 | 0 | Constrained, otherwise capacity available =395 kVA | --> | 0.38 | 0 | 0 | 0 | 0 | Constrained, otherwise capacity available =379 kW | --> | C17 ex STEPHENSTOWN |  |  |  | 53.6013 | -6.1893
433915 | MV/LV Substation UR***915 |  | 20 kV | _ | LV | 100 kVA :Pole Substation | 0.1 | --> | 0.1 | 0 | 0 | Constrained, otherwise capacity available =74 kVA | --> | 0.095 | 0 | 0 | 0 | 0 | Constrained, otherwise capacity available =91 kW | --> | C17 ex CHARLESTOWN | Charlestown [T41] | TONROE |  | 53.8458 | -8.7359
345962 | MV/LV Substation EL***962 |  | 20 kV | _ | LV | 630 kVA :Building Structure | 0.63 | --> | 0.63 | 0 | 0 | Constrained, otherwise capacity available =565 kVA | --> | 0.598 | 0 | 0 | 0.5 | 0 |  | --> | E16 ex MANORHAMILTON | Manorhamilton [T422] | SLIGO |  | 54.3015 | -8.1927
154386Z | MV/LV Substation OL***386Z |  | 20 kV | _ | LV | 50 kVA :Pole Substation | 0.05 | --> | 0.05 | 0 | 0 | Constrained, otherwise capacity available =44 kVA | --> | 0.048 | 0 | 0.006 | 0 | 0 | Constrained, otherwise capacity available =42 kW | --> | E12 ex KILCOCK | Kilcock [T421,T422] | GRIFFINRATH |  | 53.4069 | -6.5538
009458 | MV/LV Substation CL***458 |  | 10 kV | _ | LV | 50 kVA :Pole Substation | 0.05 | --> | 0.05 | 0.05 | 8.16 |  | --> | 0.048 | 0 | 0 | 0 | 0 | Constrained, otherwise capacity available =48 kW | --> | C13 ex MOUNT MISERY | Mount Misery [T41,T42] | WATERFORD |  | 52.261 | -7.084
461163X | MV/LV Substation JO***163X |  | 20 kV | _ | LV | 50 kVA :Pole Substation | 0.05 | --> | 0.05 | 0.043 | 2.33 |  | --> | 0.048 | 0 | 0 | 0 | 0 | Constrained, otherwise capacity available =46 kW | --> | E14 ex MOY | Moy [T421,T422] | MOY |  | 54.1458 | -9.1699
068596X | MV/LV Substation IV***596X |  | 10 kV | _ | LV | 1000 kVA :Building Structure | 1 | --> | 1 | 0 | 0 | Constrained, otherwise capacity available =488 kVA | --> | 0.95 | 0 | 0 | 0.5 | 0 |  | --> | C17 ex GRANBY ROW | Granby Row [T41] | MCDERMOTT |  | 53.3519 | -6.2648
009885X | MV/LV Substation CO***885X |  | 10 kV | _ | LV | 400 kVA :Kiosk Substation | 0.4 | --> | 0.4 | 0 | 0 | Constrained, otherwise capacity available =263 kVA | --> | 0.38 | 0 | 0.03 | 0 | 0 | Constrained, otherwise capacity available =339 kW | --> | E12 ex KILCARRAGH | Kilcarragh [T421,T422] | BUTLERSTOWN |  | 52.2418 | -7.0731
206015X | MV/LV Substation DO***015X |  | 20 kV | _ | LV | 50 kVA :Pole Substation | 0.05 | --> | 0.05 | 0.047 | 7.61 |  | --> | 0.048 | 0 | 0 | 0 | 0 | Constrained, otherwise capacity available =47 kW | --> | E14 ex BELLACORICK | Bellacorick [T122] | BELLACORICK |  | 54.204 | -9.9231
033004 | MV/LV Substation CH***004 |  | 10 kV | _ | LV | 400 kVA :Kiosk Substation | 0.4 | --> | 0.4 | 0 | 0 | Constrained, otherwise capacity available =142 kVA | --> | 0.38 | 0 | 0.025 | 0 | 0 | Constrained, otherwise capacity available =325 kW | --> | C16 ex PORTLAW | Portlaw [T41,T42] | BUTLERSTOWN |  | 52.2884 | -7.3189
237281X | MV/LV Substation AN***281X |  | 10 kV | _ | LV | 50 kVA :Pole Substation | 0.05 | --> | 0.05 | 0 | 0 | Constrained, otherwise capacity available =50 kVA | --> | 0.048 | 0 | 0 | 0 | 0 | Constrained, otherwise capacity available =48 kW | --> | C17 ex DUNLEER | Dunleer [T41,T42] | DRYBRIDGE |  | 53.8756 | -6.3435
0394144 | MV/LV Substation CA***4144 |  | 10 kV | _ | LV | 400 kVA :Kiosk Substation | 0.4 | --> | 0.4 | 0 | 0 | Constrained, otherwise capacity available =400 kVA | --> | 0.38 | 0 | 0 | 0.38 | 0 |  | --> | C28 ex GALWAY 110KV | Galway 110kv [T102,T103] | GALWAY 110KV |  | 53.298 | -9.0344
033009 | MV/LV Substation TA***009 |  | 10 kV | _ | LV | 1000 kVA :Building Structure | 1 | --> | 1 | 0 | 0 | Constrained, otherwise capacity available =902 kVA | --> | 0.95 | 0 | 0 | 0 | 0 | Constrained, otherwise capacity available =936 kW | --> | C15 ex DEERPARK | Deerpark [T41,T42] | BALLYDINE |  | 52.3506 | -7.4192
036002 | MV/LV Substation SE***002 |  | 10 kV | _ | LV | 400 kVA :Kiosk Substation | 0.4 | --> | 0.4 | 0 | 0 | Constrained, otherwise capacity available =345 kVA | --> | 0.38 | 0 | 0 | 0 | 0 | Constrained, otherwise capacity available =372 kW | --> | E16 ex GARRANACANTY | Garranacanty [T421,T422] | TIPPERARY |  | 52.4665 | -8.1503
1084023 | MV/LV Substation BE***4023 |  | 10 kV | _ | LV | 50 kVA :Pole Substation | 0.05 | --> | 0.05 | 0.03 | 1.57 |  | --> | 0.048 | 0 | 0 | 0 | 0 | Constrained, otherwise capacity available =45 kW | --> | C15 ex BALLYSHANNON | Ballyshannon [T41,T42] | CATHALEENS FALL |  | 54.4999 | -8.1797
003515Y | MV/LV Substation BA***515Y |  | 10 kV | _ | LV | 50 kVA :Pole Substation | 0.05 | --> | 0.05 | 0 | 0 | Constrained, otherwise capacity available =47 kVA | --> | 0.048 | 0 | 0.01 | 0 | 0 | Constrained, otherwise capacity available =40 kW | --> | C11 ex RATHDRUM | Rathdrum [T42] | ARKLOW |  | 52.9294 | -6.2014
012978 | MV/LV Substation SO***978 |  | 20 kV | _ | LV | 400 kVA :Kiosk Substation | 0.4 | --> | 0.4 | 0.34 | 1.99 |  | --> | 0.38 | 0 | 0.019 | 0 | 0 | Constrained, otherwise capacity available =358 kW | --> | C19 ex GRAIGUE | Graigue [T41,T42] | CARLOW |  | 52.8238 | -6.9388
052033 | MV/LV Substation GR***033 |  | 10 kV | _ | LV | 200 kVA :Pole Substation | 0.2 | --> | 0.2 | 0.098 | 10.9 |  | --> | 0.19 | 0 | 0.006 | 0.171 | 0 |  | --> | C14 ex MULLINGAR | Mullingar [T101,T102] | MULLINGAR |  | 53.5284 | -7.3509
064883Y | MV/LV Substation CU***883Y |  | 20 kV | _ | LV | 50 kVA :Pole Substation | 0.05 | --> | 0.05 | 0 | 0 | Constrained, otherwise capacity available =49 kVA | --> | 0.048 | 0 | 0 | 0 | 0 | Constrained, otherwise capacity available =47 kW | --> | E21 ex SLANE | Slane [T421] | DRYBRIDGE |  | 53.6781 | -6.5358
065102Z | MV/LV Substation KE***102Z |  | 10 kV | _ | LV | 630 kVA :Kiosk Substation | 0.63 | --> | 0.63 | 0 | 0 | Constrained, otherwise capacity available =502 kVA | --> | 0.598 | 0 | 0.008 | 0.5 | 0 |  | --> | C25 ex STEPHENSTOWN | Stephenstown [T101,T102] | FINGLAS |  | 53.5826 | -6.1329
108053 | MV/LV Substation ER***053 |  | 10 kV | _ | LV | 200 kVA :Pole Substation | 0.2 | --> | 0.2 | 0.152 | 1.57 |  | --> | 0.19 | 0 | 0.022 | 0 | 0 | Constrained, otherwise capacity available =167 kW | --> | C17 ex BALLYSHANNON | Ballyshannon [T41,T42] | CATHALEENS FALL |  | 54.5043 | -8.1861
066030Y | MV/LV Substation CA***030Y |  | 10 kV | _ | LV | 200 kVA :Kiosk Substation | 0.2 | --> | 0.2 | 0 | 0 | Constrained, otherwise capacity available =154 kVA | --> | 0.19 | 0 | 0.031 | 0.161 | 0 |  | --> | C12 ex MOUNTGORRY | Mountgorry [T41,T42] | GRANGE (DR) |  | 53.4513 | -6.2233
052392 | MV/LV Substation GU***392 |  | 20 kV | _ | LV | 100 kVA :Pole Substation | 0.1 | --> | 0.1 | 0 | 0 | Constrained, otherwise capacity available =94 kVA | --> | 0.095 | 0 | 0 | 0 | 0 | Constrained, otherwise capacity available =94 kW | --> | E20 ex BALLINDERRY | Ballinderry [T41,T422] | MULLINGAR |  | 53.3957 | -7.3827
001369 | MV/LV Substation KI***369 |  | 10 kV | _ | LV | 400 kVA :Kiosk Substation | 0.4 | --> | 0.4 | 0.158 | 1.23 |  | --> | 0.38 | 0 | 0.034 | 0.32 | 0 |  | --> | C16 ex SALLYNOGGIN ROAD | Sallynoggin Road [T41,T42] | CHERRYWOOD |  | 53.2772 | -6.1267
059785X | MV/LV Substation CO***785X |  | 10 kV | _ | LV | 50 kVA :Pole Substation | 0.05 | --> | 0.05 | 0 | 0 | Constrained, otherwise capacity available =44 kVA | --> | 0.048 | 0 | 0 | 0 | 0 | Constrained, otherwise capacity available =47 kW | --> | C11 ex DERRYCRAMPH | Derrycramph [T41,T42] | SHANKILL |  | 53.9612 | -7.3582
255683 | MV/LV Substation DO***683 |  | 10 kV | _ | LV | 200 kVA :Pole Substation | 0.2 | --> | 0.2 | 0.2 | 2.09 |  | --> | 0.19 | 0 | 0 | 0 | 0 | Constrained, otherwise capacity available =190 kW | --> | C16 ex KILCAR | Kilcar [T41] | BINBANE |  | 54.7075 | -8.6354
503507 | MV/LV Substation BL***507 |  | 20 kV | _ | LV | 200 kVA :Pole Substation | 0.2 | --> | 0.2 | 0.19 | 1.69 |  | --> | 0.19 | 0 | 0 | 0 | 0 | Constrained, otherwise capacity available =189 kW | --> | C18 ex NEWTOWNCUNNINGHAM | Newtowncunningham [T41,T42] | LETTERKENNY |  | 55.0712 | -7.3467
255014X | MV/LV Substation RO***014X |  | 20 kV | _ | LV | 200 kVA :Kiosk Substation | 0.2 | --> | 0.2 | 0 | 0 | Constrained, otherwise capacity available =154 kVA | --> | 0.19 | 0 | 0.027 | 0 | 0 | Constrained, otherwise capacity available =164 kW | --> | E20 ex KILLYBEGS | Killybegs [T422] | BINBANE |  | 54.6356 | -8.4553
008021 | MV/LV Substation BA***021 |  | 10 kV | _ | LV | 50 kVA :Pole Substation | 0.05 | --> | 0.05 | 0.032 | 0.24 |  | --> | 0.048 | 0 | 0.005 | 0 | 0 | Constrained, otherwise capacity available =41 kW | --> | C14 ex ROSBERCON | Rosbercon [T41,T42] | WATERFORD |  | 52.4015 | -6.9552
013973Y | MV/LV Substation BR***973Y |  | 10 kV | _ | LV | 400 kVA :Kiosk Substation | 0.4 | --> | 0.4 | 0.121 | 0.12 | Constrained, otherwise capacity available =336 kVA | --> | 0.38 | 0 | 0.003 | 0.369 | 0 |  | --> | C21 ex ATHY | Athy [T101,T102] | ATHY |  | 52.9851 | -6.9973
0814202 | MV/LV Substation BA***4202 |  | 10 kV | _ | LV | 400 kVA :Kiosk Substation | 0.4 | --> | 0.4 | 0 | 0 | Constrained, otherwise capacity available =385 kVA | --> | 0.38 | 0 | 0.017 | 0 | 0 | Constrained, otherwise capacity available =365 kW | --> | C17 ex LEIXLIP | Leixlip [T41,T42] | GRIFFINRATH |  | 53.3617 | -6.5084
036304X | MV/LV Substation DR***304X |  | 20 kV | _ | LV | 50 kVA :Pole Substation | 0.05 | --> | 0.05 | 0 | 0 | Constrained, otherwise capacity available =35 kVA | --> | 0.048 | 0 | 0 | 0 | 0 | Constrained, otherwise capacity available =45 kW | --> | E19 ex GARRANACANTY | Garranacanty [T421,T422] | TIPPERARY |  | 52.4233 | -7.9544
0624284 | MV/LV Substation CA***4284 |  | 20 kV | _ | LV | 400 kVA :Building Structure | 0.4 | --> | 0.4 | 0.278 | 19.76 |  | --> | 0.38 | 0 | 0 | 0.368 | 0 |  | --> | E19 ex MULLAGHARLIN | Mullagharlin [T121,T122] | MULLAGHARLIN |  | 53.9687 | -6.4531
1564333 | MV/LV Substation TR***4333 |  | 20 kV | _ | LV | 50 kVA :Pole Substation | 0.05 | --> | 0.05 | 0 | 0 | Constrained, otherwise capacity available =50 kVA | --> | 0.048 | 0 | 0 | 0 | 0 | Constrained, otherwise capacity available =48 kW | --> | E12 ex EMYVALE | Emyvale [T422] | LISDRUM |  | 54.3463 | -7.0591
068030X | MV/LV Substation FU***030X |  | 10 kV | _ | LV | 630 kVA :Building Structure | 0.63 | --> | 0.63 | 0 | 0 | Constrained, otherwise capacity available =455 kVA | --> | 0.598 | 0 | 0.052 | 0.5 | 0 |  | --> | C18 ex CLONTARF | Clontarf [T42] | FINGLAS |  | 53.3733 | -6.2007
034932X | MV/LV Substation FO***932X |  | 20 kV | _ | LV | 50 kVA :Pole Substation | 0.05 | --> | 0.05 | 0.04 | 0.57 |  | --> | 0.048 | 0 | 0.011 | 0 | 0 | Constrained, otherwise capacity available =38 kW | --> | E19 ex LAWLESSTOWN | Lawlesstown [T42,T421] | DOON |  | 52.5321 | -7.7511
220403X | MV/LV Substation TR***403X |  | 10 kV | _ | LV | 200 kVA :Pole Substation | 0.2 | --> | 0.2 | 0.166 | 1.36 |  | --> | 0.19 | 0 | 0 | 0 | 0 | Constrained, otherwise capacity available =185 kW | --> | C15 ex CROSSMOLINA | Crossmolina [T41,T42] | MOY |  | 54.1142 | -9.2944
252574 | MV/LV Substation TE***574 |  | 20 kV | _ | LV | 50 kVA :Pole Substation | 0.05 | --> | 0.05 | 0.029 | 1.32 |  | --> | 0.048 | 0 | 0.006 | 0.04 | 0 |  | --> | C24 ex CLIFDEN | Clifden [T41,T42] | SCREEB |  | 53.5488 | -9.9727
082358Y | MV/LV Substation BE***358Y |  | 10 kV | _ | LV | 50 kVA :Pole Substation | 0.05 | --> | 0.05 | 0 | 0 | Constrained, otherwise capacity available =12 kVA | --> | 0.048 | 0 | 0.005 | 0 | 0 | Constrained, otherwise capacity available =38 kW | --> | C32 ex ACADEMY STREET | Academy Street [T421,T422,T44] | NAVAN |  | 53.6448 | -6.6911
160743 | MV/LV Substation AN***743 |  | 10 kV | _ | LV | 50 kVA :Pole Substation | 0.05 | --> | 0.05 | 0 | 0 | Constrained, otherwise capacity available =24 kVA | --> | 0.048 | 0 | 0.003 | 0 | 0 | Constrained, otherwise capacity available =42 kW | --> | C18 ex PORTARLINGTON | Portarlington [T41,T42] | PORTLAOISE |  | 53.147 | -7.2383
1544268 | MV/LV Substation NO***4268 |  | 20 kV | _ | LV | 400 kVA :Building Structure | 0.4 | --> | 0.4 | 0.389 | 41.3 |  | --> | 0.38 | 0 | 0 | 0.378 | 0 |  | --> | E13 ex CORDUFF | Corduff [T121,T122] | CORDUFF |  | 53.4183 | -6.357
012941 | MV/LV Substation OA***941 |  | 10 kV | _ | LV | 200 kVA :Kiosk Substation | 0.2 | --> | 0.2 | 0.139 | 1.99 |  | --> | 0.19 | 0 | 0.009 | 0 | 0 | Constrained, otherwise capacity available =175 kW | --> | C18 ex GRAIGUE | Graigue [T41,T42] | CARLOW |  | 52.8416 | -6.9439
011763Z | MV/LV Substation LE***763Z |  | 10 kV | _ | LV | 400 kVA :Building Structure | 0.4 | --> | 0.4 | 0.309 | 5.05 |  | --> | 0.38 | 0 | 0 | 0 | 0 | Constrained, otherwise capacity available =367 kW | --> | C14 ex MCDONAGH | Mcdonagh [T41,T42] | KILKENNY |  | 52.6511 | -7.2105
009995 | MV/LV Substation CL***995 |  | 10 kV | _ | LV | 200 kVA :Pole Substation | 0.2 | --> | 0.2 | 0 | 0 | Constrained, otherwise capacity available =164 kVA | --> | 0.19 | 0 | 0 | 0 | 0 | Constrained, otherwise capacity available =185 kW | --> | C15 ex GRANAGH | Granagh [T41,T42] | WATERFORD |  | 52.3635 | -7.1885
022329 | MV/LV Substation SH***329 |  | 10 kV | _ | LV | 400 kVA :Building Structure | 0.4 | --> | 0.4 | 0 | 0 | Constrained, otherwise capacity available =372 kVA | --> | 0.38 | 0 | 0.01 | 0 | 0 | Constrained, otherwise capacity available =369 kW | --> | C15 ex SCARTEEN | Scarteen [T41,T42] | MALLOW |  | 52.1185 | -8.6618
165997 | MV/LV Substation GR***997 |  | 10 kV | _ | LV | 630 kVA :Kiosk Substation | 0.63 | --> | 0.63 | 0 | 0 | Constrained, otherwise capacity available =484 kVA | --> | 0.598 | 0 | 0.005 | 0 | 0 | Constrained, otherwise capacity available =575 kW | --> | C11 ex CLONAKILTY | Clonakilty [T41,T42] | DUNMANWAY |  | 51.6452 | -8.8701
118649Y | MV/LV Substation PE***649Y |  | 20 kV | _ | LV | 50 kVA :Pole Substation | 0.05 | --> | 0.05 | 0 | 0 | Constrained, otherwise capacity available =43 kVA | --> | 0.048 | 0 | 0.04 | 0 | 0 | Constrained, otherwise capacity available =17 kW | --> | E17 ex CREAGH | Creagh [T421,T422] | ATHLONE |  | 53.3289 | -8.3135
037151 | MV/LV Substation SH***151 |  | 10 kV | _ | LV | 200 kVA :Kiosk Substation | 0.2 | --> | 0.2 | 0 | 0 | Constrained, otherwise capacity available =133 kVA | --> | 0.19 | 0 | 0.061 | 0 | 0 | Constrained, otherwise capacity available =136 kW | --> | C16 ex CAHIRCALLA | Cahircalla [T41,T42] | ENNIS |  | 52.8399 | -8.9959
0074099 | MV/LV Substation RI***4099 |  | 20 kV | _ | LV | 200 kVA :Pole Substation | 0.2 | --> | 0.2 | 0.186 | 1.4 |  | --> | 0.19 | 0 | 0.049 | 0 | 0 | Constrained, otherwise capacity available =152 kW | --> | E11 ex KILLINICK | Killinick [T421,T422] | WEXFORD |  | 52.1939 | -6.556
288735 | MV/LV Substation KI***735 |  | 10 kV | _ | LV | 200 kVA :Pole Substation | 0.2 | --> | 0.2 | 0.041 | 0.04 | Constrained, otherwise capacity available =146 kVA | --> | 0.19 | 0 | 0.019 | 0.168 | 0 |  | --> | C21 ex LITTLE BRAY | Little Bray [T41,T42] | FASSAROE |  | 53.193 | -6.1829
176239Y | MV/LV Substation CA***239Y |  | 20 kV | _ | LV | 50 kVA :Pole Substation | 0.05 | --> | 0.05 | 0.048 | 18.78 |  | --> | 0.048 | 0 | 0 | 0.047 | 0 |  | --> | E14 ex HARTNETTS CROSS | Hartnetts Cross [T121,T422] | MACROOM |  | 51.9116 | -9.1111
165088 | MV/LV Substation CO***088 |  | 10 kV | _ | LV | 400 kVA :Kiosk Substation | 0.4 | --> | 0.4 | 0 | 0 | Constrained, otherwise capacity available =242 kVA | --> | 0.38 | 0 | 0.02 | 0 | 0 | Constrained, otherwise capacity available =343 kW | --> | C16 ex CLONAKILTY | Clonakilty [T41,T42] | DUNMANWAY |  | 51.6251 | -8.8791
006192 | MV/LV Substation OI***192 |  | 20 kV | _ | LV | 100 kVA :Pole Substation | 0.1 | --> | 0.1 | 0.093 | 16.12 |  | --> | 0.095 | 0 | 0 | 0.094 | 0 |  | --> | E21 ex WEXFORD | Wexford [T121,T122] | WEXFORD |  | 52.4171 | -6.531
253275X | MV/LV Substation EU***275X |  | 20 kV | _ | LV | 400 kVA :Building Structure | 0.4 | --> | 0.4 | 0 | 0 | Constrained, otherwise capacity available =364 kVA | --> | 0.38 | 0 | 0 | 0 | 0 | Constrained, otherwise capacity available =375 kW | --> | E21 ex GLENAMADDY | Glenamaddy [T422] | ATHLONE |  | 53.619 | -8.7406
007015 | MV/LV Substation ST***015 |  | 10 kV | _ | LV | 200 kVA :Kiosk Substation | 0.2 | --> | 0.2 | 0 | 0 | Constrained, otherwise capacity available =134 kVA | --> | 0.19 | 0 | 0.018 | 0 | 0 | Constrained, otherwise capacity available =168 kW | --> | C11 ex MULGANNON | Mulgannon [T41,T42] | WEXFORD |  | 52.3352 | -6.4734
005958 | MV/LV Substation BA***958 |  | 20 kV | _ | LV | 50 kVA :Pole Substation | 0.05 | --> | 0.05 | 0.04 | 17.8 |  | --> | 0.048 | 0 | 0 | 0.046 | 0 |  | --> | E22 ex BANOGE | Banoge [T121,T122] | BANOGE |  | 52.6239 | -6.3735
281543Y | MV/LV Substation MO***543Y |  | 10 kV | _ | LV | 200 kVA :Kiosk Substation | 0.2 | --> | 0.2 | 0 | 0 | Constrained, otherwise capacity available =148 kVA | --> | 0.19 | 0 | 0.045 | 0 | 0 | Constrained, otherwise capacity available =149 kW | --> | C21 ex DOUGLAS | Douglas [T41,T42] | TRABEG |  | 51.873 | -8.4019
156316Z | MV/LV Substation HU***316Z |  | 20 kV | _ | LV | 400 kVA :Building Structure | 0.4 | --> | 0.4 | 0.4 | 2.47 |  | --> | 0.38 | 0 | 0 | 0 | 0 | Constrained, otherwise capacity available =380 kW | --> | E19 ex TELAYDON | Telaydon [T42,T421] | LISDRUM |  | 54.3196 | -6.8938
156821Y | MV/LV Substation TE***821Y |  | 10 kV | _ | LV | 50 kVA :Pole Substation | 0.05 | --> | 0.05 | 0.05 | 2.47 |  | --> | 0.048 | 0 | 0 | 0 | 0 | Constrained, otherwise capacity available =48 kW | --> | C12 ex TELAYDON | Telaydon [T42,T421] | LISDRUM |  | 54.2645 | -6.9714
1764133 | MV/LV Substation AL***4133 |  | 10 kV | _ | LV | 200 kVA :Kiosk Substation | 0.2 | --> | 0.2 | 0 | 0 | Constrained, otherwise capacity available =131 kVA | --> | 0.19 | 0 | 0 | 0 | 0 | Constrained, otherwise capacity available =180 kW | --> | E12 ex HARTNETTS CROSS |  |  |  | 51.903 | -8.9535
0714001 | MV/LV Substation CO***4001 |  | 10 kV | _ | LV | 50 kVA :Pole Substation | 0.05 | --> | 0.05 | 0 | 0 | Constrained, otherwise capacity available =45 kVA | --> | 0.048 | 0 | 0 | 0.047 | 0 |  | --> | C14 ex GREYSTONES | Greystones [T41,T42] | FASSAROE |  | 53.1546 | -6.0861
066642Z | MV/LV Substation TH***642Z |  | 20 kV | _ | LV | 50 kVA :Pole Substation | 0.05 | --> | 0.05 | 0 | 0 | Constrained, otherwise capacity available =46 kVA | --> | 0.048 | 0 | 0 | 0 | 0 | Constrained, otherwise capacity available =47 kW | --> | E17 ex BALTRASNA | Baltrasna [T121,T122] | BALTRASNA |  | 53.5251 | -6.526
059359Y | MV/LV Substation SW***359Y |  | 20 kV | _ | LV | 200 kVA :Kiosk Substation | 0.2 | --> | 0.2 | 0 | 0 | Constrained, otherwise capacity available =156 kVA | --> | 0.19 | 0 | 0.031 | 0 | 0 | Constrained, otherwise capacity available =161 kW | --> | E19 ex CAVAN | Cavan [T42,T421] | SHANKILL |  | 53.9891 | -7.3831
011288 | MV/LV Substation PA***288 |  | 10 kV | _ | LV | 400 kVA :Building Structure | 0.4 | --> | 0.4 | 0 | 0 | Constrained, otherwise capacity available =382 kVA | --> | 0.38 | 0 | 0.04 | 0 | 0 | Constrained, otherwise capacity available =348 kW | --> | C15 ex TALBOTS INCH | Talbots Inch [T41,T42] | KILKENNY |  | 52.6931 | -7.511
081210Z | MV/LV Substation LI***210Z |  | 10 kV | _ | LV | 630 kVA :Building Structure | 0.63 | --> | 0.63 | 0 | 0 | Constrained, otherwise capacity available =521 kVA | --> | 0.598 | 0 | 0 | 0 | 0 | Constrained, otherwise capacity available =583 kW | --> | C12 ex PALMERSTOWN | Palmerstown [T41,T42] | FINGLAS |  | 53.3544 | -6.3961
039647X | MV/LV Substation CA***647X |  | 10 kV | _ | LV | 400 kVA :Kiosk Substation | 0.4 | --> | 0.4 | 0 | 0 | Constrained, otherwise capacity available =308 kVA | --> | 0.38 | 0 | 0.037 | 0 | 0 | Constrained, otherwise capacity available =340 kW | --> | C12 ex ORANMORE | Oranmore [T41,T44] | GALWAY 110KV |  | 53.2803 | -8.9783
0154130 | MV/LV Substation OL***4130 |  | 10 kV | _ | LV | 50 kVA :Pole Substation | 0.05 | --> | 0.05 | 0 | 0 | Constrained, otherwise capacity available =50 kVA | --> | 0.048 | 0 | 0 | 0 | 0 | Constrained, otherwise capacity available =47 kW | --> | C19 ex SALLINS | Sallins [T41,T42] | GRIFFINRATH |  | 53.2461 | -6.7441
056720X | MV/LV Substation CR***720X |  | 10 kV | _ | LV | 100 kVA :Pole Substation | 0.1 | --> | 0.1 | 0.068 | 0.89 |  | --> | 0.095 | 0 | 0.004 | 0 | 0 | Constrained, otherwise capacity available =88 kW | --> | C21 ex BIRR | Birr [T41,T422] | DALLOW |  | 53.0791 | -7.8933
010166X | MV/LV Substation BA***166X |  | 10 kV | _ | LV | 50 kVA :Pole Substation | 0.05 | --> | 0.05 | 0 | 0 | Constrained, otherwise capacity available =48 kVA | --> | 0.048 | 0 | 0 | 0 | 0 | Constrained, otherwise capacity available =47 kW | --> | C11 ex GRAIGUENAMANAGH | Graiguenamanagh [T41,T42] | KILKENNY |  | 52.5108 | -6.9265
056676 | MV/LV Substation CA***676 |  | 20 kV | _ | LV | 50 kVA :Pole Substation | 0.05 | --> | 0.05 | 0.032 | 0.89 |  | --> | 0.048 | 0 | 0 | 0 | 0 | Constrained, otherwise capacity available =45 kW | --> | E20 ex BIRR | Birr [T41,T422] | DALLOW |  | 53.0621 | -7.9491
0364183 | MV/LV Substation TH***4183 |  | 20 kV | _ | LV | 50 kVA :Pole Substation | 0.05 | --> | 0.05 | 0 | 0 | Constrained, otherwise capacity available =44 kVA | --> | 0.048 | 0 | 0 | 0 | 0 | Constrained, otherwise capacity available =47 kW | --> | E20 ex GARRANACANTY | Garranacanty [T421,T422] | TIPPERARY |  | 52.4921 | -8.0246
052831Z | MV/LV Substation MU***831Z |  | 10 kV | _ | LV | 50 kVA :Pole Substation | 0.05 | --> | 0.05 | 0.023 | 1.25 |  | --> | 0.048 | 0 | 0 | 0 | 0 | Constrained, otherwise capacity available =44 kW | --> | C17 ex LOUGHANALLA | Loughanalla [T41,T42] | MULLINGAR |  | 53.6863 | -7.3382
160071Y | MV/LV Substation HA***071Y |  | 10 kV | _ | LV | 400 kVA :Kiosk Substation | 0.4 | --> | 0.4 | 0 | 0 | Constrained, otherwise capacity available =340 kVA | --> | 0.38 | 0 | 0.047 | 0 | 0 | Constrained, otherwise capacity available =337 kW | --> | C14 ex PORTLAOISE | Portlaoise [T41,T42] | PORTLAOISE |  | 53.0445 | -7.2758
0544316 | MV/LV Substation NA***4316 |  | 10 kV | _ | LV | 200 kVA :Kiosk Substation | 0.2 | --> | 0.2 | 0 | 0 | Constrained, otherwise capacity available =160 kVA | --> | 0.19 | 0 | 0.05 | 0 | 0 | Constrained, otherwise capacity available =147 kW | --> | E16 ex PORTLAOISE | Portlaoise [T423,T424] | PORTLAOISE |  | 53.0173 | -7.315
073992 | MV/LV Substation RO***992 |  | 20 kV | _ | LV | 400 kVA :Kiosk Substation | 0.4 | --> | 0.4 | 0 | 0 | Constrained, otherwise capacity available =337 kVA | --> | 0.38 | 0 | 0.01 | 0 | 0 | Constrained, otherwise capacity available =364 kW | --> | C15 ex MOATE | Moate [T41,T42] | ATHLONE |  | 53.3981 | -7.7125
063030 | MV/LV Substation MA***030 |  | 10 kV | _ | LV | 630 kVA :Kiosk Substation | 0.63 | --> | 0.63 | 0 | 0 | Constrained, otherwise capacity available =367 kVA | --> | 0.598 | 0 | 0.016 | 0 | 0 | Constrained, otherwise capacity available =550 kW | --> | C16 ex BALLYBAILIE | Ballybailie [T41,T42] | DUNDALK |  | 53.8584 | -6.5395
003142Y | MV/LV Substation SH***142Y |  | 10 kV | _ | LV | 400 kVA :Building Structure | 0.4 | --> | 0.4 | 0.259 | 11.58 |  | --> | 0.38 | 0 | 0.019 | 0 | 0 | Constrained, otherwise capacity available =346 kW | --> | C22 ex BALLYBEG | Ballybeg [T101,T102] | CARRICKMINES |  | 52.9817 | -6.0444
014499Z | MV/LV Substation IN***499Z |  | 10 kV | _ | LV | 200 kVA :Kiosk Substation | 0.2 | --> | 0.2 | 0 | 0 | Constrained, otherwise capacity available =137 kVA | --> | 0.19 | 0 | 0.04 | 0 | 0 | Constrained, otherwise capacity available =152 kW | --> | C17 ex ATHGARVAN | Athgarvan [T41,T44] | NEWBRIDGE |  | 53.1742 | -6.7953
293780 | MV/LV Substation AG***780 |  | 20 kV | _ | LV | 50 kVA :Pole Substation | 0.05 | --> | 0.05 | 0.044 | 0.43 |  | --> | 0.048 | 0 | 0 | 0 | 0 | Constrained, otherwise capacity available =47 kW | --> | E12 ex TULLOW | Tullow [T421,T422] | CARLOW |  | 52.7599 | -6.7324
281034X | MV/LV Substation UP***034X |  | 10 kV | _ | LV | 1000 kVA :Building Structure | 1 | --> | 1 | 0 | 0 | Constrained, otherwise capacity available =772 kVA | --> | 0.95 | 0 | 0 | 0.5 | 0 |  | --> | C19 ex BISHOPSTOWN | Bishopstown [T41,T42] | KILBARRY |  | 51.872 | -8.5253
093128Z | MV/LV Substation ST***128Z |  | 10 kV | _ | LV | 400 kVA :Building Structure | 0.4 | --> | 0.4 | 0 | 0 | Constrained, otherwise capacity available =344 kVA | --> | 0.38 | 0 | 0.02 | 0 | 0 | Constrained, otherwise capacity available =358 kW | --> | C17 ex BALLYCOOLIN | Ballycoolin [T41,T42,T43] | FINGLAS |  | 53.3985 | -6.3402
021552 | MV/LV Substation KE***552 |  | 20 kV | _ | LV | 200 kVA :Pole Substation | 0.2 | --> | 0.2 | 0 | 0 | Constrained, otherwise capacity available =92 kVA | --> | 0.19 | 0 | 0.025 | 0 | 0 | Constrained, otherwise capacity available =156 kW | --> | E18 ex CURRALEIGH | Curraleigh [T421,T422] | KILBARRY |  | 51.9119 | -8.5669
0774105 | MV/LV Substation AT***4105 |  | 20 kV | _ | LV | 50 kVA :Pole Substation | 0.05 | --> | 0.05 | 0 | 0 | Constrained, otherwise capacity available =46 kVA | --> | 0.048 | 0 | 0 | 0 | 0 | Constrained, otherwise capacity available =47 kW | --> | E18 ex PATRICKSWELL | Patrickswell [T421,T422] | LIMERICK |  | 52.5829 | -8.718
010346 | MV/LV Substation PL***346 |  | 20 kV | _ | LV | 200 kVA :Pole Substation | 0.2 | --> | 0.2 | 0 | 0 | Constrained, otherwise capacity available =182 kVA | --> | 0.19 | 0 | 0 | 0 | 0 | Constrained, otherwise capacity available =188 kW | --> | E17 ex BALLYHALE | Ballyhale [T42,T421] | KILKENNY |  | 52.4885 | -7.1369
350759 | MV/LV Substation ES***759 |  | 10 kV | _ | LV | 50 kVA :Pole Substation | 0.05 | --> | 0.05 | 0.02 | 1.57 |  | --> | 0.048 | 0 | 0.01 | 0 | 0 | Constrained, otherwise capacity available =36 kW | --> | C15 ex BUNDORAN | Bundoran [T41,T42] | CATHALEENS FALL |  | 54.4752 | -8.3108
082117 | MV/LV Substation BE***117 |  | 10 kV | _ | LV | 400 kVA :Kiosk Substation | 0.4 | --> | 0.4 | 0.299 | 2.01 |  | --> | 0.38 | 0 | 0.013 | 0 | 0 | Constrained, otherwise capacity available =356 kW | --> | C11 ex ABBEYLAND | Abbeyland [T41,T42] | NAVAN |  | 53.6422 | -6.6916
039316 | MV/LV Substation KI***316 |  | 10 kV | _ | LV | 1000 kVA :Kiosk Substation | 1 | --> | 1 | 0 | 0 | Constrained, otherwise capacity available =790 kVA | --> | 0.95 | 0 | 0.03 | 0 | 0 | Constrained, otherwise capacity available =899 kW | --> | C19 ex HEADFORD ROAD | Headford Road [T41,T42] | GALWAY 110KV |  | 53.2747 | -9.0462
009793X | MV/LV Substation TH***793X |  | 10 kV | _ | LV | 100 kVA :Pole Substation | 0.1 | --> | 0.1 | 0 | 0 | Constrained, otherwise capacity available =75 kVA | --> | 0.095 | 0 | 0 | 0 | 0 | Constrained, otherwise capacity available =92 kW | --> | C14 ex BALLYHALE | Ballyhale [T42,T421] | KILKENNY |  | 52.3706 | -7.1721
0594230 | MV/LV Substation LI***4230 |  | 10 kV | _ | LV | 50 kVA :Pole Substation | 0.05 | --> | 0.05 | 0 | 0 | Constrained, otherwise capacity available =50 kVA | --> | 0.048 | 0 | 0 | 0 | 0 | Constrained, otherwise capacity available =48 kW | --> | C11 ex DERRYCRAMPH | Derrycramph [T41,T42] | SHANKILL |  | 53.9656 | -7.2201
238392 | MV/LV Substation JE***392 |  | 20 kV | _ | LV | 630 kVA :Kiosk Substation | 0.63 | --> | 0.63 | 0 | 0 | Constrained, otherwise capacity available =363 kVA | --> | 0.598 | 0 | 0 | 0 | 0 | Constrained, otherwise capacity available =561 kW | --> | E12 ex BALLINROBE | Ballinrobe [T421,T422] | DALTON |  | 53.6151 | -9.2212
176169 | MV/LV Substation TH***169 |  | 10 kV | _ | LV | 200 kVA :Pole Substation | 0.2 | --> | 0.2 | 0.091 | 18.78 |  | --> | 0.19 | 0 | 0.013 | 0.165 | 0 |  | --> | E11 ex HARTNETTS CROSS | Hartnetts Cross [T121,T422] | HARTNETTS CROSS |  | 51.9046 | -8.9465
069759 | MV/LV Substation BY***759 |  | 10 kV | _ | LV | 1000 kVA :Building Structure | 1 | --> | 1 | 0.5 | 7.75 |  | --> | 0.95 | 0 | 0 | 0.5 | 0 |  | --> | C26 ex MILLTOWN (DR) | Milltown (dr) [T101,T102] | INCHICORE 220KV |  | 53.2917 | -6.2617
068686 | MV/LV Substation MO***686 |  | 10 kV | _ | LV | 1000 kVA :Building Structure | 1 | --> | 1 | 0 | 0 | Constrained, otherwise capacity available =880 kVA | --> | 0.95 | 0 | 0 | 0.5 | 0 |  | --> | C21 ex GRANBY ROW | Granby Row [T41] | MCDERMOTT |  | 53.3512 | -6.2622
059067 | MV/LV Substation SE***067 |  | 20 kV | _ | LV | 50 kVA :Pole Substation | 0.05 | --> | 0.05 | 0 | 0 | Constrained, otherwise capacity available =50 kVA | --> | 0.048 | 0 | 0 | 0 | 0 | Constrained, otherwise capacity available =48 kW | --> | E11 ex CAVAN | Cavan [T42,T421] | SHANKILL |  | 54.0488 | -7.3082
249195Z | MV/LV Substation WO***195Z |  | 10 kV | _ | LV | 200 kVA :Pole Substation | 0.2 | --> | 0.2 | 0 | 0 | Constrained, otherwise capacity available =153 kVA | --> | 0.19 | 0 | 0.012 | 0 | 0 | Constrained, otherwise capacity available =175 kW | --> | C15 ex KILCLOHER | Kilcloher [T41,T42] | DUNGARVAN |  | 52.0904 | -7.8523
013591 | MV/LV Substation BE***591 |  | 10 kV | _ | LV | 50 kVA :Pole Substation | 0.05 | --> | 0.05 | 0.036 | 0.12 |  | --> | 0.048 | 0 | 0 | 0.046 | 0 |  | --> | C21 ex ATHY | Athy [T101,T102] | ATHY |  | 52.9794 | -7.0078
007506 | MV/LV Substation KI***506 |  | 20 kV | _ | LV | 100 kVA :Pole Substation | 0.1 | --> | 0.1 | 0.083 | 1.4 |  | --> | 0.095 | 0 | 0 | 0 | 0 | Constrained, otherwise capacity available =93 kW | --> | E20 ex KILLINICK | Killinick [T421,T422] | WEXFORD |  | 52.2787 | -6.467
052550X | MV/LV Substation RA***550X |  | 20 kV | _ | LV | 100 kVA :Pole Substation | 0.1 | --> | 0.1 | 0 | 0 | Constrained, otherwise capacity available =43 kVA | --> | 0.095 | 0 | 0.005 | 0 | 0 | Constrained, otherwise capacity available =83 kW | --> | E18 ex BALLINDERRY | Ballinderry [T41,T422] | MULLINGAR |  | 53.5232 | -7.0943
034060 | MV/LV Substation PE***060 |  | 10 kV | _ | LV | 400 kVA :Building Structure | 0.4 | --> | 0.4 | 0.212 | 5.88 |  | --> | 0.38 | 0 | 0.013 | 0 | 0 | Constrained, otherwise capacity available =344 kW | --> | C11 ex ARDGEEHA | Ardgeeha [T41,T42] | DOON |  | 52.3576 | -7.7068
067852X | MV/LV Substation CA***852X |  | 20 kV | _ | LV | 50 kVA :Pole Substation | 0.05 | --> | 0.05 | 0.036 | 13.8 |  | --> | 0.048 | 0 | 0.008 | 0.04 | 0 |  | --> | C14 ex SINGLAND | Singland [T101,T102] | SINGLAND |  | 52.6253 | -8.5532
252062 | MV/LV Substation DE***062 |  | 20 kV | _ | LV | 50 kVA :Pole Substation | 0.05 | --> | 0.05 | 0.041 | 1.32 |  | --> | 0.048 | 0 | 0 | 0.046 | 0 |  | --> | C24 ex CLIFDEN | Clifden [T41,T42] | SCREEB |  | 53.5842 | -9.9631
254509 | MV/LV Substation BE***509 |  | 20 kV | _ | LV | 200 kVA :Pole Substation | 0.2 | --> | 0.2 | 0 | 0 | Constrained, otherwise capacity available =200 kVA | --> | 0.19 | 0 | 0 | 0 | 0 | Constrained, otherwise capacity available =190 kW | --> | E15 ex GLENAMADDY | Glenamaddy [T422] | ATHLONE |  | 53.659 | -8.6579
266133X | MV/LV Substation MA***133X |  | 20 kV | _ | LV | 100 kVA :Pole Substation | 0.1 | --> | 0.1 | 0 | 0 | Constrained, otherwise capacity available =84 kVA | --> | 0.095 | 0 | 0 | 0 | 0 | Constrained, otherwise capacity available =93 kW | --> | E17 ex CARNDONAGH | Carndonagh [T421,T422] | TRILLICK |  | 55.2974 | -7.2643
0124163 | MV/LV Substation DE***4163 |  | 10 kV | _ | LV | 100 kVA :Pole Substation | 0.1 | --> | 0.1 | 0 | 0 | Constrained, otherwise capacity available =96 kVA | --> | 0.095 | 0 | 0 | 0 | 0 | Constrained, otherwise capacity available =94 kW | --> | C11 ex POLLERTON | Pollerton [T41,T42] | CARLOW |  | 52.8523 | -6.8854
164947X | MV/LV Substation PA***947X |  | 10 kV | _ | LV | 400 kVA :Kiosk Substation | 0.4 | --> | 0.4 | 0 | 0 | Constrained, otherwise capacity available =377 kVA | --> | 0.38 | 0 | 0.014 | 0 | 0 | Constrained, otherwise capacity available =366 kW | --> | C17 ex SKIBBEREEN | Skibbereen [T41,T42] | DUNMANWAY |  | 51.558 | -9.1445
209221 | MV/LV Substation DE***221 |  | 20 kV | _ | LV | 50 kVA :Pole Substation | 0.05 | --> | 0.05 | 0 | 0 | Constrained, otherwise capacity available =49 kVA | --> | 0.048 | 0 | 0 | 0 | 0 | Constrained, otherwise capacity available =47 kW | --> | C21 ex MILFORD (NR) | Milford (nr) [T41,T42] | LETTERKENNY |  | 55.1634 | -7.7267
1564038 | MV/LV Substation BA***4038 |  | 10 kV | _ | LV | 100 kVA :Pole Substation | 0.1 | --> | 0.1 | 0 | 0 | Constrained, otherwise capacity available =99 kVA | --> | 0.095 | 0 | 0 | 0 | 0 | Constrained, otherwise capacity available =95 kW | --> | C20 ex DRUMBEAR | Drumbear [T41,T42] | LISDRUM |  | 54.1956 | -7.0192
164203X | MV/LV Substation BA***203X |  | 10 kV | _ | LV | 50 kVA :Pole Substation | 0.05 | --> | 0.05 | 0.041 | 0.88 |  | --> | 0.048 | 0 | 0 | 0 | 0 | Constrained, otherwise capacity available =46 kW | --> | C22 ex ROSS CARBERY | Ross Carbery [T41,T42] | DUNMANWAY |  | 51.5922 | -9.0626
054078Z | MV/LV Substation HA***078Z |  | 10 kV | _ | LV | 400 kVA :Kiosk Substation | 0.4 | --> | 0.4 | 0 | 0 | Constrained, otherwise capacity available =305 kVA | --> | 0.38 | 0 | 0.012 | 0 | 0 | Constrained, otherwise capacity available =358 kW | --> | C15 ex PALLAS | Pallas [T41,T42] | PORTLAOISE |  | 53.0425 | -7.299
012004 | MV/LV Substation LE***004 |  | 10 kV | _ | LV | 400 kVA :Building Structure | 0.4 | --> | 0.4 | 0.321 | 1.99 |  | --> | 0.38 | 0 | 0 | 0 | 0 | Constrained, otherwise capacity available =369 kW | --> | C11 ex GRAIGUE | Graigue [T41,T42] | CARLOW |  | 52.8343 | -6.9391
008788Y | MV/LV Substation TI***788Y |  | 10 kV | _ | LV | 100 kVA :Pole Substation | 0.1 | --> | 0.1 | 0.099 | 0.2 |  | --> | 0.095 | 0 | 0 | 0 | 0 | Constrained, otherwise capacity available =95 kW | --> | E17 ex BEALISTOWN | Bealistown [T421,T422] | GREAT ISLAND |  | 52.2478 | -6.8381
007359Z | MV/LV Substation KI***359Z |  | 10 kV | _ | LV | 50 kVA :Pole Substation | 0.05 | --> | 0.05 | 0.039 | 0.9 |  | --> | 0.048 | 0 | 0.006 | 0 | 0 | Constrained, otherwise capacity available =42 kW | --> | C19 ex CLONARD | Clonard [T41,T42] | WEXFORD |  | 52.323 | -6.4898
006727Y | MV/LV Substation BA***727Y |  | 10 kV | _ | LV | 50 kVA :Pole Substation | 0.05 | --> | 0.05 | 0.05 | 4.38 |  | --> | 0.048 | 0 | 0 | 0.048 | 0 |  | --> | E14 ex CRANE | Crane [T122] | CRANE |  | 52.5691 | -6.6776
071909 | MV/LV Substation KI***909 |  | 10 kV | _ | LV | 400 kVA :Building Structure | 0.4 | --> | 0.4 | 0.328 | 5.58 |  | --> | 0.38 | 0 | 0 | 0.37 | 0 |  | --> | C12 ex KILCOOLE | Kilcoole [T41,T42] | FASSAROE |  | 53.1004 | -6.0616
064839Y | MV/LV Substation IN***839Y |  | 20 kV | _ | LV | 400 kVA :Kiosk Substation | 0.4 | --> | 0.4 | 0 | 0 | Constrained, otherwise capacity available =307 kVA | --> | 0.38 | 0 | 0.038 | 0 | 0 | Constrained, otherwise capacity available =339 kW | --> | E16 ex JULIANSTOWN | Julianstown [T421,T422] | DRYBRIDGE |  | 53.685 | -6.2476
2884142 | MV/LV Substation CO***4142 |  | 10 kV | _ | LV | 400 kVA :Kiosk Substation | 0.4 | --> | 0.4 | 0 | 0 | Constrained, otherwise capacity available =316 kVA | --> | 0.38 | 0 | 0 | 0.368 | 0 |  | --> | C17 ex CARRICKMINES | Carrickmines [T41,T42] | CARRICKMINES |  | 53.2349 | -6.1929
426657 | MV/LV Substation BA***657 |  | 20 kV | _ | LV | 50 kVA :Pole Substation | 0.05 | --> | 0.05 | 0 | 0 | Constrained, otherwise capacity available =46 kVA | --> | 0.048 | 0 | 0 | 0 | 0 | Constrained, otherwise capacity available =47 kW | --> | E15 ex DINGLE | Dingle [T421,T422] | OUGHTRAGH |  | 52.1862 | -10.4311
116547 | MV/LV Substation MU***547 |  | 20 kV | _ | LV | 100 kVA :Pole Substation | 0.1 | --> | 0.1 | 0.063 | 8.1 |  | --> | 0.095 | 0 | 0 | 0 | 0 | Constrained, otherwise capacity available =90 kW | --> | E11 ex WESTPORT | Westport [T421,T422] | CASTLEBAR |  | 53.7812 | -9.645
0684623 | MV/LV Substation SI***4623 |  | 10 kV | _ | LV | 630 kVA :Kiosk Substation | 0.63 | --> | 0.63 | 0.5 | 14.34 |  | --> | 0.598 | 0 | 0 | 0.5 | 0 |  | --> | C41 ex NORTH QUAYS | North Quays [T101,T102,T103] | POOLBEG |  | 53.3529 | -6.2317
064540 | MV/LV Substation BE***540 |  | 20 kV | _ | LV | 100 kVA :Pole Substation | 0.1 | --> | 0.1 | 0 | 0 | Constrained, otherwise capacity available =72 kVA | --> | 0.095 | 0 | 0.014 | 0 | 0 | Constrained, otherwise capacity available =81 kW | --> | E18 ex JULIANSTOWN | Julianstown [T421,T422] | DRYBRIDGE |  | 53.6433 | -6.3479
281126 | MV/LV Substation LI***126 |  | 10 kV | _ | LV | 630 kVA :Building Structure | 0.63 | --> | 0.63 | 0.392 | 7.88 |  | --> | 0.598 | 0 | 0 | 0.5 | 0 |  | --> | C28 ex LIBERTY STREET | Liberty Street [T101,T102] | LIBERTY STREET |  | 51.8981 | -8.478
244254 | MV/LV Substation GO***254 |  | 20 kV | _ | LV | 100 kVA :Pole Substation | 0.1 | --> | 0.1 | 0 | 0 | Constrained, otherwise capacity available =86 kVA | --> | 0.095 | 0 | 0.005 | 0 | 0 | Constrained, otherwise capacity available =89 kW | --> | E11 ex MILLTOWN (SR) | Milltown (sr) [T421,T422] | OUGHTRAGH |  | 52.1739 | -9.7737
067305Z | MV/LV Substation CI***305Z |  | 10 kV | _ | LV | 630 kVA :Building Structure | 0.63 | --> | 0.63 | 0.273 | 13.8 |  | --> | 0.598 | 0 | 0 | 0.5 | 0 |  | --> | C20 ex SINGLAND | Singland [T101,T102] | SINGLAND |  | 52.6519 | -8.5755
075063Y | MV/LV Substation BA***063Y |  | 20 kV | _ | LV | 100 kVA :Pole Substation | 0.1 | --> | 0.1 | 0.098 | 0.58 |  | --> | 0.095 | 0 | 0 | 0 | 0 | Constrained, otherwise capacity available =95 kW | --> | E11 ex FERNS | Ferns [T421] | CRANE |  | 52.6255 | -6.4946
039242 | MV/LV Substation BO***242 |  | 10 kV | _ | LV | 400 kVA :Kiosk Substation | 0.4 | --> | 0.4 | 0.271 | 3.45 |  | --> | 0.38 | 0 | 0 | 0.362 | 0 |  | --> | C13 ex TRIMMS LANE | Trimms Lane [T41,T42] | SALTHILL |  | 53.2729 | -9.0553
0934264 | MV/LV Substation ST***4264 |  | 10 kV | _ | LV | 630 kVA :Building Structure | 0.63 | --> | 0.63 | 0 | 0 | Constrained, otherwise capacity available =609 kVA | --> | 0.598 | 0 | 0 | 0 | 0 | Constrained, otherwise capacity available =596 kW | --> | C17 ex BALLYCOOLIN | Ballycoolin [T41,T42,T43] | FINGLAS |  | 53.399 | -6.3357
3654243 | MV/LV Substation IN***4243 |  | 10 kV | _ | LV | 630 kVA :Building Structure | 0.63 | --> | 0.63 | 0 | 0 | Constrained, otherwise capacity available =616 kVA | --> | 0.598 | 0 | 0 | 0.5 | 0 |  | --> | C16 ex BELGARD | Belgard [T41,T42] | COOKSTOWN |  | 53.2911 | -6.3745
039897 | MV/LV Substation CL***897 |  | 10 kV | _ | LV | 200 kVA :Pole Substation | 0.2 | --> | 0.2 | 0.199 | 11.03 |  | --> | 0.19 | 0 | 0 | 0.19 | 0 |  | --> | C36 ex SALTHILL | Salthill [T101,T102] | SALTHILL |  | 53.2837 | -9.0859
068671 | MV/LV Substation WE***671 |  | 10 kV | _ | LV | 630 kVA :Building Structure | 0.63 | --> | 0.63 | 0.01 | 28.43 |  | --> | 0.598 | 0 | 0 | 0.5 | 0 |  | --> | C46 ex BEDFORD ROW | Bedford Row [T41,T42,T43,T44] | FRANCIS STREET |  | 53.3453 | -6.2672
033781Y | MV/LV Substation KI***781Y |  | 10 kV | _ | LV | 50 kVA :Pole Substation | 0.05 | --> | 0.05 | 0 | 0 | Constrained, otherwise capacity available =50 kVA | --> | 0.048 | 0 | 0 | 0 | 0 | Constrained, otherwise capacity available =48 kW | --> | C16 ex DEERPARK | Deerpark [T41,T42] | BALLYDINE |  | 52.4004 | -7.5416
009265X | MV/LV Substation FR***265X |  | 10 kV | _ | LV | 50 kVA :Pole Substation | 0.05 | --> | 0.05 | 0 | 0 | Constrained, otherwise capacity available =28 kVA | --> | 0.048 | 0 | 0 | 0 | 0 | Constrained, otherwise capacity available =44 kW | --> | C14 ex BALLYHALE | Ballyhale [T42,T421] | KILKENNY |  | 52.367 | -7.1727
069803 | MV/LV Substation RO***803 |  | 10 kV | _ | LV | 630 kVA :Kiosk Substation | 0.63 | --> | 0.63 | 0.5 | 3 |  | --> | 0.598 | 0 | 0 | 0.5 | 0 |  | --> | C31 ex INCHICORE CENTRAL | Inchicore Central [T43,T45] | INCHICORE 220KV |  | 53.325 | -6.321
0034191 | MV/LV Substation WI***4191 |  | 10 kV | _ | LV | 200 kVA :Pole Substation | 0.2 | --> | 0.2 | 0.2 | 11.58 |  | --> | 0.19 | 0 | 0 | 0 | 0 | Constrained, otherwise capacity available =190 kW | --> | C17 ex BALLYBEG | Ballybeg [T101,T102] | CARRICKMINES |  | 52.9336 | -6.0311
136976X | MV/LV Substation EN***976X |  | 10 kV | _ | LV | 400 kVA :Building Structure | 0.4 | --> | 0.4 | 0 | 0 | Constrained, otherwise capacity available =372 kVA | --> | 0.38 | 0 | 0 | 0 | 0 | Constrained, otherwise capacity available =376 kW | --> | C12 ex ROSCOMMON | Roscommon [T41,T42] | LANESBORO |  | 53.6413 | -8.2071
082730Y | MV/LV Substation RU***730Y |  | 20 kV | _ | LV | 100 kVA :Pole Substation | 0.1 | --> | 0.1 | 0 | 0 | Constrained, otherwise capacity available =76 kVA | --> | 0.095 | 0 | 0 | 0 | 0 | Constrained, otherwise capacity available =92 kW | --> | E15 ex ACADEMY STREET | Academy Street [T421,T422,T44] | NAVAN |  | 53.6391 | -6.6703
008582X | MV/LV Substation OA***582X |  | 10 kV | _ | LV | 50 kVA :Pole Substation | 0.05 | --> | 0.05 | 0 | 0 |  | --> | 0.048 | 0 | 0 | 0 | 0 | Constrained, otherwise capacity available =40 kW | --> | C20 ex KNOCKMULLEN | Knockmullen [T42,T421] | GREAT ISLAND |  | 52.3829 | -6.9505
001852 | MV/LV Substation KI***852 |  | 10 kV | _ | LV | 400 kVA :Kiosk Substation | 0.4 | --> | 0.4 | 0 | 0 | Constrained, otherwise capacity available =272 kVA | --> | 0.38 | 0 | 0.036 | 0.336 | 0 |  | --> | C13 ex DUNDRUM | Dundrum [T41,T42] | BLACKROCK |  | 53.2846 | -6.2272
069558 | MV/LV Substation DE***558 |  | 10 kV | _ | LV | 400 kVA :Kiosk Substation | 0.4 | --> | 0.4 | 0.261 | 4.47 |  | --> | 0.38 | 0 | 0.043 | 0.329 | 0 |  | --> | C20 ex TEMPLEOGUE | Templeogue [T41,T42] | MILLTOWN (DR) |  | 53.2869 | -6.3266
248856 | MV/LV Substation MA***856 |  | 20 kV | _ | LV | 50 kVA :Pole Substation | 0.05 | --> | 0.05 | 0 | 0 | Constrained, otherwise capacity available =46 kVA | --> | 0.048 | 0 | 0 | 0 | 0 | Constrained, otherwise capacity available =47 kW | --> | E18 ex KILCOCK | Kilcock [T421,T422] | GRIFFINRATH |  | 53.3892 | -6.6375
053155Z | MV/LV Substation BA***155Z |  | 20 kV | _ | LV | 100 kVA :Pole Substation | 0.1 | --> | 0.1 | 0 | 0 | Constrained, otherwise capacity available =98 kVA | --> | 0.095 | 0 | 0 | 0.095 | 0 |  | --> | E20 ex CLONMINCH | Clonminch [T41,T422] | THORNSBERRY |  | 53.2817 | -7.3654
030471 | MV/LV Substation BU***471 |  | 20 kV | _ | LV | 50 kVA :Pole Substation | 0.05 | --> | 0.05 | 0 | 0 | Constrained, otherwise capacity available =45 kVA | --> | 0.048 | 0 | 0 | 0 | 0 | Constrained, otherwise capacity available =47 kW | --> | E20 ex FOXHOLE | Foxhole [T421,T422] | DUNGARVAN |  | 51.9383 | -7.9505
0524417 | MV/LV Substation MU***4417 |  | 10 kV | _ | LV | 630 kVA :Building Structure | 0.63 | --> | 0.63 | 0.5 | 10.9 |  | --> | 0.598 | 0 | 0.019 | 0.5 | 0 |  | --> | C12 ex MULLINGAR | Mullingar [T101,T102] | MULLINGAR |  | 53.5242 | -7.3398
054255X | MV/LV Substation DU***255X |  | 10 kV | _ | LV | 50 kVA :Pole Substation | 0.05 | --> | 0.05 | 0.049 | 2.78 |  | --> | 0.048 | 0 | 0 | 0 | 0 | Constrained, otherwise capacity available =47 kW | --> | E16 ex BALLYRAGGET | Ballyragget [T421,T422] | BALLYRAGGET |  | 52.8444 | -7.3887
249610 | MV/LV Substation ME***610 |  | 10 kV | _ | LV | 50 kVA :Pole Substation | 0.05 | --> | 0.05 | 0 | 0 | Constrained, otherwise capacity available =36 kVA | --> | 0.048 | 0 | 0 | 0 | 0 | Constrained, otherwise capacity available =46 kW | --> | C16 ex KILCLOHER | Kilcloher [T41,T42] | DUNGARVAN |  | 52.1841 | -7.8474
039646X | MV/LV Substation RO***646X |  | 10 kV | _ | LV | 200 kVA :Kiosk Substation | 0.2 | --> | 0.2 | 0.182 | 11.03 |  | --> | 0.19 | 0 | 0.004 | 0.184 | 0 |  | --> | C23 ex SALTHILL | Salthill [T101,T102] | SALTHILL |  | 53.2727 | -9.1101
1654198 | MV/LV Substation MA***4198 |  | 20 kV | _ | LV | 50 kVA :Pole Substation | 0.05 | --> | 0.05 | 0 | 0 | Constrained, otherwise capacity available =49 kVA | --> | 0.048 | 0 | 0 | 0 | 0 | Constrained, otherwise capacity available =47 kW | --> | C13 ex CLONAKILTY | Clonakilty [T41,T42] | DUNMANWAY |  | 51.6187 | -8.8208
253988 | MV/LV Substation CA***988 |  | 10 kV | _ | LV | 50 kVA :Pole Substation | 0.05 | --> | 0.05 | 0 | 0 | Constrained, otherwise capacity available =45 kVA | --> | 0.048 | 0 | 0.005 | 0 | 0 | Constrained, otherwise capacity available =43 kW | --> | C17 ex TUAM NORTH | Tuam North [T41,T42] | CLOON |  | 53.503 | -8.8181
042941X | MV/LV Substation CA***941X |  | 10 kV | _ | LV | 630 kVA :Kiosk Substation | 0.63 | --> | 0.63 | 0.46 | 1.93 |  | --> | 0.598 | 0 | 0.019 | 0 | 0 | Constrained, otherwise capacity available =561 kW | --> | C16 ex TURLOUGH ROAD | Turlough Road [T41,T42] | CASTLEBAR |  | 53.859 | -9.3187
139282X | MV/LV Substation RO***282X |  | 20 kV | _ | LV | 100 kVA :Pole Substation | 0.1 | --> | 0.1 | 0.089 | 2.68 |  | --> | 0.095 | 0 | 0 | 0 | 0 | Constrained, otherwise capacity available =94 kW | --> | E12 ex OLDCASTLE | Oldcastle [T41,T422] | MULLINGAR |  | 53.7911 | -7.2948
288233 | MV/LV Substation CO***233 |  | 10 kV | _ | LV | 50 kVA :Pole Substation | 0.05 | --> | 0.05 | 0.041 | 0.04 | Constrained, otherwise capacity available =49 kVA | --> | 0.048 | 0 | 0 | 0.047 | 0 |  | --> | C15 ex LITTLE BRAY | Little Bray [T41,T42] | FASSAROE |  | 53.2118 | -6.1069
050379 | MV/LV Substation CO***379 |  | 10 kV | _ | LV | 50 kVA :Pole Substation | 0.05 | --> | 0.05 | 0.038 | 6.49 |  | --> | 0.048 | 0 | 0 | 0 | 0 | Constrained, otherwise capacity available =46 kW | --> | C17 ex BUSHFIELD | Bushfield [T41,T42] | ATHLONE |  | 53.4348 | -7.9024
037033Y | MV/LV Substation RO***033Y |  | 10 kV | _ | LV | 400 kVA :Building Structure | 0.4 | --> | 0.4 | 0.313 | 13.05 |  | --> | 0.38 | 0 | 0.021 | 0.352 | 0 |  | --> | C18 ex ENNIS | Ennis [T101,T102] | ENNIS |  | 52.8569 | -8.9596
018661 | MV/LV Substation CU***661 |  | 10 kV | _ | LV | 100 kVA :Pole Substation | 0.1 | --> | 0.1 | 0.087 | 3.75 |  | --> | 0.095 | 0 | 0.006 | 0 | 0 | Constrained, otherwise capacity available =89 kW | --> | C12 ex SMEARLA | Smearla [T41,T42] | TRIEN |  | 52.4536 | -9.505
136750X | MV/LV Substation EL***750X |  | 10 kV | _ | LV | 400 kVA :Building Structure | 0.4 | --> | 0.4 | 0 | 0 | Constrained, otherwise capacity available =336 kVA | --> | 0.38 | 0 | 0 | 0 | 0 | Constrained, otherwise capacity available =371 kW | --> | C12 ex ROSCOMMON | Roscommon [T41,T42] | LANESBORO |  | 53.6418 | -8.2055
081402X | MV/LV Substation GR***402X |  | 10 kV | _ | LV | 400 kVA :Kiosk Substation | 0.4 | --> | 0.4 | 0 | 0 | Constrained, otherwise capacity available =275 kVA | --> | 0.38 | 0 | 0.004 | 0.36 | 0 |  | --> | C13 ex LIFFEY VALLEY | Liffey Valley [T41,T42] | INCHICORE 220KV |  | 53.3492 | -6.3996
0114283 | MV/LV Substation CA***4283 |  | 10 kV | _ | LV | 50 kVA :Pole Substation | 0.05 | --> | 0.05 | 0 | 0 | Constrained, otherwise capacity available =50 kVA | --> | 0.048 | 0 | 0 | 0 | 0 | Constrained, otherwise capacity available =48 kW | --> | C23 ex GORESBRIDGE | Goresbridge [T41,T42] | KILKENNY |  | 52.6438 | -7.0223
011282 | MV/LV Substation RE***282 |  | 10 kV | _ | LV | 50 kVA :Pole Substation | 0.05 | --> | 0.05 | 0 | 0 | Constrained, otherwise capacity available =32 kVA | --> | 0.048 | 0 | 0.005 | 0 | 0 | Constrained, otherwise capacity available =41 kW | --> | C15 ex TALBOTS INCH | Talbots Inch [T41,T42] | KILKENNY |  | 52.6709 | -7.3887
029249Y | MV/LV Substation WH***249Y |  | 10 kV | _ | LV | 100 kVA :Pole Substation | 0.1 | --> | 0.1 | 0.078 | 2.31 |  | --> | 0.095 | 0 | 0 | 0.092 | 0 |  | --> | E13 ex AGHADA | Aghada [T721] | N/A |  | 51.8123 | -8.186
005646X | MV/LV Substation GL***646X |  | 20 kV | _ | LV | 50 kVA :Pole Substation | 0.05 | --> | 0.05 | 0.015 | 17.8 |  | --> | 0.048 | 0 | 0.01 | 0.035 | 0 |  | --> | E13 ex BANOGE | Banoge [T121,T122] | BANOGE |  | 52.6218 | -6.2321
243200X | MV/LV Substation CO***200X |  | 20 kV | _ | LV | 100 kVA :Pole Substation | 0.1 | --> | 0.1 | 0 | 0 | Constrained, otherwise capacity available =97 kVA | --> | 0.095 | 0 | 0 | 0 | 0 | Constrained, otherwise capacity available =95 kW | --> | E17 ex INCH | Inch [T421,T422] | OUGHTRAGH |  | 52.249 | -10.0164
154294Z | MV/LV Substation FE***294Z |  | 10 kV | _ | LV | 200 kVA :Kiosk Substation | 0.2 | --> | 0.2 | 0.002 | 7.91 |  | --> | 0.19 | 0 | 0 | 0.161 | 0 |  | --> | C23 ex PELLETSTOWN | Pelletstown [T101,T102] | FINGLAS |  | 53.3721 | -6.4034
067063Y | MV/LV Substation DO***063Y |  | 10 kV | _ | LV | 200 kVA :Building Structure | 0.2 | --> | 0.2 | 0 | 0 | Constrained, otherwise capacity available =43 kVA | --> | 0.19 | 0 | 0 | 0.167 | 0 |  | --> | C17 ex BALLINACURRA | Ballinacurra [T41,T42] | LIMERICK |  | 52.658 | -8.6403
363694 | MV/LV Substation GO***694 |  | 20 kV | _ | LV | 400 kVA :Kiosk Substation | 0.4 | --> | 0.4 | 0.365 | 3.25 |  | --> | 0.38 | 0 | 0.1 | 0 | 0 | Constrained, otherwise capacity available =301 kW | --> | E18 ex BALLYBUNION | Ballybunion [T421,T422] | TRIEN |  | 52.4952 | -9.6739
068634X | MV/LV Substation HE***634X |  | 10 kV | _ | LV | 630 kVA :Building Structure | 0.63 | --> | 0.63 | 0 | 0 | Constrained, otherwise capacity available =543 kVA | --> | 0.598 | 0 | 0 | 0.5 | 0 |  | --> | C11 ex PHIBSBORO | Phibsboro [T41,T42] | FINGLAS |  | 53.3522 | -6.2694
093402Z | MV/LV Substation ME***402Z |  | 10 kV | _ | LV | 630 kVA :Kiosk Substation | 0.63 | --> | 0.63 | 0 | 0 | Constrained, otherwise capacity available =449 kVA | --> | 0.598 | 0 | 0 | 0.5 | 0 |  | --> | C20 ex UNIDARE | Unidare [T41,T42] | FINGLAS |  | 53.4011 | -6.2963
110140X | MV/LV Substation PA***140X |  | 20 kV | _ | LV | 400 kVA :Kiosk Substation | 0.4 | --> | 0.4 | 0.359 | 0.76 |  | --> | 0.38 | 0 | 0.012 | 0 | 0 | Constrained, otherwise capacity available =365 kW | --> | E19 ex KENMARE | Kenmare [T421] | KNOCKEARAGH |  | 51.8882 | -9.5835
011358 | MV/LV Substation BU***358 |  | 10 kV | _ | LV | 100 kVA :Pole Substation | 0.1 | --> | 0.1 | 0 | 0 | Constrained, otherwise capacity available =69 kVA | --> | 0.095 | 0 | 0.031 | 0 | 0 | Constrained, otherwise capacity available =68 kW | --> | C17 ex ROSEHILL | Rosehill [T41,T42] | KILKENNY |  | 52.5766 | -7.2935
153240X | MV/LV Substation MU***240X |  | 20 kV | _ | LV | 400 kVA :Building Structure | 0.4 | --> | 0.4 | 0 | 0 | Constrained, otherwise capacity available =350 kVA | --> | 0.38 | 0 | 0.01 | 0 | 0 | Constrained, otherwise capacity available =366 kW | --> | E11 ex BIRDHILL | Birdhill [T421,T422] | ARDNACRUSHA |  | 52.712 | -8.4088
0534078 | MV/LV Substation CO***4078 |  | 10 kV | _ | LV | 400 kVA :Building Structure | 0.4 | --> | 0.4 | 0 | 0 | Constrained, otherwise capacity available =362 kVA | --> | 0.38 | 0 | 0 | 0.375 | 0 |  | --> | C13 ex CLONMINCH | Clonminch [T41,T422] | THORNSBERRY |  | 53.2703 | -7.4908
039012 | MV/LV Substation BA***012 |  | 10 kV | _ | LV | 1000 kVA :Building Structure | 1 | --> | 1 | 0 | 0 | Constrained, otherwise capacity available =854 kVA | --> | 0.95 | 0 | 0.01 | 0 | 0 | Constrained, otherwise capacity available =922 kW | --> | C16 ex HEADFORD ROAD | Headford Road [T41,T42] | GALWAY 110KV |  | 53.2737 | -9.0502
0094215 | MV/LV Substation AR***4215 |  | 10 kV | _ | LV | 400 kVA :Kiosk Substation | 0.4 | --> | 0.4 | 0.346 | 0.95 |  | --> | 0.38 | 0 | 0.001 | 0 | 0 | Constrained, otherwise capacity available =372 kW | --> | C22 ex TYCOR | Tycor [T41,T42] | WATERFORD |  | 52.2582 | -7.1532
049115Z | MV/LV Substation CL***115Z |  | 20 kV | _ | LV | 50 kVA :Pole Substation | 0.05 | --> | 0.05 | 0.047 | 0.21 |  | --> | 0.048 | 0 | 0 | 0 | 0 | Constrained, otherwise capacity available =47 kW | --> | E12 ex LONGFORD | Longford [T421,T422] | RICHMOND |  | 53.7909 | -7.7644
276829 | MV/LV Substation BA***829 |  | 10 kV | _ | LV | 50 kVA :Pole Substation | 0.05 | --> | 0.05 | 0.037 | 0.76 |  | --> | 0.048 | 0 | 0 | 0 | 0 | Constrained, otherwise capacity available =46 kW | --> | C11 ex WOODFORD | Woodford [T41,T42] | KNOCKEARAGH |  | 52.0551 | -9.4813
249343 | MV/LV Substation FA***343 |  | 20 kV | _ | LV | 50 kVA :Pole Substation | 0.05 | --> | 0.05 | 0 | 0 | Constrained, otherwise capacity available =42 kVA | --> | 0.048 | 0 | 0 | 0 | 0 | Constrained, otherwise capacity available =46 kW | --> | C25 ex KILCLOHER | Kilcloher [T41,T42] | DUNGARVAN |  | 52.1675 | -7.7501
120555Y | MV/LV Substation LO***555Y |  | 10 kV | _ | LV | 100 kVA :Pole Substation | 0.1 | --> | 0.1 | 0 | 0 | Constrained, otherwise capacity available =89 kVA | --> | 0.095 | 0 | 0.005 | 0 | 0 | Constrained, otherwise capacity available =90 kW | --> | C18 ex BLAKE | Blake [T41,T42] | BLAKE |  | 53.2703 | -6.8233
002088 | MV/LV Substation CO***088 |  | 10 kV | _ | LV | 400 kVA :Building Structure | 0.4 | --> | 0.4 | 0.308 | 4.51 |  | --> | 0.38 | 0 | 0.015 | 0.356 | 0 |  | --> | C16 ex BOGHALL ROAD | Boghall Road [T41,T42] | FASSAROE |  | 53.1871 | -6.1108
046406 | MV/LV Substation SC***406 |  | 10 kV | _ | LV | 100 kVA :Pole Substation | 0.1 | --> | 0.1 | 0.069 | 5.78 |  | --> | 0.095 | 0 | 0.016 | 0.079 | 0 |  | --> | C20 ex OAKFIELD | Oakfield [T41,T42] | SLIGO |  | 54.2729 | -8.5478
160258Y | MV/LV Substation DE***258Y |  | 10 kV | _ | LV | 50 kVA :Pole Substation | 0.05 | --> | 0.05 | 0 | 0 | Constrained, otherwise capacity available =49 kVA | --> | 0.048 | 0 | 0 | 0 | 0 | Constrained, otherwise capacity available =47 kW | --> | C11 ex PORTARLINGTON | Portarlington [T41,T42] | PORTLAOISE |  | 53.1802 | -7.0947
064788X | MV/LV Substation RO***788X |  | 10 kV | _ | LV | 400 kVA :Kiosk Substation | 0.4 | --> | 0.4 | 0 | 0 | Constrained, otherwise capacity available =268 kVA | --> | 0.38 | 0 | 0.055 | 0 | 0 | Constrained, otherwise capacity available =321 kW | --> | C18 ex RATHMULLAN | Rathmullan [T41,T42] | DRYBRIDGE |  | 53.7055 | -6.3493
164986X | MV/LV Substation IL***986X |  | 10 kV | _ | LV | 100 kVA :Pole Substation | 0.1 | --> | 0.1 | 0 | 0 | Constrained, otherwise capacity available =79 kVA | --> | 0.095 | 0 | 0.01 | 0 | 0 | Constrained, otherwise capacity available =85 kW | --> | C22 ex SKIBBEREEN | Skibbereen [T41,T42] | DUNMANWAY |  | 51.5718 | -9.2795
081724 | MV/LV Substation KI***724 |  | 10 kV | _ | LV | 50 kVA :Pole Substation | 0.05 | --> | 0.05 | 0 | 0 | Constrained, otherwise capacity available =32 kVA | --> | 0.048 | 0 | 0 | 0.045 | 0 |  | --> | C14 ex BALGADDY | Balgaddy [T41,T42] | GRANGE CASTLE |  | 53.3322 | -6.4371
066001 | MV/LV Substation TH***001 |  | 10 kV | _ | LV | 630 kVA :Kiosk Substation | 0.63 | --> | 0.63 | 0 | 0 | Constrained, otherwise capacity available =91 kVA | --> | 0.598 | 0 | 0.002 | 0 | 0 | Constrained, otherwise capacity available =519 kW | --> | C21 ex MALAHIDE | Malahide [T41,T42] | GLASMORE |  | 53.4512 | -6.1525
340734 | MV/LV Substation BU***734 |  | 10 kV | _ | LV | 200 kVA :Pole Substation | 0.2 | --> | 0.2 | 0 | 0 | Constrained, otherwise capacity available =178 kVA | --> | 0.19 | 0 | 0 | 0 | 0 | Constrained, otherwise capacity available =187 kW | --> | C16 ex DUNGLOE | Dungloe [T41,T42] | ARDNAGAPPARY |  | 54.9853 | -8.4375
019056 | MV/LV Substation RA***056 |  | 10 kV | _ | LV | 630 kVA :Kiosk Substation | 0.63 | --> | 0.63 | 0.047 | 0.05 | Constrained, otherwise capacity available =530 kVA | --> | 0.598 | 0 | 0.024 | 0 | 0 | Constrained, otherwise capacity available =567 kW | --> | C17 ex BALLYBEGGAN | Ballybeggan [T43,T44] | TRALEE |  | 52.2782 | -9.6855
288334 | MV/LV Substation WA***334 |  | 10 kV | _ | LV | 400 kVA :Building Structure | 0.4 | --> | 0.4 | 0.041 | 0.04 | Constrained, otherwise capacity available =280 kVA | --> | 0.38 | 0 | 0 | 0.363 | 0 |  | --> | C20 ex LITTLE BRAY | Little Bray [T41,T42] | FASSAROE |  | 53.2113 | -6.1123
034093Y | MV/LV Substation PO***093Y |  | 10 kV | _ | LV | 400 kVA :Kiosk Substation | 0.4 | --> | 0.4 | 0.156 | 0.95 |  | --> | 0.38 | 0 | 0 | 0 | 0 | Constrained, otherwise capacity available =362 kW | --> | C15 ex SPA ROAD | Spa Road [T41,T42] | DOON |  | 52.3566 | -7.7383
3654094 | MV/LV Substation KI***4094 |  | 10 kV | _ | LV | 630 kVA :Building Structure | 0.63 | --> | 0.63 | 0 | 0 | Constrained, otherwise capacity available =582 kVA | --> | 0.598 | 0 | 0 | 0.5 | 0 |  | --> | C17 ex TYMON | Tymon [T41,T42] | COOKSTOWN |  | 53.3063 | -6.3724
021089Y | MV/LV Substation CL***089Y |  | 10 kV | _ | LV | 200 kVA :Kiosk Substation | 0.2 | --> | 0.2 | 0 | 0 | Constrained, otherwise capacity available =157 kVA | --> | 0.19 | 0 | 0 | 0.184 | 0 |  | --> | C18 ex MAYFIELD | Mayfield [T41,T42] | KILBARRY |  | 51.9063 | -8.4478
034936 | MV/LV Substation CO***936 |  | 20 kV | _ | LV | 50 kVA :Pole Substation | 0.05 | --> | 0.05 | 0.016 | 0.57 |  | --> | 0.048 | 0 | 0.005 | 0 | 0 | Constrained, otherwise capacity available =39 kW | --> | E23 ex LAWLESSTOWN | Lawlesstown [T42,T421] | DOON |  | 52.4423 | -7.749
061069 | MV/LV Substation LI***069 |  | 10 kV | _ | LV | 100 kVA :Pole Substation | 0.1 | --> | 0.1 | 0.088 | 2.04 |  | --> | 0.095 | 0 | 0 | 0 | 0 | Constrained, otherwise capacity available =93 kW | --> | C19 ex BALLYBAY | Ballybay [T41,T42] | LISDRUM |  | 54.072 | -6.9471
025614X | MV/LV Substation TE***614X |  | 10 kV | _ | LV | 400 kVA :Building Structure | 0.4 | --> | 0.4 | 0.314 | 2.96 |  | --> | 0.38 | 0 | 0 | 0 | 0 | Constrained, otherwise capacity available =375 kW | --> | E17 ex CHARLEVILLE | Charleville [T421,T422] | CHARLEVILLE |  | 52.3534 | -8.6831
041002 | MV/LV Substation BA***002 |  | 10 kV | _ | LV | 400 kVA :Building Structure | 0.4 | --> | 0.4 | 0 | 0 | Constrained, otherwise capacity available =361 kVA | --> | 0.38 | 0 | 0.015 | 0 | 0 | Constrained, otherwise capacity available =364 kW | --> | E13 ex DALTON | Dalton [T421,T422] | DALTON |  | 53.7147 | -8.9945
066527 | MV/LV Substation BA***527 |  | 20 kV | _ | LV | 50 kVA :Pole Substation | 0.05 | --> | 0.05 | 0 | 0 | Constrained, otherwise capacity available =49 kVA | --> | 0.048 | 0 | 0 | 0 | 0 | Constrained, otherwise capacity available =47 kW | --> | E18 ex GLASMORE | Glasmore [T421,T422] | GLASMORE |  | 53.5329 | -6.1942
021718Z | MV/LV Substation ST***718Z |  | 10 kV | _ | LV | 630 kVA :Kiosk Substation | 0.63 | --> | 0.63 | 0 | 0 | Constrained, otherwise capacity available =613 kVA | --> | 0.598 | 0 | 0 | 0.5 | 0 |  | --> | C12 ex FAIRHILL | Fairhill [T42] | KILBARRY |  | 51.902 | -8.4682
069818 | MV/LV Substation MU***818 |  | 10 kV | _ | LV | 400 kVA :Kiosk Substation | 0.4 | --> | 0.4 | 0.4 | 7.75 |  | --> | 0.38 | 0 | 0 | 0.38 | 0 |  | --> | C13 ex MILLTOWN (DR) | Milltown (dr) [T101,T102] | POOLBEG |  | 53.3216 | -6.2413
068621 | MV/LV Substation EA***621 |  | 10 kV | _ | LV | 1000 kVA :Building Structure | 1 | --> | 1 | 0.5 | 0.98 |  | --> | 0.95 | 0 | 0 | 0.5 | 0 |  | --> | C21 ex LEESON STREET | Leeson Street [T41,T42] | MILLTOWN (DR) |  | 53.3335 | -6.2592
032413 | MV/LV Substation BA***413 |  | 10 kV | _ | LV | 50 kVA :Pole Substation | 0.05 | --> | 0.05 | 0 | 0 | Constrained, otherwise capacity available =42 kVA | --> | 0.048 | 0 | 0 | 0 | 0 | Constrained, otherwise capacity available =46 kW | --> | C18 ex TRAMORE | Tramore [T41,T42] | BUTLERSTOWN |  | 52.194 | -7.1863
011723Y | MV/LV Substation SH***723Y |  | 10 kV | _ | LV | 50 kVA :Pole Substation | 0.05 | --> | 0.05 | 0.018 | 0.04 |  | --> | 0.048 | 0 | 0.005 | 0 | 0 | Constrained, otherwise capacity available =39 kW | --> | C16 ex CALLAN | Callan [T41,T42] | KILKENNY |  | 52.5392 | -7.2754
0014188 | MV/LV Substation ST***4188 |  | 10 kV | _ | LV | 1000 kVA :Building Structure | 1 | --> | 1 | 0.5 | 15.18 |  | --> | 0.95 | 0 | 0 | 0.5 | 0 |  | --> | C21 ex CENTRAL PARK | Central Park [T101,T102] | CARRICKMINES |  | 53.2895 | -6.1975
281064X | MV/LV Substation CO***064X |  | 10 kV | _ | LV | 400 kVA :Building Structure | 0.4 | --> | 0.4 | 0 | 0 | Constrained, otherwise capacity available =310 kVA | --> | 0.38 | 0 | 0.004 | 0 | 0 | Constrained, otherwise capacity available =364 kW | --> | C13 ex DENNEHYS CROSS | Dennehys Cross [T41,T42] | TRABEG |  | 51.8897 | -8.5061
053012 | MV/LV Substation CL***012 |  | 10 kV | _ | LV | 100 kVA :Pole Substation | 0.1 | --> | 0.1 | 0.05 | 2.39 |  | --> | 0.095 | 0 | 0.037 | 0 | 0 | Constrained, otherwise capacity available =60 kW | --> | C12 ex SRAH | Srah [T41,T42] | THORNSBERRY |  | 53.2821 | -7.5018
069740 | MV/LV Substation BU***740 |  | 10 kV | _ | LV | 1000 kVA :Building Structure | 1 | --> | 1 | 0.5 | 0.98 | Constrained, otherwise capacity available =984 kVA | --> | 0.95 | 0 | 0 | 0.5 | 0 |  | --> | C19 ex LEESON STREET | Leeson Street [T41,T42] | MILLTOWN (DR) |  | 53.3328 | -6.2456
043310 | MV/LV Substation CA***310 |  | 10 kV | _ | LV | 100 kVA :Pole Substation | 0.1 | --> | 0.1 | 0.09 | 0.43 |  | --> | 0.095 | 0 | 0 | 0 | 0 | Constrained, otherwise capacity available =94 kW | --> | C18 ex SWINFORD | Swinford [T41,T42] | CASTLEBAR |  | 53.9387 | -8.9525
160823 | MV/LV Substation SR***823 |  | 20 kV | _ | LV | 50 kVA :Pole Substation | 0.05 | --> | 0.05 | 0 | 0 | Constrained, otherwise capacity available =26 kVA | --> | 0.048 | 0 | 0 | 0 | 0 | Constrained, otherwise capacity available =44 kW | --> | C11 ex MOUNTMELLICK | Mountmellick [T41,T42] | PORTLAOISE |  | 53.1528 | -7.5557
260713X | MV/LV Substation ME***713X |  | 20 kV | _ | LV | 100 kVA :Pole Substation | 0.1 | --> | 0.1 | 0.1 | 1.67 |  | --> | 0.095 | 0 | 0 | 0.095 | 0 |  | --> | E14 ex NEWPORT | Newport [T421] | CARROWBEG |  | 53.8341 | -9.5327
089429 | MV/LV Substation JA***429 |  | 20 kV | _ | LV | 100 kVA :Pole Substation | 0.1 | --> | 0.1 | 0.089 | 3.56 |  | --> | 0.095 | 0 | 0 | 0 | 0 | Constrained, otherwise capacity available =94 kW | --> | E22 ex ENNISCRONE | Enniscrone [T421,T422] | MOY |  | 54.2427 | -9.0539
064129Y | MV/LV Substation SE***129Y |  | 20 kV | _ | LV | 100 kVA :Pole Substation | 0.1 | --> | 0.1 | 0 | 0 | Constrained, otherwise capacity available =90 kVA | --> | 0.095 | 0 | 0 | 0 | 0 | Constrained, otherwise capacity available =94 kW | --> | C21 ex TERMONFECKIN ROAD | Termonfeckin Road [T41,T42] | DRYBRIDGE |  | 53.753 | -6.2599
082045 | MV/LV Substation RA***045 |  | 20 kV | _ | LV | 50 kVA :Pole Substation | 0.05 | --> | 0.05 | 0.05 | 0.64 |  | --> | 0.048 | 0 | 0 | 0 | 0 | Constrained, otherwise capacity available =48 kW | --> | E14 ex RANDALSTOWN | Randalstown [T422] | NAVAN |  | 53.702 | -6.7195
067036Z | MV/LV Substation LA***036Z |  | 10 kV | _ | LV | 400 kVA :Kiosk Substation | 0.4 | --> | 0.4 | 0 | 0 | Constrained, otherwise capacity available =388 kVA | --> | 0.38 | 0 | 0 | 0 | 0 | Constrained, otherwise capacity available =378 kW | --> | C11 ex DOCK ROAD | Dock Road [T41,T42] | LIMERICK |  | 52.6514 | -8.6475
056410X | MV/LV Substation KI***410X |  | 20 kV | _ | LV | 50 kVA :Pole Substation | 0.05 | --> | 0.05 | 0.037 | 0.89 |  | --> | 0.048 | 0 | 0 | 0 | 0 | Constrained, otherwise capacity available =46 kW | --> | E18 ex BIRR | Birr [T41,T422] | DALLOW |  | 53.098 | -7.9368
033751X | MV/LV Substation CO***751X |  | 10 kV | _ | LV | 200 kVA :Pole Substation | 0.2 | --> | 0.2 | 0 | 0 | Constrained, otherwise capacity available =161 kVA | --> | 0.19 | 0 | 0 | 0 | 0 | Constrained, otherwise capacity available =185 kW | --> | C15 ex DEERPARK | Deerpark [T41,T42] | BALLYDINE |  | 52.3448 | -7.4198
5034025 | MV/LV Substation HA***4025 |  | 20 kV | _ | LV | 200 kVA :Pole Substation | 0.2 | --> | 0.2 | 0.152 | 1.69 |  | --> | 0.19 | 0 | 0 | 0 | 0 | Constrained, otherwise capacity available =183 kW | --> | C18 ex NEWTOWNCUNNINGHAM | Newtowncunningham [T41,T42] | LETTERKENNY |  | 55.0378 | -7.3862
160157Z | MV/LV Substation BR***157Z |  | 10 kV | _ | LV | 50 kVA :Pole Substation | 0.05 | --> | 0.05 | 0 | 0 | Constrained, otherwise capacity available =22 kVA | --> | 0.048 | 0 | 0 | 0 | 0 | Constrained, otherwise capacity available =44 kW | --> | C12 ex MOUNTRATH | Mountrath [T41,T42] | PORTLAOISE |  | 53.0481 | -7.4301
162554 | MV/LV Substation PI***554 |  | 20 kV | _ | LV | 50 kVA :Pole Substation | 0.05 | --> | 0.05 | 0.049 | 0.25 |  | --> | 0.048 | 0 | 0 | 0 | 0 | Constrained, otherwise capacity available =47 kW | --> | C12 ex ROSSGEIR | Rossgeir [T41,T42] | LETTERKENNY |  | 54.8348 | -7.5754
052333Z | MV/LV Substation MA***333Z |  | 20 kV | _ | LV | 400 kVA :Kiosk Substation | 0.4 | --> | 0.4 | 0 | 0 | Constrained, otherwise capacity available =263 kVA | --> | 0.38 | 0 | 0.043 | 0 | 0 | Constrained, otherwise capacity available =329 kW | --> | E19 ex EDENDERRY | Edenderry [T421,T422] | BLAKE |  | 53.4586 | -7.1075
009052Y | MV/LV Substation FA***052Y |  | 20 kV | _ | LV | 630 kVA :Building Structure | 0.63 | --> | 0.63 | 0 | 0 | Constrained, otherwise capacity available =476 kVA | --> | 0.598 | 0 | 0 | 0 | 0 | Constrained, otherwise capacity available =577 kW | --> | E11 ex KILCARRAGH | Kilcarragh [T421,T422] | BUTLERSTOWN |  | 52.2584 | -7.0248
009565X | MV/LV Substation FA***565X |  | 10 kV | _ | LV | 400 kVA :Kiosk Substation | 0.4 | --> | 0.4 | 0 | 0 | Constrained, otherwise capacity available =294 kVA | --> | 0.38 | 0 | 0.004 | 0 | 0 | Constrained, otherwise capacity available =362 kW | --> | C17 ex GRANGE (SR) | Grange (sr) [T41,T42] | BUTLERSTOWN |  | 52.2423 | -7.0913
154671X | MV/LV Substation LU***671X |  | 10 kV | _ | LV | 200 kVA :Kiosk Substation | 0.2 | --> | 0.2 | 0.097 | 7.91 |  | --> | 0.19 | 0 | 0.047 | 0.141 | 0 |  | --> | C23 ex PELLETSTOWN | Pelletstown [T101,T102] | FINGLAS |  | 53.3704 | -6.3961
063757 | MV/LV Substation FR***757 |  | 10 kV | _ | LV | 50 kVA :Pole Substation | 0.05 | --> | 0.05 | 0 | 0 | Constrained, otherwise capacity available =42 kVA | --> | 0.048 | 0 | 0.006 | 0 | 0 | Constrained, otherwise capacity available =42 kW | --> | C15 ex STICKILLEN | Stickillen [T41,T42] | DRYBRIDGE |  | 53.7914 | -6.6833
122839 | MV/LV Substation CO***839 |  | 10 kV | _ | LV | 200 kVA :Pole Substation | 0.2 | --> | 0.2 | 0.2 | 4.18 |  | --> | 0.19 | 0 | 0 | 0 | 0 | Constrained, otherwise capacity available =190 kW | --> | C19 ex KINGSCOURT | Kingscourt [T41,T42] | MEATH HILL |  | 53.8456 | -6.7549
003451X | MV/LV Substation DR***451X |  | 10 kV | _ | LV | 50 kVA :Pole Substation | 0.05 | --> | 0.05 | 0.05 | 11.58 |  | --> | 0.048 | 0 | 0 | 0 | 0 | Constrained, otherwise capacity available =48 kW | --> | C18 ex BALLYBEG | Ballybeg [T101,T102] | CARRICKMINES |  | 52.9566 | -6.1835
066772Z | MV/LV Substation AS***772Z |  | 20 kV | _ | LV | 200 kVA :Kiosk Substation | 0.2 | --> | 0.2 | 0 | 0 | Constrained, otherwise capacity available =120 kVA | --> | 0.19 | 0 | 0.014 | 0 | 0 | Constrained, otherwise capacity available =168 kW | --> | E21 ex BALTRASNA | Baltrasna [T121,T122] | BALTRASNA |  | 53.5135 | -6.3934
251025X | MV/LV Substation GA***025X |  | 10 kV | _ | LV | 1000 kVA :Building Structure | 1 | --> | 1 | 0 | 0 | Constrained, otherwise capacity available =914 kVA | --> | 0.95 | 0 | 0 | 0 | 0 | Constrained, otherwise capacity available =938 kW | --> | C19 ex PARKMORE | Parkmore [T41,T42] | GALWAY 110KV |  | 53.298 | -8.9899
0074471 | MV/LV Substation AR***4471 |  | 10 kV | _ | LV | 630 kVA :Kiosk Substation | 0.63 | --> | 0.63 | 0 | 0 | Constrained, otherwise capacity available =630 kVA | --> | 0.598 | 0 | 0 | 0 | 0 | Constrained, otherwise capacity available =598 kW | --> | C13 ex MULGANNON | Mulgannon [T41,T42] | WEXFORD |  | 52.3163 | -6.474
012474Y | MV/LV Substation BA***474Y |  | 20 kV | _ | LV | 400 kVA :Kiosk Substation | 0.4 | --> | 0.4 | 0.365 | 2.83 |  | --> | 0.38 | 0 | 0 | 0 | 0 | Constrained, otherwise capacity available =375 kW | --> | E17 ex BAGENALSTOWN | Bagenalstown [T421,T422] | CARLOW |  | 52.7335 | -6.9845
122565 | MV/LV Substation KI***565 |  | 10 kV | _ | LV | 50 kVA :Pole Substation | 0.05 | --> | 0.05 | 0.045 | 4.18 |  | --> | 0.048 | 0 | 0.004 | 0 | 0 | Constrained, otherwise capacity available =44 kW | --> | C19 ex KINGSCOURT | Kingscourt [T41,T42] | MEATH HILL |  | 53.8456 | -6.7956
293618 | MV/LV Substation KN***618 |  | 20 kV | _ | LV | 50 kVA :Pole Substation | 0.05 | --> | 0.05 | 0.041 | 0.43 |  | --> | 0.048 | 0 | 0.02 | 0 | 0 | Constrained, otherwise capacity available =31 kW | --> | E19 ex TULLOW | Tullow [T421,T422] | CARLOW |  | 52.8058 | -6.6675
074953 | MV/LV Substation PU***953 |  | 20 kV | _ | LV | 50 kVA :Pole Substation | 0.05 | --> | 0.05 | 0 | 0 | Constrained, otherwise capacity available =47 kVA | --> | 0.048 | 0 | 0.005 | 0 | 0 | Constrained, otherwise capacity available =43 kW | --> | C16 ex CARRICK ON SHANNON | Carrick On Shannon [T41,T42] | CARRICK ON SHANNON |  | 53.8059 | -8.0998
0564141 | MV/LV Substation RO***4141 |  | 20 kV | _ | LV | 50 kVA :Pole Substation | 0.05 | --> | 0.05 | 0.042 | 0.89 |  | --> | 0.048 | 0 | 0 | 0 | 0 | Constrained, otherwise capacity available =46 kW | --> | E18 ex BIRR | Birr [T41,T422] | DALLOW |  | 53.1058 | -7.9944
118616Y | MV/LV Substation CU***616Y |  | 10 kV | _ | LV | 200 kVA :Kiosk Substation | 0.2 | --> | 0.2 | 0.169 | 2 |  | --> | 0.19 | 0 | 0.012 | 0 | 0 | Constrained, otherwise capacity available =177 kW | --> | C17 ex BALLINASLOE | Ballinasloe [T41,T42] | SOMERSET |  | 53.3214 | -8.2138
288303X | MV/LV Substation BE***303X |  | 10 kV | _ | LV | 50 kVA :Pole Substation | 0.05 | --> | 0.05 | 0.048 | 2.36 |  | --> | 0.048 | 0 | 0 | 0.047 | 0 |  | --> | C11 ex BRAY | Bray [T41,T42] | FASSAROE |  | 53.1957 | -6.1433
007455 | MV/LV Substation ST***455 |  | 20 kV | _ | LV | 200 kVA :Pole Substation | 0.2 | --> | 0.2 | 0.171 | 16.12 |  | --> | 0.19 | 0 | 0 | 0.186 | 0 |  | --> | E21 ex WEXFORD | Wexford [T121,T122] | WEXFORD |  | 52.3894 | -6.372
018064 | MV/LV Substation LI***064 |  | 10 kV | _ | LV | 400 kVA :Building Structure | 0.4 | --> | 0.4 | 0.259 | 3.75 |  | --> | 0.38 | 0 | 0.005 | 0 | 0 | Constrained, otherwise capacity available =357 kW | --> | C11 ex SMEARLA | Smearla [T41,T42] | TRIEN |  | 52.4488 | -9.4871
0544469 | MV/LV Substation CO***4469 |  | 20 kV | _ | LV | 50 kVA :Pole Substation | 0.05 | --> | 0.05 | 0 | 0 | Constrained, otherwise capacity available =50 kVA | --> | 0.048 | 0 | 0 | 0 | 0 | Constrained, otherwise capacity available =48 kW | --> | C15 ex MOUNTRATH | Mountrath [T41,T42] | PORTLAOISE |  | 52.9544 | -7.4579
288099 | MV/LV Substation CA***099 |  | 10 kV | _ | LV | 400 kVA :Kiosk Substation | 0.4 | --> | 0.4 | 0.041 | 0.04 | Constrained, otherwise capacity available =221 kVA | --> | 0.38 | 0 | 0.02 | 0.34 | 0 |  | --> | C14 ex LITTLE BRAY | Little Bray [T41,T42] | FASSAROE |  | 53.2061 | -6.1211
050263 | MV/LV Substation DW***263 |  | 10 kV | _ | LV | 50 kVA :Pole Substation | 0.05 | --> | 0.05 | 0 | 6.49 |  | --> | 0.048 | 0 | 0 | 0 | 0 | Constrained, otherwise capacity available =39 kW | --> | C17 ex BUSHFIELD | Bushfield [T41,T42] | ATHLONE |  | 53.4309 | -7.9023
429700 | MV/LV Substation MO***700 |  | 10 kV | _ | LV | 50 kVA :Pole Substation | 0.05 | --> | 0.05 | 0.031 | 0.33 |  | --> | 0.048 | 0 | 0.005 | 0 | 0 | Constrained, otherwise capacity available =41 kW | --> | C12 ex ABBEYFEALE | Abbeyfeale [T42] | TRIEN |  | 52.3218 | -9.2382
067923Y | MV/LV Substation CA***923Y |  | 10 kV | _ | LV | 630 kVA :Building Structure | 0.63 | --> | 0.63 | 0 | 0 | Constrained, otherwise capacity available =318 kVA | --> | 0.598 | 0 | 0 | 0.5 | 0 |  | --> | C20 ex ROCHES STREET | Roches Street [T41,T42] | LIMERICK |  | 52.6622 | -8.6297
021872X | MV/LV Substation BR***872X |  | 10 kV | _ | LV | 400 kVA :Kiosk Substation | 0.4 | --> | 0.4 | 0 | 0 | Constrained, otherwise capacity available =241 kVA | --> | 0.38 | 0 | 0.025 | 0.339 | 0 |  | --> | C15 ex RIVERSTOWN | Riverstown [T41,T42] | KILBARRY |  | 51.933 | -8.3831
050258 | MV/LV Substation BA***258 |  | 20 kV | _ | LV | 400 kVA :Kiosk Substation | 0.4 | --> | 0.4 | 0 | 0 | Constrained, otherwise capacity available =313 kVA | --> | 0.38 | 0 | 0.024 | 0 | 0 | Constrained, otherwise capacity available =350 kW | --> | C22 ex ATHLONE | Athlone [T41,T42] | ATHLONE |  | 53.4277 | -8.0118
068211X | MV/LV Substation CA***211X |  | 10 kV | _ | LV | 630 kVA :Building Structure | 0.63 | --> | 0.63 | 0.5 | 11.14 |  | --> | 0.598 | 0 | 0 | 0.5 | 0 |  | --> | C11 ex CABRA | Cabra [T101,T102] | FINGLAS |  | 53.361 | -6.2995
021457Z | MV/LV Substation OL***457Z |  | 10 kV | _ | LV | 630 kVA :Building Structure | 0.63 | --> | 0.63 | 0 | 0 | Constrained, otherwise capacity available =513 kVA | --> | 0.598 | 0 | 0 | 0.5 | 0 |  | --> | C11 ex KILBARRY | Kilbarry [T101,T43] | KILBARRY |  | 51.9082 | -8.4724
111089Z | MV/LV Substation R.***089Z |  | 20 kV | _ | LV | 100 kVA :Pole Substation | 0.1 | --> | 0.1 | 0 | 0 | Constrained, otherwise capacity available =56 kVA | --> | 0.095 | 0 | 0 | 0 | 0 | Constrained, otherwise capacity available =89 kW | --> | C11 ex BANTRY | Bantry [T41,T42] | BALLYLICKY |  | 51.6658 | -9.4425
417577 | MV/LV Substation DR***577 |  | 20 kV | _ | LV | 200 kVA :Pole Substation | 0.2 | --> | 0.2 | 0.19 | 8.5 |  | --> | 0.19 | 0 | 0.005 | 0 | 0 | Constrained, otherwise capacity available =185 kW | --> | E12 ex ARIGNA | Arigna [T121] | ARIGNA |  | 54.1651 | -8.1401
036020 | MV/LV Substation GR***020 |  | 20 kV | _ | LV | 50 kVA :Pole Substation | 0.05 | --> | 0.05 | 0 | 0 | Constrained, otherwise capacity available =26 kVA | --> | 0.048 | 0 | 0 | 0 | 0 | Constrained, otherwise capacity available =44 kW | --> | E20 ex GARRANACANTY | Garranacanty [T421,T422] | TIPPERARY |  | 52.5023 | -8.0576
210725Y | MV/LV Substation CO***725Y |  | 10 kV | _ | LV | 400 kVA :Building Structure | 0.4 | --> | 0.4 | 0 | 0 | Constrained, otherwise capacity available =319 kVA | --> | 0.38 | 0 | 0.029 | 0 | 0 | Constrained, otherwise capacity available =347 kW | --> | C17 ex CARRICKMACROSS | Carrickmacross [T41,T42] | MEATH HILL |  | 53.9862 | -6.724
081301Z | MV/LV Substation DE***301Z |  | 10 kV | _ | LV | 400 kVA :Kiosk Substation | 0.4 | --> | 0.4 | 0 | 0 | Constrained, otherwise capacity available =322 kVA | --> | 0.38 | 0 | 0.01 | 0.362 | 0 |  | --> | C12 ex LIFFEY VALLEY | Liffey Valley [T41,T42] | INCHICORE 220KV |  | 53.3565 | -6.3987
0214106 | MV/LV Substation AN***4106 |  | 10 kV | _ | LV | 400 kVA :Kiosk Substation | 0.4 | --> | 0.4 | 0.315 | 6.78 |  | --> | 0.38 | 0 | 0 | 0.368 | 0 |  | --> | C39 ex CASTLEVIEW | Castleview [T101,T102] | CASTLEVIEW |  | 51.8995 | -8.3295
293195X | MV/LV Substation SH***195X |  | 20 kV | _ | LV | 200 kVA :Pole Substation | 0.2 | --> | 0.2 | 0 | 0 | Constrained, otherwise capacity available =144 kVA | --> | 0.19 | 0 | 0.01 | 0 | 0 | Constrained, otherwise capacity available =175 kW | --> | E13 ex SHILLELAGH | Shillelagh [T421,T422] | CARLOW |  | 52.7547 | -6.534
1444280 | MV/LV Substation CO***4280 |  | 10 kV | _ | LV | 50 kVA :Pole Substation | 0.05 | --> | 0.05 | 0 | 0 | Constrained, otherwise capacity available =50 kVA | --> | 0.048 | 0 | 0 | 0 | 0 | Constrained, otherwise capacity available =48 kW | --> | C11 ex CASTLECOMER | Castlecomer [T41,T42] | BALLYRAGGET |  | 52.8234 | -7.1746
052739X | MV/LV Substation TA***739X |  | 20 kV | _ | LV | 50 kVA :Pole Substation | 0.05 | --> | 0.05 | 0 | 0 | Constrained, otherwise capacity available =10 kVA | --> | 0.048 | 0 | 0.005 | 0 | 0 | Constrained, otherwise capacity available =38 kW | --> | E20 ex BALLINDERRY | Ballinderry [T41,T422] | MULLINGAR |  | 53.4732 | -7.3529
260267 | MV/LV Substation MO***267 |  | 10 kV | _ | LV | 400 kVA :Kiosk Substation | 0.4 | --> | 0.4 | 0.246 | 1.67 |  | --> | 0.38 | 0 | 0 | 0.358 | 0 |  | --> | E14 ex NEWPORT | Newport [T421] | CARROWBEG |  | 53.8457 | -9.5727
015691Z | MV/LV Substation M7***691Z |  | 10 kV | _ | LV | 400 kVA :Kiosk Substation | 0.4 | --> | 0.4 | 0.2 | 12.6 |  | --> | 0.38 | 0 | 0.01 | 0.344 | 0 |  | --> | C18 ex MONREAD | Monread [T101,T102] | MONREAD |  | 53.2161 | -6.7056
002984 | MV/LV Substation BR***984 |  | 10 kV | _ | LV | 200 kVA :Kiosk Substation | 0.2 | --> | 0.2 | 0.14 | 4.51 |  | --> | 0.19 | 0 | 0.05 | 0.145 | 0 |  | --> | C20 ex BOGHALL ROAD | Boghall Road [T41,T42] | FASSAROE |  | 53.1825 | -6.0911
064114Y | MV/LV Substation EA***114Y |  | 20 kV | _ | LV | 200 kVA :Pole Substation | 0.2 | --> | 0.2 | 0 | 0 | Constrained, otherwise capacity available =70 kVA | --> | 0.19 | 0 | 0.042 | 0 | 0 | Constrained, otherwise capacity available =140 kW | --> | E17 ex JULIANSTOWN | Julianstown [T421,T422] | DRYBRIDGE |  | 53.7009 | -6.2555
160639Y | MV/LV Substation AR***639Y |  | 20 kV | _ | LV | 400 kVA :Kiosk Substation | 0.4 | --> | 0.4 | 0 | 0 | Constrained, otherwise capacity available =273 kVA | --> | 0.38 | 0 | 0.01 | 0 | 0 | Constrained, otherwise capacity available =355 kW | --> | C11 ex KILDARE | Kildare [T41,T42] | NEWBRIDGE |  | 53.1353 | -7.0467
014143 | MV/LV Substation KE***143 |  | 10 kV | _ | LV | 400 kVA :Kiosk Substation | 0.4 | --> | 0.4 | 0 | 0 | Constrained, otherwise capacity available =365 kVA | --> | 0.38 | 0 | 0 | 0 | 0 | Constrained, otherwise capacity available =375 kW | --> | C11 ex MORRISTOWN | Morristown [T41,T42] | NEWBRIDGE |  | 53.1709 | -6.8148
281228 | MV/LV Substation GR***228 |  | 20 kV | _ | LV | 400 kVA :Kiosk Substation | 0.4 | --> | 0.4 | 0.244 | 17.47 |  | --> | 0.38 | 0 | 0.061 | 0.313 | 0 |  | --> | E12 ex COOLROE | Coolroe [T121,T122] | COOLROE |  | 51.8738 | -8.6468
081172X | MV/LV Substation RO***172X |  | 10 kV | _ | LV | 400 kVA :Kiosk Substation | 0.4 | --> | 0.4 | 0 | 0 | Constrained, otherwise capacity available =307 kVA | --> | 0.38 | 0 | 0.027 | 0.347 | 0 |  | --> | C18 ex LUCAN EAST | Lucan East [T41,T42] | GRANGE CASTLE |  | 53.3574 | -6.433
116040 | MV/LV Substation AN***040 |  | 10 kV | _ | LV | 200 kVA :Kiosk Substation | 0.2 | --> | 0.2 | 0.144 | 7.32 |  | --> | 0.19 | 0 | 0 | 0.182 | 0 |  | --> | C13 ex CARROWBEG | Carrowbeg [T41,T42] | CARROWBEG |  | 53.8035 | -9.5142
046149X | MV/LV Substation YE***149X |  | 10 kV | _ | LV | 400 kVA :Kiosk Substation | 0.4 | --> | 0.4 | 0.346 | 5.48 |  | --> | 0.38 | 0 | 0 | 0.372 | 0 |  | --> | C15 ex BALLYTIVNAN | Ballytivnan [T41,T42] | SLIGO |  | 54.2788 | -8.4531
081578X | MV/LV Substation LA***578X |  | 10 kV | _ | LV | 200 kVA :Kiosk Substation | 0.2 | --> | 0.2 | 0 | 0 | Constrained, otherwise capacity available =162 kVA | --> | 0.19 | 0 | 0.005 | 0.181 | 0 |  | --> | C19 ex SEMPERIT | Semperit [T41,T42,T43] | GRANGE CASTLE |  | 53.35 | -6.349
054927X | MV/LV Substation JO***927X |  | 20 kV | _ | LV | 100 kVA :Pole Substation | 0.1 | --> | 0.1 | 0 | 0 | Constrained, otherwise capacity available =90 kVA | --> | 0.095 | 0 | 0 | 0 | 0 | Constrained, otherwise capacity available =94 kW | --> | E13 ex ABBEYLEIX | Abbeyleix [T422] | PORTLAOISE |  | 52.9099 | -7.3237
064412Z | MV/LV Substation MM***412Z |  | 10 kV | _ | LV | 400 kVA :Building Structure | 0.4 | --> | 0.4 | 0 | 0 | Constrained, otherwise capacity available =311 kVA | --> | 0.38 | 0 | 0 | 0 | 0 | Constrained, otherwise capacity available =368 kW | --> | C20 ex DRYBRIDGE | Drybridge [T41,T42] | DRYBRIDGE |  | 53.7219 | -6.351
350017X | MV/LV Substation DR***017X |  | 10 kV | _ | LV | 400 kVA :Kiosk Substation | 0.4 | --> | 0.4 | 0.367 | 1.57 |  | --> | 0.38 | 0 | 0 | 0 | 0 | Constrained, otherwise capacity available =376 kW | --> | C16 ex BUNDORAN | Bundoran [T41,T42] | CATHALEENS FALL |  | 54.4819 | -8.2668
157086X | MV/LV Substation WI***086X |  | 20 kV | _ | LV | 50 kVA :Pole Substation | 0.05 | --> | 0.05 | 0.034 | 2.03 |  | --> | 0.048 | 0 | 0.003 | 0 | 0 | Constrained, otherwise capacity available =43 kW | --> | E15 ex MOHILL | Mohill [T421,T422] | CARRICK ON SHANNON |  | 54.0521 | -7.7952
590376 | MV/LV Substation TE***376 |  | 20 kV | _ | LV | 50 kVA :Pole Substation | 0.05 | --> | 0.05 | 0 | 0 | Constrained, otherwise capacity available =44 kVA | --> | 0.048 | 0 | 0 | 0 | 0 | Constrained, otherwise capacity available =47 kW | --> | E15 ex CONG |  |  |  | 53.508 | -9.4604
2664067 | MV/LV Substation DR***4067 |  | 20 kV | _ | LV | 50 kVA :Pole Substation | 0.05 | --> | 0.05 | 0 | 0 | Constrained, otherwise capacity available =50 kVA | --> | 0.048 | 0 | 0 | 0 | 0 | Constrained, otherwise capacity available =48 kW | --> | E17 ex CARNDONAGH | Carndonagh [T421,T422] | TRILLICK |  | 55.284 | -7.2537
0934106 | MV/LV Substation GR***4106 |  | 10 kV | _ | LV | 400 kVA :Kiosk Substation | 0.4 | --> | 0.4 | 0 | 0 | Constrained, otherwise capacity available =223 kVA | --> | 0.38 | 0 | 0.036 | 0.328 | 0 |  | --> | C22 ex POPPINTREE | Poppintree [T101,T102] | FINGLAS |  | 53.3932 | -6.2884
042691X | MV/LV Substation BA***691X |  | 20 kV | _ | LV | 100 kVA :Pole Substation | 0.1 | --> | 0.1 | 0 | 0 | Constrained, otherwise capacity available =68 kVA | --> | 0.095 | 0 | 0.004 | 0 | 0 | Constrained, otherwise capacity available =88 kW | --> | E17 ex WINDSOR | Windsor [T421,T422] | CASTLEBAR |  | 53.8101 | -9.1311
281371Y | MV/LV Substation ME***371Y |  | 10 kV | _ | LV | 200 kVA :Kiosk Substation | 0.2 | --> | 0.2 | 0 | 0 | Constrained, otherwise capacity available =157 kVA | --> | 0.19 | 0 | 0.004 | 0.181 | 0 |  | --> | C22 ex BALLINCOLLIG | Ballincollig [T41,T42] | KILBARRY |  | 51.8852 | -8.6051
059956 | MV/LV Substation RE***956 |  | 20 kV | _ | LV | 50 kVA :Pole Substation | 0.05 | --> | 0.05 | 0 | 0 | Constrained, otherwise capacity available =49 kVA | --> | 0.048 | 0 | 0 | 0 | 0 | Constrained, otherwise capacity available =47 kW | --> | E11 ex CAVAN | Cavan [T42,T421] | SHANKILL |  | 54.0272 | -7.3403
0074123 | MV/LV Substation WE***4123 |  | 20 kV | _ | LV | 50 kVA :Pole Substation | 0.05 | --> | 0.05 | 0.05 | 16.12 |  | --> | 0.048 | 0 | 0 | 0.048 | 0 |  | --> | E21 ex WEXFORD | Wexford [T121,T122] | WEXFORD |  | 52.3419 | -6.5379
099586X | MV/LV Substation SW***586X |  | 10 kV | _ | LV | 200 kVA :Pole Substation | 0.2 | --> | 0.2 | 0.149 | 5.45 |  | --> | 0.19 | 0 | 0.01 | 0 | 0 | Constrained, otherwise capacity available =176 kW | --> | C18 ex GORTLEE | Gortlee [T41,T42] | LETTERKENNY |  | 54.9621 | -7.7165
021152 | MV/LV Substation HY***152 |  | 10 kV | _ | LV | 400 kVA :Kiosk Substation | 0.4 | --> | 0.4 | 0 | 0 | Constrained, otherwise capacity available =313 kVA | --> | 0.38 | 0 | 0.01 | 0.36 | 0 |  | --> | C18 ex MAYFIELD | Mayfield [T41,T42] | KILBARRY |  | 51.9052 | -8.445
164389X | MV/LV Substation CA***389X |  | 10 kV | _ | LV | 50 kVA :Pole Substation | 0.05 | --> | 0.05 | 0 | 0 | Constrained, otherwise capacity available =42 kVA | --> | 0.048 | 0 | 0 | 0 | 0 | Constrained, otherwise capacity available =46 kW | --> | C22 ex SKIBBEREEN | Skibbereen [T41,T42] | DUNMANWAY |  | 51.4485 | -9.479
132514 | MV/LV Substation GO***514 |  | 20 kV | _ | LV | 50 kVA :Pole Substation | 0.05 | --> | 0.05 | 0 | 0 | Constrained, otherwise capacity available =38 kVA | --> | 0.048 | 0 | 0.005 | 0 | 0 | Constrained, otherwise capacity available =42 kW | --> | E28 ex LOUGHREA | Loughrea [T41,T42] | SOMERSET |  | 53.1979 | -8.3978
127800 | MV/LV Substation BA***800 |  | 10 kV | _ | LV | 50 kVA :Pole Substation | 0.05 | --> | 0.05 | 0 | 0 | Constrained, otherwise capacity available =47 kVA | --> | 0.048 | 0 | 0 | 0 | 0 | Constrained, otherwise capacity available =47 kW | --> | C17 ex HOLYCROSS ROAD | Holycross Road [T41,T42] | THURLES |  | 52.7403 | -7.9226
162939 | MV/LV Substation UN***939 |  | 10 kV | _ | LV | 50 kVA :Pole Substation | 0.05 | --> | 0.05 | 0.043 | 0.25 |  | --> | 0.048 | 0 | 0 | 0 | 0 | Constrained, otherwise capacity available =46 kW | --> | C11 ex ROSSGEIR | Rossgeir [T41,T42] | LETTERKENNY |  | 54.8153 | -7.5161
036079Y | MV/LV Substation DU***079Y |  | 20 kV | _ | LV | 100 kVA :Pole Substation | 0.1 | --> | 0.1 | 0 | 0 | Constrained, otherwise capacity available =95 kVA | --> | 0.095 | 0 | 0 | 0 | 0 | Constrained, otherwise capacity available =94 kW | --> | E20 ex GARRANACANTY | Garranacanty [T421,T422] | TIPPERARY |  | 52.5458 | -8.0248
067079Z | MV/LV Substation AR***079Z |  | 10 kV | _ | LV | 400 kVA :Kiosk Substation | 0.4 | --> | 0.4 | 0 | 0 | Constrained, otherwise capacity available =273 kVA | --> | 0.38 | 0 | 0.066 | 0 | 0 | Constrained, otherwise capacity available =313 kW | --> | C13 ex DOCK ROAD | Dock Road [T41,T42] | LIMERICK |  | 52.6382 | -8.6748
067123 | MV/LV Substation BA***123 |  | 10 kV | _ | LV | 1000 kVA :Building Structure | 1 | --> | 1 | 0 | 0 | Constrained, otherwise capacity available =594 kVA | --> | 0.95 | 0 | 0.005 | 0 | 0 | Constrained, otherwise capacity available =889 kW | --> | C16 ex CORBALLY | Corbally [T41,T42] | ARDNACRUSHA |  | 52.667 | -8.6211
503423 | MV/LV Substation MU***423 |  | 20 kV | _ | LV | 50 kVA :Pole Substation | 0.05 | --> | 0.05 | 0.043 | 1.69 |  | --> | 0.048 | 0 | 0.004 | 0 | 0 | Constrained, otherwise capacity available =44 kW | --> | C18 ex NEWTOWNCUNNINGHAM | Newtowncunningham [T41,T42] | LETTERKENNY |  | 55.0236 | -7.4892
127138Z | MV/LV Substation BU***138Z |  | 10 kV | _ | LV | 400 kVA :Kiosk Substation | 0.4 | --> | 0.4 | 0 | 0 | Constrained, otherwise capacity available =362 kVA | --> | 0.38 | 0 | 0 | 0 | 0 | Constrained, otherwise capacity available =375 kW | --> | C17 ex LOUGHTAGALLA | Loughtagalla [T41,T42] | THURLES |  | 52.6816 | -7.8054
061294X | MV/LV Substation CA***294X |  | 10 kV | _ | LV | 50 kVA :Pole Substation | 0.05 | --> | 0.05 | 0.05 | 2.04 |  | --> | 0.048 | 0 | 0 | 0 | 0 | Constrained, otherwise capacity available =48 kW | --> | C19 ex BALLYBAY | Ballybay [T41,T42] | LISDRUM |  | 54.0631 | -6.9019
377157 | MV/LV Substation CA***157 |  | 20 kV | _ | LV | 200 kVA :Pole Substation | 0.2 | --> | 0.2 | 0 | 0 | Constrained, otherwise capacity available =175 kVA | --> | 0.19 | 0 | 0.004 | 0 | 0 | Constrained, otherwise capacity available =184 kW | --> | E15 ex GURRANEBANE | Gurranebane [T421,T422] | OUGHTRAGH |  | 51.9507 | -10.2086
142034 | MV/LV Substation BI***034 |  | 10 kV | _ | LV | 100 kVA :Pole Substation | 0.1 | --> | 0.1 | 0 | 0 | Constrained, otherwise capacity available =12 kVA | --> | 0.095 | 0 | 0 | 0 | 0 | Constrained, otherwise capacity available =82 kW | --> | C16 ex ATHENRY | Athenry [T41,T42] | GALWAY 110KV |  | 53.2988 | -8.7526
009514 | MV/LV Substation GO***514 |  | 20 kV | _ | LV | 50 kVA :Pole Substation | 0.05 | --> | 0.05 | 0.041 | 3.76 |  | --> | 0.048 | 0 | 0.009 | 0 | 0 | Constrained, otherwise capacity available =40 kW | --> | E16 ex BELVIEW | Belview [T421,T422] | WATERFORD |  | 52.2681 | -7.0548
020068 | MV/LV Substation BR***068 |  | 10 kV | _ | LV | 200 kVA :Kiosk Substation | 0.2 | --> | 0.2 | 0 | 0 | Constrained, otherwise capacity available =183 kVA | --> | 0.19 | 0 | 0 | 0 | 0 | Constrained, otherwise capacity available =188 kW | --> | C12 ex COOLCORCORAN | Coolcorcoran [T41,T42] | KNOCKEARAGH |  | 52.0662 | -9.5124
064015 | MV/LV Substation BO***015 |  | 10 kV | _ | LV | 400 kVA :Kiosk Substation | 0.4 | --> | 0.4 | 0 | 0 | Constrained, otherwise capacity available =300 kVA | --> | 0.38 | 0 | 0.021 | 0 | 0 | Constrained, otherwise capacity available =350 kW | --> | C20 ex DRYBRIDGE | Drybridge [T41,T42] | DRYBRIDGE |  | 53.7227 | -6.3521
089749 | MV/LV Substation CA***749 |  | 10 kV | _ | LV | 200 kVA :Pole Substation | 0.2 | --> | 0.2 | 0.137 | 2.33 |  | --> | 0.19 | 0 | 0.008 | 0 | 0 | Constrained, otherwise capacity available =175 kW | --> | E18 ex MOY | Moy [T421,T422] | MOY |  | 54.1256 | -9.1587
118377Y | MV/LV Substation DU***377Y |  | 10 kV | _ | LV | 200 kVA :Kiosk Substation | 0.2 | --> | 0.2 | 0.047 | 2 |  | --> | 0.19 | 0 | 0.009 | 0 | 0 | Constrained, otherwise capacity available =161 kW | --> | C17 ex BALLINASLOE | Ballinasloe [T41,T42] | SOMERSET |  | 53.3213 | -8.2226
209341 | MV/LV Substation MA***341 |  | 20 kV | _ | LV | 50 kVA :Pole Substation | 0.05 | --> | 0.05 | 0 | 0 | Constrained, otherwise capacity available =34 kVA | --> | 0.048 | 0 | 0 | 0 | 0 | Constrained, otherwise capacity available =45 kW | --> | C14 ex MILFORD (NR) | Milford (nr) [T41,T42] | LETTERKENNY |  | 55.1832 | -7.6123
253468Z | MV/LV Substation CO***468Z |  | 10 kV | _ | LV | 200 kVA :Pole Substation | 0.2 | --> | 0.2 | 0.142 | 10.7 |  | --> | 0.19 | 0 | 0 | 0 | 0 | Constrained, otherwise capacity available =182 kW | --> | C14 ex CLOON | Cloon [T42,T421] | CLOON |  | 53.4381 | -8.8623
156309Y | MV/LV Substation TI***309Y |  | 10 kV | _ | LV | 100 kVA :Pole Substation | 0.1 | --> | 0.1 | 0.023 | 2.47 |  | --> | 0.095 | 0 | 0.15 | 0 | 0 |  | --> | C12 ex TELAYDON | Telaydon [T42,T421] | LISDRUM |  | 54.2789 | -6.9703
053342X | MV/LV Substation RO***342X |  | 20 kV | _ | LV | 200 kVA :Pole Substation | 0.2 | --> | 0.2 | 0.118 | 0.89 |  | --> | 0.19 | 0 | 0 | 0 | 0 | Constrained, otherwise capacity available =178 kW | --> | E24 ex BIRR | Birr [T41,T422] | DALLOW |  | 53.1413 | -7.7744
158140Y | MV/LV Substation HA***140Y |  | 10 kV | _ | LV | 50 kVA :Pole Substation | 0.05 | --> | 0.05 | 0 | 0 | Constrained, otherwise capacity available =50 kVA | --> | 0.048 | 0 | 0 | 0 | 0 | Constrained, otherwise capacity available =48 kW | --> | C20 ex ENNISTYMON | Ennistymon [T41,T42] | ENNIS |  | 52.923 | -9.1991
029370Y | MV/LV Substation BR***370Y |  | 20 kV | _ | LV | 400 kVA :Kiosk Substation | 0.4 | --> | 0.4 | 0 | 0 | Constrained, otherwise capacity available =302 kVA | --> | 0.38 | 0 | 0.028 | 0 | 0 | Constrained, otherwise capacity available =346 kW | --> | E12 ex CARRIGSHANE | Carrigshane [T422] | MIDLETON |  | 51.9086 | -8.05
2814467 | MV/LV Substation WO***4467 |  | 20 kV | _ | LV | 630 kVA :Kiosk Substation | 0.63 | --> | 0.63 | 0.5 | 17.47 |  | --> | 0.598 | 0 | 0 | 0.5 | 0 |  | --> | E11 ex COOLROE | Coolroe [T121,T122] | COOLROE |  | 51.8867 | -8.6248
006845X | MV/LV Substation BR***845X |  | 10 kV | _ | LV | 50 kVA :Pole Substation | 0.05 | --> | 0.05 | 0.05 | 1.29 |  | --> | 0.048 | 0 | 0 | 0 | 0 | Constrained, otherwise capacity available =48 kW | --> | C13 ex MONFIN | Monfin [T41,T42] | WEXFORD |  | 52.4706 | -6.5554
288265 | MV/LV Substation FA***265 |  | 10 kV | _ | LV | 400 kVA :Kiosk Substation | 0.4 | --> | 0.4 | 0.041 | 0.04 | Constrained, otherwise capacity available =283 kVA | --> | 0.38 | 0 | 0.037 | 0.336 | 0 |  | --> | C15 ex LITTLE BRAY | Little Bray [T41,T42] | FASSAROE |  | 53.2137 | -6.1131
042560X | MV/LV Substation BA***560X |  | 10 kV | _ | LV | 50 kVA :Pole Substation | 0.05 | --> | 0.05 | 0.047 | 1.93 |  | --> | 0.048 | 0 | 0 | 0 | 0 | Constrained, otherwise capacity available =47 kW | --> | C18 ex TURLOUGH ROAD | Turlough Road [T41,T42] | CASTLEBAR |  | 53.8995 | -9.1774
093237Z | MV/LV Substation CH***237Z |  | 10 kV | _ | LV | 400 kVA :Kiosk Substation | 0.4 | --> | 0.4 | 0 | 0 | Constrained, otherwise capacity available =382 kVA | --> | 0.38 | 0 | 0 | 0.378 | 0 |  | --> | C24 ex POPPINTREE | Poppintree [T101,T102] | FINGLAS |  | 53.4043 | -6.2977
007687Z | MV/LV Substation TH***687Z |  | 10 kV | _ | LV | 200 kVA :Kiosk Substation | 0.2 | --> | 0.2 | 0.172 | 1.4 |  | --> | 0.19 | 0 | 0.014 | 0 | 0 | Constrained, otherwise capacity available =176 kW | --> | E18 ex KILLINICK | Killinick [T421,T422] | WEXFORD |  | 52.2677 | -6.3903
119719X | MV/LV Substation MU***719X |  | 10 kV | _ | LV | 50 kVA :Pole Substation | 0.05 | --> | 0.05 | 0 | 0 | Constrained, otherwise capacity available =24 kVA | --> | 0.048 | 0 | 0.01 | 0 | 0 | Constrained, otherwise capacity available =36 kW | --> | C12 ex KANTURK | Kanturk [T41,T42] | GLENLARA |  | 52.1739 | -8.9145
029750Y | MV/LV Substation CO***750Y |  | 10 kV | _ | LV | 200 kVA :Kiosk Substation | 0.2 | --> | 0.2 | 0 | 0 | Constrained, otherwise capacity available =160 kVA | --> | 0.19 | 0 | 0.039 | 0 | 0 | Constrained, otherwise capacity available =156 kW | --> | C32 ex CLOYNE | Cloyne [T41] | MIDLETON |  | 51.8675 | -8.1145
021098 | MV/LV Substation CO***098 |  | 10 kV | _ | LV | 630 kVA :Building Structure | 0.63 | --> | 0.63 | 0 | 0 | Constrained, otherwise capacity available =528 kVA | --> | 0.598 | 0 | 0 | 0.5 | 0 |  | --> | C11 ex KILBARRY | Kilbarry [T101,T43] | KILBARRY |  | 51.9089 | -8.4735
180467X | MV/LV Substation KI***467X |  | 10 kV | _ | LV | 50 kVA :Pole Substation | 0.05 | --> | 0.05 | 0.046 | 1.4 |  | --> | 0.048 | 0 | 0 | 0 | 0 | Constrained, otherwise capacity available =47 kW | --> | C26 ex KELLS | Kells [T41,T42] | NAVAN |  | 53.7116 | -6.8153
0624043 | MV/LV Substation SE***4043 |  | 10 kV | _ | LV | 630 kVA :Building Structure | 0.63 | --> | 0.63 | 0.398 | 1.03 |  | --> | 0.598 | 0 | 0.011 | 0 | 0 | Constrained, otherwise capacity available =558 kW | --> | C18 ex LITTLE MILLS | Little Mills [T41] | DUNDALK |  | 53.9318 | -6.4173
0524695 | MV/LV Substation BA***4695 |  | 10 kV | _ | LV | 630 kVA :Kiosk Substation | 0.63 | --> | 0.63 | 0 | 0 | Constrained, otherwise capacity available =586 kVA | --> | 0.598 | 0 | 0 | 0 | 0 | Constrained, otherwise capacity available =592 kW | --> | C18 ex NEWBROOK | Newbrook [T42] | MULLINGAR |  | 53.5151 | -7.3746
276006 | MV/LV Substation RI***006 |  | 10 kV | _ | LV | 630 kVA :Kiosk Substation | 0.63 | --> | 0.63 | 0.5 | 0.76 |  | --> | 0.598 | 0 | 0.031 | 0 | 0 | Constrained, otherwise capacity available =559 kW | --> | C11 ex WOODFORD | Woodford [T41,T42] | KNOCKEARAGH |  | 52.0518 | -9.4912
020588X | MV/LV Substation ST***588X |  | 10 kV | _ | LV | 400 kVA :Kiosk Substation | 0.4 | --> | 0.4 | 0 | 0 | Constrained, otherwise capacity available =355 kVA | --> | 0.38 | 0 | 0 | 0 | 0 | Constrained, otherwise capacity available =374 kW | --> | C16 ex COOLCORCORAN | Coolcorcoran [T41,T42] | KNOCKEARAGH |  | 52.0648 | -9.5154
154119Z | MV/LV Substation HI***119Z |  | 10 kV | _ | LV | 630 kVA :Building Structure | 0.63 | --> | 0.63 | 0 | 0 | Constrained, otherwise capacity available =537 kVA | --> | 0.598 | 0 | 0.05 | 0 | 0 | Constrained, otherwise capacity available =549 kW | --> | C18 ex BALLYCOOLIN | Ballycoolin [T41,T42,T43] | FINGLAS |  | 53.4129 | -6.3565
136517 | MV/LV Substation BA***517 |  | 10 kV | _ | LV | 200 kVA :Pole Substation | 0.2 | --> | 0.2 | 0 | 0 | Constrained, otherwise capacity available =142 kVA | --> | 0.19 | 0 | 0.02 | 0 | 0 | Constrained, otherwise capacity available =167 kW | --> | C12 ex AGHAMORE | Aghamore [T41,T42] | LANESBORO |  | 53.6756 | -7.9952
154401Y | MV/LV Substation MO***401Y |  | 10 kV | _ | LV | 400 kVA :Kiosk Substation | 0.4 | --> | 0.4 | 0 | 0 | Constrained, otherwise capacity available =298 kVA | --> | 0.38 | 0 | 0.027 | 0 | 0 | Constrained, otherwise capacity available =346 kW | --> | C21 ex MONEYCOOLEY | Moneycooley [T41,T42,T44] | GRIFFINRATH |  | 53.3892 | -6.6052
052258Z | MV/LV Substation FA***258Z |  | 20 kV | _ | LV | 400 kVA :Kiosk Substation | 0.4 | --> | 0.4 | 0 | 0 | Constrained, otherwise capacity available =376 kVA | --> | 0.38 | 0 | 0 | 0 | 0 | Constrained, otherwise capacity available =377 kW | --> | E19 ex EDENDERRY | Edenderry [T421,T422] | BLAKE |  | 53.4539 | -7.103
281823 | MV/LV Substation MY***823 |  | 10 kV | _ | LV | 400 kVA :Kiosk Substation | 0.4 | --> | 0.4 | 0 | 0 | Constrained, otherwise capacity available =347 kVA | --> | 0.38 | 0 | 0.021 | 0 | 0 | Constrained, otherwise capacity available =357 kW | --> | C17 ex CARRIGALINE | Carrigaline [T41,T42] | BARNAHELY |  | 51.7837 | -8.2978
064730Y | MV/LV Substation DO***730Y |  | 10 kV | _ | LV | 100 kVA :Pole Substation | 0.1 | --> | 0.1 | 0 | 0 | Constrained, otherwise capacity available =98 kVA | --> | 0.095 | 0 | 0.011 | 0 | 0 | Constrained, otherwise capacity available =87 kW | --> | C17 ex DRYBRIDGE | Drybridge [T41,T42] | DRYBRIDGE |  | 53.7011 | -6.4109
157848 | MV/LV Substation MU***848 |  | 20 kV | _ | LV | 400 kVA :Building Structure | 0.4 | --> | 0.4 | 0.391 | 1.55 |  | --> | 0.38 | 0 | 0 | 0 | 0 | Constrained, otherwise capacity available =379 kW | --> | E11 ex CARRIGALLEN | Carrigallen [T421] | CARRICK ON SHANNON |  | 54.0365 | -7.6853
064001Z | MV/LV Substation GR***001Z |  | 10 kV | _ | LV | 400 kVA :Kiosk Substation | 0.4 | --> | 0.4 | 0 | 0 | Constrained, otherwise capacity available =321 kVA | --> | 0.38 | 0 | 0.038 | 0 | 0 | Constrained, otherwise capacity available =341 kW | --> | C12 ex MORNINGTON ROAD | Mornington Road [T41,T42] | DRYBRIDGE |  | 53.7046 | -6.3104
025618Y | MV/LV Substation DE***618Y |  | 10 kV | _ | LV | 400 kVA :Kiosk Substation | 0.4 | --> | 0.4 | 0 | 0 | Constrained, otherwise capacity available =350 kVA | --> | 0.38 | 0 | 0 | 0 | 0 | Constrained, otherwise capacity available =373 kW | --> | C12 ex KILMALLOCK | Kilmallock [T41,T42] | CHARLEVILLE |  | 52.4 | -8.573
158256X | MV/LV Substation AT***256X |  | 10 kV | _ | LV | 200 kVA :Pole Substation | 0.2 | --> | 0.2 | 0 | 0 | Constrained, otherwise capacity available =166 kVA | --> | 0.19 | 0 | 0.01 | 0 | 0 | Constrained, otherwise capacity available =178 kW | --> | C21 ex ENNISTYMON | Ennistymon [T41,T42] | ENNIS |  | 52.9276 | -9.3386
069335 | MV/LV Substation WA***335 |  | 10 kV | _ | LV | 200 kVA :Building Structure | 0.2 | --> | 0.2 | 0.152 | 4.47 |  | --> | 0.19 | 0 | 0 | 0.183 | 0 |  | --> | C14 ex TEMPLEOGUE | Templeogue [T41,T42] | MILLTOWN (DR) |  | 53.3075 | -6.3357
210712Y | MV/LV Substation TU***712Y |  | 10 kV | _ | LV | 400 kVA :Kiosk Substation | 0.4 | --> | 0.4 | 0.287 | 1.15 |  | --> | 0.38 | 0 | 0 | 0 | 0 | Constrained, otherwise capacity available =367 kW | --> | C15 ex TULLYNAMALRA | Tullynamalra [T41,T42] | MEATH HILL |  | 54.0255 | -6.7075
293752X | MV/LV Substation BA***752X |  | 20 kV | _ | LV | 50 kVA :Pole Substation | 0.05 | --> | 0.05 | 0 | 0 | Constrained, otherwise capacity available =42 kVA | --> | 0.048 | 0 | 0 | 0 | 0 | Constrained, otherwise capacity available =46 kW | --> | E12 ex BALTINGLASS | Baltinglass [T421,T422] | STRATFORD |  | 52.9992 | -6.6862
053076Z | MV/LV Substation SE***076Z |  | 10 kV | _ | LV | 630 kVA :Building Structure | 0.63 | --> | 0.63 | 0.416 | 3.28 |  | --> | 0.598 | 0 | 0 | 0.5 | 0 |  | --> | C25 ex SRAH | Srah [T43] | THORNSBERRY |  | 53.2818 | -7.5061
014105 | MV/LV Substation HI***105 |  | 10 kV | _ | LV | 400 kVA :Kiosk Substation | 0.4 | --> | 0.4 | 0.196 | 0.63 |  | --> | 0.38 | 0 | 0.022 | 0 | 0 | Constrained, otherwise capacity available =335 kW | --> | C17 ex KILCULLEN | Kilcullen [T41,T42,T424] | STRATFORD |  | 53.1342 | -6.7405
064133 | MV/LV Substation BR***133 |  | 20 kV | _ | LV | 200 kVA :Kiosk Substation | 0.2 | --> | 0.2 | 0 | 0 | Constrained, otherwise capacity available =89 kVA | --> | 0.19 | 0 | 0.04 | 0 | 0 | Constrained, otherwise capacity available =145 kW | --> | E16 ex JULIANSTOWN | Julianstown [T421,T422] | DRYBRIDGE |  | 53.6955 | -6.2454
030237 | MV/LV Substation BU***237 |  | 20 kV | _ | LV | 200 kVA :Pole Substation | 0.2 | --> | 0.2 | 0 | 0 | Constrained, otherwise capacity available =187 kVA | --> | 0.19 | 0 | 0 | 0 | 0 | Constrained, otherwise capacity available =188 kW | --> | E20 ex FOXHOLE | Foxhole [T421,T422] | DUNGARVAN |  | 51.9382 | -7.9485
026488Y | MV/LV Substation BA***488Y |  | 10 kV | _ | LV | 200 kVA :Pole Substation | 0.2 | --> | 0.2 | 0 | 0 | Constrained, otherwise capacity available =162 kVA | --> | 0.19 | 0 | 0 | 0 | 0 | Constrained, otherwise capacity available =185 kW | --> | C15 ex KINSALE | Kinsale [T41,T42] | BANDON |  | 51.7117 | -8.5205
062166 | MV/LV Substation CO***166 |  | 10 kV | _ | LV | 630 kVA :Building Structure | 0.63 | --> | 0.63 | 0.5 | 0.72 |  | --> | 0.598 | 0 | 0 | 0 | 0 | Constrained, otherwise capacity available =598 kW | --> | C11 ex COES ROAD | Coes Road [T41,T42] | DUNDALK |  | 53.9997 | -6.381
1804269 | MV/LV Substation WO***4269 |  | 10 kV | _ | LV | 200 kVA :Pole Substation | 0.2 | --> | 0.2 | 0.2 | 1.4 |  | --> | 0.19 | 0 | 0 | 0 | 0 | Constrained, otherwise capacity available =190 kW | --> | C14 ex KELLS | Kells [T41,T42] | NAVAN |  | 53.7613 | -6.8393
139866X | MV/LV Substation TE***866X |  | 20 kV | _ | LV | 50 kVA :Pole Substation | 0.05 | --> | 0.05 | 0 | 0 | Constrained, otherwise capacity available =47 kVA | --> | 0.048 | 0 | 0 | 0 | 0 | Constrained, otherwise capacity available =47 kW | --> | E21 ex FINEA | Finea [T421,T422] | SHANKILL |  | 53.8786 | -7.3791
046234X | MV/LV Substation RA***234X |  | 10 kV | _ | LV | 400 kVA :Building Structure | 0.4 | --> | 0.4 | 0.4 | 5.48 |  | --> | 0.38 | 0 | 0 | 0.38 | 0 |  | --> | C17 ex BALLYTIVNAN | Ballytivnan [T41,T42] | SLIGO |  | 54.2996 | -8.4998
0694019 | MV/LV Substation TE***4019 |  | 10 kV | _ | LV | 630 kVA :Kiosk Substation | 0.63 | --> | 0.63 | 0.5 | 0.87 |  | --> | 0.598 | 0 | 0 | 0.5 | 0 |  | --> | C12 ex GARVILLE AVENUE | Garville Avenue [T42] | MILLTOWN (DR) |  | 53.3104 | -6.2825
1544178 | MV/LV Substation RI***4178 |  | 10 kV | _ | LV | 630 kVA :Kiosk Substation | 0.63 | --> | 0.63 | 0 | 0 | Constrained, otherwise capacity available =570 kVA | --> | 0.598 | 0 | 0.005 | 0 | 0 | Constrained, otherwise capacity available =587 kW | --> | C24 ex BALLYCOOLIN | Ballycoolin [T41,T42,T43] | FINGLAS |  | 53.3935 | -6.379
015841Z | MV/LV Substation BL***841Z |  | 10 kV | _ | LV | 50 kVA :Pole Substation | 0.05 | --> | 0.05 | 0.036 | 12.6 |  | --> | 0.048 | 0 | 0 | 0.046 | 0 |  | --> | C23 ex MONREAD | Monread [T101,T102] | MONREAD |  | 53.2321 | -6.7895
015786Z | MV/LV Substation BA***786Z |  | 20 kV | _ | LV | 50 kVA :Pole Substation | 0.05 | --> | 0.05 | 0 | 0 | Constrained, otherwise capacity available =50 kVA | --> | 0.048 | 0 | 0 | 0 | 0 | Constrained, otherwise capacity available =48 kW | --> | E13 ex BLESSINGTON | Blessington [T421,T422] | KILTEEL |  | 53.1284 | -6.6056
067244 | MV/LV Substation CO***244 |  | 10 kV | _ | LV | 200 kVA :Building Structure | 0.2 | --> | 0.2 | 0 | 0 | Constrained, otherwise capacity available =144 kVA | --> | 0.19 | 0 | 0 | 0.182 | 0 |  | --> | C16 ex BALLINACURRA | Ballinacurra [T41,T42] | LIMERICK |  | 52.6366 | -8.6404
003666 | MV/LV Substation GL***666 |  | 10 kV | _ | LV | 50 kVA :Pole Substation | 0.05 | --> | 0.05 | 0.044 | 0.48 |  | --> | 0.048 | 0 | 0 | 0 | 0 | Constrained, otherwise capacity available =47 kW | --> | C20 ex KILMARTIN | Kilmartin [T41] | ARKLOW |  | 53.0384 | -6.2683
065249Z | MV/LV Substation BA***249Z |  | 10 kV | _ | LV | 50 kVA :Pole Substation | 0.05 | --> | 0.05 | 0 | 0 | Constrained, otherwise capacity available =47 kVA | --> | 0.048 | 0 | 0 | 0 | 0 | Constrained, otherwise capacity available =47 kW | --> | C18 ex LOUGHSHINNY | Loughshinny [T41,T42] | GLASMORE |  | 53.5414 | -6.1222
015856Y | MV/LV Substation CL***856Y |  | 10 kV | _ | LV | 400 kVA :Kiosk Substation | 0.4 | --> | 0.4 | 0 | 0 | Constrained, otherwise capacity available =162 kVA | --> | 0.38 | 0 | 0.032 | 0 | 0 | Constrained, otherwise capacity available =322 kW | --> | C12 ex SALLINS | Sallins [T41,T42] | GRIFFINRATH |  | 53.2892 | -6.7001
058688Y | MV/LV Substation CA***688Y |  | 10 kV | _ | LV | 50 kVA :Pole Substation | 0.05 | --> | 0.05 | 0.05 | 0.18 |  | --> | 0.048 | 0 | 0 | 0 | 0 | Constrained, otherwise capacity available =48 kW | --> | C15 ex TOOMEVARA | Toomevara [T42] | NENAGH |  | 52.8864 | -8.0168
281484Y | MV/LV Substation RE***484Y |  | 10 kV | _ | LV | 400 kVA :Building Structure | 0.4 | --> | 0.4 | 0 | 0 | Constrained, otherwise capacity available =309 kVA | --> | 0.38 | 0 | 0 | 0.367 | 0 |  | --> | C21 ex BISHOPSTOWN | Bishopstown [T41,T42] | KILBARRY |  | 51.8866 | -8.5377
138707 | MV/LV Substation KN***707 |  | 10 kV | _ | LV | 50 kVA :Pole Substation | 0.05 | --> | 0.05 | 0.05 | 1.52 |  | --> | 0.048 | 0 | 0 | 0 | 0 | Constrained, otherwise capacity available =48 kW | --> | C19 ex SHERCOCK | Shercock [T41,T42] | MEATH HILL |  | 53.9846 | -6.9799
015108Z | MV/LV Substation BA***108Z |  | 10 kV | _ | LV | 200 kVA :Kiosk Substation | 0.2 | --> | 0.2 | 0 | 0 | Constrained, otherwise capacity available =99 kVA | --> | 0.19 | 0 | 0.027 | 0 | 0 | Constrained, otherwise capacity available =156 kW | --> | C19 ex SALLINS | Sallins [T41,T42] | GRIFFINRATH |  | 53.2863 | -6.7568
017749 | MV/LV Substation BA***749 |  | 10 kV | _ | LV | 100 kVA :Pole Substation | 0.1 | --> | 0.1 | 0.083 | 1.05 |  | --> | 0.095 | 0 | 0 | 0 | 0 | Constrained, otherwise capacity available =93 kW | --> | C16 ex NEWCASTLEWEST | Newcastlewest [T41,T42] | RATHKEALE |  | 52.4829 | -9.0342
052807Y | MV/LV Substation HE***807Y |  | 20 kV | _ | LV | 200 kVA :Kiosk Substation | 0.2 | --> | 0.2 | 0 | 0 | Constrained, otherwise capacity available =84 kVA | --> | 0.19 | 0 | 0.005 | 0 | 0 | Constrained, otherwise capacity available =170 kW | --> | E14 ex BALLINDERRY | Ballinderry [T41,T422] | MULLINGAR |  | 53.4554 | -7.1058
082962Y | MV/LV Substation CL***962Y |  | 20 kV | _ | LV | 100 kVA :Pole Substation | 0.1 | --> | 0.1 | 0 | 0 | Constrained, otherwise capacity available =99 kVA | --> | 0.095 | 0 | 0 | 0 | 0 | Constrained, otherwise capacity available =95 kW | --> | E17 ex ACADEMY STREET | Academy Street [T421,T422,T44] | NAVAN |  | 53.6143 | -6.716
032006 | MV/LV Substation HO***006 |  | 10 kV | _ | LV | 400 kVA :Kiosk Substation | 0.4 | --> | 0.4 | 0 | 0 | Constrained, otherwise capacity available =268 kVA | --> | 0.38 | 0 | 0.063 | 0 | 0 | Constrained, otherwise capacity available =315 kW | --> | C23 ex TRAMORE | Tramore [T41,T42] | BUTLERSTOWN |  | 52.1674 | -7.1454
056713X | MV/LV Substation BA***713X |  | 20 kV | _ | LV | 50 kVA :Pole Substation | 0.05 | --> | 0.05 | 0.05 | 0.89 |  | --> | 0.048 | 0 | 0 | 0 | 0 | Constrained, otherwise capacity available =48 kW | --> | E12 ex BIRR | Birr [T41,T422] | DALLOW |  | 53.0935 | -7.7225
368181X | MV/LV Substation BR***181X |  | 10 kV | _ | LV | 400 kVA :Kiosk Substation | 0.4 | --> | 0.4 | 0 | 0 | Constrained, otherwise capacity available =358 kVA | --> | 0.38 | 0 | 0 | 0 | 0 | Constrained, otherwise capacity available =374 kW | --> | C16 ex BALLYHAUNIS | Ballyhaunis [T41,T42] | DALTON |  | 53.7611 | -8.7665
029657Y | MV/LV Substation CO***657Y |  | 10 kV | _ | LV | 50 kVA :Pole Substation | 0.05 | --> | 0.05 | 0 | 0 | Constrained, otherwise capacity available =38 kVA | --> | 0.048 | 0 | 0.005 | 0.042 | 0 |  | --> | C18 ex MIDLETON | Midleton [T101,T102] | MIDLETON |  | 51.9869 | -8.2276
064822Y | MV/LV Substation MO***822Y |  | 20 kV | _ | LV | 50 kVA :Pole Substation | 0.05 | --> | 0.05 | 0 | 0 | Constrained, otherwise capacity available =50 kVA | --> | 0.048 | 0 | 0 | 0 | 0 | Constrained, otherwise capacity available =48 kW | --> | E18 ex JULIANSTOWN | Julianstown [T421,T422] | DRYBRIDGE |  | 53.6917 | -6.3697
1324334 | MV/LV Substation CH***4334 |  | 10 kV | _ | LV | 400 kVA :Kiosk Substation | 0.4 | --> | 0.4 | 0 | 0 | Constrained, otherwise capacity available =398 kVA | --> | 0.38 | 0 | 0 | 0 | 0 | Constrained, otherwise capacity available =380 kW | --> | C17 ex LOUGHREA | Loughrea [T41,T42] | SOMERSET |  | 53.2052 | -8.5536
022217 | MV/LV Substation BA***217 |  | 10 kV | _ | LV | 50 kVA :Pole Substation | 0.05 | --> | 0.05 | 0.023 | 2.24 |  | --> | 0.048 | 0 | 0 | 0 | 0 | Constrained, otherwise capacity available =44 kW | --> | C13 ex CASTLETOWNROCHE | Castletownroche [T41] | MALLOW |  | 52.15 | -8.5232
018156Z | MV/LV Substation AD***156Z |  | 10 kV | _ | LV | 400 kVA :Building Structure | 0.4 | --> | 0.4 | 0.384 | 3.75 |  | --> | 0.38 | 0 | 0 | 0 | 0 | Constrained, otherwise capacity available =378 kW | --> | C13 ex SMEARLA | Smearla [T41,T42] | TRIEN |  | 52.4513 | -9.492
0684496 | MV/LV Substation AR***4496 |  | 10 kV | _ | LV | 1000 kVA :Building Structure | 1 | --> | 1 | 0 | 0 | Constrained, otherwise capacity available =918 kVA | --> | 0.95 | 0 | 0 | 0.5 | 0 |  | --> | C17 ex CAMDEN ROW | Camden Row [T41] | FRANCIS STREET |  | 53.3383 | -6.2779
162428X | MV/LV Substation FI***428X |  | 10 kV | _ | LV | 200 kVA :Pole Substation | 0.2 | --> | 0.2 | 0.194 | 0.25 |  | --> | 0.19 | 0 | 0 | 0 | 0 | Constrained, otherwise capacity available =189 kW | --> | C16 ex ROSSGEIR | Rossgeir [T41,T42] | LETTERKENNY |  | 54.9409 | -7.4529
019008 | MV/LV Substation BA***008 |  | 10 kV | _ | LV | 400 kVA :Kiosk Substation | 0.4 | --> | 0.4 | 0.257 | 2.18 |  | --> | 0.38 | 0 | 0.005 | 0 | 0 | Constrained, otherwise capacity available =356 kW | --> | C19 ex BALLYRICKARD | Ballyrickard [T41,T42] | TRALEE |  | 52.2742 | -9.7061
039101 | MV/LV Substation KI***101 |  | 10 kV | _ | LV | 50 kVA :Pole Substation | 0.05 | --> | 0.05 | 0.019 | 11.03 |  | --> | 0.048 | 0 | 0.025 | 0.025 | 0 |  | --> | C33 ex SALTHILL | Salthill [T101,T102] | SALTHILL |  | 53.2655 | -9.1011
066351X | MV/LV Substation TH***351X |  | 10 kV | _ | LV | 200 kVA :Kiosk Substation | 0.2 | --> | 0.2 | 0 | 0 | Constrained, otherwise capacity available =180 kVA | --> | 0.19 | 0 | 0 | 0 | 0 | Constrained, otherwise capacity available =187 kW | --> | C16 ex MALAHIDE | Malahide [T41,T42] | GLASMORE |  | 53.4397 | -6.1243
062552Y | MV/LV Substation CE***552Y |  | 10 kV | _ | LV | 200 kVA :Kiosk Substation | 0.2 | --> | 0.2 | 0.164 | 1.03 |  | --> | 0.19 | 0 | 0 | 0 | 0 | Constrained, otherwise capacity available =185 kW | --> | C18 ex LITTLE MILLS | Little Mills [T41] | DUNDALK |  | 53.9214 | -6.4015
067912Y | MV/LV Substation DU***912Y |  | 10 kV | _ | LV | 630 kVA :Building Structure | 0.63 | --> | 0.63 | 0 | 0 |  | --> | 0.598 | 0 | 0 | 0 | 0 | Constrained, otherwise capacity available =492 kW | --> | C18 ex CAHERDAVIN | Caherdavin [T41,T42] | ARDNACRUSHA |  | 52.6695 | -8.663
033058Y | MV/LV Substation VO***058Y |  | 10 kV | _ | LV | 200 kVA :Pole Substation | 0.2 | --> | 0.2 | 0 | 0 | Constrained, otherwise capacity available =164 kVA | --> | 0.19 | 0 | 0.005 | 0 | 0 | Constrained, otherwise capacity available =181 kW | --> | C12 ex BALLYHALE | Ballyhale [T42,T421] | KILKENNY |  | 52.4788 | -7.2118
089889 | MV/LV Substation HE***889 |  | 10 kV | _ | LV | 400 kVA :Kiosk Substation | 0.4 | --> | 0.4 | 0.384 | 9.1 |  | --> | 0.38 | 0 | 0 | 0 | 0 | Constrained, otherwise capacity available =378 kW | --> | C18 ex ARDNAREE | Ardnaree [T42,T421] | MOY |  | 54.1107 | -9.1462
111622Y | MV/LV Substation ER***622Y |  | 10 kV | _ | LV | 400 kVA :Building Structure | 0.4 | --> | 0.4 | 0.383 | 3.64 |  | --> | 0.38 | 0 | 0 | 0 | 0 | Constrained, otherwise capacity available =378 kW | --> | C18 ex CASTLETOWNBERE | Castletownbere [T42] | BALLYLICKY |  | 51.6474 | -9.9054
3654147 | MV/LV Substation CI***4147 |  | 10 kV | _ | LV | 1000 kVA :Building Structure | 1 | --> | 1 | 0 | 0 | Constrained, otherwise capacity available =996 kVA | --> | 0.95 | 0 | 0 | 0.5 | 0 |  | --> | C23 ex CITYWEST | Citywest [T101,T102] | INCHICORE 220KV |  | 53.2849 | -6.4277
0324218 | MV/LV Substation GO***4218 |  | 20 kV | _ | LV | 50 kVA :Pole Substation | 0.05 | --> | 0.05 | 0 | 0 | Constrained, otherwise capacity available =39 kVA | --> | 0.048 | 0 | 0.011 | 0 | 0 | Constrained, otherwise capacity available =38 kW | --> | C19 ex TRAMORE | Tramore [T41,T42] | BUTLERSTOWN |  | 52.1488 | -7.0608
142902X | MV/LV Substation LO***902X |  | 10 kV | _ | LV | 400 kVA :Kiosk Substation | 0.4 | --> | 0.4 | 0 | 0 | Constrained, otherwise capacity available =188 kVA | --> | 0.38 | 0 | 0 | 0 | 0 | Constrained, otherwise capacity available =350 kW | --> | C16 ex ATHENRY | Athenry [T41,T42] | GALWAY 110KV |  | 53.2954 | -8.753
069604 | MV/LV Substation RI***604 |  | 10 kV | _ | LV | 630 kVA :Kiosk Substation | 0.63 | --> | 0.63 | 0.477 | 9.28 |  | --> | 0.598 | 0 | 0.043 | 0.5 | 0 |  | --> | C10 ex PEMBROKE | Pembroke [T41,T42,T43,T44] | RINGSEND |  | 53.3387 | -6.2191
305856 | MV/LV Substation FE***856 |  | 20 kV | _ | LV | 630 kVA :Kiosk Substation | 0.63 | --> | 0.63 | 0.5 | 4.61 |  | --> | 0.598 | 0 | 0.05 | 0 | 0 | Constrained, otherwise capacity available =551 kW | --> | E12 ex LUMCLOON | Lumcloon [T421,T422] | DALLOW |  | 53.275 | -7.8139
160917Y | MV/LV Substation OL***917Y |  | 20 kV | _ | LV | 200 kVA :Kiosk Substation | 0.2 | --> | 0.2 | 0 | 0 | Constrained, otherwise capacity available =152 kVA | --> | 0.19 | 0 | 0.01 | 0 | 0 | Constrained, otherwise capacity available =176 kW | --> | C11 ex KILDARE | Kildare [T41,T42] | NEWBRIDGE |  | 53.1442 | -7.0555
017146 | MV/LV Substation CL***146 |  | 10 kV | _ | LV | 100 kVA :Pole Substation | 0.1 | --> | 0.1 | 0.094 | 1.05 |  | --> | 0.095 | 0 | 0 | 0 | 0 | Constrained, otherwise capacity available =94 kW | --> | C19 ex NEWCASTLEWEST | Newcastlewest [T41,T42] | RATHKEALE |  | 52.4007 | -9.0402
288275X | MV/LV Substation CA***275X |  | 10 kV | _ | LV | 630 kVA :Building Structure | 0.63 | --> | 0.63 | 0 | 0 | Constrained, otherwise capacity available =573 kVA | --> | 0.598 | 0 | 0.009 | 0.5 | 0 |  | --> | C13 ex CARRICKMINES | Carrickmines [T41,T42] | CARRICKMINES |  | 53.2489 | -6.1782
368007 | MV/LV Substation CL***007 |  | 10 kV | _ | LV | 630 kVA :Kiosk Substation | 0.63 | --> | 0.63 | 0 | 0 | Constrained, otherwise capacity available =399 kVA | --> | 0.598 | 0 | 0 | 0 | 0 | Constrained, otherwise capacity available =566 kW | --> | C17 ex BALLYHAUNIS | Ballyhaunis [T41,T42] | DALTON |  | 53.7628 | -8.766
032141 | MV/LV Substation BA***141 |  | 20 kV | _ | LV | 50 kVA :Pole Substation | 0.05 | --> | 0.05 | 0 | 0 | Constrained, otherwise capacity available =50 kVA | --> | 0.048 | 0 | 0 | 0 | 0 | Constrained, otherwise capacity available =48 kW | --> | C21 ex TRAMORE | Tramore [T41,T42] | BUTLERSTOWN |  | 52.1488 | -7.3745
0684086 | MV/LV Substation GR***4086 |  | 10 kV | _ | LV | 400 kVA :Kiosk Substation | 0.4 | --> | 0.4 | 0 | 0 | Constrained, otherwise capacity available =320 kVA | --> | 0.38 | 0 | 0.012 | 0.36 | 0 |  | --> | C23 ex PHIBSBORO | Phibsboro [T41,T42] | FINGLAS |  | 53.3549 | -6.2779
042552 | MV/LV Substation BA***552 |  | 20 kV | _ | LV | 200 kVA :Pole Substation | 0.2 | --> | 0.2 | 0 | 0 | Constrained, otherwise capacity available =30 kVA | --> | 0.19 | 0 | 0.005 | 0 | 0 | Constrained, otherwise capacity available =162 kW | --> | E17 ex WINDSOR | Windsor [T421,T422] | CASTLEBAR |  | 53.8058 | -9.1299
081686 | MV/LV Substation RY***686 |  | 10 kV | _ | LV | 400 kVA :Kiosk Substation | 0.4 | --> | 0.4 | 0 | 0 | Constrained, otherwise capacity available =322 kVA | --> | 0.38 | 0 | 0 | 0 | 0 | Constrained, otherwise capacity available =369 kW | --> | C18 ex LEIXLIP | Leixlip [T41,T42] | GRIFFINRATH |  | 53.3694 | -6.4903
034081Y | MV/LV Substation LO***081Y |  | 10 kV | _ | LV | 200 kVA :Kiosk Substation | 0.2 | --> | 0.2 | 0.184 | 0.95 |  | --> | 0.19 | 0 | 0 | 0 | 0 | Constrained, otherwise capacity available =188 kW | --> | C16 ex SPA ROAD | Spa Road [T41,T42] | DOON |  | 52.3502 | -7.6946
054077Z | MV/LV Substation RO***077Z |  | 10 kV | _ | LV | 400 kVA :Kiosk Substation | 0.4 | --> | 0.4 | 0 | 0 | Constrained, otherwise capacity available =237 kVA | --> | 0.38 | 0 | 0.06 | 0 | 0 | Constrained, otherwise capacity available =313 kW | --> | C16 ex PALLAS | Pallas [T41,T42] | PORTLAOISE |  | 53.0377 | -7.3251
064722Y | MV/LV Substation BO***722Y |  | 10 kV | _ | LV | 400 kVA :Kiosk Substation | 0.4 | --> | 0.4 | 0 | 0 | Constrained, otherwise capacity available =371 kVA | --> | 0.38 | 0 | 0 | 0 | 0 | Constrained, otherwise capacity available =376 kW | --> | C18 ex DRYBRIDGE | Drybridge [T41,T42] | DRYBRIDGE |  | 53.7179 | -6.3951
0434192 | MV/LV Substation AN***4192 |  | 10 kV | _ | LV | 200 kVA :Kiosk Substation | 0.2 | --> | 0.2 | 0.2 | 0.43 |  | --> | 0.19 | 0 | 0 | 0 | 0 | Constrained, otherwise capacity available =190 kW | --> | C13 ex SWINFORD | Swinford [T41,T42] | CASTLEBAR |  | 53.8935 | -9.15
276728 | MV/LV Substation EL***728 |  | 10 kV | _ | LV | 400 kVA :Kiosk Substation | 0.4 | --> | 0.4 | 0 | 0 | Constrained, otherwise capacity available =346 kVA | --> | 0.38 | 0 | 0.014 | 0 | 0 | Constrained, otherwise capacity available =362 kW | --> | C11 ex COOLCORCORAN | Coolcorcoran [T41,T42] | KNOCKEARAGH |  | 52.0644 | -9.4916
120427Y | MV/LV Substation IN***427Y |  | 20 kV | _ | LV | 400 kVA :Kiosk Substation | 0.4 | --> | 0.4 | 0.279 | 3.5 |  | --> | 0.38 | 0 | 0.042 | 0 | 0 | Constrained, otherwise capacity available =332 kW | --> | E11 ex DUNFIRTH | Dunfirth [T122] | DUNFIRTH |  | 53.4169 | -6.8285
074581X | MV/LV Substation CO***581X |  | 10 kV | _ | LV | 200 kVA :Kiosk Substation | 0.2 | --> | 0.2 | 0 | 0 | Constrained, otherwise capacity available =175 kVA | --> | 0.19 | 0 | 0.005 | 0 | 0 | Constrained, otherwise capacity available =183 kW | --> | C15 ex CARRICK ON SHANNON | Carrick On Shannon [T41,T42] | CARRICK ON SHANNON |  | 53.9815 | -8.162
049333Z | MV/LV Substation IN***333Z |  | 20 kV | _ | LV | 100 kVA :Pole Substation | 0.1 | --> | 0.1 | 0.1 | 2.55 |  | --> | 0.095 | 0 | 0 | 0 | 0 | Constrained, otherwise capacity available =95 kW | --> | E17 ex EDGEWORTHSTOWN | Edgeworthstown [T421,T422] | RICHMOND |  | 53.5894 | -7.6135
022502X | MV/LV Substation BA***502X |  | 10 kV | _ | LV | 400 kVA :Kiosk Substation | 0.4 | --> | 0.4 | 0 | 0 | Constrained, otherwise capacity available =336 kVA | --> | 0.38 | 0 | 0.2 | 0 | 0 | Constrained, otherwise capacity available =223 kW | --> | C15 ex SCARTEEN | Scarteen [T41,T42] | MALLOW |  | 52.115 | -8.662
093349Z | MV/LV Substation CH***349Z |  | 10 kV | _ | LV | 50 kVA :Pole Substation | 0.05 | --> | 0.05 | 0 | 0 | Constrained, otherwise capacity available =38 kVA | --> | 0.048 | 0 | 0 | 0 | 0 | Constrained, otherwise capacity available =46 kW | --> | E11 ex ASHBOURNE | Ashbourne [T421,T422] | FINGLAS |  | 53.4339 | -6.3409
136997X | MV/LV Substation AU***997X |  | 10 kV | _ | LV | 50 kVA :Pole Substation | 0.05 | --> | 0.05 | 0 | 0 | Constrained, otherwise capacity available =44 kVA | --> | 0.048 | 0 | 0 | 0 | 0 | Constrained, otherwise capacity available =47 kW | --> | C20 ex BALLYGAR | Ballygar [T41,T42] | ATHLONE |  | 53.5395 | -8.3103
160648X | MV/LV Substation CL***648X |  | 20 kV | _ | LV | 50 kVA :Pole Substation | 0.05 | --> | 0.05 | 0 | 0 | Constrained, otherwise capacity available =39 kVA | --> | 0.048 | 0 | 0 | 0 | 0 | Constrained, otherwise capacity available =46 kW | --> | C11 ex MOUNTMELLICK | Mountmellick [T41,T42] | PORTLAOISE |  | 53.142 | -7.49
068050 | MV/LV Substation LI***050 |  | 10 kV | _ | LV | 1000 kVA :Building Structure | 1 | --> | 1 | 0 | 0 | Constrained, otherwise capacity available =682 kVA | --> | 0.95 | 0 | 0.073 | 0.5 | 0 |  | --> | C12 ex GLASNEVIN | Glasnevin [T41] | FINGLAS |  | 53.3654 | -6.2708
118403Y | MV/LV Substation AL***403Y |  | 20 kV | _ | LV | 50 kVA :Pole Substation | 0.05 | --> | 0.05 | 0 | 0 | Constrained, otherwise capacity available =46 kVA | --> | 0.048 | 0 | 0 | 0 | 0 | Constrained, otherwise capacity available =47 kW | --> | E18 ex CREAGH | Creagh [T421,T422] | ATHLONE |  | 53.3912 | -8.4793
062953X | MV/LV Substation NO***953X |  | 10 kV | _ | LV | 400 kVA :Kiosk Substation | 0.4 | --> | 0.4 | 0.377 | 0.72 |  | --> | 0.38 | 0 | 0.015 | 0 | 0 | Constrained, otherwise capacity available =366 kW | --> | C12 ex COES ROAD | Coes Road [T41,T42] | DUNDALK |  | 54.003 | -6.3816
204965 | MV/LV Substation RO***965 |  | 20 kV | _ | LV | 400 kVA :Kiosk Substation | 0.4 | --> | 0.4 | 0.313 | 2.02 |  | --> | 0.38 | 0 | 0.01 | 0 | 0 | Constrained, otherwise capacity available =361 kW | --> | E17 ex BALLYMACARRY | Ballymacarry [T421] | TRILLICK |  | 55.0878 | -7.4708
132584X | MV/LV Substation CR***584X |  | 20 kV | _ | LV | 400 kVA :Kiosk Substation | 0.4 | --> | 0.4 | 0 | 0 | Constrained, otherwise capacity available =343 kVA | --> | 0.38 | 0 | 0.032 | 0 | 0 | Constrained, otherwise capacity available =348 kW | --> | E30 ex LOUGHREA | Loughrea [T41,T42] | SOMERSET |  | 53.2284 | -8.638
001754 | MV/LV Substation CA***754 |  | 10 kV | _ | LV | 200 kVA :Kiosk Substation | 0.2 | --> | 0.2 | 0.107 | 13.42 |  | --> | 0.19 | 0 | 0.041 | 0.146 | 0 |  | --> | C19 ex POTTERY ROAD | Pottery Road [T101,T102] | CARRICKMINES |  | 53.2784 | -6.1492
0314294 | MV/LV Substation CO***4294 |  | 20 kV | _ | LV | 50 kVA :Pole Substation | 0.05 | --> | 0.05 | 0 | 0 | Constrained, otherwise capacity available =50 kVA | --> | 0.048 | 0 | 0 | 0 | 0 | Constrained, otherwise capacity available =48 kW | --> | C17 ex COLLIGAN | Colligan [T41,T42] | DUNGARVAN |  | 52.077 | -7.6735
036193 | MV/LV Substation CA***193 |  | 20 kV | _ | LV | 100 kVA :Pole Substation | 0.1 | --> | 0.1 | 0 | 0 | Constrained, otherwise capacity available =29 kVA | --> | 0.095 | 0 | 0 | 0 | 0 | Constrained, otherwise capacity available =85 kW | --> | E18 ex GARRANACANTY | Garranacanty [T421,T422] | TIPPERARY |  | 52.4986 | -8.2036
067879Y | MV/LV Substation MO***879Y |  | 20 kV | _ | LV | 50 kVA :Pole Substation | 0.05 | --> | 0.05 | 0 | 0 | Constrained, otherwise capacity available =46 kVA | --> | 0.048 | 0 | 0.005 | 0 | 0 | Constrained, otherwise capacity available =43 kW | --> | E11 ex BIRDHILL | Birdhill [T421,T422] | ARDNACRUSHA |  | 52.7052 | -8.4091
046381X | MV/LV Substation FI***381X |  | 10 kV | _ | LV | 1000 kVA :Building Structure | 1 | --> | 1 | 0 | 0 | Constrained, otherwise capacity available =750 kVA | --> | 0.95 | 0 | 0 | 0.5 | 0 |  | --> | C18 ex FINISKLIN | Finisklin [T41,T42] | SLIGO |  | 54.2836 | -8.4959
062936 | MV/LV Substation SU***936 |  | 20 kV | _ | LV | 50 kVA :Pole Substation | 0.05 | --> | 0.05 | 0.031 | 19.76 |  | --> | 0.048 | 0 | 0 | 0.045 | 0 |  | --> | E19 ex MULLAGHARLIN | Mullagharlin [T121,T122] | MULLAGHARLIN |  | 53.9553 | -6.514
029525 | MV/LV Substation GA***525 |  | 20 kV | _ | LV | 100 kVA :Pole Substation | 0.1 | --> | 0.1 | 0 | 0 | Constrained, otherwise capacity available =89 kVA | --> | 0.095 | 0 | 0 | 0 | 0 | Constrained, otherwise capacity available =94 kW | --> | C13 ex CLOYNE | Cloyne [T41] | MIDLETON |  | 51.8734 | -8.017
015989Z | MV/LV Substation GL***989Z |  | 10 kV | _ | LV | 630 kVA :Building Structure | 0.63 | --> | 0.63 | 0.133 | 12.6 |  | --> | 0.598 | 0 | 0 | 0.5 | 0 |  | --> | C18 ex MONREAD | Monread [T101,T102] | MONREAD |  | 53.2262 | -6.702
164523 | MV/LV Substation LI***523 |  | 10 kV | _ | LV | 100 kVA :Pole Substation | 0.1 | --> | 0.1 | 0 | 0 | Constrained, otherwise capacity available =72 kVA | --> | 0.095 | 0 | 0.01 | 0 | 0 | Constrained, otherwise capacity available =84 kW | --> | C15 ex SKIBBEREEN | Skibbereen [T41,T42] | DUNMANWAY |  | 51.5299 | -9.2547
1604413 | MV/LV Substation OL***4413 |  | 20 kV | _ | LV | 100 kVA :Pole Substation | 0.1 | --> | 0.1 | 0 | 0 | Constrained, otherwise capacity available =100 kVA | --> | 0.095 | 0 | 0 | 0 | 0 | Constrained, otherwise capacity available =95 kW | --> | E11 ex PORTLAOISE |  |  |  | 53.1198 | -7.1528
049027Z | MV/LV Substation TH***027Z |  | 10 kV | _ | LV | 50 kVA :Pole Substation | 0.05 | --> | 0.05 | 0.042 | 0.13 |  | --> | 0.048 | 0 | 0 | 0 | 0 | Constrained, otherwise capacity available =46 kW | --> | C14 ex BALLYMAHON | Ballymahon [T41,T42] | ATHLONE |  | 53.5832 | -7.6555
158249X | MV/LV Substation WE***249X |  | 10 kV | _ | LV | 100 kVA :Building Structure | 0.1 | --> | 0.1 | 0 | 0.83 |  | --> | 0.095 | 0 | 0 | 0 | 0 | Constrained, otherwise capacity available =84 kW | --> | C17 ex MILLTOWN MALBAY | Milltown Malbay [T42] | TULLABRACK |  | 52.7981 | -9.3399
052953Y | MV/LV Substation AS***953Y |  | 10 kV | _ | LV | 400 kVA :Kiosk Substation | 0.4 | --> | 0.4 | 0.337 | 10.9 |  | --> | 0.38 | 0 | 0.01 | 0.364 | 0 |  | --> | C14 ex MULLINGAR | Mullingar [T101,T102] | MULLINGAR |  | 53.5291 | -7.3539
0074297 | MV/LV Substation CA***4297 |  | 20 kV | _ | LV | 100 kVA :Pole Substation | 0.1 | --> | 0.1 | 0.065 | 16.12 |  | --> | 0.095 | 0 | 0 | 0.09 | 0 |  | --> | E21 ex WEXFORD | Wexford [T121,T122] | WEXFORD |  | 52.3899 | -6.4543
053118 | MV/LV Substation SP***118 |  | 10 kV | _ | LV | 400 kVA :Kiosk Substation | 0.4 | --> | 0.4 | 0.302 | 2.39 |  | --> | 0.38 | 0 | 0.01 | 0 | 0 | Constrained, otherwise capacity available =359 kW | --> | C11 ex SRAH | Srah [T41,T42] | THORNSBERRY |  | 53.2662 | -7.499
233262 | MV/LV Substation BA***262 |  | 20 kV | _ | LV | 100 kVA :Pole Substation | 0.1 | --> | 0.1 | 0 | 0 | Constrained, otherwise capacity available =92 kVA | --> | 0.095 | 0 | 0.005 | 0 | 0 | Constrained, otherwise capacity available =90 kW | --> | C21 ex CASTLEISLAND | Castleisland [T41,T42] | TRALEE |  | 52.1945 | -9.4326
0564257 | MV/LV Substation BA***4257 |  | 20 kV | _ | LV | 400 kVA :Kiosk Substation | 0.4 | --> | 0.4 | 0.387 | 0.89 |  | --> | 0.38 | 0 | 0 | 0 | 0 | Constrained, otherwise capacity available =378 kW | --> | E12 ex BIRR | Birr [T41,T422] | DALLOW |  | 53.099 | -7.7283
033594 | MV/LV Substation GR***594 |  | 20 kV | _ | LV | 200 kVA :Kiosk Substation | 0.2 | --> | 0.2 | 0 | 0 | Constrained, otherwise capacity available =152 kVA | --> | 0.19 | 0 | 0.015 | 0 | 0 | Constrained, otherwise capacity available =172 kW | --> | C18 ex DEERPARK | Deerpark [T41,T42] | BALLYDINE |  | 52.4448 | -7.4684
067134Y | MV/LV Substation FI***134Y |  | 10 kV | _ | LV | 400 kVA :Kiosk Substation | 0.4 | --> | 0.4 | 0 | 0 | Constrained, otherwise capacity available =177 kVA | --> | 0.38 | 0 | 0.056 | 0.307 | 0 |  | --> | C11 ex BALLINACURRA | Ballinacurra [T41,T42] | LIMERICK |  | 52.6512 | -8.6422
013961Y | MV/LV Substation CO***961Y |  | 10 kV | _ | LV | 200 kVA :Kiosk Substation | 0.2 | --> | 0.2 | 0.111 | 0.12 |  | --> | 0.19 | 0 | 0.055 | 0.137 | 0 |  | --> | C20 ex ATHY | Athy [T101,T102] | ATHY |  | 53 | -6.9867
067563Y | MV/LV Substation PO***563Y |  | 10 kV | _ | LV | 630 kVA :Building Structure | 0.63 | --> | 0.63 | 0 | 0 | Constrained, otherwise capacity available =629 kVA | --> | 0.598 | 0 | 0 | 0.5 | 0 |  | --> | C16 ex RAHEEN | Raheen [T41,T42] | LIMERICK |  | 52.615 | -8.6577
210552Y | MV/LV Substation DR***552Y |  | 10 kV | _ | LV | 200 kVA :Kiosk Substation | 0.2 | --> | 0.2 | 0 | 0 | Constrained, otherwise capacity available =195 kVA | --> | 0.19 | 0 | 0 | 0 | 0 | Constrained, otherwise capacity available =189 kW | --> | C18 ex CARRICKMACROSS | Carrickmacross [T41,T42] | MEATH HILL |  | 53.9702 | -6.7078
0364278 | MV/LV Substation KN***4278 |  | 20 kV | _ | LV | 50 kVA :Pole Substation | 0.05 | --> | 0.05 | 0 | 0 | Constrained, otherwise capacity available =50 kVA | --> | 0.048 | 0 | 0 | 0 | 0 | Constrained, otherwise capacity available =48 kW | --> | E18 ex GARRANACANTY | Garranacanty [T421,T422] | TIPPERARY |  | 52.5599 | -8.1058
162163X | MV/LV Substation GR***163X |  | 10 kV | _ | LV | 630 kVA :Building Structure | 0.63 | --> | 0.63 | 0.246 | 0.25 | Constrained, otherwise capacity available =547 kVA | --> | 0.598 | 0 | 0 | 0 | 0 | Constrained, otherwise capacity available =587 kW | --> | C11 ex ROSSGEIR | Rossgeir [T41,T42] | LETTERKENNY |  | 54.8353 | -7.4835
066168 | MV/LV Substation ST***168 |  | 10 kV | _ | LV | 400 kVA :Kiosk Substation | 0.4 | --> | 0.4 | 0 | 0 | Constrained, otherwise capacity available =251 kVA | --> | 0.38 | 0 | 0.067 | 0 | 0 | Constrained, otherwise capacity available =309 kW | --> | C18 ex MALAHIDE | Malahide [T41,T42] | GLASMORE |  | 53.4467 | -6.1552
052270X | MV/LV Substation RA***270X |  | 20 kV | _ | LV | 50 kVA :Pole Substation | 0.05 | --> | 0.05 | 0 | 0 | Constrained, otherwise capacity available =10 kVA | --> | 0.048 | 0 | 0 | 0 | 0 | Constrained, otherwise capacity available =42 kW | --> | E19 ex EDENDERRY | Edenderry [T421,T422] | BLAKE |  | 53.5039 | -7.1315
064187Z | MV/LV Substation BR***187Z |  | 10 kV | _ | LV | 630 kVA :Kiosk Substation | 0.63 | --> | 0.63 | 0 | 0 | Constrained, otherwise capacity available =544 kVA | --> | 0.598 | 0 | 0 | 0 | 0 | Constrained, otherwise capacity available =587 kW | --> | C18 ex RATHMULLAN | Rathmullan [T41,T42] | DRYBRIDGE |  | 53.7085 | -6.3366
288939 | MV/LV Substation UP***939 |  | 10 kV | _ | LV | 400 kVA :Kiosk Substation | 0.4 | --> | 0.4 | 0.041 | 0.04 | Constrained, otherwise capacity available =275 kVA | --> | 0.38 | 0 | 0.013 | 0.353 | 0 |  | --> | C14 ex LITTLE BRAY | Little Bray [T41,T42] | FASSAROE |  | 53.205 | -6.1197
165882 | MV/LV Substation TI***882 |  | 20 kV | _ | LV | 200 kVA :Pole Substation | 0.2 | --> | 0.2 | 0 | 0 | Constrained, otherwise capacity available =56 kVA | --> | 0.19 | 0 | 0.016 | 0 | 0 | Constrained, otherwise capacity available =158 kW | --> | C11 ex TIMOLEAGUE | Timoleague [T41] | BANDON |  | 51.6442 | -8.7668
064763Y | MV/LV Substation CO***763Y |  | 10 kV | _ | LV | 50 kVA :Pole Substation | 0.05 | --> | 0.05 | 0 | 0 | Constrained, otherwise capacity available =46 kVA | --> | 0.048 | 0 | 0 | 0 | 0 | Constrained, otherwise capacity available =47 kW | --> | C14 ex DRYBRIDGE | Drybridge [T41,T42] | DRYBRIDGE |  | 53.7531 | -6.4352
044676 | MV/LV Substation GA***676 |  | 20 kV | _ | LV | 50 kVA :Pole Substation | 0.05 | --> | 0.05 | 0.032 | 2.33 |  | --> | 0.048 | 0 | 0 | 0 | 0 | Constrained, otherwise capacity available =45 kW | --> | E13 ex MOY | Moy [T421,T422] | MOY |  | 53.9882 | -9.1209
014563X | MV/LV Substation NE***563X |  | 10 kV | _ | LV | 200 kVA :Pole Substation | 0.2 | --> | 0.2 | 0 | 0 | Constrained, otherwise capacity available =160 kVA | --> | 0.19 | 0 | 0 | 0 | 0 | Constrained, otherwise capacity available =184 kW | --> | C12 ex MORRISTOWN | Morristown [T41,T42] | NEWBRIDGE |  | 53.1886 | -6.7943
068428 | MV/LV Substation CL***428 |  | 10 kV | _ | LV | 630 kVA :Kiosk Substation | 0.63 | --> | 0.63 | 0 | 0 | Constrained, otherwise capacity available =530 kVA | --> | 0.598 | 0 | 0.027 | 0.5 | 0 |  | --> | C13 ex GLASNEVIN | Glasnevin [T41] | FINGLAS |  | 53.3773 | -6.2716
059587Y | MV/LV Substation JO***587Y |  | 10 kV | _ | LV | 400 kVA :Kiosk Substation | 0.4 | --> | 0.4 | 0 | 0 | Constrained, otherwise capacity available =348 kVA | --> | 0.38 | 0 | 0 | 0 | 0 | Constrained, otherwise capacity available =373 kW | --> | C22 ex CAVAN | Cavan [T42,T421] | SHANKILL |  | 53.9947 | -7.3589
066516 | MV/LV Substation NA***516 |  | 20 kV | _ | LV | 50 kVA :Pole Substation | 0.05 | --> | 0.05 | 0 | 0 | Constrained, otherwise capacity available =37 kVA | --> | 0.048 | 0 | 0.005 | 0.042 | 0 |  | --> | C26 ex STEPHENSTOWN | Stephenstown [T101,T102] | FINGLAS |  | 53.5584 | -6.271
503635 | MV/LV Substation SH***635 |  | 10 kV | _ | LV | 100 kVA :Pole Substation | 0.1 | --> | 0.1 | 0.096 | 1.69 |  | --> | 0.095 | 0 | 0 | 0 | 0 | Constrained, otherwise capacity available =94 kW | --> | C11 ex NEWTOWNCUNNINGHAM | Newtowncunningham [T41,T42] | LETTERKENNY |  | 54.9957 | -7.4423
036914X | MV/LV Substation MA***914X |  | 20 kV | _ | LV | 50 kVA :Pole Substation | 0.05 | --> | 0.05 | 0 | 0 | Constrained, otherwise capacity available =47 kVA | --> | 0.048 | 0 | 0.01 | 0 | 0 | Constrained, otherwise capacity available =40 kW | --> | E19 ex GARRANACANTY | Garranacanty [T421,T422] | TIPPERARY |  | 52.4516 | -8.0602
033062Y | MV/LV Substation L ***062Y |  | 10 kV | _ | LV | 100 kVA :Pole Substation | 0.1 | --> | 0.1 | 0 | 0 | Constrained, otherwise capacity available =82 kVA | --> | 0.095 | 0 | 0 | 0 | 0 | Constrained, otherwise capacity available =92 kW | --> | C18 ex BALLYHALE | Ballyhale [T42,T421] | KILKENNY |  | 52.4723 | -7.2026
136591 | MV/LV Substation SC***591 |  | 10 kV | _ | LV | 50 kVA :Pole Substation | 0.05 | --> | 0.05 | 0 | 0 | Constrained, otherwise capacity available =48 kVA | --> | 0.048 | 0 | 0 | 0 | 0 | Constrained, otherwise capacity available =47 kW | --> | C12 ex AGHAMORE | Aghamore [T41,T42] | LANESBORO |  | 53.7644 | -8.051
093159 | MV/LV Substation DU***159 |  | 10 kV | _ | LV | 400 kVA :Building Structure | 0.4 | --> | 0.4 | 0.283 | 5.82 |  | --> | 0.38 | 0 | 0.025 | 0.345 | 0 |  | --> | C19 ex COOLOCK | Coolock [T41,T42] | FINGLAS |  | 53.3896 | -6.1967
061548 | MV/LV Substation KI***548 |  | 10 kV | _ | LV | 200 kVA :Pole Substation | 0.2 | --> | 0.2 | 0.098 | 2.04 |  | --> | 0.19 | 0 | 0 | 0 | 0 | Constrained, otherwise capacity available =176 kW | --> | C19 ex BALLYBAY | Ballybay [T41,T42] | LISDRUM |  | 54.0731 | -6.8854
021245 | MV/LV Substation TZ***245 |  | 10 kV | _ | LV | 100 kVA :Pole Substation | 0.1 | --> | 0.1 | 0 | 0 | Constrained, otherwise capacity available =51 kVA | --> | 0.095 | 0 | 0.024 | 0.07 | 0 |  | --> | C31 ex KILBARRY | Kilbarry [T101,T43] | KILBARRY |  | 51.9303 | -8.4607
122548 | MV/LV Substation BO***548 |  | 10 kV | _ | LV | 50 kVA :Pole Substation | 0.05 | --> | 0.05 | 0.049 | 4.18 |  | --> | 0.048 | 0 | 0 | 0 | 0 | Constrained, otherwise capacity available =47 kW | --> | C19 ex KINGSCOURT | Kingscourt [T41,T42] | MEATH HILL |  | 53.8467 | -6.7996
160118Y | MV/LV Substation DE***118Y |  | 20 kV | _ | LV | 200 kVA :Pole Substation | 0.2 | --> | 0.2 | 0 | 0 | Constrained, otherwise capacity available =156 kVA | --> | 0.19 | 0 | 0 | 0 | 0 | Constrained, otherwise capacity available =184 kW | --> | E11 ex PORTLAOISE |  |  |  | 53.058 | -7.2484
064096 | MV/LV Substation RA***096 |  | 10 kV | _ | LV | 400 kVA :Kiosk Substation | 0.4 | --> | 0.4 | 0 | 0 | Constrained, otherwise capacity available =346 kVA | --> | 0.38 | 0 | 0.011 | 0 | 0 | Constrained, otherwise capacity available =364 kW | --> | C17 ex RATHMULLAN | Rathmullan [T41,T42] | DRYBRIDGE |  | 53.7156 | -6.3659
118023Y | MV/LV Substation RO***023Y |  | 10 kV | _ | LV | 200 kVA :Kiosk Substation | 0.2 | --> | 0.2 | 0.174 | 2 |  | --> | 0.19 | 0 | 0.009 | 0 | 0 | Constrained, otherwise capacity available =180 kW | --> | C11 ex BALLINASLOE | Ballinasloe [T41,T42] | SOMERSET |  | 53.3299 | -8.1959
0644444 | MV/LV Substation BA***4444 |  | 10 kV | _ | LV | 630 kVA :Kiosk Substation | 0.63 | --> | 0.63 | 0 | 0 | Constrained, otherwise capacity available =624 kVA | --> | 0.598 | 0 | 0.015 | 0 | 0 | Constrained, otherwise capacity available =587 kW | --> | C13 ex DRYBRIDGE | Drybridge [T41,T42] | DRYBRIDGE |  | 53.7378 | -6.3545
151034 | MV/LV Substation KN***034 |  | 10 kV | _ | LV | 400 kVA :Building Structure | 0.4 | --> | 0.4 | 0 | 0 | Constrained, otherwise capacity available =389 kVA | --> | 0.38 | 0 | 0 | 0 | 0 | Constrained, otherwise capacity available =379 kW | --> | C25 ex GARRYSPILLANE | Garryspillane [T41] | TIPPERARY |  | 52.4341 | -8.4116
0664403 | MV/LV Substation CO***4403 |  | 20 kV | _ | LV | 200 kVA :Pole Substation | 0.2 | --> | 0.2 | 0 | 0 | Constrained, otherwise capacity available =200 kVA | --> | 0.19 | 0 | 0 | 0 | 0 | Constrained, otherwise capacity available =190 kW | --> | E15 ex BATTER LANE TEMPORARY | Batter Lane Temporary 38kv [T421] | GLASMORE |  | 53.5158 | -6.1943
154111Z | MV/LV Substation CH***111Z |  | 10 kV | _ | LV | 400 kVA :Kiosk Substation | 0.4 | --> | 0.4 | 0 | 0 | Constrained, otherwise capacity available =269 kVA | --> | 0.38 | 0 | 0.029 | 0 | 0 | Constrained, otherwise capacity available =340 kW | --> | C14 ex COOLMINE | Coolmine [T41,T42] | FINGLAS |  | 53.3865 | -6.4141
006850 | MV/LV Substation BA***850 |  | 20 kV | _ | LV | 200 kVA :Pole Substation | 0.2 | --> | 0.2 | 0.158 | 4.38 |  | --> | 0.19 | 0 | 0 | 0.184 | 0 |  | --> | E13 ex CRANE | Crane [T122] | CRANE |  | 52.48 | -6.4244
099153X | MV/LV Substation ID***153X |  | 10 kV | _ | LV | 630 kVA :Building Structure | 0.63 | --> | 0.63 | 0.479 | 5.45 |  | --> | 0.598 | 0 | 0 | 0 | 0 | Constrained, otherwise capacity available =578 kW | --> | C13 ex GORTLEE | Gortlee [T41,T42] | LETTERKENNY |  | 54.9657 | -7.7318
0264338 | MV/LV Substation BL***4338 |  | 10 kV | _ | LV | 630 kVA :Kiosk Substation | 0.63 | --> | 0.63 | 0.5 | 8.66 |  | --> | 0.598 | 0 | 0.01 | 0 | 0 | Constrained, otherwise capacity available =590 kW | --> | C14 ex BANDON | Bandon [T101,T42] | BANDON |  | 51.7507 | -8.7336
082387Y | MV/LV Substation ON***387Y |  | 10 kV | _ | LV | 50 kVA :Pole Substation | 0.05 | --> | 0.05 | 0.049 | 2.01 |  | --> | 0.048 | 0 | 0 | 0 | 0 | Constrained, otherwise capacity available =47 kW | --> | C18 ex ABBEYLAND | Abbeyland [T41,T42] | NAVAN |  | 53.6304 | -6.782
075337 | MV/LV Substation KI***337 |  | 20 kV | _ | LV | 50 kVA :Pole Substation | 0.05 | --> | 0.05 | 0.034 | 4.38 |  | --> | 0.048 | 0 | 0.005 | 0.042 | 0 |  | --> | E18 ex CRANE | Crane [T122] | CRANE |  | 52.5093 | -6.2893
052029Y | MV/LV Substation LO***029Y |  | 10 kV | _ | LV | 400 kVA :Kiosk Substation | 0.4 | --> | 0.4 | 0.358 | 10.9 |  | --> | 0.38 | 0 | 0.01 | 0.367 | 0 |  | --> | C13 ex MULLINGAR | Mullingar [T101,T102] | MULLINGAR |  | 53.5416 | -7.3473
001810 | MV/LV Substation WE***810 |  | 10 kV | _ | LV | 1000 kVA :Building Structure | 1 | --> | 1 | 0.5 | 4.37 |  | --> | 0.95 | 0 | 0 | 0.5 | 0 |  | --> | C18 ex DUN LAOGHAIRE | Dun Laoghaire [T41,T42] | BLACKROCK |  | 53.2962 | -6.1488
089010 | MV/LV Substation BU***010 |  | 20 kV | _ | LV | 630 kVA :Building Structure | 0.63 | --> | 0.63 | 0.5 | 9.1 |  | --> | 0.598 | 0 | 0.05 | 0 | 0 | Constrained, otherwise capacity available =555 kW | --> | E19 ex ARDNAREE | Ardnaree [T42,T421] | MOY |  | 54.1135 | -9.1379
039609 | MV/LV Substation SA***609 |  | 10 kV | _ | LV | 50 kVA :Pole Substation | 0.05 | --> | 0.05 | 0 | 0 | Constrained, otherwise capacity available =42 kVA | --> | 0.048 | 0 | 0 | 0 | 0 | Constrained, otherwise capacity available =46 kW | --> | C15 ex ORANMORE | Oranmore [T41,T44] | GALWAY 110KV |  | 53.245 | -8.969
281158 | MV/LV Substation CU***158 |  | 10 kV | _ | LV | 630 kVA :Building Structure | 0.63 | --> | 0.63 | 0 | 0 | Constrained, otherwise capacity available =472 kVA | --> | 0.598 | 0 | 0.008 | 0.5 | 0 |  | --> | C20 ex BISHOPSTOWN | Bishopstown [T41,T42] | KILBARRY |  | 51.878 | -8.5293
015038Z | MV/LV Substation AY***038Z |  | 10 kV | _ | LV | 400 kVA :Kiosk Substation | 0.4 | --> | 0.4 | 0.304 | 12.6 |  | --> | 0.38 | 0 | 0.009 | 0.36 | 0 |  | --> | C20 ex MONREAD | Monread [T101,T102] | MONREAD |  | 53.234 | -6.6462
068390X | MV/LV Substation AN***390X |  | 10 kV | _ | LV | 630 kVA :Building Structure | 0.63 | --> | 0.63 | 0.195 | 28.43 |  | --> | 0.598 | 0 | 0 | 0.5 | 0 |  | --> | C47 ex BEDFORD ROW | Bedford Row [T41,T42,T43,T44] | FRANCIS STREET |  | 53.3433 | -6.2627
265967 | MV/LV Substation CL***967 |  | 20 kV | _ | LV | 100 kVA :Pole Substation | 0.1 | --> | 0.1 | 0.066 | 0.07 | Constrained, otherwise capacity available =100 kVA | --> | 0.095 | 0 | 0.004 | 0 | 0 | Constrained, otherwise capacity available =92 kW | --> | E15 ex BALLYCONNELL | Ballyconnell [T421,T422] | GORTAWEE |  | 54.0965 | -7.5276
034767X | MV/LV Substation CA***767X |  | 10 kV | _ | LV | 200 kVA :Kiosk Substation | 0.2 | --> | 0.2 | 0.159 | 5.88 |  | --> | 0.19 | 0 | 0 | 0 | 0 | Constrained, otherwise capacity available =184 kW | --> | C13 ex ARDGEEHA | Ardgeeha [T41,T42] | DOON |  | 52.3672 | -7.693
0684449 | MV/LV Substation BR***4449 |  | 10 kV | _ | LV | 1000 kVA :Building Structure | 1 | --> | 1 | 0 | 0 | Constrained, otherwise capacity available =897 kVA | --> | 0.95 | 0 | 0.061 | 0.5 | 0 |  | --> | C12 ex WHITEHALL | Whitehall [T41] | FINGLAS |  | 53.3773 | -6.2444
051914 | MV/LV Substation BA***914 |  | 20 kV | _ | LV | 100 kVA :Pole Substation | 0.1 | --> | 0.1 | 0.064 | 2.22 |  | --> | 0.095 | 0 | 0 | 0.09 | 0 |  | --> | E21 ex CLARA | Clara [T421,T422] | THORNSBERRY |  | 53.3464 | -7.7146
365475X | MV/LV Substation BE***475X |  | 10 kV | _ | LV | 200 kVA :Kiosk Substation | 0.2 | --> | 0.2 | 0.14 | 13.91 |  | --> | 0.19 | 0 | 0 | 0.182 | 0 |  | --> | C22 ex COOKSTOWN | Cookstown [T101,T102] | CARRICKMINES |  | 53.2986 | -6.3862
001100 | MV/LV Substation BU***100 |  | 10 kV | _ | LV | 400 kVA :Building Structure | 0.4 | --> | 0.4 | 0.218 | 13.42 |  | --> | 0.38 | 0 | 0.01 | 0.347 | 0 |  | --> | C18 ex POTTERY ROAD | Pottery Road [T101,T102] | CARRICKMINES |  | 53.2837 | -6.1064
062001 | MV/LV Substation FA***001 |  | 10 kV | _ | LV | 630 kVA :Kiosk Substation | 0.63 | --> | 0.63 | 0.5 | 2.33 |  | --> | 0.598 | 0 | 0 | 0 | 0 | Constrained, otherwise capacity available =590 kW | --> | C14 ex DUNDALK | Dundalk [T41,T42] | DUNDALK |  | 54.0108 | -6.4015
065112 | MV/LV Substation TO***112 |  | 10 kV | _ | LV | 200 kVA :Kiosk Substation | 0.2 | --> | 0.2 | 0 | 0 | Constrained, otherwise capacity available =61 kVA | --> | 0.19 | 0 | 0.125 | 0 | 0 | Constrained, otherwise capacity available =78 kW | --> | C16 ex LOUGHSHINNY | Loughshinny [T41,T42] | GLASMORE |  | 53.5774 | -6.1157
062691Y | MV/LV Substation RA***691Y |  | 20 kV | _ | LV | 50 kVA :Pole Substation | 0.05 | --> | 0.05 | 0.033 | 4.25 |  | --> | 0.048 | 0 | 0.003 | 0 | 0 | Constrained, otherwise capacity available =43 kW | --> | E16 ex JENKINSTOWN | Jenkinstown [T421,T422] | DUNDALK |  | 53.9972 | -6.2654
281203Z | MV/LV Substation FO***203Z |  | 10 kV | _ | LV | 100 kVA :Pole Substation | 0.1 | --> | 0.1 | 0.092 | 5.49 |  | --> | 0.095 | 0 | 0 | 0.094 | 0 |  | --> | C17 ex TRABEG | Trabeg [T101,T102] | TRABEG |  | 51.8714 | -8.4861
052074Y | MV/LV Substation RO***074Y |  | 10 kV | _ | LV | 50 kVA :Pole Substation | 0.05 | --> | 0.05 | 0.05 | 10.9 |  | --> | 0.048 | 0 | 0 | 0.048 | 0 |  | --> | C19 ex MULLINGAR | Mullingar [T101,T102] | MULLINGAR |  | 53.5331 | -7.3446
029626Y | MV/LV Substation GL***626Y |  | 20 kV | _ | LV | 400 kVA :Kiosk Substation | 0.4 | --> | 0.4 | 0.371 | 2.31 |  | --> | 0.38 | 0 | 0.004 | 0.373 | 0 |  | --> | E13 ex AGHADA | Aghada [T721] | N/A |  | 51.8218 | -8.2305
028009 | MV/LV Substation LA***009 |  | 10 kV | _ | LV | 200 kVA :Pole Substation | 0.2 | --> | 0.2 | 0.062 | 19.7 |  | --> | 0.19 | 0 | 0.036 | 0.144 | 0 |  | --> | C12 ex COW CROSS | Cow Cross [T102,T41] | COW CROSS |  | 51.8506 | -8.3018
522029 | MV/LV Substation RO***029 |  | 10 kV | _ | LV | 50 kVA :Pole Substation | 0.05 | --> | 0.05 | 0 | 0 | Constrained, otherwise capacity available =50 kVA | --> | 0.048 | 0 | 0 | 0 | 0 | Constrained, otherwise capacity available =48 kW | --> | C17 ex MEELICK |  |  |  | 53.0189 | -7.2962
031410Y | MV/LV Substation PA***410Y |  | 20 kV | _ | LV | 400 kVA :Kiosk Substation | 0.4 | --> | 0.4 | 0 | 0 | Constrained, otherwise capacity available =315 kVA | --> | 0.38 | 0 | 0.028 | 0 | 0 | Constrained, otherwise capacity available =348 kW | --> | E17 ex SPRINGS | Springs [T421,T422] | DUNGARVAN |  | 52.1048 | -7.5778
111095Z | MV/LV Substation CA***095Z |  | 20 kV | _ | LV | 50 kVA :Pole Substation | 0.05 | --> | 0.05 | 0 | 0 | Constrained, otherwise capacity available =48 kVA | --> | 0.048 | 0 | 0.006 | 0 | 0 | Constrained, otherwise capacity available =43 kW | --> | E11 ex BALLYDEHOB | Ballydehob [T421] | DUNMANWAY |  | 51.5335 | -9.4622
281160 | MV/LV Substation BE***160 |  | 10 kV | _ | LV | 400 kVA :Building Structure | 0.4 | --> | 0.4 | 0 | 0 | Constrained, otherwise capacity available =244 kVA | --> | 0.38 | 0 | 0.058 | 0.315 | 0 |  | --> | C22 ex BISHOPSTOWN | Bishopstown [T41,T42] | KILBARRY |  | 51.8757 | -8.5348
067032Z | MV/LV Substation RO***032Z |  | 10 kV | _ | LV | 630 kVA :Building Structure | 0.63 | --> | 0.63 | 0 | 0 | Constrained, otherwise capacity available =568 kVA | --> | 0.598 | 0 | 0 | 0 | 0 | Constrained, otherwise capacity available =590 kW | --> | C17 ex CASTLETROY | Castletroy [T41,T42] | ARDNACRUSHA |  | 52.6727 | -8.5555
138977 | MV/LV Substation LI***977 |  | 10 kV | _ | LV | 50 kVA :Pole Substation | 0.05 | --> | 0.05 | 0.045 | 2.18 |  | --> | 0.048 | 0 | 0 | 0 | 0 | Constrained, otherwise capacity available =47 kW | --> | C26 ex BAILIEBORO | Bailieboro [T41,T42] | MEATH HILL |  | 53.9426 | -6.9603
4614047 | MV/LV Substation RA***4047 |  | 10 kV | _ | LV | 400 kVA :Kiosk Substation | 0.4 | --> | 0.4 | 0.338 | 0.74 |  | --> | 0.38 | 0 | 0 | 0 | 0 | Constrained, otherwise capacity available =371 kW | --> | C16 ex RAHANS | Rahans [T41] | MOY |  | 54.1013 | -9.158
062009 | MV/LV Substation MA***009 |  | 10 kV | _ | LV | 400 kVA :Kiosk Substation | 0.4 | --> | 0.4 | 0.15 | 3.12 |  | --> | 0.38 | 0 | 0.031 | 0 | 0 | Constrained, otherwise capacity available =321 kW | --> | C20 ex MARSHES | Marshes [T41,T42] | DUNDALK |  | 53.964 | -6.3662
365197X | MV/LV Substation GL***197X |  | 10 kV | _ | LV | 400 kVA :Kiosk Substation | 0.4 | --> | 0.4 | 0.236 | 13.91 |  | --> | 0.38 | 0 | 0.005 | 0.353 | 0 |  | --> | C23 ex COOKSTOWN | Cookstown [T101,T102] | CARRICKMINES |  | 53.2852 | -6.4
1654186 | MV/LV Substation BE***4186 |  | 10 kV | _ | LV | 400 kVA :Kiosk Substation | 0.4 | --> | 0.4 | 0 | 0 | Constrained, otherwise capacity available =400 kVA | --> | 0.38 | 0 | 0 | 0 | 0 | Constrained, otherwise capacity available =380 kW | --> | C15 ex CLONAKILTY | Clonakilty [T41,T42] | DUNMANWAY |  | 51.6229 | -8.9049
254160 | MV/LV Substation PA***160 |  | 20 kV | _ | LV | 50 kVA :Pole Substation | 0.05 | --> | 0.05 | 0 | 0 | Constrained, otherwise capacity available =36 kVA | --> | 0.048 | 0 | 0.005 | 0 | 0 | Constrained, otherwise capacity available =42 kW | --> | C23 ex TUAM NORTH | Tuam North [T41,T42] | CLOON |  | 53.5315 | -8.8492
015473X | MV/LV Substation HO***473X |  | 10 kV | _ | LV | 100 kVA :Pole Substation | 0.1 | --> | 0.1 | 0 | 0 | Constrained, otherwise capacity available =78 kVA | --> | 0.095 | 0 | 0 | 0 | 0 | Constrained, otherwise capacity available =92 kW | --> | E20 ex BLESSINGTON | Blessington [T421,T422] | KILTEEL |  | 53.1788 | -6.5245
127182 | MV/LV Substation CA***182 |  | 10 kV | _ | LV | 200 kVA :Pole Substation | 0.2 | --> | 0.2 | 0 | 0 | Constrained, otherwise capacity available =151 kVA | --> | 0.19 | 0 | 0 | 0 | 0 | Constrained, otherwise capacity available =183 kW | --> | C11 ex TEMPLEMORE | Templemore [T41,T42] | IKERRIN |  | 52.7557 | -7.9648
003985X | MV/LV Substation RD***985X |  | 10 kV | _ | LV | 400 kVA :Kiosk Substation | 0.4 | --> | 0.4 | 0 | 0 | Constrained, otherwise capacity available =360 kVA | --> | 0.38 | 0 | 0 | 0 | 0 | Constrained, otherwise capacity available =374 kW | --> | C16 ex RATHDRUM | Rathdrum [T42] | ARKLOW |  | 52.9345 | -6.2369
365188Y | MV/LV Substation CO***188Y |  | 10 kV | _ | LV | 100 kVA :Pole Substation | 0.1 | --> | 0.1 | 0 | 0 | Constrained, otherwise capacity available =100 kVA | --> | 0.095 | 0 | 0 | 0.095 | 0 |  | --> | C17 ex BALGADDY | Balgaddy [T41,T42] | GRANGE CASTLE |  | 53.3186 | -6.43
495771X | MV/LV Substation DU***771X |  | 20 kV | _ | LV | 100 kVA :Pole Substation | 0.1 | --> | 0.1 | 0.1 | 1.5 |  | --> | 0.095 | 0 | 0 | 0.095 | 0 |  | --> | E17 ex ACHILL | Achill [T422] | CARROWBEG |  | 54.0096 | -10.0244
067078Z | MV/LV Substation CA***078Z |  | 20 kV | _ | LV | 400 kVA :Kiosk Substation | 0.4 | --> | 0.4 | 0 | 0 | Constrained, otherwise capacity available =357 kVA | --> | 0.38 | 0 | 0 | 0 | 0 | Constrained, otherwise capacity available =374 kW | --> | E18 ex CRATLOE | Cratloe [T421,T422] | ARDNACRUSHA |  | 52.6981 | -8.8124
009473 | MV/LV Substation BA***473 |  | 10 kV | _ | LV | 200 kVA :Pole Substation | 0.2 | --> | 0.2 | 0 | 0 | Constrained, otherwise capacity available =183 kVA | --> | 0.19 | 0 | 0.006 | 0 | 0 | Constrained, otherwise capacity available =183 kW | --> | C12 ex GRANAGH | Granagh [T41,T42] | WATERFORD |  | 52.2808 | -7.1753
151677 | MV/LV Substation BA***677 |  | 10 kV | _ | LV | 200 kVA :Pole Substation | 0.2 | --> | 0.2 | 0 | 0 | Constrained, otherwise capacity available =121 kVA | --> | 0.19 | 0 | 0.05 | 0 | 0 | Constrained, otherwise capacity available =142 kW | --> | C15 ex GARRYSPILLANE | Garryspillane [T41] | TIPPERARY |  | 52.3618 | -8.3103
137208X | MV/LV Substation KI***208X |  | 10 kV | _ | LV | 50 kVA :Pole Substation | 0.05 | --> | 0.05 | 0.032 | 2 |  | --> | 0.048 | 0 | 0.01 | 0 | 0 | Constrained, otherwise capacity available =38 kW | --> | C15 ex CAUSEWAY | Causeway [T41,T42] | TRALEE |  | 52.3675 | -9.7725
039990X | MV/LV Substation DU***990X |  | 10 kV | _ | LV | 400 kVA :Kiosk Substation | 0.4 | --> | 0.4 | 0.32 | 11.03 |  | --> | 0.38 | 0 | 0 | 0.369 | 0 |  | --> | C28 ex SALTHILL | Salthill [T101,T102] | SALTHILL |  | 53.2497 | -9.2102
0744172 | MV/LV Substation CA***4172 |  | 10 kV | _ | LV | 200 kVA :Pole Substation | 0.2 | --> | 0.2 | 0 | 0 | Constrained, otherwise capacity available =186 kVA | --> | 0.19 | 0 | 0 | 0 | 0 | Constrained, otherwise capacity available =188 kW | --> | C17 ex CARRICK ON SHANNON | Carrick On Shannon [T41,T42] | CARRICK ON SHANNON |  | 53.9476 | -8.0678
004637 | MV/LV Substation EC***637 |  | 10 kV | _ | LV | 50 kVA :Pole Substation | 0.05 | --> | 0.05 | 0 | 0 | Constrained, otherwise capacity available =45 kVA | --> | 0.048 | 0 | 0 | 0 | 0 | Constrained, otherwise capacity available =47 kW | --> | C23 ex TINAHASK | Tinahask [T41,T42] | ARKLOW |  | 52.7892 | -6.2093
139427X | MV/LV Substation RA***427X |  | 10 kV | _ | LV | 100 kVA :Pole Substation | 0.1 | --> | 0.1 | 0 | 0 | Constrained, otherwise capacity available =77 kVA | --> | 0.095 | 0 | 0 | 0 | 0 | Constrained, otherwise capacity available =92 kW | --> | C17 ex VIRGINIA | Virginia [T41,T42] | MEATH HILL |  | 53.8367 | -7.0741
064110Z | MV/LV Substation OP***110Z |  | 20 kV | _ | LV | 200 kVA :Pole Substation | 0.2 | --> | 0.2 | 0 | 0 | Constrained, otherwise capacity available =97 kVA | --> | 0.19 | 0 | 0 | 0 | 0 | Constrained, otherwise capacity available =175 kW | --> | C17 ex DRYBRIDGE | Drybridge [T41,T42] | DRYBRIDGE |  | 53.7014 | -6.4885
151701 | MV/LV Substation IN***701 |  | 10 kV | _ | LV | 50 kVA :Pole Substation | 0.05 | --> | 0.05 | 0 | 0 | Constrained, otherwise capacity available =29 kVA | --> | 0.048 | 0 | 0 | 0 | 0 | Constrained, otherwise capacity available =44 kW | --> | C15 ex GARRYSPILLANE | Garryspillane [T41] | TIPPERARY |  | 52.3584 | -8.2743
248090 | MV/LV Substation CO***090 |  | 20 kV | _ | LV | 200 kVA :Kiosk Substation | 0.2 | --> | 0.2 | 0 | 0 | Constrained, otherwise capacity available =89 kVA | --> | 0.19 | 0 | 0.011 | 0 | 0 | Constrained, otherwise capacity available =166 kW | --> | E19 ex KILCOCK | Kilcock [T421,T422] | GRIFFINRATH |  | 53.3963 | -6.6762
009032 | MV/LV Substation AV***032 |  | 10 kV | _ | LV | 50 kVA :Pole Substation | 0.05 | --> | 0.05 | 0.047 | 0.95 |  | --> | 0.048 | 0 | 0 | 0 | 0 | Constrained, otherwise capacity available =47 kW | --> | C25 ex TYCOR | Tycor [T41,T42] | WATERFORD |  | 52.2599 | -7.1615
026135Z | MV/LV Substation KN***135Z |  | 10 kV | _ | LV | 100 kVA :Pole Substation | 0.1 | --> | 0.1 | 0 | 0 | Constrained, otherwise capacity available =97 kVA | --> | 0.095 | 0 | 0 | 0 | 0 | Constrained, otherwise capacity available =94 kW | --> | C12 ex TIMOLEAGUE | Timoleague [T41] | BANDON |  | 51.7305 | -8.7911
051211X | MV/LV Substation CL***211X |  | 20 kV | _ | LV | 100 kVA :Pole Substation | 0.1 | --> | 0.1 | 0 | 2.22 |  | --> | 0.095 | 0 | 0 | 0.084 | 0 |  | --> | E21 ex CLARA | Clara [T421,T422] | THORNSBERRY |  | 53.3538 | -7.6457
082037Z | MV/LV Substation SL***037Z |  | 20 kV | _ | LV | 200 kVA :Pole Substation | 0.2 | --> | 0.2 | 0 | 0 | Constrained, otherwise capacity available =160 kVA | --> | 0.19 | 0 | 0.011 | 0 | 0 | Constrained, otherwise capacity available =176 kW | --> | E17 ex DULEEK | Duleek [T421,T422] | DRYBRIDGE |  | 53.6297 | -6.5367
033870X | MV/LV Substation BA***870X |  | 10 kV | _ | LV | 100 kVA :Pole Substation | 0.1 | --> | 0.1 | 0 | 0 | Constrained, otherwise capacity available =37 kVA | --> | 0.095 | 0 | 0.011 | 0.059 | 0 | Constrained, otherwise capacity available =78 kW | --> | C23 ex CREGG ROAD | Cregg Road [T41,T42] | BALLYDINE |  | 52.3801 | -7.3559
056330Y | MV/LV Substation MA***330Y |  | 20 kV | _ | LV | 50 kVA :Pole Substation | 0.05 | --> | 0.05 | 0.044 | 0.89 |  | --> | 0.048 | 0 | 0 | 0 | 0 | Constrained, otherwise capacity available =47 kW | --> | E24 ex BIRR | Birr [T41,T422] | DALLOW |  | 53.1293 | -7.9364
0334098 | MV/LV Substation BA***4098 |  | 10 kV | _ | LV | 50 kVA :Pole Substation | 0.05 | --> | 0.05 | 0 | 0 | Constrained, otherwise capacity available =18 kVA | --> | 0.048 | 0 | 0.025 | 0.024 | 0 |  | --> | C23 ex CREGG ROAD | Cregg Road [T41,T42] | BALLYDINE |  | 52.3792 | -7.3542
056495X | MV/LV Substation BA***495X |  | 20 kV | _ | LV | 50 kVA :Pole Substation | 0.05 | --> | 0.05 | 0.044 | 0.89 |  | --> | 0.048 | 0 | 0 | 0 | 0 | Constrained, otherwise capacity available =47 kW | --> | E12 ex BIRR | Birr [T41,T422] | DALLOW |  | 53.0977 | -7.8192
368458 | MV/LV Substation BL***458 |  | 20 kV | _ | LV | 50 kVA :Pole Substation | 0.05 | --> | 0.05 | 0 | 0 | Constrained, otherwise capacity available =45 kVA | --> | 0.048 | 0 | 0 | 0 | 0 | Constrained, otherwise capacity available =47 kW | --> | C15 ex BALLYHAUNIS | Ballyhaunis [T41,T42] | DALTON |  | 53.7634 | -8.6428
041860 | MV/LV Substation IN***860 |  | 20 kV | _ | LV | 200 kVA :Pole Substation | 0.2 | --> | 0.2 | 0 | 0 | Constrained, otherwise capacity available =154 kVA | --> | 0.19 | 0 | 0.05 | 0 | 0 | Constrained, otherwise capacity available =147 kW | --> | E21 ex DALTON | Dalton [T421,T422] | DALTON |  | 53.7396 | -9.0075
111953Y | MV/LV Substation BA***953Y |  | 10 kV | _ | LV | 50 kVA :Pole Substation | 0.05 | --> | 0.05 | 0 | 0 | Constrained, otherwise capacity available =36 kVA | --> | 0.048 | 0 | 0 | 0 | 0 | Constrained, otherwise capacity available =46 kW | --> | C16 ex BANTRY | Bantry [T41,T42] | BALLYLICKY |  | 51.6771 | -9.4641
050850Y | MV/LV Substation EA***850Y |  | 10 kV | _ | LV | 630 kVA :Building Structure | 0.63 | --> | 0.63 | 0 | 0 | Constrained, otherwise capacity available =437 kVA | --> | 0.598 | 0 | 0 | 0 | 0 | Constrained, otherwise capacity available =572 kW | --> | C21 ex ATHLONE | Athlone [T41,T42] | ATHLONE |  | 53.421 | -7.986
069884 | MV/LV Substation CL***884 |  | 10 kV | _ | LV | 1000 kVA :Building Structure | 1 | --> | 1 | 0.5 | 7.75 |  | --> | 0.95 | 0 | 0.058 | 0.5 | 0 |  | --> | C19 ex MILLTOWN (DR) | Milltown (dr) [T101,T102] | POOLBEG |  | 53.3147 | -6.2386
008370 | MV/LV Substation PA***370 |  | 10 kV | _ | LV | 200 kVA :Pole Substation | 0.2 | --> | 0.2 | 0 | 0 | Constrained, otherwise capacity available =160 kVA | --> | 0.19 | 0 | 0.016 | 0 | 0 | Constrained, otherwise capacity available =172 kW | --> | C18 ex KNOCKMULLEN | Knockmullen [T42,T421] | GREAT ISLAND |  | 52.3897 | -6.9478
089250X | MV/LV Substation HA***250X |  | 10 kV | _ | LV | 200 kVA :Kiosk Substation | 0.2 | --> | 0.2 | 0.166 | 2.33 |  | --> | 0.19 | 0 | 0.01 | 0 | 0 | Constrained, otherwise capacity available =178 kW | --> | E18 ex MOY | Moy [T421,T422] | MOY |  | 54.1271 | -9.1648
062072Y | MV/LV Substation CA***072Y |  | 10 kV | _ | LV | 630 kVA :Kiosk Substation | 0.63 | --> | 0.63 | 0.5 | 5.69 |  | --> | 0.598 | 0 | 0 | 0 | 0 | Constrained, otherwise capacity available =598 kW | --> | C20 ex RAMPARTS | Ramparts [T41,T42] | DUNDALK |  | 54.0074 | -6.4054
233578 | MV/LV Substation TU***578 |  | 10 kV | _ | LV | 50 kVA :Pole Substation | 0.05 | --> | 0.05 | 0 | 0 | Constrained, otherwise capacity available =41 kVA | --> | 0.048 | 0 | 0 | 0 | 0 | Constrained, otherwise capacity available =46 kW | --> | C22 ex CASTLEISLAND | Castleisland [T41,T42] | TRALEE |  | 52.2352 | -9.4431
081400X | MV/LV Substation ST***400X |  | 10 kV | _ | LV | 400 kVA :Kiosk Substation | 0.4 | --> | 0.4 | 0 | 0 | Constrained, otherwise capacity available =390 kVA | --> | 0.38 | 0 | 0.005 | 0.375 | 0 |  | --> | C11 ex LUCAN EAST | Lucan East [T41,T42] | GRANGE CASTLE |  | 53.3604 | -6.4362
060048 | MV/LV Substation LE***048 |  | 10 kV | _ | LV | 50 kVA :Pole Substation | 0.05 | --> | 0.05 | 0 | 0 | Constrained, otherwise capacity available =45 kVA | --> | 0.048 | 0 | 0 | 0 | 0 | Constrained, otherwise capacity available =47 kW | --> | C18 ex CLONES | Clones [T41,T42] | SHANKILL |  | 54.1771 | -7.2232
365804X | MV/LV Substation BR***804X |  | 10 kV | _ | LV | 200 kVA :Kiosk Substation | 0.2 | --> | 0.2 | 0 | 0 | Constrained, otherwise capacity available =134 kVA | --> | 0.19 | 0 | 0.002 | 0.179 | 0 |  | --> | C12 ex FORTUNESTOWN | Fortunestown [T101,T102] | INCHICORE 220KV |  | 53.2885 | -6.4108
281958Y | MV/LV Substation CO***958Y |  | 20 kV | _ | LV | 630 kVA :Kiosk Substation | 0.63 | --> | 0.63 | 0.5 | 17.47 |  | --> | 0.598 | 0 | 0.025 | 0.5 | 0 |  | --> | E13 ex COOLROE | Coolroe [T121,T122] | COOLROE |  | 51.8757 | -8.6368
0644272 | MV/LV Substation LI***4272 |  | 10 kV | _ | LV | 400 kVA :Kiosk Substation | 0.4 | --> | 0.4 | 0 | 0 | Constrained, otherwise capacity available =308 kVA | --> | 0.38 | 0 | 0.014 | 0 | 0 | Constrained, otherwise capacity available =357 kW | --> | C22 ex TERMONFECKIN ROAD | Termonfeckin Road [T41,T42] | DRYBRIDGE |  | 53.7371 | -6.3402
248515X | MV/LV Substation MO***515X |  | 20 kV | _ | LV | 50 kVA :Pole Substation | 0.05 | --> | 0.05 | 0 | 0 | Constrained, otherwise capacity available =14 kVA | --> | 0.048 | 0 | 0.031 | 0 | 0 | Constrained, otherwise capacity available =19 kW | --> | E14 ex KILCOCK | Kilcock [T421,T422] | GRIFFINRATH |  | 53.4769 | -6.684
0234112 | MV/LV Substation CL***4112 |  | 10 kV | _ | LV | 50 kVA :Pole Substation | 0.05 | --> | 0.05 | 0 | 0 | Constrained, otherwise capacity available =49 kVA | --> | 0.048 | 0 | 0 | 0 | 0 | Constrained, otherwise capacity available =47 kW | --> | C13 ex CURRAGLASS | Curraglass [T41] | BARRYMORE |  | 52.0942 | -8.0204
020651X | MV/LV Substation TH***651X |  | 10 kV | _ | LV | 630 kVA :Building Structure | 0.63 | --> | 0.63 | 0 | 0 | Constrained, otherwise capacity available =517 kVA | --> | 0.598 | 0 | 0 | 0 | 0 | Constrained, otherwise capacity available =583 kW | --> | C11 ex COOLCORCORAN | Coolcorcoran [T41,T42] | KNOCKEARAGH |  | 52.0603 | -9.5061
120550Y | MV/LV Substation WO***550Y |  | 20 kV | _ | LV | 50 kVA :Pole Substation | 0.05 | --> | 0.05 | 0 | 0 | Constrained, otherwise capacity available =42 kVA | --> | 0.048 | 0 | 0 | 0 | 0 | Constrained, otherwise capacity available =46 kW | --> | E14 ex EDENDERRY | Edenderry [T421,T422] | BLAKE |  | 53.3397 | -6.9304
120446X | MV/LV Substation PO***446X |  | 20 kV | _ | LV | 50 kVA :Pole Substation | 0.05 | --> | 0.05 | 0 | 3.5 |  | --> | 0.048 | 0 | 0 | 0 | 0 | Constrained, otherwise capacity available =40 kW | --> | E11 ex DUNFIRTH | Dunfirth [T122] | DUNFIRTH |  | 53.3858 | -6.8665
0654161 | MV/LV Substation PA***4161 |  | 20 kV | _ | LV | 50 kVA :Pole Substation | 0.05 | --> | 0.05 | 0 | 0 | Constrained, otherwise capacity available =50 kVA | --> | 0.048 | 0 | 0 | 0 | 0 | Constrained, otherwise capacity available =48 kW | --> | E23 ex BALTRASNA | Baltrasna [T121,T122] | BALTRASNA |  | 53.5636 | -6.4663
003775X | MV/LV Substation AN***775X |  | 10 kV | _ | LV | 100 kVA :Pole Substation | 0.1 | --> | 0.1 | 0.082 | 0.48 |  | --> | 0.095 | 0 | 0.006 | 0 | 0 | Constrained, otherwise capacity available =88 kW | --> | C20 ex KILMARTIN | Kilmartin [T41] | ARKLOW |  | 53.0317 | -6.2564
082924Y | MV/LV Substation CL***924Y |  | 20 kV | _ | LV | 200 kVA :Kiosk Substation | 0.2 | --> | 0.2 | 0 | 0 | Constrained, otherwise capacity available =167 kVA | --> | 0.19 | 0 | 0 | 0 | 0 | Constrained, otherwise capacity available =185 kW | --> | E12 ex ACADEMY STREET | Academy Street [T421,T422,T44] | NAVAN |  | 53.6463 | -6.6539
007175X | MV/LV Substation VI***175X |  | 10 kV | _ | LV | 400 kVA :Kiosk Substation | 0.4 | --> | 0.4 | 0.355 | 0.9 |  | --> | 0.38 | 0 | 0.066 | 0 | 0 | Constrained, otherwise capacity available =324 kW | --> | C19 ex CLONARD | Clonard [T41,T42] | WEXFORD |  | 52.3251 | -6.4954
160022 | MV/LV Substation GO***022 |  | 10 kV | _ | LV | 50 kVA :Pole Substation | 0.05 | --> | 0.05 | 0 | 0 | Constrained, otherwise capacity available =47 kVA | --> | 0.048 | 0 | 0 | 0 | 0 | Constrained, otherwise capacity available =47 kW | --> | C15 ex PORTARLINGTON | Portarlington [T41,T42] | PORTLAOISE |  | 53.1612 | -7.1867
046124 | MV/LV Substation ST***124 |  | 10 kV | _ | LV | 400 kVA :Kiosk Substation | 0.4 | --> | 0.4 | 0 | 0 | Constrained, otherwise capacity available =216 kVA | --> | 0.38 | 0 | 0 | 0.354 | 0 |  | --> | C11 ex CRANMORE | Cranmore [T41,T42] | SLIGO |  | 54.2727 | -8.4724
036214X | MV/LV Substation KI***214X |  | 20 kV | _ | LV | 100 kVA :Pole Substation | 0.1 | --> | 0.1 | 0 | 0 | Constrained, otherwise capacity available =95 kVA | --> | 0.095 | 0 | 0 | 0 | 0 | Constrained, otherwise capacity available =94 kW | --> | E20 ex GARRANACANTY | Garranacanty [T421,T422] | TIPPERARY |  | 52.4855 | -8.063
0084388 | MV/LV Substation RO***4388 |  | 20 kV | _ | LV | 50 kVA :Pole Substation | 0.05 | --> | 0.05 | 0.05 | 0.2 |  | --> | 0.048 | 0 | 0 | 0 | 0 | Constrained, otherwise capacity available =48 kW | --> | E15 ex BEALISTOWN | Bealistown [T421,T422] | GREAT ISLAND |  | 52.2821 | -6.7437
066170 | MV/LV Substation CA***170 |  | 10 kV | _ | LV | 400 kVA :Kiosk Substation | 0.4 | --> | 0.4 | 0 | 0 | Constrained, otherwise capacity available =239 kVA | --> | 0.38 | 0 | 0.034 | 0.332 | 0 |  | --> | C12 ex MOUNTGORRY | Mountgorry [T41,T42] | GRANGE (DR) |  | 53.4527 | -6.2224
066552Z | MV/LV Substation ST***552Z |  | 20 kV | _ | LV | 200 kVA :Kiosk Substation | 0.2 | --> | 0.2 | 0 | 0 | Constrained, otherwise capacity available =141 kVA | --> | 0.19 | 0 | 0.014 | 0 | 0 | Constrained, otherwise capacity available =171 kW | --> | E18 ex BALTRASNA | Baltrasna [T121,T122] | BALTRASNA |  | 53.5124 | -6.4669
064344Z | MV/LV Substation AR***344Z |  | 20 kV | _ | LV | 200 kVA :Kiosk Substation | 0.2 | --> | 0.2 | 0 | 0 | Constrained, otherwise capacity available =174 kVA | --> | 0.19 | 0 | 0 | 0 | 0 | Constrained, otherwise capacity available =186 kW | --> | E17 ex JULIANSTOWN | Julianstown [T421,T422] | DRYBRIDGE |  | 53.6947 | -6.2599
006882X | MV/LV Substation AN***882X |  | 10 kV | _ | LV | 200 kVA :Kiosk Substation | 0.2 | --> | 0.2 | 0.127 | 3.12 |  | --> | 0.19 | 0 | 0.023 | 0 | 0 | Constrained, otherwise capacity available =163 kW | --> | C11 ex BELLFIELD | Bellfield [T41,T42] | CRANE |  | 52.5 | -6.5796
069704 | MV/LV Substation BE***704 |  | 10 kV | _ | LV | 1000 kVA :Building Structure | 1 | --> | 1 | 0.5 | 7.75 |  | --> | 0.95 | 0 | 0 | 0.5 | 0 |  | --> | C24 ex MILLTOWN (DR) | Milltown (dr) [T101,T102] | INCHICORE 220KV |  | 53.3121 | -6.2356
0444065 | MV/LV Substation GL***4065 |  | 20 kV | _ | LV | 200 kVA :Pole Substation | 0.2 | --> | 0.2 | 0.2 | 0.43 |  | --> | 0.19 | 0 | 0 | 0 | 0 | Constrained, otherwise capacity available =190 kW | --> | C21 ex SWINFORD | Swinford [T41,T42] | CASTLEBAR |  | 53.9905 | -9.1135
064621Y | MV/LV Substation M1***621Y |  | 10 kV | _ | LV | 400 kVA :Building Structure | 0.4 | --> | 0.4 | 0 | 0 | Constrained, otherwise capacity available =145 kVA | --> | 0.38 | 0 | 0.011 | 0 | 0 | Constrained, otherwise capacity available =336 kW | --> | C20 ex RATHMULLAN | Rathmullan [T41,T42] | DRYBRIDGE |  | 53.7034 | -6.3767
020348 | MV/LV Substation CA***348 |  | 10 kV | _ | LV | 400 kVA :Building Structure | 0.4 | --> | 0.4 | 0 | 0 | Constrained, otherwise capacity available =174 kVA | --> | 0.38 | 0 | 0.11 | 0 | 0 | Constrained, otherwise capacity available =285 kW | --> | C15 ex COOLCORCORAN | Coolcorcoran [T41,T42] | KNOCKEARAGH |  | 52.0665 | -9.5401
069795 | MV/LV Substation BU***795 |  | 10 kV | _ | LV | 630 kVA :Building Structure | 0.63 | --> | 0.63 | 0.433 | 0.98 |  | --> | 0.598 | 0 | 0 | 0.5 | 0 |  | --> | C23 ex LEESON STREET | Leeson Street [T41,T42] | MILLTOWN (DR) |  | 53.3328 | -6.2472
008545Z | MV/LV Substation RO***545Z |  | 20 kV | _ | LV | 50 kVA :Pole Substation | 0.05 | --> | 0.05 | 0.039 | 0.2 |  | --> | 0.048 | 0 | 0.031 | 0 | 0 | Constrained, otherwise capacity available =23 kW | --> | E15 ex BEALISTOWN | Bealistown [T421,T422] | GREAT ISLAND |  | 52.2959 | -6.755
277943 | MV/LV Substation TO***943 |  | 10 kV | _ | LV | 200 kVA :Kiosk Substation | 0.2 | --> | 0.2 | 0 | 0 | Constrained, otherwise capacity available =200 kVA | --> | 0.19 | 0 | 0 | 0.19 | 0 |  | --> | C19 ex GRANGE (DR) | Grange (dr) [T41,T42] | GRANGE (DR) |  | 53.3996 | -6.1519
012888 | MV/LV Substation CA***888 |  | 10 kV | _ | LV | 100 kVA :Pole Substation | 0.1 | --> | 0.1 | 0 | 0 | Constrained, otherwise capacity available =97 kVA | --> | 0.095 | 0 | 0.004 | 0 | 0 | Constrained, otherwise capacity available =92 kW | --> | C17 ex POLLERTON | Pollerton [T41,T42] | CARLOW |  | 52.8407 | -6.9127
093370X | MV/LV Substation BA***370X |  | 10 kV | _ | LV | 400 kVA :Kiosk Substation | 0.4 | --> | 0.4 | 0 | 0 | Constrained, otherwise capacity available =351 kVA | --> | 0.38 | 0 | 0.011 | 0.365 | 0 |  | --> | C20 ex SUTTON | Sutton [T41,T42] | GRANGE (DR) |  | 53.3747 | -6.0598
0224164 | MV/LV Substation WA***4164 |  | 10 kV | _ | LV | 50 kVA :Pole Substation | 0.05 | --> | 0.05 | 0.037 | 2.24 |  | --> | 0.048 | 0 | 0 | 0 | 0 | Constrained, otherwise capacity available =46 kW | --> | C19 ex CASTLETOWNROCHE | Castletownroche [T41] | MALLOW |  | 52.2105 | -8.5015
004435Y | MV/LV Substation TU***435Y |  | 10 kV | _ | LV | 400 kVA :Kiosk Substation | 0.4 | --> | 0.4 | 0 | 0 | Constrained, otherwise capacity available =320 kVA | --> | 0.38 | 0 | 0.011 | 0 | 0 | Constrained, otherwise capacity available =361 kW | --> | C23 ex TINAHASK | Tinahask [T41,T42] | ARKLOW |  | 52.7778 | -6.1807
081558X | MV/LV Substation LU***558X |  | 10 kV | _ | LV | 100 kVA :Pole Substation | 0.1 | --> | 0.1 | 0 | 0 | Constrained, otherwise capacity available =99 kVA | --> | 0.095 | 0 | 0 | 0.095 | 0 |  | --> | C16 ex LUCAN EAST | Lucan East [T41,T42] | GRANGE CASTLE |  | 53.3768 | -6.4364
149615 | MV/LV Substation OC***615 |  | 10 kV | _ | LV | 630 kVA :Kiosk Substation | 0.63 | --> | 0.63 | 0 | 0 | Constrained, otherwise capacity available =601 kVA | --> | 0.598 | 0 | 0.005 | 0 | 0 | Constrained, otherwise capacity available =591 kW | --> | C14 ex DONEGAL | Donegal [T41,T42] | CATHALEENS FALL |  | 54.6587 | -8.1094
0344220 | MV/LV Substation BA***4220 |  | 20 kV | _ | LV | 50 kVA :Pole Substation | 0.05 | --> | 0.05 | 0.05 | 0.57 |  | --> | 0.048 | 0 | 0 | 0 | 0 | Constrained, otherwise capacity available =48 kW | --> | E19 ex LAWLESSTOWN | Lawlesstown [T42,T421] | DOON |  | 52.4226 | -7.7287
005116Y | MV/LV Substation CR***116Y |  | 20 kV | _ | LV | 50 kVA :Pole Substation | 0.05 | --> | 0.05 | 0.041 | 17.8 |  | --> | 0.048 | 0 | 0 | 0.046 | 0 |  | --> | E21 ex BANOGE | Banoge [T121,T122] | BANOGE |  | 52.6772 | -6.3806
021076Z | MV/LV Substation CA***076Z |  | 10 kV | _ | LV | 50 kVA :Pole Substation | 0.05 | --> | 0.05 | 0.004 | 6.78 |  | --> | 0.048 | 0 | 0 | 0.041 | 0 |  | --> | C14 ex CASTLEVIEW | Castleview [T101,T102] | CASTLEVIEW |  | 51.9013 | -8.3699
063420 | MV/LV Substation MU***420 |  | 10 kV | _ | LV | 100 kVA :Pole Substation | 0.1 | --> | 0.1 | 0 | 0 | Constrained, otherwise capacity available =87 kVA | --> | 0.095 | 0 | 0 | 0 | 0 | Constrained, otherwise capacity available =93 kW | --> | C15 ex BALLYBAILIE | Ballybailie [T41,T42] | DUNDALK |  | 53.8724 | -6.5536
023997 | MV/LV Substation CA***997 |  | 20 kV | _ | LV | 50 kVA :Pole Substation | 0.05 | --> | 0.05 | 0 | 0 | Constrained, otherwise capacity available =48 kVA | --> | 0.048 | 0 | 0 | 0 | 0 | Constrained, otherwise capacity available =47 kW | --> | C18 ex COOLCARRON | Coolcarron [T41,T42] | BARRYMORE |  | 52.1485 | -8.2383
044724 | MV/LV Substation DE***724 |  | 20 kV | _ | LV | 200 kVA :Kiosk Substation | 0.2 | --> | 0.2 | 0.194 | 2.33 |  | --> | 0.19 | 0 | 0 | 0 | 0 | Constrained, otherwise capacity available =189 kW | --> | E13 ex MOY | Moy [T421,T422] | MOY |  | 53.9832 | -9.1324
288953 | MV/LV Substation BA***953 |  | 10 kV | _ | LV | 200 kVA :Pole Substation | 0.2 | --> | 0.2 | 0 | 0 | Constrained, otherwise capacity available =194 kVA | --> | 0.19 | 0 | 0 | 0.189 | 0 |  | --> | C18 ex CARRICKMINES | Carrickmines [T41,T42] | CARRICKMINES |  | 53.2551 | -6.2318
029104 | MV/LV Substation FI***104 |  | 10 kV | _ | LV | 50 kVA :Pole Substation | 0.05 | --> | 0.05 | 0 | 0 | Constrained, otherwise capacity available =28 kVA | --> | 0.048 | 0 | 0 | 0.044 | 0 |  | --> | C13 ex MIDLETON | Midleton [T101,T102] | MIDLETON |  | 51.9277 | -8.1748
004549 | MV/LV Substation BA***549 |  | 20 kV | _ | LV | 50 kVA :Pole Substation | 0.05 | --> | 0.05 | 0 | 0 | Constrained, otherwise capacity available =44 kVA | --> | 0.048 | 0 | 0 | 0 | 0 | Constrained, otherwise capacity available =47 kW | --> | E13 ex SHILLELAGH | Shillelagh [T421,T422] | CARLOW |  | 52.813 | -6.4035
0464158 | MV/LV Substation SE***4158 |  | 10 kV | _ | LV | 630 kVA :Kiosk Substation | 0.63 | --> | 0.63 | 0 | 0 | Constrained, otherwise capacity available =540 kVA | --> | 0.598 | 0 | 0 | 0.5 | 0 |  | --> | C11 ex FINISKLIN | Finisklin [T41,T42] | SLIGO |  | 54.2749 | -8.4893
365043 | MV/LV Substation TA***043 |  | 10 kV | _ | LV | 630 kVA :Kiosk Substation | 0.63 | --> | 0.63 | 0 | 0 | Constrained, otherwise capacity available =440 kVA | --> | 0.598 | 0 | 0.039 | 0.5 | 0 |  | --> | C17 ex TYMON | Tymon [T41,T42] | COOKSTOWN |  | 53.3046 | -6.3575
069251 | MV/LV Substation PR***251 |  | 10 kV | _ | LV | 630 kVA :Kiosk Substation | 0.63 | --> | 0.63 | 0.279 | 9.99 |  | --> | 0.598 | 0 | 0.056 | 0.5 | 0 |  | --> | C12 ex HAROLDS CROSS | Harolds Cross [T101,T102] | POOLBEG |  | 53.3199 | -6.2862
417201X | MV/LV Substation LE***201X |  | 20 kV | _ | LV | 100 kVA :Pole Substation | 0.1 | --> | 0.1 | 0 | 0 | Constrained, otherwise capacity available =91 kVA | --> | 0.095 | 0 | 0 | 0 | 0 | Constrained, otherwise capacity available =94 kW | --> | C14 ex CARRICK ON SHANNON | Carrick On Shannon [T41,T42] | CARRICK ON SHANNON |  | 53.9938 | -8.0649
015576Z | MV/LV Substation GA***576Z |  | 10 kV | _ | LV | 400 kVA :Building Structure | 0.4 | --> | 0.4 | 0 | 0 | Constrained, otherwise capacity available =318 kVA | --> | 0.38 | 0 | 0 | 0 | 0 | Constrained, otherwise capacity available =369 kW | --> | C17 ex NAAS | Naas [T41,T42] | KILTEEL |  | 53.2126 | -6.6704
032414X | MV/LV Substation BA***414X |  | 20 kV | _ | LV | 50 kVA :Pole Substation | 0.05 | --> | 0.05 | 0 | 0 | Constrained, otherwise capacity available =28 kVA | --> | 0.048 | 0 | 0 | 0 | 0 | Constrained, otherwise capacity available =44 kW | --> | C21 ex TRAMORE | Tramore [T41,T42] | BUTLERSTOWN |  | 52.1865 | -7.2935
355013X | MV/LV Substation MU***013X |  | 10 kV | _ | LV | 50 kVA :Pole Substation | 0.05 | --> | 0.05 | 0.05 | 0.06 |  | --> | 0.048 | 0 | 0.005 | 0 | 0 | Constrained, otherwise capacity available =44 kW | --> | C15 ex TUBBERCURRY | Tubbercurry [T41,T42] | TONROE |  | 54.1097 | -8.7459
0684260 | MV/LV Substation BL***4260 |  | 10 kV | _ | LV | 630 kVA :Building Structure | 0.63 | --> | 0.63 | 0 | 0 | Constrained, otherwise capacity available =467 kVA | --> | 0.598 | 0 | 0 | 0.5 | 0 |  | --> | C19 ex NEWMARKET (DR) | Newmarket (dr) [T41] | FRANCIS STREET |  | 53.337 | -6.2759
067041Z | MV/LV Substation MI***041Z |  | 10 kV | _ | LV | 1000 kVA :Building Structure | 1 | --> | 1 | 0 | 0 | Constrained, otherwise capacity available =868 kVA | --> | 0.95 | 0 | 0 | 0.5 | 0 |  | --> | C20 ex ROCHES STREET | Roches Street [T41,T42] | LIMERICK |  | 52.6615 | -8.6321
082863Y | MV/LV Substation NE***863Y |  | 10 kV | _ | LV | 50 kVA :Pole Substation | 0.05 | --> | 0.05 | 0.044 | 2.01 |  | --> | 0.048 | 0 | 0 | 0 | 0 | Constrained, otherwise capacity available =47 kW | --> | C18 ex ABBEYLAND | Abbeyland [T41,T42] | NAVAN |  | 53.6461 | -6.7659
064244Z | MV/LV Substation NE***244Z |  | 10 kV | _ | LV | 400 kVA :Kiosk Substation | 0.4 | --> | 0.4 | 0 | 0 | Constrained, otherwise capacity available =302 kVA | --> | 0.38 | 0 | 0 | 0 | 0 | Constrained, otherwise capacity available =366 kW | --> | C22 ex TERMONFECKIN ROAD | Termonfeckin Road [T41,T42] | DRYBRIDGE |  | 53.7242 | -6.3279
066437Z | MV/LV Substation MU***437Z |  | 20 kV | _ | LV | 400 kVA :Kiosk Substation | 0.4 | --> | 0.4 | 0 | 0 | Constrained, otherwise capacity available =327 kVA | --> | 0.38 | 0 | 0 | 0 | 0 | Constrained, otherwise capacity available =370 kW | --> | E16 ex ASHBOURNE | Ashbourne [T421,T422] | FINGLAS |  | 53.5125 | -6.3973
153297 | MV/LV Substation CA***297 |  | 20 kV | _ | LV | 50 kVA :Pole Substation | 0.05 | --> | 0.05 | 0 | 0 | Constrained, otherwise capacity available =40 kVA | --> | 0.048 | 0 | 0 | 0 | 0 | Constrained, otherwise capacity available =46 kW | --> | E14 ex BIRDHILL | Birdhill [T421,T422] | ARDNACRUSHA |  | 52.8319 | -8.2825
010037 | MV/LV Substation TH***037 |  | 10 kV | _ | LV | 400 kVA :Kiosk Substation | 0.4 | --> | 0.4 | 0 | 0 | Constrained, otherwise capacity available =323 kVA | --> | 0.38 | 0 | 0.05 | 0 | 0 | Constrained, otherwise capacity available =332 kW | --> | C11 ex GRAIGUENAMANAGH | Graiguenamanagh [T41,T42] | KILKENNY |  | 52.5388 | -6.9538
063675X | MV/LV Substation BA***675X |  | 10 kV | _ | LV | 630 kVA :Kiosk Substation | 0.63 | --> | 0.63 | 0 | 0 | Constrained, otherwise capacity available =454 kVA | --> | 0.598 | 0 | 0 | 0 | 0 | Constrained, otherwise capacity available =574 kW | --> | C17 ex STICKILLEN | Stickillen [T41,T42] | DRYBRIDGE |  | 53.8563 | -6.5388
007975Z | MV/LV Substation HI***975Z |  | 10 kV | _ | LV | 200 kVA :Kiosk Substation | 0.2 | --> | 0.2 | 0.122 | 16.12 |  | --> | 0.19 | 0 | 0.008 | 0.173 | 0 |  | --> | E19 ex WEXFORD | Wexford [T121,T122] | WEXFORD |  | 52.3397 | -6.4978
1094050 | MV/LV Substation SH***4050 |  | 10 kV | _ | LV | 630 kVA :Building Structure | 0.63 | --> | 0.63 | 0.381 | 0.38 | Constrained, otherwise capacity available =532 kVA | --> | 0.598 | 0 | 0 | 0.5 | 0 |  | --> | C22 ex RINEANNA | Rineanna [T41,T42] | DRUMLINE |  | 52.6913 | -8.9257
034472 | MV/LV Substation IN***472 |  | 10 kV | _ | LV | 200 kVA :Kiosk Substation | 0.2 | --> | 0.2 | 0.142 | 5.88 |  | --> | 0.19 | 0 | 0.006 | 0 | 0 | Constrained, otherwise capacity available =177 kW | --> | C11 ex ARDGEEHA | Ardgeeha [T41,T42] | DOON |  | 52.3634 | -7.7119
003987X | MV/LV Substation BA***987X |  | 10 kV | _ | LV | 200 kVA :Pole Substation | 0.2 | --> | 0.2 | 0.156 | 11.58 |  | --> | 0.19 | 0 | 0.018 | 0 | 0 | Constrained, otherwise capacity available =170 kW | --> | C18 ex BALLYBEG | Ballybeg [T101,T102] | CARRICKMINES |  | 52.9692 | -6.1442
067077Y | MV/LV Substation HA***077Y |  | 10 kV | _ | LV | 630 kVA :Building Structure | 0.63 | --> | 0.63 | 0 | 0 | Constrained, otherwise capacity available =455 kVA | --> | 0.598 | 0 | 0.016 | 0.5 | 0 |  | --> | C20 ex BALLINACURRA | Ballinacurra [T41,T42] | LIMERICK |  | 52.6605 | -8.6331
027347X | MV/LV Substation MO***347X |  | 10 kV | _ | LV | 400 kVA :Building Structure | 0.4 | --> | 0.4 | 0.203 | 7.79 |  | --> | 0.38 | 0 | 0 | 0 | 0 | Constrained, otherwise capacity available =352 kW | --> | C11 ex DUNMANWAY | Dunmanway [T422,T43] | DUNMANWAY |  | 51.7162 | -9.1099
065054Z | MV/LV Substation KE***054Z |  | 10 kV | _ | LV | 400 kVA :Kiosk Substation | 0.4 | --> | 0.4 | 0 | 0 | Constrained, otherwise capacity available =304 kVA | --> | 0.38 | 0 | 0.042 | 0.336 | 0 |  | --> | C25 ex STEPHENSTOWN | Stephenstown [T101,T102] | FINGLAS |  | 53.5838 | -6.1301
0934118 | MV/LV Substation DU***4118 |  | 10 kV | _ | LV | 100 kVA :Pole Substation | 0.1 | --> | 0.1 | 0 | 0 | Constrained, otherwise capacity available =100 kVA | --> | 0.095 | 0 | 0 | 0.095 | 0 |  | --> | C20 ex SUTTON | Sutton [T41,T42] | GRANGE (DR) |  | 53.3811 | -6.0634
023510Y | MV/LV Substation WA***510Y |  | 10 kV | _ | LV | 1000 kVA :Building Structure | 1 | --> | 1 | 0 | 0 | Constrained, otherwise capacity available =883 kVA | --> | 0.95 | 0 | 0 | 0 | 0 | Constrained, otherwise capacity available =934 kW | --> | C16 ex COOLCARRON | Coolcarron [T41,T42] | BARRYMORE |  | 52.1383 | -8.2768
006418X | MV/LV Substation BA***418X |  | 20 kV | _ | LV | 50 kVA :Pole Substation | 0.05 | --> | 0.05 | 0 | 0 | Constrained, otherwise capacity available =44 kVA | --> | 0.048 | 0 | 0.006 | 0 | 0 | Constrained, otherwise capacity available =42 kW | --> | E18 ex CLONROCHE | Clonroche [T421,T422] | WEXFORD |  | 52.4548 | -6.6425
063033 | MV/LV Substation RE***033 |  | 10 kV | _ | LV | 100 kVA :Pole Substation | 0.1 | --> | 0.1 | 0 | 0 | Constrained, otherwise capacity available =86 kVA | --> | 0.095 | 0 | 0 | 0 | 0 | Constrained, otherwise capacity available =93 kW | --> | C19 ex BALLYBAILIE | Ballybailie [T41,T42] | DUNDALK |  | 53.8647 | -6.5394
099064 | MV/LV Substation SI***064 |  | 10 kV | _ | LV | 630 kVA :Building Structure | 0.63 | --> | 0.63 | 0.494 | 2.96 |  | --> | 0.598 | 0 | 0 | 0 | 0 | Constrained, otherwise capacity available =580 kW | --> | C12 ex BALLYRAINE | Ballyraine [T41,T42] | LETTERKENNY |  | 54.9587 | -7.7039
281847X | MV/LV Substation SO***847X |  | 10 kV | _ | LV | 400 kVA :Building Structure | 0.4 | --> | 0.4 | 0 | 0 | Constrained, otherwise capacity available =273 kVA | --> | 0.38 | 0 | 0.011 | 0 | 0 | Constrained, otherwise capacity available =354 kW | --> | C22 ex TOGHER | Togher [T41,T42] | TRABEG |  | 51.872 | -8.4896
068635 | MV/LV Substation RO***635 |  | 10 kV | _ | LV | 400 kVA :Building Structure | 0.4 | --> | 0.4 | 0.213 | 11.14 |  | --> | 0.38 | 0 | 0.02 | 0.339 | 0 |  | --> | C19 ex CABRA | Cabra [T101,T102] | FINGLAS |  | 53.3753 | -6.2932
0034201 | MV/LV Substation ME***4201 |  | 10 kV | _ | LV | 400 kVA :Kiosk Substation | 0.4 | --> | 0.4 | 0.398 | 11.58 |  | --> | 0.38 | 0 | 0 | 0 | 0 | Constrained, otherwise capacity available =380 kW | --> | C21 ex BALLYBEG | Ballybeg [T101,T102] | CARRICKMINES |  | 52.9887 | -6.0713
365031Y | MV/LV Substation PE***031Y |  | 10 kV | _ | LV | 200 kVA :Kiosk Substation | 0.2 | --> | 0.2 | 0 | 0 | Constrained, otherwise capacity available =168 kVA | --> | 0.19 | 0 | 0 | 0 | 0 | Constrained, otherwise capacity available =186 kW | --> | C18 ex CELBRIDGE | Celbridge [T41,T42] | GRIFFINRATH |  | 53.3153 | -6.4812
1544242 | MV/LV Substation BR***4242 |  | 20 kV | _ | LV | 400 kVA :Kiosk Substation | 0.4 | --> | 0.4 | 0 | 0 | Constrained, otherwise capacity available =400 kVA | --> | 0.38 | 0 | 0 | 0.38 | 0 |  | --> | C21 ex MACETOWN | Macetown [T101,T102] | MACETOWN |  | 53.4223 | -6.4469
281508Z | MV/LV Substation CO***508Z |  | 10 kV | _ | LV | 400 kVA :Building Structure | 0.4 | --> | 0.4 | 0 | 0 | Constrained, otherwise capacity available =342 kVA | --> | 0.38 | 0 | 0 | 0.372 | 0 |  | --> | C12 ex BALLINCOLLIG | Ballincollig [T41,T42] | KILBARRY |  | 51.8909 | -8.6026
009678Y | MV/LV Substation HE***678Y |  | 10 kV | _ | LV | 200 kVA :Kiosk Substation | 0.2 | --> | 0.2 | 0.168 | 13.6 |  | --> | 0.19 | 0 | 0.05 | 0.148 | 0 |  | --> | C27 ex KILLOTERAN | Killoteran [T101,T102] | KILLOTERAN |  | 52.2444 | -7.1563
029528Y | MV/LV Substation CA***528Y |  | 10 kV | _ | LV | 400 kVA :Kiosk Substation | 0.4 | --> | 0.4 | 0 | 0 | Constrained, otherwise capacity available =301 kVA | --> | 0.38 | 0 | 0.024 | 0 | 0 | Constrained, otherwise capacity available =348 kW | --> | C15 ex CARRIGSHANE | Carrigshane [T41] | MIDLETON |  | 51.9107 | -8.1586
039450X | MV/LV Substation CE***450X |  | 10 kV | _ | LV | 630 kVA :Building Structure | 0.63 | --> | 0.63 | 0 | 0 | Constrained, otherwise capacity available =502 kVA | --> | 0.598 | 0 | 0 | 0 | 0 | Constrained, otherwise capacity available =581 kW | --> | C12 ex MONEENAGEISHA | Moneenageisha [T41,T42] | GALWAY 110KV |  | 53.2707 | -9.047
161158Y | MV/LV Substation OT***158Y |  | 20 kV | _ | LV | 100 kVA :Pole Substation | 0.1 | --> | 0.1 | 0.089 | 11.03 |  | --> | 0.095 | 0 | 0 | 0.093 | 0 |  | --> | C27 ex SALTHILL | Salthill [T101,T102] | SALTHILL |  | 53.3516 | -9.1718
009647Y | MV/LV Substation I.***647Y |  | 10 kV | _ | LV | 630 kVA :Building Structure | 0.63 | --> | 0.63 | 0 | 0 | Constrained, otherwise capacity available =625 kVA | --> | 0.598 | 0 | 0 | 0 | 0 | Constrained, otherwise capacity available =598 kW | --> | C16 ex WATERFORD IND EST | Waterford Ind Est [T41,T42,T44] | BUTLERSTOWN |  | 52.2463 | -7.145
0094305 | MV/LV Substation OR***4305 |  | 10 kV | _ | LV | 400 kVA :Kiosk Substation | 0.4 | --> | 0.4 | 0 | 0 | Constrained, otherwise capacity available =400 kVA | --> | 0.38 | 0 | 0 | 0 | 0 | Constrained, otherwise capacity available =380 kW | --> | C21 ex WATERFORD IND EST | Waterford Ind Est [T41,T42,T44] | BUTLERSTOWN |  | 52.2335 | -7.1403
021523Z | MV/LV Substation LI***523Z |  | 20 kV | _ | LV | 630 kVA :Kiosk Substation | 0.63 | --> | 0.63 | 0 | 0 | Constrained, otherwise capacity available =556 kVA | --> | 0.598 | 0 | 0.014 | 0.5 | 0 |  | --> | C26 ex KILBARRY | Kilbarry [T101,T43] | KILBARRY |  | 51.9278 | -8.5123
014054Y | MV/LV Substation BA***054Y |  | 20 kV | _ | LV | 100 kVA :Pole Substation | 0.1 | --> | 0.1 | 0.1 | 0.12 |  | --> | 0.095 | 0 | 0 | 0.095 | 0 |  | --> | C26 ex ATHY | Athy [T101,T102] | ATHY |  | 53.1048 | -6.9679
056793X | MV/LV Substation U ***793X |  | 20 kV | _ | LV | 200 kVA :Pole Substation | 0.2 | --> | 0.2 | 0.178 | 0.89 |  | --> | 0.19 | 0 | 0 | 0 | 0 | Constrained, otherwise capacity available =187 kW | --> | E24 ex BIRR | Birr [T41,T422] | DALLOW |  | 53.0925 | -7.8809
081041Z | MV/LV Substation GR***041Z |  | 10 kV | _ | LV | 200 kVA :Kiosk Substation | 0.2 | --> | 0.2 | 0 | 0 | Constrained, otherwise capacity available =23 kVA | --> | 0.19 | 0 | 0.024 | 0.147 | 0 |  | --> | C17 ex BALGADDY | Balgaddy [T41,T42] | GRANGE CASTLE |  | 53.3247 | -6.4286
034914X | MV/LV Substation AS***914X |  | 20 kV | _ | LV | 400 kVA :Kiosk Substation | 0.4 | --> | 0.4 | 0.308 | 0.57 |  | --> | 0.38 | 0 | 0.058 | 0 | 0 | Constrained, otherwise capacity available =324 kW | --> | E23 ex LAWLESSTOWN | Lawlesstown [T42,T421] | DOON |  | 52.4095 | -7.7604
138098X | MV/LV Substation HE***098X |  | 10 kV | _ | LV | 400 kVA :Kiosk Substation | 0.4 | --> | 0.4 | 0.346 | 2.18 |  | --> | 0.38 | 0 | 0.003 | 0 | 0 | Constrained, otherwise capacity available =370 kW | --> | C26 ex BAILIEBORO | Bailieboro [T41,T42] | MEATH HILL |  | 53.9133 | -6.96
355117 | MV/LV Substation FI***117 |  | 10 kV | _ | LV | 50 kVA :Pole Substation | 0.05 | --> | 0.05 | 0.046 | 0.06 |  | --> | 0.048 | 0 | 0 | 0 | 0 | Constrained, otherwise capacity available =47 kW | --> | C17 ex TUBBERCURRY | Tubbercurry [T41,T42] | TONROE |  | 54.055 | -8.776
027077 | MV/LV Substation BA***077 |  | 10 kV | _ | LV | 200 kVA :Pole Substation | 0.2 | --> | 0.2 | 0.187 | 7.79 |  | --> | 0.19 | 0 | 0 | 0 | 0 | Constrained, otherwise capacity available =188 kW | --> | C19 ex DUNMANWAY | Dunmanway [T422,T43] | DUNMANWAY |  | 51.7239 | -9.0926
0014159 | MV/LV Substation GR***4159 |  | 10 kV | _ | LV | 1000 kVA :Building Structure | 1 | --> | 1 | 0 | 0 | Constrained, otherwise capacity available =1000 kVA | --> | 0.95 | 0 | 0 | 0.5 | 0 |  | --> | C13 ex DUNDRUM | Dundrum [T41,T42] | BLACKROCK |  | 53.2878 | -6.2301
056724X | MV/LV Substation I ***724X |  | 20 kV | _ | LV | 200 kVA :Pole Substation | 0.2 | --> | 0.2 | 0.141 | 0.89 |  | --> | 0.19 | 0 | 0 | 0 | 0 | Constrained, otherwise capacity available =182 kW | --> | E18 ex BIRR | Birr [T41,T422] | DALLOW |  | 53.0929 | -7.8932
069125 | MV/LV Substation MA***125 |  | 10 kV | _ | LV | 400 kVA :Building Structure | 0.4 | --> | 0.4 | 0.258 | 4.47 |  | --> | 0.38 | 0 | 0.066 | 0.311 | 0 |  | --> | C13 ex TEMPLEOGUE | Templeogue [T41,T42] | MILLTOWN (DR) |  | 53.2935 | -6.2971
014668Z | MV/LV Substation MO***668Z |  | 10 kV | _ | LV | 50 kVA :Pole Substation | 0.05 | --> | 0.05 | 0 | 0 | Constrained, otherwise capacity available =46 kVA | --> | 0.048 | 0 | 0 | 0 | 0 | Constrained, otherwise capacity available =47 kW | --> | C20 ex KILDARE | Kildare [T41,T42] | NEWBRIDGE |  | 53.1732 | -6.8522
1204332 | MV/LV Substation OA***4332 |  | 20 kV | _ | LV | 400 kVA :Kiosk Substation | 0.4 | --> | 0.4 | 0.4 | 3.5 |  | --> | 0.38 | 0 | 0 | 0 | 0 | Constrained, otherwise capacity available =380 kW | --> | E12 ex DUNFIRTH | Dunfirth [T122] | DUNFIRTH |  | 53.4146 | -6.8192
013870Y | MV/LV Substation BR***870Y |  | 20 kV | _ | LV | 400 kVA :Kiosk Substation | 0.4 | --> | 0.4 | 0.121 | 0.12 | Constrained, otherwise capacity available =370 kVA | --> | 0.38 | 0 | 0.005 | 0.372 | 0 |  | --> | C12 ex ATHY | Athy [T101,T102] | ATHY |  | 52.9842 | -6.9845
021428Z | MV/LV Substation SH***428Z |  | 10 kV | _ | LV | 630 kVA :Kiosk Substation | 0.63 | --> | 0.63 | 0 | 0 | Constrained, otherwise capacity available =522 kVA | --> | 0.598 | 0 | 0 | 0.5 | 0 |  | --> | C12 ex FAIRHILL | Fairhill [T42] | KILBARRY |  | 51.9026 | -8.475
015248Z | MV/LV Substation CH***248Z |  | 10 kV | _ | LV | 400 kVA :Kiosk Substation | 0.4 | --> | 0.4 | 0 | 0 | Constrained, otherwise capacity available =349 kVA | --> | 0.38 | 0 | 0 | 0 | 0 | Constrained, otherwise capacity available =373 kW | --> | C11 ex NAAS | Naas [T41,T42] | KILTEEL |  | 53.2107 | -6.6543
0374065 | MV/LV Substation FI***4065 |  | 10 kV | _ | LV | 400 kVA :Building Structure | 0.4 | --> | 0.4 | 0 | 0 | Constrained, otherwise capacity available =370 kVA | --> | 0.38 | 0 | 0 | 0 | 0 | Constrained, otherwise capacity available =376 kW | --> | C18 ex ENNIS NORTH | Ennis North [T41,T42] | ENNIS |  | 52.8619 | -8.9845
293586Y | MV/LV Substation RA***586Y |  | 20 kV | _ | LV | 50 kVA :Pole Substation | 0.05 | --> | 0.05 | 0 | 0.43 |  | --> | 0.048 | 0 | 0.055 | 0 | 0 |  | --> | E13 ex TULLOW | Tullow [T421,T422] | CARLOW |  | 52.8247 | -6.7883
125133 | MV/LV Substation DR***133 |  | 20 kV | _ | LV | 50 kVA :Pole Substation | 0.05 | --> | 0.05 | 0 | 0 | Constrained, otherwise capacity available =38 kVA | --> | 0.048 | 0 | 0 | 0 | 0 | Constrained, otherwise capacity available =46 kW | --> | C15 ex CLOONLOUGH | Cloonlough [T41,T42] | BARRYMORE |  | 52.2656 | -8.4684
069516 | MV/LV Substation GR***516 |  | 10 kV | _ | LV | 630 kVA :Kiosk Substation | 0.63 | --> | 0.63 | 0.405 | 9.99 |  | --> | 0.598 | 0 | 0.037 | 0.5 | 0 |  | --> | C16 ex HAROLDS CROSS | Harolds Cross [T101,T102] | POOLBEG |  | 53.322 | -6.2749
001313 | MV/LV Substation DA***313 |  | 10 kV | _ | LV | 400 kVA :Kiosk Substation | 0.4 | --> | 0.4 | 0 | 0 | Constrained, otherwise capacity available =264 kVA | --> | 0.38 | 0 | 0.018 | 0.348 | 0 |  | --> | C13 ex LOUGHLINSTOWN | Loughlinstown [T41,T42] | CARRICKMINES |  | 53.2534 | -6.1295
011602Z | MV/LV Substation MU***602Z |  | 10 kV | _ | LV | 100 kVA :Pole Substation | 0.1 | --> | 0.1 | 0 | 0 | Constrained, otherwise capacity available =94 kVA | --> | 0.095 | 0 | 0 | 0 | 0 | Constrained, otherwise capacity available =94 kW | --> | C17 ex ROSEHILL | Rosehill [T41,T42] | KILKENNY |  | 52.6268 | -7.2498
093048 | MV/LV Substation CO***048 |  | 10 kV | _ | LV | 630 kVA :Kiosk Substation | 0.63 | --> | 0.63 | 0.364 | 12.96 |  | --> | 0.598 | 0 | 0.097 | 0.489 | 0 |  | --> | C28 ex ARTANE | Artane [T101,T102] | FINGLAS |  | 53.385 | -6.2036
006373 | MV/LV Substation GR***373 |  | 10 kV | _ | LV | 50 kVA :Pole Substation | 0.05 | --> | 0.05 | 0.017 | 3.12 |  | --> | 0.048 | 0 | 0.015 | 0 | 0 | Constrained, otherwise capacity available =32 kW | --> | C14 ex BELLFIELD | Bellfield [T41,T42] | CRANE |  | 52.51 | -6.5768
0694021 | MV/LV Substation TE***4021 |  | 10 kV | _ | LV | 630 kVA :Building Structure | 0.63 | --> | 0.63 | 0.5 | 0.91 |  | --> | 0.598 | 0 | 0 | 0.5 | 0 |  | --> | C21 ex KIMMAGE | Kimmage [T41,T42] | INCHICORE 220KV |  | 53.3095 | -6.2834
081177X | MV/LV Substation ST***177X |  | 10 kV | _ | LV | 400 kVA :Kiosk Substation | 0.4 | --> | 0.4 | 0 | 0 | Constrained, otherwise capacity available =171 kVA | --> | 0.38 | 0 | 0.044 | 0.315 | 0 |  | --> | C14 ex CLONDALKIN | Clondalkin [T41,T42,T44] | INCHICORE 220KV |  | 53.3393 | -6.402
0214239 | MV/LV Substation BA***4239 |  | 10 kV | _ | LV | 50 kVA :Pole Substation | 0.05 | --> | 0.05 | 0.036 | 6.78 |  | --> | 0.048 | 0 | 0.005 | 0.042 | 0 |  | --> | C16 ex CASTLEVIEW | Castleview [T101,T102] | CASTLEVIEW |  | 51.9124 | -8.36
1644139 | MV/LV Substation BI***4139 |  | 10 kV | _ | LV | 50 kVA :Pole Substation | 0.05 | --> | 0.05 | 0 | 0 | Constrained, otherwise capacity available =50 kVA | --> | 0.048 | 0 | 0 | 0 | 0 | Constrained, otherwise capacity available =48 kW | --> | C22 ex SKIBBEREEN | Skibbereen [T41,T42] | DUNMANWAY |  | 51.5399 | -9.3626
365745X | MV/LV Substation CL***745X |  | 10 kV | _ | LV | 400 kVA :Building Structure | 0.4 | --> | 0.4 | 0.261 | 13.91 |  | --> | 0.38 | 0 | 0 | 0.361 | 0 |  | --> | C22 ex COOKSTOWN | Cookstown [T101,T102] | CARRICKMINES |  | 53.2954 | -6.3797
0694171 | MV/LV Substation WA***4171 |  | 10 kV | _ | LV | 630 kVA :Kiosk Substation | 0.63 | --> | 0.63 | 0 | 0 | Constrained, otherwise capacity available =616 kVA | --> | 0.598 | 0 | 0.002 | 0.5 | 0 |  | --> | C21 ex BALLYBODEN | Ballyboden [T41,T42] | COOKSTOWN |  | 53.2877 | -6.3043
078079X | MV/LV Substation LA***079X |  | 10 kV | _ | LV | 400 kVA :Kiosk Substation | 0.4 | --> | 0.4 | 0 | 0 | Constrained, otherwise capacity available =348 kVA | --> | 0.38 | 0 | 0.009 | 0 | 0 | Constrained, otherwise capacity available =366 kW | --> | C12 ex CHARLESTOWN | Charlestown [T41] | TONROE |  | 53.9617 | -8.7879
053910Y | MV/LV Substation CA***910Y |  | 20 kV | _ | LV | 100 kVA :Pole Substation | 0.1 | --> | 0.1 | 0 | 0 | Constrained, otherwise capacity available =74 kVA | --> | 0.095 | 0 | 0 | 0.091 | 0 |  | --> | E20 ex CLONMINCH | Clonminch [T41,T422] | THORNSBERRY |  | 53.2921 | -7.2928
1394377 | MV/LV Substation BA***4377 |  | 20 kV | _ | LV | 50 kVA :Pole Substation | 0.05 | --> | 0.05 | 0.05 | 2.68 |  | --> | 0.048 | 0 | 0 | 0 | 0 | Constrained, otherwise capacity available =48 kW | --> | E12 ex OLDCASTLE | Oldcastle [T41,T422] | MULLINGAR |  | 53.6982 | -7.1541
099046 | MV/LV Substation TH***046 |  | 10 kV | _ | LV | 200 kVA :Building Structure | 0.2 | --> | 0.2 | 0.174 | 2.96 |  | --> | 0.19 | 0 | 0.011 | 0 | 0 | Constrained, otherwise capacity available =178 kW | --> | C12 ex BALLYRAINE | Ballyraine [T41,T42] | LETTERKENNY |  | 54.9588 | -7.7039
009743 | MV/LV Substation HA***743 |  | 10 kV | _ | LV | 33 kVA :Pole Substation | 0.033 | --> | 0.033 | 0.022 | 0.95 |  | --> | 0.031 | 0 | 0 | 0 | 0 | Constrained, otherwise capacity available =30 kW | --> | C25 ex TYCOR | Tycor [T41,T42] | WATERFORD |  | 52.2731 | -7.1493
0594164 | MV/LV Substation FT***4164 |  | 10 kV | _ | LV | 50 kVA :Pole Substation | 0.05 | --> | 0.05 | 0 | 0 | Constrained, otherwise capacity available =50 kVA | --> | 0.048 | 0 | 0 | 0 | 0 | Constrained, otherwise capacity available =47 kW | --> | C14 ex CAVAN | Cavan [T42,T421] | SHANKILL |  | 54.0012 | -7.3529
066382Z | MV/LV Substation WI***382Z |  | 20 kV | _ | LV | 630 kVA :Kiosk Substation | 0.63 | --> | 0.63 | 0 | 0 | Constrained, otherwise capacity available =383 kVA | --> | 0.598 | 0 | 0 | 0 | 0 | Constrained, otherwise capacity available =564 kW | --> | E20 ex BALTRASNA | Baltrasna [T121,T122] | BALTRASNA |  | 53.5227 | -6.4131
001207X | MV/LV Substation PE***207X |  | 10 kV | _ | LV | 400 kVA :Kiosk Substation | 0.4 | --> | 0.4 | 0.308 | 13.42 |  | --> | 0.38 | 0 | 0.005 | 0.364 | 0 |  | --> | C17 ex POTTERY ROAD | Pottery Road [T101,T102] | CARRICKMINES |  | 53.2768 | -6.1406
0234418 | MV/LV Substation AR***4418 |  | 20 kV | _ | LV | 400 kVA :Kiosk Substation | 0.4 | --> | 0.4 | 0 | 0 | Constrained, otherwise capacity available =400 kVA | --> | 0.38 | 0 | 0 | 0 | 0 | Constrained, otherwise capacity available =380 kW | --> | E11 ex CASTLELYONS | Castlelyons [T421,T422] | BARRYMORE |  | 52.0871 | -8.2396
058299 | MV/LV Substation TE***299 |  | 10 kV | _ | LV | 50 kVA :Pole Substation | 0.05 | --> | 0.05 | 0.04 | 0.18 |  | --> | 0.048 | 0 | 0.004 | 0 | 0 | Constrained, otherwise capacity available =43 kW | --> | C16 ex TOOMEVARA | Toomevara [T42] | NENAGH |  | 52.8472 | -8.0352
026503X | MV/LV Substation CL***503X |  | 10 kV | _ | LV | 200 kVA :Pole Substation | 0.2 | --> | 0.2 | 0.118 | 8.66 |  | --> | 0.19 | 0 | 0.021 | 0 | 0 | Constrained, otherwise capacity available =163 kW | --> | C14 ex BANDON | Bandon [T101,T42] | BANDON |  | 51.7379 | -8.7398
365116X | MV/LV Substation TO***116X |  | 10 kV | _ | LV | 630 kVA :Building Structure | 0.63 | --> | 0.63 | 0 | 0 | Constrained, otherwise capacity available =260 kVA | --> | 0.598 | 0 | 0.27 | 0.361 | 0 |  | --> | C22 ex SEMPERIT | Semperit [T41,T42,T43] | GRANGE CASTLE |  | 53.3272 | -6.3591
0424163 | MV/LV Substation FO***4163 |  | 20 kV | _ | LV | 630 kVA :Building Structure | 0.63 | --> | 0.63 | 0 | 0 | Constrained, otherwise capacity available =247 kVA | --> | 0.598 | 0 | 0 | 0 | 0 | Constrained, otherwise capacity available =544 kW | --> | E16 ex WINDSOR | Windsor [T421,T422] | CASTLEBAR |  | 53.852 | -9.2743
0124104 | MV/LV Substation SW***4104 |  | 10 kV | _ | LV | 400 kVA :Kiosk Substation | 0.4 | --> | 0.4 | 0.353 | 1.99 |  | --> | 0.38 | 0 | 0 | 0 | 0 | Constrained, otherwise capacity available =374 kW | --> | C14 ex GRAIGUE | Graigue [T41,T42] | CARLOW |  | 52.8359 | -6.9398
060346X | MV/LV Substation EN***346X |  | 10 kV | _ | LV | 200 kVA :Pole Substation | 0.2 | --> | 0.2 | 0 | 0 | Constrained, otherwise capacity available =190 kVA | --> | 0.19 | 0 | 0 | 0 | 0 | Constrained, otherwise capacity available =189 kW | --> | C16 ex CLONES | Clones [T41,T42] | SHANKILL |  | 54.1827 | -7.2294
010207X | MV/LV Substation BA***207X |  | 20 kV | _ | LV | 400 kVA :Kiosk Substation | 0.4 | --> | 0.4 | 0 | 0 | Constrained, otherwise capacity available =352 kVA | --> | 0.38 | 0 | 0 | 0 | 0 | Constrained, otherwise capacity available =373 kW | --> | E11 ex BALLYHALE | Ballyhale [T42,T421] | KILKENNY |  | 52.5377 | -7.1881
206071X | MV/LV Substation MC***071X |  | 20 kV | _ | LV | 50 kVA :Pole Substation | 0.05 | --> | 0.05 | 0.049 | 1.6 |  | --> | 0.048 | 0 | 0 | 0 | 0 | Constrained, otherwise capacity available =47 kW | --> | E17 ex BELMULLET | Belmullet [T421] | BELLACORICK |  | 54.2342 | -9.9868
209661 | MV/LV Substation WO***661 |  | 10 kV | _ | LV | 50 kVA :Pole Substation | 0.05 | --> | 0.05 | 0 | 0 | Constrained, otherwise capacity available =20 kVA | --> | 0.048 | 0 | 0.013 | 0 | 0 | Constrained, otherwise capacity available =34 kW | --> | C19 ex MILFORD (NR) | Milford (nr) [T41,T42] | LETTERKENNY |  | 55.1059 | -7.5304
0544461 | MV/LV Substation BA***4461 |  | 20 kV | _ | LV | 50 kVA :Pole Substation | 0.05 | --> | 0.05 | 0 | 0 | Constrained, otherwise capacity available =50 kVA | --> | 0.048 | 0 | 0 | 0 | 0 | Constrained, otherwise capacity available =47 kW | --> | C15 ex MOUNTRATH | Mountrath [T41,T42] | PORTLAOISE |  | 52.8828 | -7.4509
084862 | MV/LV Substation KI***862 |  | 20 kV | _ | LV | 50 kVA :Pole Substation | 0.05 | --> | 0.05 | 0 | 0 |  | --> | 0.048 | 0 | 0.016 | 0 | 0 | Constrained, otherwise capacity available =28 kW | --> | E11 ex KILCOLGAN | Kilcolgan [T42,T421] | GALWAY 110KV |  | 53.1383 | -8.9424
089424 | MV/LV Substation HI***424 |  | 20 kV | _ | LV | 50 kVA :Pole Substation | 0.05 | --> | 0.05 | 0.006 | 3.56 |  | --> | 0.048 | 0 | 0 | 0 | 0 | Constrained, otherwise capacity available =41 kW | --> | E22 ex ENNISCRONE | Enniscrone [T421,T422] | MOY |  | 54.2137 | -8.989
071003 | MV/LV Substation DE***003 |  | 10 kV | _ | LV | 400 kVA :Kiosk Substation | 0.4 | --> | 0.4 | 0 | 0 | Constrained, otherwise capacity available =269 kVA | --> | 0.38 | 0 | 0.009 | 0.355 | 0 |  | --> | C11 ex GREYSTONES | Greystones [T41,T42] | FASSAROE |  | 53.1336 | -6.0909
1544151 | MV/LV Substation BE***4151 |  | 10 kV | _ | LV | 400 kVA :Building Structure | 0.4 | --> | 0.4 | 0 | 0 | Constrained, otherwise capacity available =332 kVA | --> | 0.38 | 0 | 0 | 0.371 | 0 |  | --> | C39 ex COLLEGE PARK | College Park [T101,T102,T103] | COLLEGE PARK |  | 53.4141 | -6.3928
144015 | MV/LV Substation MO***015 |  | 20 kV | _ | LV | 200 kVA :Pole Substation | 0.2 | --> | 0.2 | 0.096 | 2.78 |  | --> | 0.19 | 0 | 0 | 0 | 0 | Constrained, otherwise capacity available =175 kW | --> | E13 ex BALLYRAGGET | Ballyragget [T421,T422] | BALLYRAGGET |  | 52.7895 | -7.3363
046448 | MV/LV Substation CU***448 |  | 10 kV | _ | LV | 100 kVA :Pole Substation | 0.1 | --> | 0.1 | 0 | 0 | Constrained, otherwise capacity available =77 kVA | --> | 0.095 | 0 | 0.005 | 0.088 | 0 |  | --> | C12 ex CRANMORE | Cranmore [T41,T42] | SLIGO |  | 54.2412 | -8.4623
130259 | MV/LV Substation BE***259 |  | 20 kV | _ | LV | 50 kVA :Pole Substation | 0.05 | --> | 0.05 | 0.043 | 2.55 |  | --> | 0.048 | 0 | 0.004 | 0 | 0 | Constrained, otherwise capacity available =44 kW | --> | E17 ex EDGEWORTHSTOWN | Edgeworthstown [T421,T422] | RICHMOND |  | 53.6834 | -7.7182
067190 | MV/LV Substation OM***190 |  | 10 kV | _ | LV | 200 kVA :Building Structure | 0.2 | --> | 0.2 | 0 | 0 | Constrained, otherwise capacity available =139 kVA | --> | 0.19 | 0 | 0 | 0.182 | 0 |  | --> | C20 ex GARRYOWEN | Garryowen [T41,T42] | LIMERICK |  | 52.6464 | -8.6072
007288Z | MV/LV Substation MI***288Z |  | 20 kV | _ | LV | 400 kVA :Kiosk Substation | 0.4 | --> | 0.4 | 0.35 | 16.12 |  | --> | 0.38 | 0 | 0.007 | 0.368 | 0 |  | --> | E21 ex WEXFORD | Wexford [T121,T122] | WEXFORD |  | 52.3886 | -6.4478
047612 | MV/LV Substation DE***612 |  | 10 kV | _ | LV | 50 kVA :Pole Substation | 0.05 | --> | 0.05 | 0.045 | 1.04 |  | --> | 0.048 | 0 | 0.01 | 0 | 0 | Constrained, otherwise capacity available =39 kW | --> | C17 ex BOYLE | Boyle [T41,T42] | CARRICK ON SHANNON |  | 53.9808 | -8.2269
180929X | MV/LV Substation TA***929X |  | 10 kV | _ | LV | 200 kVA :Kiosk Substation | 0.2 | --> | 0.2 | 0.137 | 3.27 |  | --> | 0.19 | 0 | 0.027 | 0 | 0 | Constrained, otherwise capacity available =161 kW | --> | C11 ex LLOYD | Lloyd [T41,T42] | NAVAN |  | 53.7338 | -6.8835
0664146 | MV/LV Substation ST***4146 |  | 10 kV | _ | LV | 400 kVA :Kiosk Substation | 0.4 | --> | 0.4 | 0 | 0 | Constrained, otherwise capacity available =383 kVA | --> | 0.38 | 0 | 0.018 | 0.364 | 0 |  | --> | C13 ex MOUNTGORRY | Mountgorry [T41,T42] | GRANGE (DR) |  | 53.4507 | -6.2089
093383X | MV/LV Substation ST***383X |  | 10 kV | _ | LV | 200 kVA :Kiosk Substation | 0.2 | --> | 0.2 | 0 | 0 | Constrained, otherwise capacity available =148 kVA | --> | 0.19 | 0 | 0.014 | 0.172 | 0 |  | --> | C17 ex SUTTON | Sutton [T41,T42] | GRANGE (DR) |  | 53.391 | -6.1246
125002 | MV/LV Substation CL***002 |  | 10 kV | _ | LV | 630 kVA :Kiosk Substation | 0.63 | --> | 0.63 | 0.222 | 0.22 | Constrained, otherwise capacity available =245 kVA | --> | 0.598 | 0 | 0.05 | 0 | 0 | Constrained, otherwise capacity available =507 kW | --> | C11 ex KILSHANNY | Kilshanny [T41,T42] | CAHIR |  | 52.2692 | -8.2697
007925Z | MV/LV Substation DO***925Z |  | 20 kV | _ | LV | 100 kVA :Pole Substation | 0.1 | --> | 0.1 | 0.089 | 16.12 |  | --> | 0.095 | 0 | 0 | 0.094 | 0 |  | --> | E20 ex WEXFORD | Wexford [T121,T122] | WEXFORD |  | 52.3132 | -6.5411
158706X | MV/LV Substation RI***706X |  | 10 kV | _ | LV | 50 kVA :Pole Substation | 0.05 | --> | 0.05 | 0.047 | 0.83 |  | --> | 0.048 | 0 | 0 | 0 | 0 | Constrained, otherwise capacity available =47 kW | --> | C15 ex MILLTOWN MALBAY | Milltown Malbay [T42] | TULLABRACK |  | 52.8033 | -9.4609
0684139 | MV/LV Substation TH***4139 |  | 10 kV | _ | LV | 1000 kVA :Building Structure | 1 | --> | 1 | 0.5 | 7.2 |  | --> | 0.95 | 0 | 0.009 | 0.5 | 0 |  | --> | C19 ex TRINITY | Trinity [T101,T102] | POOLBEG |  | 53.3411 | -6.2443
032214Y | MV/LV Substation MA***214Y |  | 10 kV | _ | LV | 630 kVA :Building Structure | 0.63 | --> | 0.63 | 0 | 0 | Constrained, otherwise capacity available =448 kVA | --> | 0.598 | 0 | 0 | 0 | 0 | Constrained, otherwise capacity available =574 kW | --> | C16 ex TRAMORE | Tramore [T41,T42] | BUTLERSTOWN |  | 52.1625 | -7.1534
025436Y | MV/LV Substation HI***436Y |  | 20 kV | _ | LV | 200 kVA :Kiosk Substation | 0.2 | --> | 0.2 | 0.157 | 2.96 |  | --> | 0.19 | 0 | 0.028 | 0 | 0 | Constrained, otherwise capacity available =163 kW | --> | E14 ex CHARLEVILLE | Charleville [T421,T422] | CHARLEVILLE |  | 52.3459 | -8.7652
154397 | MV/LV Substation CA***397 |  | 10 kV | _ | LV | 200 kVA :Kiosk Substation | 0.2 | --> | 0.2 | 0 | 0 | Constrained, otherwise capacity available =146 kVA | --> | 0.19 | 0 | 0.003 | 0 | 0 | Constrained, otherwise capacity available =180 kW | --> | C14 ex COOLMINE | Coolmine [T41,T42] | FINGLAS |  | 53.3836 | -6.4156
039524X | MV/LV Substation GL***524X |  | 10 kV | _ | LV | 1000 kVA :Building Structure | 1 | --> | 1 | 0 | 0 | Constrained, otherwise capacity available =848 kVA | --> | 0.95 | 0 | 0 | 0.5 | 0 |  | --> | C24 ex GALWAY 110KV | Galway 110kv [T102,T103] | GALWAY 110KV |  | 53.2725 | -9.0014
0254291 | MV/LV Substation BR***4291 |  | 20 kV | _ | LV | 50 kVA :Pole Substation | 0.05 | --> | 0.05 | 0.05 | 2.96 |  | --> | 0.048 | 0 | 0 | 0 | 0 | Constrained, otherwise capacity available =48 kW | --> | E11 ex CHARLEVILLE | Charleville [T421,T422] | CHARLEVILLE |  | 52.4229 | -8.6695
015880X | MV/LV Substation CU***880X |  | 10 kV | _ | LV | 50 kVA :Pole Substation | 0.05 | --> | 0.05 | 0 | 0 | Constrained, otherwise capacity available =41 kVA | --> | 0.048 | 0 | 0 | 0 | 0 | Constrained, otherwise capacity available =46 kW | --> | C19 ex SALLINS | Sallins [T41,T42] | GRIFFINRATH |  | 53.2933 | -6.7419
019613 | MV/LV Substation BA***613 |  | 10 kV | _ | LV | 50 kVA :Pole Substation | 0.05 | --> | 0.05 | 0.033 | 0.05 |  | --> | 0.048 | 0 | 0 | 0 | 0 | Constrained, otherwise capacity available =45 kW | --> | C12 ex BALLYBEGGAN | Ballybeggan [T43,T44] | TRALEE |  | 52.2721 | -9.6665
293314 | MV/LV Substation ST***314 |  | 20 kV | _ | LV | 200 kVA :Pole Substation | 0.2 | --> | 0.2 | 0 | 0 | Constrained, otherwise capacity available =174 kVA | --> | 0.19 | 0 | 0.005 | 0 | 0 | Constrained, otherwise capacity available =183 kW | --> | E12 ex BALTINGLASS | Baltinglass [T421,T422] | STRATFORD |  | 52.9884 | -6.6749
204273 | MV/LV Substation PO***273 |  | 20 kV | _ | LV | 100 kVA :Pole Substation | 0.1 | --> | 0.1 | 0 | 0 | Constrained, otherwise capacity available =90 kVA | --> | 0.095 | 0 | 0 | 0 | 0 | Constrained, otherwise capacity available =94 kW | --> | E17 ex BUNCRANA | Buncrana [T421,T422] | TRILLICK |  | 55.1586 | -7.3036
070169X | MV/LV Substation MO***169X |  | 20 kV | _ | LV | 50 kVA :Pole Substation | 0.05 | --> | 0.05 | 0.026 | 0.76 |  | --> | 0.048 | 0 | 0.002 | 0 | 0 | Constrained, otherwise capacity available =43 kW | --> | E17 ex RATHMORE | Rathmore [T42,T421] | KNOCKEARAGH |  | 52.056 | -9.0657
281098X | MV/LV Substation TR***098X |  | 10 kV | _ | LV | 400 kVA :Building Structure | 0.4 | --> | 0.4 | 0 | 0 | Constrained, otherwise capacity available =306 kVA | --> | 0.38 | 0 | 0.003 | 0 | 0 | Constrained, otherwise capacity available =368 kW | --> | C17 ex TOGHER | Togher [T41,T42] | TRABEG |  | 51.8776 | -8.481
117802 | MV/LV Substation GW***802 |  | 10 kV | _ | LV | 50 kVA :Pole Substation | 0.05 | --> | 0.05 | 0.044 | 0.32 |  | --> | 0.048 | 0 | 0 | 0 | 0 | Constrained, otherwise capacity available =47 kW | --> | C11 ex BALLYMOTE | Ballymote [T41] | SLIGO |  | 54.057 | -8.5959
054942X | MV/LV Substation FI***942X |  | 10 kV | _ | LV | 200 kVA :Kiosk Substation | 0.2 | --> | 0.2 | 0 | 0 | Constrained, otherwise capacity available =135 kVA | --> | 0.19 | 0 | 0.006 | 0 | 0 | Constrained, otherwise capacity available =176 kW | --> | C14 ex PORTLAOISE | Portlaoise [T41,T42] | PORTLAOISE |  | 53.039 | -7.2795
2814204 | MV/LV Substation KF***4204 |  | 10 kV | _ | LV | 400 kVA :Kiosk Substation | 0.4 | --> | 0.4 | 0 | 0 | Constrained, otherwise capacity available =348 kVA | --> | 0.38 | 0 | 0 | 0 | 0 | Constrained, otherwise capacity available =373 kW | --> | C21 ex DOUGLAS | Douglas [T41,T42] | TRABEG |  | 51.8791 | -8.4333
081612Z | MV/LV Substation GR***612Z |  | 10 kV | _ | LV | 200 kVA :Kiosk Substation | 0.2 | --> | 0.2 | 0 | 0 | Constrained, otherwise capacity available =179 kVA | --> | 0.19 | 0 | 0 | 0.187 | 0 |  | --> | C17 ex BALGADDY | Balgaddy [T41,T42] | GRANGE CASTLE |  | 53.3296 | -6.4462
368855 | MV/LV Substation PO***855 |  | 20 kV | _ | LV | 50 kVA :Pole Substation | 0.05 | --> | 0.05 | 0 | 0 | Constrained, otherwise capacity available =40 kVA | --> | 0.048 | 0 | 0 | 0 | 0 | Constrained, otherwise capacity available =46 kW | --> | C12 ex BALLYHAUNIS | Ballyhaunis [T41,T42] | DALTON |  | 53.7666 | -8.762
046107 | MV/LV Substation SU***107 |  | 10 kV | _ | LV | 630 kVA :Kiosk Substation | 0.63 | --> | 0.63 | 0.479 | 5.48 |  | --> | 0.598 | 0 | 0.048 | 0.5 | 0 |  | --> | C14 ex BALLYTIVNAN | Ballytivnan [T41,T42] | SLIGO |  | 54.2803 | -8.4821
037688 | MV/LV Substation MO***688 |  | 20 kV | _ | LV | 50 kVA :Pole Substation | 0.05 | --> | 0.05 | 0.049 | 13.05 |  | --> | 0.048 | 0 | 0 | 0.047 | 0 |  | --> | C19 ex ENNIS | Ennis [T101,T102] | ENNIS |  | 52.853 | -8.8873
0814081 | MV/LV Substation GL***4081 |  | 10 kV | _ | LV | 200 kVA :Pole Substation | 0.2 | --> | 0.2 | 0 | 0 | Constrained, otherwise capacity available =158 kVA | --> | 0.19 | 0 | 0 | 0 | 0 | Constrained, otherwise capacity available =184 kW | --> | C15 ex MONEYCOOLEY | Moneycooley [T41,T42,T44] | GRIFFINRATH |  | 53.3688 | -6.6178
2934561 | MV/LV Substation AL***4561 |  | 20 kV | _ | LV | 630 kVA :Kiosk Substation | 0.63 | --> | 0.63 | 0 | 0 | Constrained, otherwise capacity available =629 kVA | --> | 0.598 | 0 | 0 | 0 | 0 | Constrained, otherwise capacity available =598 kW | --> | E13 ex BALTINGLASS | Baltinglass [T421,T422] | STRATFORD |  | 52.9329 | -6.7091
281494Z | MV/LV Substation O ***494Z |  | 20 kV | _ | LV | 100 kVA :Pole Substation | 0.1 | --> | 0.1 | 0 | 0 | Constrained, otherwise capacity available =100 kVA | --> | 0.095 | 0 | 0 | 0 | 0 | Constrained, otherwise capacity available =95 kW | --> | C15 ex KILMONEY | Kilmoney [T41,T42] | TRABEG |  | 51.8208 | -8.5523
365415 | MV/LV Substation MA***415 |  | 10 kV | _ | LV | 400 kVA :Kiosk Substation | 0.4 | --> | 0.4 | 0 | 0 | Constrained, otherwise capacity available =350 kVA | --> | 0.38 | 0 | 0 | 0.373 | 0 |  | --> | C16 ex WHITESTOWN | Whitestown [T41,T42] | COOKSTOWN |  | 53.2854 | -6.385
119377 | MV/LV Substation KN***377 |  | 10 kV | _ | LV | 100 kVA :Pole Substation | 0.1 | --> | 0.1 | 0.037 | 4.16 |  | --> | 0.095 | 0 | 0 | 0.086 | 0 |  | --> | C20 ex NEWMARKET (SR) | Newmarket (sr) [T41,T42] | GLENLARA |  | 52.2577 | -9.05
152993 | MV/LV Substation RE***993 |  | 20 kV | _ | LV | 200 kVA :Pole Substation | 0.2 | --> | 0.2 | 0 | 0 | Constrained, otherwise capacity available =189 kVA | --> | 0.19 | 0 | 0 | 0 | 0 | Constrained, otherwise capacity available =189 kW | --> | E31 ex CAPPAMORE | Cappamore [T41,T42] | ARDNACRUSHA |  | 52.6952 | -8.1203
009144 | MV/LV Substation GR***144 |  | 10 kV | _ | LV | 400 kVA :Kiosk Substation | 0.4 | --> | 0.4 | 0 | 0 | Constrained, otherwise capacity available =330 kVA | --> | 0.38 | 0 | 0.017 | 0 | 0 | Constrained, otherwise capacity available =358 kW | --> | C16 ex GRANGE (SR) | Grange (sr) [T41,T42] | BUTLERSTOWN |  | 52.2457 | -7.0934
066131Y | MV/LV Substation TH***131Y |  | 20 kV | _ | LV | 630 kVA :Kiosk Substation | 0.63 | --> | 0.63 | 0 | 0 | Constrained, otherwise capacity available =470 kVA | --> | 0.598 | 0 | 0.068 | 0 | 0 | Constrained, otherwise capacity available =526 kW | --> | E11 ex GLASMORE | Glasmore [T421,T422] | GLASMORE |  | 53.4911 | -6.1352
3654222 | MV/LV Substation CA***4222 |  | 10 kV | _ | LV | 630 kVA :Building Structure | 0.63 | --> | 0.63 | 0 | 0 | Constrained, otherwise capacity available =630 kVA | --> | 0.598 | 0 | 0 | 0.5 | 0 |  | --> | C26 ex CITYWEST | Citywest [T101,T102] | INCHICORE 220KV |  | 53.2819 | -6.4248
144310X | MV/LV Substation MO***310X |  | 10 kV | _ | LV | 100 kVA :Pole Substation | 0.1 | --> | 0.1 | 0 | 0 | Constrained, otherwise capacity available =83 kVA | --> | 0.095 | 0 | 0.018 | 0 | 0 | Constrained, otherwise capacity available =79 kW | --> | C11 ex CASTLECOMER | Castlecomer [T41,T42] | BALLYRAGGET |  | 52.8324 | -7.1621
144014 | MV/LV Substation CA***014 |  | 10 kV | _ | LV | 630 kVA :Kiosk Substation | 0.63 | --> | 0.63 | 0 | 0 | Constrained, otherwise capacity available =334 kVA | --> | 0.598 | 0 | 0.016 | 0 | 0 | Constrained, otherwise capacity available =545 kW | --> | C16 ex CASTLECOMER | Castlecomer [T41,T42] | BALLYRAGGET |  | 52.8056 | -7.2107
068364X | MV/LV Substation TU***364X |  | 10 kV | _ | LV | 1000 kVA :Building Structure | 1 | --> | 1 | 0.5 | 14.34 |  | --> | 0.95 | 0 | 0 | 0.5 | 0 |  | --> | C39 ex NORTH QUAYS | North Quays [T101,T102,T103] | POOLBEG |  | 53.3561 | -6.2309
066740Z | MV/LV Substation SW***740Z |  | 10 kV | _ | LV | 1000 kVA :Building Structure | 1 | --> | 1 | 0 | 0 | Constrained, otherwise capacity available =668 kVA | --> | 0.95 | 0 | 0 | 0.5 | 0 |  | --> | C11 ex MOUNTGORRY | Mountgorry [T41,T42] | GRANGE (DR) |  | 53.4555 | -6.2202
158130Y | MV/LV Substation TE***130Y |  | 20 kV | _ | LV | 200 kVA :Pole Substation | 0.2 | --> | 0.2 | 0 | 0 | Constrained, otherwise capacity available =144 kVA | --> | 0.19 | 0 | 0.03 | 0 | 0 | Constrained, otherwise capacity available =160 kW | --> | C22 ex ENNISTYMON | Ennistymon [T41,T42] | ENNIS |  | 53.0156 | -9.3746
014910X | MV/LV Substation CO***910X |  | 10 kV | _ | LV | 400 kVA :Kiosk Substation | 0.4 | --> | 0.4 | 0 | 0 | Constrained, otherwise capacity available =329 kVA | --> | 0.38 | 0 | 0.012 | 0 | 0 | Constrained, otherwise capacity available =361 kW | --> | C12 ex MORRISTOWN | Morristown [T41,T42] | NEWBRIDGE |  | 53.1874 | -6.7988
255689 | MV/LV Substation ST***689 |  | 10 kV | _ | LV | 200 kVA :Pole Substation | 0.2 | --> | 0.2 | 0.156 | 2.09 |  | --> | 0.19 | 0 | 0.05 | 0 | 0 | Constrained, otherwise capacity available =147 kW | --> | C17 ex KILCAR | Kilcar [T41] | BINBANE |  | 54.6557 | -8.6148
253276 | MV/LV Substation BA***276 |  | 20 kV | _ | LV | 50 kVA :Pole Substation | 0.05 | --> | 0.05 | 0 | 0 | Constrained, otherwise capacity available =44 kVA | --> | 0.048 | 0 | 0 | 0 | 0 | Constrained, otherwise capacity available =47 kW | --> | E13 ex HEADFORD | Headford [T41,T42] | CLOON |  | 53.5092 | -9.1885
061444 | MV/LV Substation AU***444 |  | 10 kV | _ | LV | 50 kVA :Pole Substation | 0.05 | --> | 0.05 | 0.05 | 2.04 |  | --> | 0.048 | 0 | 0 | 0 | 0 | Constrained, otherwise capacity available =48 kW | --> | C19 ex BALLYBAY | Ballybay [T41,T42] | LISDRUM |  | 54.0872 | -6.8857
249134 | MV/LV Substation CO***134 |  | 20 kV | _ | LV | 50 kVA :Pole Substation | 0.05 | --> | 0.05 | 0 | 0 | Constrained, otherwise capacity available =50 kVA | --> | 0.048 | 0 | 0 | 0 | 0 | Constrained, otherwise capacity available =48 kW | --> | E18 ex FOXHOLE | Foxhole [T421,T422] | DUNGARVAN |  | 52.0262 | -7.8326
254070 | MV/LV Substation PA***070 |  | 10 kV | _ | LV | 400 kVA :Kiosk Substation | 0.4 | --> | 0.4 | 0 | 0 | Constrained, otherwise capacity available =349 kVA | --> | 0.38 | 0 | 0.005 | 0 | 0 | Constrained, otherwise capacity available =369 kW | --> | C12 ex TUAM SOUTH | Tuam South [T42] | CLOON |  | 53.5242 | -8.846
150383X | MV/LV Substation IR***383X |  | 20 kV | _ | LV | 50 kVA :Pole Substation | 0.05 | --> | 0.05 | 0.05 | 3.96 |  | --> | 0.048 | 0 | 0 | 0 | 0 | Constrained, otherwise capacity available =48 kW | --> | E18 ex STRANORLAR | Stranorlar [T421,T422] | LETTERKENNY |  | 54.756 | -7.7343
026973 | MV/LV Substation BA***973 |  | 10 kV | _ | LV | 200 kVA :Pole Substation | 0.2 | --> | 0.2 | 0 | 0 | Constrained, otherwise capacity available =121 kVA | --> | 0.19 | 0 | 0 | 0 | 0 | Constrained, otherwise capacity available =179 kW | --> | C18 ex KINSALE | Kinsale [T41,T42] | BANDON |  | 51.6657 | -8.5963
154550 | MV/LV Substation BL***550 |  | 20 kV | _ | LV | 100 kVA :Pole Substation | 0.1 | --> | 0.1 | 0 | 0 | Constrained, otherwise capacity available =91 kVA | --> | 0.095 | 0 | 0.04 | 0.064 | 0 |  | --> | C21 ex MACETOWN | Macetown [T101,T102] | MACETOWN |  | 53.4555 | -6.4805
034921X | MV/LV Substation CO***921X |  | 20 kV | _ | LV | 100 kVA :Pole Substation | 0.1 | --> | 0.1 | 0.097 | 5.88 |  | --> | 0.095 | 0 | 0 | 0 | 0 | Constrained, otherwise capacity available =95 kW | --> | C14 ex ARDGEEHA | Ardgeeha [T41,T42] | DOON |  | 52.5143 | -7.5837
011920Z | MV/LV Substation BR***920Z |  | 10 kV | _ | LV | 50 kVA :Pole Substation | 0.05 | --> | 0.05 | 0 | 0 | Constrained, otherwise capacity available =35 kVA | --> | 0.048 | 0 | 0 | 0 | 0 | Constrained, otherwise capacity available =45 kW | --> | C15 ex TALBOTS INCH | Talbots Inch [T41,T42] | KILKENNY |  | 52.6737 | -7.4356
068528X | MV/LV Substation GA***528X |  | 10 kV | _ | LV | 1000 kVA :Building Structure | 1 | --> | 1 | 0.366 | 1.37 |  | --> | 0.95 | 0 | 0 | 0.5 | 0 |  | --> | C17 ex SOUTH KING STREET | South King Street [T41,T42] | FRANCIS STREET |  | 53.3406 | -6.2621
149898 | MV/LV Substation GO***898 |  | 10 kV | _ | LV | 200 kVA :Pole Substation | 0.2 | --> | 0.2 | 0 | 0 | Constrained, otherwise capacity available =159 kVA | --> | 0.19 | 0 | 0.029 | 0 | 0 | Constrained, otherwise capacity available =163 kW | --> | C13 ex DONEGAL | Donegal [T41,T42] | CATHALEENS FALL |  | 54.6453 | -8.1171
122973 | MV/LV Substation DE***973 |  | 10 kV | _ | LV | 50 kVA :Pole Substation | 0.05 | --> | 0.05 | 0.007 | 4.18 |  | --> | 0.048 | 0 | 0 | 0 | 0 | Constrained, otherwise capacity available =41 kW | --> | C17 ex KINGSCOURT | Kingscourt [T41,T42] | MEATH HILL |  | 53.9149 | -6.7482
062123X | MV/LV Substation RA***123X |  | 20 kV | _ | LV | 50 kVA :Pole Substation | 0.05 | --> | 0.05 | 0.048 | 2.33 |  | --> | 0.048 | 0 | 0 | 0 | 0 | Constrained, otherwise capacity available =47 kW | --> | C26 ex DUNDALK | Dundalk [T41,T42] | DUNDALK |  | 54.013 | -6.467
209298X | MV/LV Substation CL***298X |  | 10 kV | _ | LV | 200 kVA :Kiosk Substation | 0.2 | --> | 0.2 | 0 | 0 | Constrained, otherwise capacity available =189 kVA | --> | 0.19 | 0 | 0.005 | 0 | 0 | Constrained, otherwise capacity available =185 kW | --> | C19 ex MILFORD (NR) | Milford (nr) [T41,T42] | LETTERKENNY |  | 55.1035 | -7.5321
180913 | MV/LV Substation TU***913 |  | 10 kV | _ | LV | 30 kVA :Pole Substation | 0.03 | --> | 0.03 | 0.026 | 0.68 |  | --> | 0.028 | 0 | 0 | 0 | 0 | Constrained, otherwise capacity available =28 kW | --> | C24 ex MULLAGH | Mullagh [T44] | MEATH HILL |  | 53.8449 | -6.9342
160480 | MV/LV Substation CO***480 |  | 20 kV | _ | LV | 100 kVA :Pole Substation | 0.1 | --> | 0.1 | 0.085 | 0.12 |  | --> | 0.095 | 0 | 0.016 | 0.081 | 0 |  | --> | E64 ex ATHY | Athy [T101,T102] | ATHY |  | 53.0935 | -7.0907
243805 | MV/LV Substation CA***805 |  | 20 kV | _ | LV | 200 kVA :Pole Substation | 0.2 | --> | 0.2 | 0 | 0 | Constrained, otherwise capacity available =156 kVA | --> | 0.19 | 0 | 0 | 0 | 0 | Constrained, otherwise capacity available =184 kW | --> | E17 ex INCH | Inch [T421,T422] | OUGHTRAGH |  | 52.2535 | -10.0204
001204 | MV/LV Substation RI***204 |  | 10 kV | _ | LV | 630 kVA :Kiosk Substation | 0.63 | --> | 0.63 | 0.41 | 4.37 |  | --> | 0.598 | 0 | 0.128 | 0.473 | 0 |  | --> | C14 ex DUN LAOGHAIRE | Dun Laoghaire [T41,T42] | BLACKROCK |  | 53.2889 | -6.1588
001178X | MV/LV Substation HA***178X |  | 10 kV | _ | LV | 1000 kVA :Building Structure | 1 | --> | 1 | 0.5 | 4.37 |  | --> | 0.95 | 0 | 0 | 0.5 | 0 |  | --> | C19 ex DUN LAOGHAIRE | Dun Laoghaire [T41,T42] | BLACKROCK |  | 53.2945 | -6.1366
068495 | MV/LV Substation PA***495 |  | 10 kV | _ | LV | 630 kVA :Building Structure | 0.63 | --> | 0.63 | 0 | 0 | Constrained, otherwise capacity available =336 kVA | --> | 0.598 | 0 | 0.005 | 0.5 | 0 |  | --> | C21 ex GRANBY ROW | Granby Row [T41] | MCDERMOTT |  | 53.351 | -6.2655
016117Z | MV/LV Substation SI***117Z |  | 10 kV | _ | LV | 400 kVA :Kiosk Substation | 0.4 | --> | 0.4 | 0 | 0 | Constrained, otherwise capacity available =297 kVA | --> | 0.38 | 0 | 0.023 | 0 | 0 | Constrained, otherwise capacity available =349 kW | --> | C22 ex CELBRIDGE | Celbridge [T41,T42] | GRIFFINRATH |  | 53.3342 | -6.5408
164848X | MV/LV Substation TH***848X |  | 10 kV | _ | LV | 400 kVA :Kiosk Substation | 0.4 | --> | 0.4 | 0 | 0 | Constrained, otherwise capacity available =314 kVA | --> | 0.38 | 0 | 0.024 | 0 | 0 | Constrained, otherwise capacity available =350 kW | --> | C17 ex SKIBBEREEN | Skibbereen [T41,T42] | DUNMANWAY |  | 51.5279 | -9.1781
093386Z | MV/LV Substation CA***386Z |  | 10 kV | _ | LV | 200 kVA :Kiosk Substation | 0.2 | --> | 0.2 | 0 | 0 | Constrained, otherwise capacity available =184 kVA | --> | 0.19 | 0 | 0 | 0.188 | 0 |  | --> | C13 ex GRANGE (DR) | Grange (dr) [T41,T42] | GRANGE (DR) |  | 53.4088 | -6.1705
027071 | MV/LV Substation KI***071 |  | 10 kV | _ | LV | 100 kVA :Pole Substation | 0.1 | --> | 0.1 | 0.1 | 7.79 |  | --> | 0.095 | 0 | 0 | 0 | 0 | Constrained, otherwise capacity available =95 kW | --> | C17 ex DUNMANWAY | Dunmanway [T422,T43] | DUNMANWAY |  | 51.6907 | -9
0694180 | MV/LV Substation CH***4180 |  | 10 kV | _ | LV | 1000 kVA :Building Structure | 1 | --> | 1 | 0.5 | 0.87 | Constrained, otherwise capacity available =1000 kVA | --> | 0.95 | 0 | 0 | 0.5 | 0 |  | --> | C17 ex GARVILLE AVENUE | Garville Avenue [T42] | MILLTOWN (DR) |  | 53.3209 | -6.2676
0814252 | MV/LV Substation SU***4252 |  | 10 kV | _ | LV | 630 kVA :Building Structure | 0.63 | --> | 0.63 | 0 | 0 | Constrained, otherwise capacity available =621 kVA | --> | 0.598 | 0 | 0 | 0.5 | 0 |  | --> | C29 ex GRANGE CASTLE | Grange Castle [T101,T102] | INCHICORE 220KV |  | 53.2985 | -6.4965
176269 | MV/LV Substation GO***269 |  | 20 kV | _ | LV | 50 kVA :Pole Substation | 0.05 | --> | 0.05 | 0.043 | 18.78 |  | --> | 0.048 | 0 | 0.005 | 0.043 | 0 |  | --> | E18 ex HARTNETTS CROSS | Hartnetts Cross [T121,T422] | MACROOM |  | 51.934 | -9.0348
152241 | MV/LV Substation KI***241 |  | 20 kV | _ | LV | 50 kVA :Pole Substation | 0.05 | --> | 0.05 | 0 | 0 | Constrained, otherwise capacity available =38 kVA | --> | 0.048 | 0 | 0 | 0 | 0 | Constrained, otherwise capacity available =46 kW | --> | C16 ex CAPPAMORE | Cappamore [T41,T42] | ARDNACRUSHA |  | 52.5913 | -8.1461
081348Z | MV/LV Substation NE***348Z |  | 10 kV | _ | LV | 400 kVA :Kiosk Substation | 0.4 | --> | 0.4 | 0 | 0 | Constrained, otherwise capacity available =366 kVA | --> | 0.38 | 0 | 0 | 0 | 0 | Constrained, otherwise capacity available =375 kW | --> | C20 ex MONEYCOOLEY | Moneycooley [T41,T42,T44] | GRIFFINRATH |  | 53.3731 | -6.5976
042018 | MV/LV Substation HA***018 |  | 10 kV | _ | LV | 200 kVA :Kiosk Substation | 0.2 | --> | 0.2 | 0 | 0 | Constrained, otherwise capacity available =168 kVA | --> | 0.19 | 0 | 0 | 0 | 0 | Constrained, otherwise capacity available =186 kW | --> | C22 ex KNOCKAPHUNTA | Knockaphunta [T41,T42] | CASTLEBAR |  | 53.8477 | -9.3058
069107 | MV/LV Substation NE***107 |  | 10 kV | _ | LV | 1000 kVA :Building Structure | 1 | --> | 1 | 0.5 | 9.28 |  | --> | 0.95 | 0 | 0.049 | 0.5 | 0 |  | --> | C15 ex PEMBROKE | Pembroke [T41,T42,T43,T44] | RINGSEND |  | 53.3361 | -6.2238
265664X | MV/LV Substation KI***664X |  | 20 kV | _ | LV | 100 kVA :Pole Substation | 0.1 | --> | 0.1 | 0.066 | 0.07 | Constrained, otherwise capacity available =83 kVA | --> | 0.095 | 0 | 0.005 | 0 | 0 | Constrained, otherwise capacity available =89 kW | --> | E15 ex BALLYCONNELL | Ballyconnell [T421,T422] | GORTAWEE |  | 54.1265 | -7.5083
005558 | MV/LV Substation CA***558 |  | 20 kV | _ | LV | 50 kVA :Pole Substation | 0.05 | --> | 0.05 | 0.04 | 17.8 |  | --> | 0.048 | 0 | 0 | 0.046 | 0 |  | --> | E21 ex BANOGE | Banoge [T121,T122] | BANOGE |  | 52.657 | -6.2838
0594264 | MV/LV Substation CL***4264 |  | 10 kV | _ | LV | 50 kVA :Pole Substation | 0.05 | --> | 0.05 | 0 | 0 | Constrained, otherwise capacity available =50 kVA | --> | 0.048 | 0 | 0 | 0 | 0 | Constrained, otherwise capacity available =48 kW | --> | C11 ex DERRYCRAMPH | Derrycramph [T41,T42] | SHANKILL |  | 53.9577 | -7.1715
047295 | MV/LV Substation MA***295 |  | 20 kV | _ | LV | 100 kVA :Pole Substation | 0.1 | --> | 0.1 | 0.069 | 1.04 |  | --> | 0.095 | 0 | 0.005 | 0 | 0 | Constrained, otherwise capacity available =87 kW | --> | C16 ex BOYLE | Boyle [T41,T42] | CARRICK ON SHANNON |  | 54.0265 | -8.3313
039902 | MV/LV Substation AG***902 |  | 10 kV | _ | LV | 50 kVA :Pole Substation | 0.05 | --> | 0.05 | 0.024 | 11.03 |  | --> | 0.048 | 0 | 0.007 | 0.039 | 0 |  | --> | C36 ex SALTHILL | Salthill [T101,T102] | SALTHILL |  | 53.2921 | -9.0829
067970 | MV/LV Substation KI***970 |  | 20 kV | _ | LV | 100 kVA :Pole Substation | 0.1 | --> | 0.1 | 0.098 | 13.8 |  | --> | 0.095 | 0 | 0.005 | 0.091 | 0 |  | --> | C14 ex SINGLAND | Singland [T101,T102] | SINGLAND |  | 52.6458 | -8.5252
059523Y | MV/LV Substation BU***523Y |  | 20 kV | _ | LV | 100 kVA :Pole Substation | 0.1 | --> | 0.1 | 0 | 0 | Constrained, otherwise capacity available =91 kVA | --> | 0.095 | 0 | 0 | 0 | 0 | Constrained, otherwise capacity available =94 kW | --> | E11 ex CAVAN | Cavan [T42,T421] | SHANKILL |  | 54.0698 | -7.2245
032034 | MV/LV Substation BE***034 |  | 20 kV | _ | LV | 400 kVA :Kiosk Substation | 0.4 | --> | 0.4 | 0 | 0 | Constrained, otherwise capacity available =201 kVA | --> | 0.38 | 0 | 0.029 | 0 | 0 | Constrained, otherwise capacity available =330 kW | --> | E13 ex KILCARRAGH | Kilcarragh [T421,T422] | BUTLERSTOWN |  | 52.1563 | -6.995
039616X | MV/LV Substation RA***616X |  | 10 kV | _ | LV | 630 kVA :Building Structure | 0.63 | --> | 0.63 | 0 | 0 | Constrained, otherwise capacity available =630 kVA | --> | 0.598 | 0 | 0 | 0.5 | 0 |  | --> | C13 ex GALWAY 110KV | Galway 110kv [T102,T103] | GALWAY 110KV |  | 53.2998 | -8.998
017751X | MV/LV Substation BA***751X |  | 10 kV | _ | LV | 1000 kVA :Building Structure | 1 | --> | 1 | 0.5 | 1.58 |  | --> | 0.95 | 0 | 0 | 0 | 0 | Constrained, otherwise capacity available =941 kW | --> | C18 ex FOYNES | Foynes [T41,T42] | RATHKEALE |  | 52.5731 | -9.039
001399 | MV/LV Substation GE***399 |  | 10 kV | _ | LV | 400 kVA :Kiosk Substation | 0.4 | --> | 0.4 | 0.256 | 1.23 |  | --> | 0.38 | 0 | 0 | 0.36 | 0 |  | --> | C21 ex SALLYNOGGIN ROAD | Sallynoggin Road [T41,T42] | CHERRYWOOD |  | 53.2914 | -6.1356
001702 | MV/LV Substation CR***702 |  | 10 kV | _ | LV | 200 kVA :Kiosk Substation | 0.2 | --> | 0.2 | 0 | 0 | Constrained, otherwise capacity available =98 kVA | --> | 0.19 | 0 | 0.005 | 0.172 | 0 |  | --> | C11 ex LOUGHLINSTOWN | Loughlinstown [T41,T42] | CARRICKMINES |  | 53.2447 | -6.123
034183 | MV/LV Substation MA***183 |  | 10 kV | _ | LV | 400 kVA :Building Structure | 0.4 | --> | 0.4 | 0.282 | 5.88 |  | --> | 0.38 | 0 | 0 | 0 | 0 | Constrained, otherwise capacity available =364 kW | --> | C12 ex ARDGEEHA | Ardgeeha [T41,T42] | DOON |  | 52.3633 | -7.6975
293165Y | MV/LV Substation TI***165Y |  | 20 kV | _ | LV | 50 kVA :Pole Substation | 0.05 | --> | 0.05 | 0 | 0 | Constrained, otherwise capacity available =30 kVA | --> | 0.048 | 0 | 0.021 | 0 | 0 | Constrained, otherwise capacity available =29 kW | --> | E20 ex BALTINGLASS | Baltinglass [T421,T422] | STRATFORD |  | 52.9849 | -6.8075
042918X | MV/LV Substation CA***918X |  | 10 kV | _ | LV | 100 kVA :Pole Substation | 0.1 | --> | 0.1 | 0.1 | 1.93 |  | --> | 0.095 | 0 | 0 | 0 | 0 | Constrained, otherwise capacity available =95 kW | --> | C16 ex TURLOUGH ROAD | Turlough Road [T41,T42] | CASTLEBAR |  | 53.8568 | -9.311
1544163 | MV/LV Substation RI***4163 |  | 10 kV | _ | LV | 630 kVA :Kiosk Substation | 0.63 | --> | 0.63 | 0 | 0 | Constrained, otherwise capacity available =542 kVA | --> | 0.598 | 0 | 0.057 | 0 | 0 | Constrained, otherwise capacity available =544 kW | --> | C11 ex COOLMINE | Coolmine [T41,T42] | FINGLAS |  | 53.3781 | -6.4017
0334337 | MV/LV Substation KN***4337 |  | 10 kV | _ | LV | 400 kVA :Kiosk Substation | 0.4 | --> | 0.4 | 0 | 0 | Constrained, otherwise capacity available =269 kVA | --> | 0.38 | 0 | 0 | 0 | 0 | Constrained, otherwise capacity available =362 kW | --> | C12 ex BALLYHALE | Ballyhale [T42,T421] | KILKENNY |  | 52.4865 | -7.2195
036452X | MV/LV Substation CL***452X |  | 20 kV | _ | LV | 50 kVA :Pole Substation | 0.05 | --> | 0.05 | 0 | 0 | Constrained, otherwise capacity available =37 kVA | --> | 0.048 | 0 | 0.01 | 0 | 0 | Constrained, otherwise capacity available =38 kW | --> | E18 ex GARRANACANTY | Garranacanty [T421,T422] | TIPPERARY |  | 52.5534 | -8.2098
008880Y | MV/LV Substation TH***880Y |  | 10 kV | _ | LV | 400 kVA :Kiosk Substation | 0.4 | --> | 0.4 | 0 | 0 | Constrained, otherwise capacity available =242 kVA | --> | 0.38 | 0 | 0.022 | 0 | 0 | Constrained, otherwise capacity available =342 kW | --> | C14 ex KNOCKMULLEN | Knockmullen [T42,T421] | GREAT ISLAND |  | 52.3926 | -6.939
1094053 | MV/LV Substation BA***4053 |  | 10 kV | _ | LV | 200 kVA :Pole Substation | 0.2 | --> | 0.2 | 0.16 | 0.38 |  | --> | 0.19 | 0 | 0 | 0.184 | 0 |  | --> | C14 ex RINEANNA | Rineanna [T41,T42] | DRUMLINE |  | 52.7349 | -8.903
066473 | MV/LV Substation FO***473 |  | 10 kV | _ | LV | 400 kVA :Kiosk Substation | 0.4 | --> | 0.4 | 0 | 0 | Constrained, otherwise capacity available =360 kVA | --> | 0.38 | 0 | 0 | 0 | 0 | Constrained, otherwise capacity available =375 kW | --> | E17 ex GLASMORE | Glasmore [T421,T422] | GLASMORE |  | 53.4481 | -6.2351
363188 | MV/LV Substation HE***188 |  | 10 kV | _ | LV | 100 kVA :Pole Substation | 0.1 | --> | 0.1 | 0.094 | 3.25 |  | --> | 0.095 | 0 | 0 | 0 | 0 | Constrained, otherwise capacity available =94 kW | --> | E16 ex BALLYBUNION | Ballybunion [T421,T422] | TRIEN |  | 52.4572 | -9.5207
281360Z | MV/LV Substation NA***360Z |  | 10 kV | _ | LV | 400 kVA :Kiosk Substation | 0.4 | --> | 0.4 | 0.247 | 7.88 |  | --> | 0.38 | 0 | 0 | 0.358 | 0 |  | --> | C14 ex LIBERTY STREET | Liberty Street [T101,T102] | LIBERTY STREET |  | 51.894 | -8.4736
160415Y | MV/LV Substation CO***415Y |  | 10 kV | _ | LV | 400 kVA :Kiosk Substation | 0.4 | --> | 0.4 | 0 | 0 | Constrained, otherwise capacity available =359 kVA | --> | 0.38 | 0 | 0.018 | 0 | 0 | Constrained, otherwise capacity available =361 kW | --> | C14 ex PORTLAOISE | Portlaoise [T41,T42] | PORTLAOISE |  | 53.0456 | -7.2719
4264064 | MV/LV Substation BU***4064 |  | 20 kV | _ | LV | 400 kVA :Kiosk Substation | 0.4 | --> | 0.4 | 0 | 0 | Constrained, otherwise capacity available =325 kVA | --> | 0.38 | 0 | 0 | 0 | 0 | Constrained, otherwise capacity available =370 kW | --> | E16 ex DINGLE | Dingle [T421,T422] | OUGHTRAGH |  | 52.1359 | -10.2682
0034021 | MV/LV Substation MA***4021 |  | 10 kV | _ | LV | 50 kVA :Pole Substation | 0.05 | --> | 0.05 | 0.032 | 11.58 |  | --> | 0.048 | 0 | 0 | 0 | 0 | Constrained, otherwise capacity available =45 kW | --> | C20 ex BALLYBEG | Ballybeg [T101,T102] | CARRICKMINES |  | 52.9727 | -6.0582
011223Y | MV/LV Substation QU***223Y |  | 10 kV | _ | LV | 630 kVA :Kiosk Substation | 0.63 | --> | 0.63 | 0 | 0 | Constrained, otherwise capacity available =344 kVA | --> | 0.598 | 0 | 0.2 | 0 | 0 | Constrained, otherwise capacity available =410 kW | --> | C23 ex GORESBRIDGE | Goresbridge [T41,T42] | KILKENNY |  | 52.6891 | -7.0473
063915X | MV/LV Substation PE***915X |  | 10 kV | _ | LV | 50 kVA :Pole Substation | 0.05 | --> | 0.05 | 0 | 0 | Constrained, otherwise capacity available =48 kVA | --> | 0.048 | 0 | 0 | 0 | 0 | Constrained, otherwise capacity available =47 kW | --> | C18 ex BALLYBAILIE | Ballybailie [T41,T42] | DUNDALK |  | 53.8864 | -6.5394
052645Y | MV/LV Substation DE***645Y |  | 10 kV | _ | LV | 200 kVA :Pole Substation | 0.2 | --> | 0.2 | 0 | 0 | Constrained, otherwise capacity available =109 kVA | --> | 0.19 | 0 | 0.008 | 0 | 0 | Constrained, otherwise capacity available =171 kW | --> | C17 ex DELVIN | Delvin [T41,T42] | MULLINGAR |  | 53.6131 | -7.0898
068580X | MV/LV Substation BA***580X |  | 10 kV | _ | LV | 1000 kVA :Building Structure | 1 | --> | 1 | 0.5 | 14.34 |  | --> | 0.95 | 0 | 0 | 0.5 | 0 |  | --> | C28 ex NORTH QUAYS | North Quays [T101,T102,T103] | POOLBEG |  | 53.3502 | -6.2378
007748Y | MV/LV Substation AR***748Y |  | 20 kV | _ | LV | 50 kVA :Pole Substation | 0.05 | --> | 0.05 | 0.046 | 16.12 |  | --> | 0.048 | 0 | 0 | 0.047 | 0 |  | --> | E21 ex WEXFORD | Wexford [T121,T122] | WEXFORD |  | 52.3779 | -6.4811
046194X | MV/LV Substation HO***194X |  | 10 kV | _ | LV | 400 kVA :Kiosk Substation | 0.4 | --> | 0.4 | 0 | 0 | Constrained, otherwise capacity available =241 kVA | --> | 0.38 | 0 | 0 | 0.358 | 0 |  | --> | C11 ex CRANMORE | Cranmore [T41,T42] | SLIGO |  | 54.2743 | -8.4733
058179Y | MV/LV Substation KI***179Y |  | 10 kV | _ | LV | 200 kVA :Kiosk Substation | 0.2 | --> | 0.2 | 0.164 | 3 |  | --> | 0.19 | 0 | 0.013 | 0 | 0 | Constrained, otherwise capacity available =175 kW | --> | C21 ex NENAGH | Nenagh [T41,T42] | NENAGH |  | 52.8726 | -8.2249
0694128 | MV/LV Substation BA***4128 |  | 10 kV | _ | LV | 630 kVA :Kiosk Substation | 0.63 | --> | 0.63 | 0.5 | 2.93 |  | --> | 0.598 | 0 | 0.003 | 0.5 | 0 |  | --> | C16 ex DODDER ROAD | Dodder Road [T42] | MILLTOWN (DR) |  | 53.2957 | -6.2629
052950Z | MV/LV Substation RA***950Z |  | 10 kV | _ | LV | 400 kVA :Kiosk Substation | 0.4 | --> | 0.4 | 0.368 | 10.9 |  | --> | 0.38 | 0 | 0.01 | 0.368 | 0 |  | --> | C18 ex MULLINGAR | Mullingar [T101,T102] | MULLINGAR |  | 53.5272 | -7.3662
066256X | MV/LV Substation MI***256X |  | 10 kV | _ | LV | 200 kVA :Pole Substation | 0.2 | --> | 0.2 | 0 | 0 | Constrained, otherwise capacity available =117 kVA | --> | 0.19 | 0 | 0.06 | 0.134 | 0 |  | --> | C18 ex MOUNTGORRY | Mountgorry [T41,T42] | GRANGE (DR) |  | 53.4503 | -6.1776
014744X | MV/LV Substation RA***744X |  | 20 kV | _ | LV | 50 kVA :Pole Substation | 0.05 | --> | 0.05 | 0.045 | 0.63 |  | --> | 0.048 | 0 | 0.01 | 0 | 0 | Constrained, otherwise capacity available =39 kW | --> | E11 ex KILCULLEN | Kilcullen [T41,T42,T424] | STRATFORD |  | 53.0254 | -6.7396
069103 | MV/LV Substation BE***103 |  | 10 kV | _ | LV | 400 kVA :Building Structure | 0.4 | --> | 0.4 | 0 | 9.28 |  | --> | 0.38 | 0 | 0 | 0.302 | 0 |  | --> | C14 ex PEMBROKE | Pembroke [T41,T42,T43,T44] | RINGSEND |  | 53.3364 | -6.2365
164371X | MV/LV Substation BA***371X |  | 10 kV | _ | LV | 50 kVA :Pole Substation | 0.05 | --> | 0.05 | 0 | 0 | Constrained, otherwise capacity available =48 kVA | --> | 0.048 | 0 | 0 | 0 | 0 | Constrained, otherwise capacity available =47 kW | --> | C17 ex SKIBBEREEN | Skibbereen [T41,T42] | DUNMANWAY |  | 51.5635 | -9.1608
081390Z | MV/LV Substation GR***390Z |  | 10 kV | _ | LV | 400 kVA :Kiosk Substation | 0.4 | --> | 0.4 | 0 | 0 | Constrained, otherwise capacity available =391 kVA | --> | 0.38 | 0 | 0 | 0.379 | 0 |  | --> | C14 ex BALLYMOUNT | Ballymount [T41,T42] | INCHICORE 220KV |  | 53.3169 | -6.3559
032005 | MV/LV Substation RO***005 |  | 10 kV | _ | LV | 400 kVA :Kiosk Substation | 0.4 | --> | 0.4 | 0 | 0 | Constrained, otherwise capacity available =273 kVA | --> | 0.38 | 0 | 0.046 | 0 | 0 | Constrained, otherwise capacity available =328 kW | --> | C12 ex TRAMORE | Tramore [T41,T42] | BUTLERSTOWN |  | 52.1595 | -7.1667
0814021 | MV/LV Substation HS***4021 |  | 10 kV | _ | LV | 630 kVA :Building Structure | 0.63 | --> | 0.63 | 0 | 0 | Constrained, otherwise capacity available =565 kVA | --> | 0.598 | 0 | 0 | 0 | 0 | Constrained, otherwise capacity available =590 kW | --> | C13 ex PALMERSTOWN | Palmerstown [T41,T42] | FINGLAS |  | 53.3428 | -6.3713
006111Y | MV/LV Substation PI***111Y |  | 10 kV | _ | LV | 630 kVA :Kiosk Substation | 0.63 | --> | 0.63 | 0.437 | 3.12 |  | --> | 0.598 | 0 | 0 | 0 | 0 | Constrained, otherwise capacity available =572 kW | --> | C17 ex BELLFIELD | Bellfield [T41,T42] | CRANE |  | 52.5023 | -6.5716
039786 | MV/LV Substation BI***786 |  | 10 kV | _ | LV | 400 kVA :Kiosk Substation | 0.4 | --> | 0.4 | 0.243 | 3.45 |  | --> | 0.38 | 0 | 0.03 | 0.336 | 0 |  | --> | C14 ex TRIMMS LANE | Trimms Lane [T41,T42] | SALTHILL |  | 53.2667 | -9.0707
196380X | MV/LV Substation RY***380X |  | 20 kV | _ | LV | 50 kVA :Pole Substation | 0.05 | --> | 0.05 | 0.047 | 1.34 |  | --> | 0.048 | 0 | 0 | 0 | 0 | Constrained, otherwise capacity available =47 kW | --> | E23 ex ATHBOY | Athboy [T423] | NAVAN |  | 53.5331 | -6.976
037149 | MV/LV Substation IN***149 |  | 10 kV | _ | LV | 400 kVA :Building Structure | 0.4 | --> | 0.4 | 0 | 0 | Constrained, otherwise capacity available =379 kVA | --> | 0.38 | 0 | 0 | 0 | 0 | Constrained, otherwise capacity available =377 kW | --> | C16 ex CAHIRCALLA | Cahircalla [T41,T42] | ENNIS |  | 52.8403 | -8.9931
052289Z | MV/LV Substation TH***289Z |  | 20 kV | _ | LV | 400 kVA :Kiosk Substation | 0.4 | --> | 0.4 | 0 | 0 | Constrained, otherwise capacity available =348 kVA | --> | 0.38 | 0 | 0 | 0 | 0 | Constrained, otherwise capacity available =373 kW | --> | E18 ex BALLINDERRY | Ballinderry [T41,T422] | MULLINGAR |  | 53.5116 | -7.1418
2444047 | MV/LV Substation WO***4047 |  | 20 kV | _ | LV | 200 kVA :Pole Substation | 0.2 | --> | 0.2 | 0 | 0 | Constrained, otherwise capacity available =200 kVA | --> | 0.19 | 0 | 0 | 0 | 0 | Constrained, otherwise capacity available =190 kW | --> | E12 ex MILLTOWN (SR) | Milltown (sr) [T421,T422] | OUGHTRAGH |  | 52.084 | -9.8175
180104Y | MV/LV Substation MI***104Y |  | 10 kV | _ | LV | 200 kVA :Pole Substation | 0.2 | --> | 0.2 | 0.169 | 3.27 |  | --> | 0.19 | 0 | 0 | 0 | 0 | Constrained, otherwise capacity available =186 kW | --> | C12 ex LLOYD | Lloyd [T41,T42] | NAVAN |  | 53.724 | -6.8834
066521Z | MV/LV Substation WI***521Z |  | 20 kV | _ | LV | 400 kVA :Kiosk Substation | 0.4 | --> | 0.4 | 0 | 0 | Constrained, otherwise capacity available =351 kVA | --> | 0.38 | 0 | 0.024 | 0 | 0 | Constrained, otherwise capacity available =356 kW | --> | E11 ex GLASMORE | Glasmore [T421,T422] | GLASMORE |  | 53.4926 | -6.138
162267 | MV/LV Substation BR***267 |  | 10 kV | _ | LV | 200 kVA :Pole Substation | 0.2 | --> | 0.2 | 0.134 | 7.25 |  | --> | 0.19 | 0 | 0 | 0 | 0 | Constrained, otherwise capacity available =181 kW | --> | C18 ex CONVOY | Convoy [T41,T42] | LETTERKENNY |  | 54.8699 | -7.5512
365508X | MV/LV Substation AL***508X |  | 10 kV | _ | LV | 400 kVA :Building Structure | 0.4 | --> | 0.4 | 0 | 0 | Constrained, otherwise capacity available =376 kVA | --> | 0.38 | 0 | 0.01 | 0.369 | 0 |  | --> | C22 ex BALLYMOUNT | Ballymount [T41,T42] | INCHICORE 220KV |  | 53.313 | -6.3599
0664122 | MV/LV Substation CO***4122 |  | 20 kV | _ | LV | 400 kVA :Kiosk Substation | 0.4 | --> | 0.4 | 0 | 0 | Constrained, otherwise capacity available =328 kVA | --> | 0.38 | 0 | 0 | 0 | 0 | Constrained, otherwise capacity available =370 kW | --> | E20 ex BALTRASNA | Baltrasna [T121,T122] | BALTRASNA |  | 53.5112 | -6.4115
495255 | MV/LV Substation CA***255 |  | 20 kV | _ | LV | 200 kVA :Pole Substation | 0.2 | --> | 0.2 | 0.196 | 1.5 |  | --> | 0.19 | 0 | 0 | 0.189 | 0 |  | --> | E17 ex ACHILL | Achill [T422] | CARROWBEG |  | 53.9765 | -10.0564
093010 | MV/LV Substation GR***010 |  | 10 kV | _ | LV | 400 kVA :Building Structure | 0.4 | --> | 0.4 | 0.084 | 2.86 |  | --> | 0.38 | 0 | 0.076 | 0.278 | 0 |  | --> | C18 ex BALLYMUN | Ballymun [T41,T42] | FINGLAS |  | 53.3838 | -6.2852
039895X | MV/LV Substation GO***895X |  | 10 kV | _ | LV | 400 kVA :Building Structure | 0.4 | --> | 0.4 | 0 | 0 | Constrained, otherwise capacity available =398 kVA | --> | 0.38 | 0 | 0 | 0 | 0 | Constrained, otherwise capacity available =380 kW | --> | C22 ex ORANMORE | Oranmore [T41,T44] | GALWAY 110KV |  | 53.283 | -8.9288
031614X | MV/LV Substation BL***614X |  | 20 kV | _ | LV | 50 kVA :Pole Substation | 0.05 | --> | 0.05 | 0 | 0 | Constrained, otherwise capacity available =38 kVA | --> | 0.048 | 0 | 0 | 0 | 0 | Constrained, otherwise capacity available =46 kW | --> | E13 ex FOXHOLE | Foxhole [T421,T422] | DUNGARVAN |  | 51.9611 | -7.7152
081653Y | MV/LV Substation RY***653Y |  | 10 kV | _ | LV | 400 kVA :Kiosk Substation | 0.4 | --> | 0.4 | 0 | 0 | Constrained, otherwise capacity available =372 kVA | --> | 0.38 | 0 | 0.007 | 0 | 0 | Constrained, otherwise capacity available =371 kW | --> | C18 ex LEIXLIP | Leixlip [T41,T42] | GRIFFINRATH |  | 53.3689 | -6.4984
0394219 | MV/LV Substation CN***4219 |  | 10 kV | _ | LV | 400 kVA :Kiosk Substation | 0.4 | --> | 0.4 | 0.339 | 11.03 |  | --> | 0.38 | 0 | 0 | 0.372 | 0 |  | --> | C32 ex SALTHILL | Salthill [T101,T102] | SALTHILL |  | 53.2805 | -9.0867
0524573 | MV/LV Substation KI***4573 |  | 20 kV | _ | LV | 50 kVA :Pole Substation | 0.05 | --> | 0.05 | 0.05 | 2.22 |  | --> | 0.048 | 0 | 0 | 0.048 | 0 |  | --> | E13 ex CLARA | Clara [T421,T422] | THORNSBERRY |  | 53.4396 | -7.4849
001076X | MV/LV Substation MA***076X |  | 10 kV | _ | LV | 630 kVA :Building Structure | 0.63 | --> | 0.63 | 0.5 | 4.37 |  | --> | 0.598 | 0 | 0 | 0.5 | 0 |  | --> | C19 ex DUN LAOGHAIRE | Dun Laoghaire [T41,T42] | BLACKROCK |  | 53.2962 | -6.135
031475 | MV/LV Substation RI***475 |  | 20 kV | _ | LV | 200 kVA :Pole Substation | 0.2 | --> | 0.2 | 0 | 0 | Constrained, otherwise capacity available =158 kVA | --> | 0.19 | 0 | 0.005 | 0 | 0 | Constrained, otherwise capacity available =180 kW | --> | E18 ex SPRINGS | Springs [T421,T422] | DUNGARVAN |  | 52.0494 | -7.5921
081118Z | MV/LV Substation CA***118Z |  | 10 kV | _ | LV | 400 kVA :Kiosk Substation | 0.4 | --> | 0.4 | 0 | 0 | Constrained, otherwise capacity available =248 kVA | --> | 0.38 | 0 | 0.018 | 0.345 | 0 |  | --> | C17 ex BALGADDY | Balgaddy [T41,T42] | GRANGE CASTLE |  | 53.3215 | -6.4256
093025Z | MV/LV Substation RE***025Z |  | 10 kV | _ | LV | 400 kVA :Kiosk Substation | 0.4 | --> | 0.4 | 0 | 0 | Constrained, otherwise capacity available =223 kVA | --> | 0.38 | 0 | 0.021 | 0.34 | 0 |  | --> | C17 ex HOWTH JUNCTION | Howth Junction [T41,T42] | GRANGE (DR) |  | 53.389 | -6.159
019374 | MV/LV Substation NA***374 |  | 10 kV | _ | LV | 200 kVA :Kiosk Substation | 0.2 | --> | 0.2 | 0.047 | 0.05 | Constrained, otherwise capacity available =136 kVA | --> | 0.19 | 0 | 0.044 | 0 | 0 | Constrained, otherwise capacity available =148 kW | --> | C17 ex BALLYBEGGAN | Ballybeggan [T43,T44] | TRALEE |  | 52.2824 | -9.6879
0544311 | MV/LV Substation DI***4311 |  | 20 kV | _ | LV | 200 kVA :Kiosk Substation | 0.2 | --> | 0.2 | 0 | 0 | Constrained, otherwise capacity available =160 kVA | --> | 0.19 | 0 | 0 | 0 | 0 | Constrained, otherwise capacity available =184 kW | --> | E19 ex PORTLAOISE | Portlaoise [T423,T424] | PORTLAOISE |  | 53.0273 | -7.2857
334033 | MV/LV Substation EL***033 |  | 10 kV | _ | LV | 400 kVA :Kiosk Substation | 0.4 | --> | 0.4 | 0.254 | 5.82 |  | --> | 0.38 | 0 | 0.052 | 0.321 | 0 |  | --> | C11 ex COOLOCK | Coolock [T41,T42] | FINGLAS |  | 53.3941 | -6.1816
011437Z | MV/LV Substation DE***437Z |  | 10 kV | _ | LV | 400 kVA :Building Structure | 0.4 | --> | 0.4 | 0 | 0 | Constrained, otherwise capacity available =362 kVA | --> | 0.38 | 0 | 0 | 0 | 0 | Constrained, otherwise capacity available =375 kW | --> | C14 ex ROSEHILL | Rosehill [T41,T42] | KILKENNY |  | 52.6491 | -7.254
039402X | MV/LV Substation ME***402X |  | 10 kV | _ | LV | 630 kVA :Kiosk Substation | 0.63 | --> | 0.63 | 0 | 0 | Constrained, otherwise capacity available =491 kVA | --> | 0.598 | 0 | 0 | 0.5 | 0 |  | --> | C24 ex GALWAY 110KV | Galway 110kv [T102,T103] | GALWAY 110KV |  | 53.2792 | -9.0074
132468Y | MV/LV Substation TI***468Y |  | 10 kV | _ | LV | 100 kVA :Pole Substation | 0.1 | --> | 0.1 | 0 | 0 | Constrained, otherwise capacity available =79 kVA | --> | 0.095 | 0 | 0 | 0 | 0 | Constrained, otherwise capacity available =92 kW | --> | C17 ex LOUGHREA | Loughrea [T41,T42] | SOMERSET |  | 53.2043 | -8.5835
005870 | MV/LV Substation AR***870 |  | 20 kV | _ | LV | 100 kVA :Pole Substation | 0.1 | --> | 0.1 | 0.091 | 17.8 |  | --> | 0.095 | 0 | 0.005 | 0.09 | 0 |  | --> | E13 ex BANOGE | Banoge [T121,T122] | BANOGE |  | 52.6225 | -6.2336
207196Y | MV/LV Substation LU***196Y |  | 10 kV | _ | LV | 100 kVA :Pole Substation | 0.1 | --> | 0.1 | 0.099 | 3.38 |  | --> | 0.095 | 0 | 0 | 0 | 0 | Constrained, otherwise capacity available =95 kW | --> | C15 ex GLENGOOLE | Glengoole [T41] | THURLES |  | 52.7184 | -7.5806
377442 | MV/LV Substation RE***442 |  | 20 kV | _ | LV | 50 kVA :Pole Substation | 0.05 | --> | 0.05 | 0 | 0 | Constrained, otherwise capacity available =42 kVA | --> | 0.048 | 0 | 0 | 0 | 0 | Constrained, otherwise capacity available =46 kW | --> | E17 ex GURRANEBANE | Gurranebane [T421,T422] | OUGHTRAGH |  | 51.929 | -10.2766
154508Y | MV/LV Substation BA***508Y |  | 10 kV | _ | LV | 50 kVA :Pole Substation | 0.05 | --> | 0.05 | 0 | 0 | Constrained, otherwise capacity available =33 kVA | --> | 0.048 | 0 | 0 | 0 | 0 | Constrained, otherwise capacity available =45 kW | --> | C16 ex LEIXLIP | Leixlip [T41,T42] | GRIFFINRATH |  | 53.3497 | -6.515
007929Y | MV/LV Substation BA***929Y |  | 20 kV | _ | LV | 50 kVA :Pole Substation | 0.05 | --> | 0.05 | 0.047 | 1.4 |  | --> | 0.048 | 0 | 0 | 0 | 0 | Constrained, otherwise capacity available =47 kW | --> | E13 ex KILLINICK | Killinick [T421,T422] | WEXFORD |  | 52.1975 | -6.3639
003842 | MV/LV Substation AV***842 |  | 10 kV | _ | LV | 100 kVA :Pole Substation | 0.1 | --> | 0.1 | 0.072 | 0.48 |  | --> | 0.095 | 0 | 0 | 0 | 0 | Constrained, otherwise capacity available =91 kW | --> | C20 ex KILMARTIN | Kilmartin [T41] | ARKLOW |  | 53.0179 | -6.2661
365483 | MV/LV Substation CA***483 |  | 10 kV | _ | LV | 400 kVA :Kiosk Substation | 0.4 | --> | 0.4 | 0 | 0 | Constrained, otherwise capacity available =329 kVA | --> | 0.38 | 0 | 0.008 | 0.364 | 0 |  | --> | C15 ex OLDBAWN | Oldbawn [T41,T42] | COOKSTOWN |  | 53.2924 | -6.341
130289X | MV/LV Substation WI***289X |  | 20 kV | _ | LV | 200 kVA :Pole Substation | 0.2 | --> | 0.2 | 0.159 | 2.55 |  | --> | 0.19 | 0 | 0 | 0 | 0 | Constrained, otherwise capacity available =184 kW | --> | E18 ex EDGEWORTHSTOWN | Edgeworthstown [T421,T422] | RICHMOND |  | 53.6584 | -7.5215
366064X | MV/LV Substation TI***064X |  | 20 kV | _ | LV | 50 kVA :Pole Substation | 0.05 | --> | 0.05 | 0.003 | 0.45 |  | --> | 0.048 | 0 | 0.004 | 0 | 0 | Constrained, otherwise capacity available =38 kW | --> | C16 ex CARRAROE | Carraroe [T42] | SCREEB |  | 53.0627 | -9.5305
068095 | MV/LV Substation FI***095 |  | 10 kV | _ | LV | 630 kVA :Kiosk Substation | 0.63 | --> | 0.63 | 0.468 | 9.02 |  | --> | 0.598 | 0 | 0.008 | 0.5 | 0 |  | --> | C16 ex MISERY HILL | Misery Hill [T101,T102] | POOLBEG |  | 53.3412 | -6.2281
011210 | MV/LV Substation GL***210 |  | 10 kV | _ | LV | 400 kVA :Kiosk Substation | 0.4 | --> | 0.4 | 0 | 0 | Constrained, otherwise capacity available =311 kVA | --> | 0.38 | 0 | 0.069 | 0 | 0 | Constrained, otherwise capacity available =316 kW | --> | C21 ex TALBOTS INCH | Talbots Inch [T41,T42] | KILKENNY |  | 52.6742 | -7.252
117468Y | MV/LV Substation FL***468Y |  | 10 kV | _ | LV | 100 kVA :Pole Substation | 0.1 | --> | 0.1 | 0.082 | 0.32 |  | --> | 0.095 | 0 | 0.02 | 0 | 0 | Constrained, otherwise capacity available =78 kW | --> | C11 ex BALLYMOTE | Ballymote [T41] | SLIGO |  | 54.0561 | -8.6019
008171Z | MV/LV Substation MA***171Z |  | 10 kV | _ | LV | 50 kVA :Pole Substation | 0.05 | --> | 0.05 | 0 | 0 | Constrained, otherwise capacity available =41 kVA | --> | 0.048 | 0 | 0.01 | 0 | 0 | Constrained, otherwise capacity available =39 kW | --> | C20 ex KNOCKMULLEN | Knockmullen [T42,T421] | GREAT ISLAND |  | 52.3828 | -6.9528
0524413 | MV/LV Substation CU***4413 |  | 10 kV | _ | LV | 100 kVA :Pole Substation | 0.1 | --> | 0.1 | 0 | 0 | Constrained, otherwise capacity available =85 kVA | --> | 0.095 | 0 | 0.006 | 0 | 0 | Constrained, otherwise capacity available =88 kW | --> | C23 ex BALLINDERRY | Ballinderry [T41,T422] | MULLINGAR |  | 53.5197 | -7.3159
0934237 | MV/LV Substation QU***4237 |  | 10 kV | _ | LV | 400 kVA :Building Structure | 0.4 | --> | 0.4 | 0 | 0 | Constrained, otherwise capacity available =371 kVA | --> | 0.38 | 0 | 0 | 0.376 | 0 |  | --> | C13 ex POPPINTREE | Poppintree [T101,T102] | FINGLAS |  | 53.4235 | -6.3203
125049 | MV/LV Substation KI***049 |  | 20 kV | _ | LV | 200 kVA :Pole Substation | 0.2 | --> | 0.2 | 0.2 | 0.22 |  | --> | 0.19 | 0 | 0 | 0 | 0 | Constrained, otherwise capacity available =190 kW | --> | C16 ex KILSHANNY | Kilshanny [T41,T42] | CAHIR |  | 52.2463 | -8.2424
025019Y | MV/LV Substation BA***019Y |  | 20 kV | _ | LV | 200 kVA :Pole Substation | 0.2 | --> | 0.2 | 0.175 | 2.96 |  | --> | 0.19 | 0 | 0 | 0 | 0 | Constrained, otherwise capacity available =187 kW | --> | E17 ex CHARLEVILLE | Charleville [T421,T422] | CHARLEVILLE |  | 52.3513 | -8.6744
054911X | MV/LV Substation BA***911X |  | 20 kV | _ | LV | 50 kVA :Pole Substation | 0.05 | --> | 0.05 | 0 | 0 | Constrained, otherwise capacity available =50 kVA | --> | 0.048 | 0 | 0 | 0 | 0 | Constrained, otherwise capacity available =48 kW | --> | E12 ex ABBEYLEIX | Abbeyleix [T422] | PORTLAOISE |  | 53.0018 | -7.2916
253602X | MV/LV Substation CA***602X |  | 20 kV | _ | LV | 50 kVA :Pole Substation | 0.05 | --> | 0.05 | 0 | 0 | Constrained, otherwise capacity available =46 kVA | --> | 0.048 | 0 | 0.003 | 0 | 0 | Constrained, otherwise capacity available =45 kW | --> | C23 ex TUAM NORTH | Tuam North [T41,T42] | CLOON |  | 53.6291 | -8.945
009363Y | MV/LV Substation TH***363Y |  | 10 kV | _ | LV | 630 kVA :Building Structure | 0.63 | --> | 0.63 | 0.5 | 3.82 |  | --> | 0.598 | 0 | 0 | 0 | 0 | Constrained, otherwise capacity available =593 kW | --> | C13 ex WATERFORD | Waterford [T41,T42] | WATERFORD |  | 52.2636 | -7.1205
025592Y | MV/LV Substation BA***592Y |  | 20 kV | _ | LV | 100 kVA :Pole Substation | 0.1 | --> | 0.1 | 0.09 | 2.96 |  | --> | 0.095 | 0 | 0 | 0 | 0 | Constrained, otherwise capacity available =94 kW | --> | E17 ex CHARLEVILLE | Charleville [T421,T422] | CHARLEVILLE |  | 52.3508 | -8.6735
255564 | MV/LV Substation FA***564 |  | 10 kV | _ | LV | 50 kVA :Pole Substation | 0.05 | --> | 0.05 | 0 | 0 | Constrained, otherwise capacity available =48 kVA | --> | 0.048 | 0 | 0 | 0 | 0 | Constrained, otherwise capacity available =47 kW | --> | E12 ex KILLYBEGS | Killybegs [T422] | BINBANE |  | 54.65 | -8.294
0284016 | MV/LV Substation CO***4016 |  | 10 kV | _ | LV | 400 kVA :Kiosk Substation | 0.4 | --> | 0.4 | 0 | 0 | Constrained, otherwise capacity available =310 kVA | --> | 0.38 | 0 | 0.011 | 0 | 0 | Constrained, otherwise capacity available =359 kW | --> | C13 ex COW CROSS |  |  |  | 51.8575 | -8.3021
0684361 | MV/LV Substation CL***4361 |  | 10 kV | _ | LV | 1000 kVA :Building Structure | 1 | --> | 1 | 0 | 0 | Constrained, otherwise capacity available =307 kVA | --> | 0.95 | 0 | 0 | 0.5 | 0 |  | --> | C11 ex GLOUCESTER PLACE | Gloucester Place [T41,T42] | MCDERMOTT |  | 53.3496 | -6.2591
081183Z | MV/LV Substation FE***183Z |  | 10 kV | _ | LV | 400 kVA :Kiosk Substation | 0.4 | --> | 0.4 | 0.325 | 7.91 |  | --> | 0.38 | 0 | 0 | 0.37 | 0 |  | --> | C23 ex PELLETSTOWN | Pelletstown [T101,T102] | FINGLAS |  | 53.374 | -6.404
249411 | MV/LV Substation MO***411 |  | 20 kV | _ | LV | 50 kVA :Pole Substation | 0.05 | --> | 0.05 | 0 | 0 | Constrained, otherwise capacity available =40 kVA | --> | 0.048 | 0 | 0 | 0 | 0 | Constrained, otherwise capacity available =46 kW | --> | C25 ex KILCLOHER | Kilcloher [T41,T42] | DUNGARVAN |  | 52.145 | -7.7427
176022 | MV/LV Substation MA***022 |  | 10 kV | _ | LV | 200 kVA :Pole Substation | 0.2 | --> | 0.2 | 0 | 0 | Constrained, otherwise capacity available =31 kVA | --> | 0.19 | 0 | 0.037 | 0 | 0 | Constrained, otherwise capacity available =138 kW | --> | E12 ex HARTNETTS CROSS |  |  |  | 51.9077 | -8.9801
066233 | MV/LV Substation ED***233 |  | 10 kV | _ | LV | 630 kVA :Building Structure | 0.63 | --> | 0.63 | 0.304 | 5.82 |  | --> | 0.598 | 0 | 0.027 | 0.5 | 0 |  | --> | C19 ex COOLOCK | Coolock [T41,T42] | FINGLAS |  | 53.3877 | -6.1843
0024039 | MV/LV Substation FL***4039 |  | 10 kV | _ | LV | 1000 kVA :Building Structure | 1 | --> | 1 | 0.5 | 2.36 |  | --> | 0.95 | 0 | 0 | 0.5 | 0 |  | --> | C12 ex BRAY | Bray [T41,T42] | FASSAROE |  | 53.2039 | -6.1071
084689 | MV/LV Substation CA***689 |  | 20 kV | _ | LV | 50 kVA :Pole Substation | 0.05 | --> | 0.05 | 0 | 0 | Constrained, otherwise capacity available =48 kVA | --> | 0.048 | 0 | 0 | 0 | 0 | Constrained, otherwise capacity available =47 kW | --> | E11 ex KILCOLGAN | Kilcolgan [T42,T421] | GALWAY 110KV |  | 53.1996 | -8.8614
062296Y | MV/LV Substation RI***296Y |  | 20 kV | _ | LV | 200 kVA :Kiosk Substation | 0.2 | --> | 0.2 | 0.171 | 2.33 |  | --> | 0.19 | 0 | 0 | 0 | 0 | Constrained, otherwise capacity available =186 kW | --> | C18 ex DUNDALK | Dundalk [T41,T42] | DUNDALK |  | 54.0211 | -6.4275
250673 | MV/LV Substation BO***673 |  | 20 kV | _ | LV | 200 kVA :Pole Substation | 0.2 | --> | 0.2 | 0.177 | 1.26 |  | --> | 0.19 | 0 | 0 | 0 | 0 | Constrained, otherwise capacity available =187 kW | --> | E16 ex BALLYCROSSAUN | Ballycrossaun [T421,T422] | SOMERSET |  | 53.0983 | -8.1881
0554542 | MV/LV Substation AS***4542 |  | 10 kV | _ | LV | 200 kVA :Pole Substation | 0.2 | --> | 0.2 | 0 | 0 | Constrained, otherwise capacity available =178 kVA | --> | 0.19 | 0 | 0 | 0 | 0 | Constrained, otherwise capacity available =187 kW | --> | C12 ex ROSCREA | Roscrea [T41,T42] | IKERRIN |  | 52.9634 | -7.7844
137653 | MV/LV Substation CA***653 |  | 10 kV | _ | LV | 100 kVA :Pole Substation | 0.1 | --> | 0.1 | 0.047 | 2 |  | --> | 0.095 | 0 | 0 | 0 | 0 | Constrained, otherwise capacity available =87 kW | --> | C12 ex CAUSEWAY | Causeway [T41,T42] | TRALEE |  | 52.4156 | -9.7344
062897X | MV/LV Substation CA***897X |  | 20 kV | _ | LV | 100 kVA :Pole Substation | 0.1 | --> | 0.1 | 0.084 | 4.25 |  | --> | 0.095 | 0 | 0 | 0 | 0 | Constrained, otherwise capacity available =93 kW | --> | E15 ex JENKINSTOWN | Jenkinstown [T421,T422] | DUNDALK |  | 54.1089 | -6.3597
053047 | MV/LV Substation GA***047 |  | 10 kV | _ | LV | 200 kVA :Pole Substation | 0.2 | --> | 0.2 | 0.167 | 3.28 |  | --> | 0.19 | 0 | 0 | 0.185 | 0 |  | --> | C23 ex SRAH | Srah [T43] | THORNSBERRY |  | 53.2941 | -7.4934
006132 | MV/LV Substation MA***132 |  | 10 kV | _ | LV | 50 kVA :Pole Substation | 0.05 | --> | 0.05 | 0.039 | 4.38 |  | --> | 0.048 | 0 | 0.012 | 0.037 | 0 |  | --> | E14 ex CRANE | Crane [T122] | CRANE |  | 52.547 | -6.6035
0424157 | MV/LV Substation CA***4157 |  | 20 kV | _ | LV | 50 kVA :Pole Substation | 0.05 | --> | 0.05 | 0 | 0 | Constrained, otherwise capacity available =47 kVA | --> | 0.048 | 0 | 0 | 0 | 0 | Constrained, otherwise capacity available =47 kW | --> | E17 ex WINDSOR | Windsor [T421,T422] | CASTLEBAR |  | 53.8648 | -9.2121
0394286 | MV/LV Substation GA***4286 |  | 10 kV | _ | LV | 630 kVA :Kiosk Substation | 0.63 | --> | 0.63 | 0.5 | 11.03 |  | --> | 0.598 | 0 | 0.005 | 0.5 | 0 |  | --> | C32 ex SALTHILL | Salthill [T101,T102] | SALTHILL |  | 53.283 | -9.0892
049316X | MV/LV Substation TU***316X |  | 20 kV | _ | LV | 50 kVA :Pole Substation | 0.05 | --> | 0.05 | 0.046 | 2.55 |  | --> | 0.048 | 0 | 0.008 | 0 | 0 | Constrained, otherwise capacity available =41 kW | --> | E17 ex EDGEWORTHSTOWN | Edgeworthstown [T421,T422] | RICHMOND |  | 53.6268 | -7.6568
065351Z | MV/LV Substation FO***351Z |  | 20 kV | _ | LV | 200 kVA :Kiosk Substation | 0.2 | --> | 0.2 | 0 | 0 | Constrained, otherwise capacity available =189 kVA | --> | 0.19 | 0 | 0.01 | 0 | 0 | Constrained, otherwise capacity available =181 kW | --> | C11 ex LOUGHSHINNY | Loughshinny [T41,T42] | GLASMORE |  | 53.5291 | -6.1612
0814267 | MV/LV Substation AR***4267 |  | 10 kV | _ | LV | 630 kVA :Kiosk Substation | 0.63 | --> | 0.63 | 0 | 0 | Constrained, otherwise capacity available =501 kVA | --> | 0.598 | 0 | 0.01 | 0 | 0 | Constrained, otherwise capacity available =573 kW | --> | C12 ex MONEYCOOLEY | Moneycooley [T41,T42,T44] | GRIFFINRATH |  | 53.3565 | -6.546
281296Y | MV/LV Substation ME***296Y |  | 10 kV | _ | LV | 630 kVA :Building Structure | 0.63 | --> | 0.63 | 0.5 | 4.67 |  | --> | 0.598 | 0 | 0 | 0.5 | 0 |  | --> | C19 ex CENTRE PARK ROAD | Marina [T105,T106] | MARINA |  | 51.9 | -8.4695
011943 | MV/LV Substation MA***943 |  | 10 kV | _ | LV | 50 kVA :Pole Substation | 0.05 | --> | 0.05 | 0.037 | 0.04 | Constrained, otherwise capacity available =46 kVA | --> | 0.048 | 0 | 0 | 0 | 0 | Constrained, otherwise capacity available =47 kW | --> | C18 ex CALLAN | Callan [T41,T42] | KILKENNY |  | 52.5343 | -7.3696
067051Z | MV/LV Substation CL***051Z |  | 20 kV | _ | LV | 50 kVA :Pole Substation | 0.05 | --> | 0.05 | 0 | 0 | Constrained, otherwise capacity available =47 kVA | --> | 0.048 | 0 | 0 | 0 | 0 | Constrained, otherwise capacity available =47 kW | --> | E18 ex CRATLOE | Cratloe [T421,T422] | ARDNACRUSHA |  | 52.6995 | -8.832
064864 | MV/LV Substation OL***864 |  | 10 kV | _ | LV | 200 kVA :Kiosk Substation | 0.2 | --> | 0.2 | 0 | 0 | Constrained, otherwise capacity available =169 kVA | --> | 0.19 | 0 | 0 | 0 | 0 | Constrained, otherwise capacity available =186 kW | --> | C17 ex DRYBRIDGE | Drybridge [T41,T42] | DRYBRIDGE |  | 53.7228 | -6.4231
053015 | MV/LV Substation MO***015 |  | 10 kV | _ | LV | 630 kVA :Building Structure | 0.63 | --> | 0.63 | 0 | 0 | Constrained, otherwise capacity available =328 kVA | --> | 0.598 | 0 | 0.017 | 0.5 | 0 |  | --> | C17 ex CLONMINCH | Clonminch [T41,T422] | THORNSBERRY |  | 53.2705 | -7.4929
046089 | MV/LV Substation BE***089 |  | 10 kV | _ | LV | 630 kVA :Kiosk Substation | 0.63 | --> | 0.63 | 0.5 | 5.78 |  | --> | 0.598 | 0 | 0.005 | 0.5 | 0 |  | --> | C11 ex OAKFIELD | Oakfield [T41,T42] | SLIGO |  | 54.2661 | -8.4909
288122X | MV/LV Substation DU***122X |  | 10 kV | _ | LV | 400 kVA :Kiosk Substation | 0.4 | --> | 0.4 | 0.041 | 0.04 | Constrained, otherwise capacity available =283 kVA | --> | 0.38 | 0 | 0.005 | 0.36 | 0 |  | --> | C13 ex LITTLE BRAY | Little Bray [T41,T42] | FASSAROE |  | 53.2104 | -6.1163
068073 | MV/LV Substation DO***073 |  | 10 kV | _ | LV | 630 kVA :Kiosk Substation | 0.63 | --> | 0.63 | 0.266 | 14.34 |  | --> | 0.598 | 0 | 0.058 | 0.5 | 0 |  | --> | C39 ex NORTH QUAYS | North Quays [T101,T102,T103] | POOLBEG |  | 53.3756 | -6.2197
007721Z | MV/LV Substation CA***721Z |  | 10 kV | _ | LV | 200 kVA :Kiosk Substation | 0.2 | --> | 0.2 | 0.177 | 16.12 |  | --> | 0.19 | 0 | 0.005 | 0.183 | 0 |  | --> | E14 ex WEXFORD | Wexford [T121,T122] | WEXFORD |  | 52.3305 | -6.4966
001481 | MV/LV Substation AV***481 |  | 10 kV | _ | LV | 400 kVA :Kiosk Substation | 0.4 | --> | 0.4 | 0.29 | 1.55 |  | --> | 0.38 | 0 | 0.095 | 0.294 | 0 |  | --> | C12 ex MONKSTOWN | Monkstown [T41,T42] | BLACKROCK |  | 53.2939 | -6.1764
064323 | MV/LV Substation CO***323 |  | 20 kV | _ | LV | 50 kVA :Pole Substation | 0.05 | --> | 0.05 | 0 | 0 | Constrained, otherwise capacity available =49 kVA | --> | 0.048 | 0 | 0 | 0 | 0 | Constrained, otherwise capacity available =47 kW | --> | E18 ex JULIANSTOWN | Julianstown [T421,T422] | DRYBRIDGE |  | 53.6408 | -6.3385
011760Z | MV/LV Substation WK***760Z |  | 10 kV | _ | LV | 200 kVA :Kiosk Substation | 0.2 | --> | 0.2 | 0.17 | 2.8 |  | --> | 0.19 | 0 | 0.08 | 0 | 0 | Constrained, otherwise capacity available =127 kW | --> | C18 ex PURCELLS INCH | Purcells Inch [T41,T42] | KILKENNY |  | 52.6462 | -7.2133
013458 | MV/LV Substation NI***458 |  | 20 kV | _ | LV | 50 kVA :Pole Substation | 0.05 | --> | 0.05 | 0.045 | 0.12 |  | --> | 0.048 | 0 | 0 | 0.047 | 0 |  | --> | C12 ex ATHY | Athy [T101,T102] | ATHY |  | 52.9721 | -6.9156
281077Z | MV/LV Substation DU***077Z |  | 10 kV | _ | LV | 200 kVA :Kiosk Substation | 0.2 | --> | 0.2 | 0.121 | 5.49 |  | --> | 0.19 | 0 | 0.028 | 0.158 | 0 |  | --> | C17 ex TRABEG | Trabeg [T101,T102] | TRABEG |  | 51.8657 | -8.4648
064773Y | MV/LV Substation NG***773Y |  | 10 kV | _ | LV | 400 kVA :Kiosk Substation | 0.4 | --> | 0.4 | 0 | 0 | Constrained, otherwise capacity available =350 kVA | --> | 0.38 | 0 | 0 | 0 | 0 | Constrained, otherwise capacity available =373 kW | --> | C20 ex RATHMULLAN | Rathmullan [T41,T42] | DRYBRIDGE |  | 53.7013 | -6.3762
067174Z | MV/LV Substation AN***174Z |  | 20 kV | _ | LV | 400 kVA :Building Structure | 0.4 | --> | 0.4 | 0.272 | 6.81 |  | --> | 0.38 | 0 | 0.172 | 0.235 | 0 |  | --> | C06 ex AHANE | Ahane [T102] | AHANE |  | 52.6632 | -8.5093
119899 | MV/LV Substation GL***899 |  | 20 kV | _ | LV | 50 kVA :Pole Substation | 0.05 | --> | 0.05 | 0 | 0 | Constrained, otherwise capacity available =44 kVA | --> | 0.048 | 0 | 0 | 0 | 0 | Constrained, otherwise capacity available =47 kW | --> | C18 ex KANTURK | Kanturk [T41,T42] | GLENLARA |  | 52.0915 | -8.8526
154402 | MV/LV Substation WH***402 |  | 10 kV | _ | LV | 200 kVA :Kiosk Substation | 0.2 | --> | 0.2 | 0 | 0 | Constrained, otherwise capacity available =137 kVA | --> | 0.19 | 0 | 0.008 | 0 | 0 | Constrained, otherwise capacity available =175 kW | --> | C24 ex BALLYCOOLIN | Ballycoolin [T41,T42,T43] | FINGLAS |  | 53.3957 | -6.3987
052309Y | MV/LV Substation GU***309Y |  | 20 kV | _ | LV | 50 kVA :Pole Substation | 0.05 | --> | 0.05 | 0 | 0 | Constrained, otherwise capacity available =31 kVA | --> | 0.048 | 0 | 0 | 0 | 0 | Constrained, otherwise capacity available =45 kW | --> | E20 ex BALLINDERRY | Ballinderry [T41,T422] | MULLINGAR |  | 53.4816 | -7.356
1544046 | MV/LV Substation ST***4046 |  | 10 kV | _ | LV | 400 kVA :Kiosk Substation | 0.4 | --> | 0.4 | 0.396 | 7.91 |  | --> | 0.38 | 0 | 0.006 | 0.375 | 0 |  | --> | C23 ex PELLETSTOWN | Pelletstown [T101,T102] | FINGLAS |  | 53.3845 | -6.3745
0364078 | MV/LV Substation FE***4078 |  | 20 kV | _ | LV | 50 kVA :Pole Substation | 0.05 | --> | 0.05 | 0.041 | 1.4 |  | --> | 0.048 | 0 | 0.024 | 0 | 0 | Constrained, otherwise capacity available =28 kW | --> | E17 ex KILROSS ROAD | Kilross Road [T421] | TIPPERARY |  | 52.4898 | -8.3536
066803 | MV/LV Substation RA***803 |  | 20 kV | _ | LV | 50 kVA :Pole Substation | 0.05 | --> | 0.05 | 0 | 0 | Constrained, otherwise capacity available =42 kVA | --> | 0.048 | 0 | 0.005 | 0 | 0 | Constrained, otherwise capacity available =43 kW | --> | E12 ex ASHBOURNE | Ashbourne [T421,T422] | FINGLAS |  | 53.5002 | -6.4291
028004 | MV/LV Substation EA***004 |  | 10 kV | _ | LV | 400 kVA :Kiosk Substation | 0.4 | --> | 0.4 | 0.274 | 19.7 |  | --> | 0.38 | 0 | 0.013 | 0.353 | 0 |  | --> | C11 ex COW CROSS | Cow Cross [T102,T41] | N/A |  | 51.8524 | -8.2805
071070 | MV/LV Substation BE***070 |  | 10 kV | _ | LV | 630 kVA :Kiosk Substation | 0.63 | --> | 0.63 | 0.479 | 5.58 |  | --> | 0.598 | 0 | 0.033 | 0.5 | 0 |  | --> | C12 ex KILCOOLE | Kilcoole [T41,T42] | FASSAROE |  | 53.1036 | -6.0623
161290 | MV/LV Substation SH***290 |  | 10 kV | _ | LV | 50 kVA :Pole Substation | 0.05 | --> | 0.05 | 0 | 0 | Constrained, otherwise capacity available =5 kVA | --> | 0.048 | 0 | 0 | 0 | 0 | Constrained, otherwise capacity available =41 kW | --> | C13 ex SPIDDAL |  |  |  | 53.2743 | -9.3077
368641 | MV/LV Substation CO***641 |  | 10 kV | _ | LV | 50 kVA :Pole Substation | 0.05 | --> | 0.05 | 0 | 0 | Constrained, otherwise capacity available =44 kVA | --> | 0.048 | 0 | 0 | 0 | 0 | Constrained, otherwise capacity available =47 kW | --> | C17 ex BALLYHAUNIS | Ballyhaunis [T41,T42] | DALTON |  | 53.7577 | -8.7734
005128 | MV/LV Substation GO***128 |  | 10 kV | _ | LV | 400 kVA :Kiosk Substation | 0.4 | --> | 0.4 | 0 | 0 | Constrained, otherwise capacity available =287 kVA | --> | 0.38 | 0 | 0.011 | 0 | 0 | Constrained, otherwise capacity available =356 kW | --> | C14 ex GARDEN CITY | Garden City [T41,T42] | ARKLOW |  | 52.6729 | -6.288
042906 | MV/LV Substation CL***906 |  | 20 kV | _ | LV | 50 kVA :Pole Substation | 0.05 | --> | 0.05 | 0 | 0 | Constrained, otherwise capacity available =50 kVA | --> | 0.048 | 0 | 0 | 0 | 0 | Constrained, otherwise capacity available =48 kW | --> | C14 ex KNOCKAPHUNTA | Knockaphunta [T41,T42] | CASTLEBAR |  | 53.8389 | -9.3439
011327X | MV/LV Substation BE***327X |  | 10 kV | _ | LV | 200 kVA :Pole Substation | 0.2 | --> | 0.2 | 0.175 | 2.8 |  | --> | 0.19 | 0 | 0.029 | 0 | 0 | Constrained, otherwise capacity available =165 kW | --> | C12 ex PURCELLS INCH | Purcells Inch [T41,T42] | KILKENNY |  | 52.5899 | -7.1853
130819 | MV/LV Substation GR***819 |  | 20 kV | _ | LV | 200 kVA :Pole Substation | 0.2 | --> | 0.2 | 0.145 | 2.55 |  | --> | 0.19 | 0 | 0 | 0 | 0 | Constrained, otherwise capacity available =182 kW | --> | E13 ex EDGEWORTHSTOWN | Edgeworthstown [T421,T422] | RICHMOND |  | 53.7442 | -7.581
066460Z | MV/LV Substation DA***460Z |  | 20 kV | _ | LV | 50 kVA :Pole Substation | 0.05 | --> | 0.05 | 0 | 0 | Constrained, otherwise capacity available =44 kVA | --> | 0.048 | 0 | 0 | 0.047 | 0 |  | --> | C26 ex STEPHENSTOWN | Stephenstown [T101,T102] | FINGLAS |  | 53.5569 | -6.2745
059842Y | MV/LV Substation KI***842Y |  | 10 kV | _ | LV | 50 kVA :Pole Substation | 0.05 | --> | 0.05 | 0 | 0 | Constrained, otherwise capacity available =41 kVA | --> | 0.048 | 0 | 0 | 0 | 0 | Constrained, otherwise capacity available =46 kW | --> | C11 ex DERRYCRAMPH | Derrycramph [T41,T42] | SHANKILL |  | 53.9663 | -7.2621
005028 | MV/LV Substation WO***028 |  | 20 kV | _ | LV | 200 kVA :Pole Substation | 0.2 | --> | 0.2 | 0 | 0 | Constrained, otherwise capacity available =73 kVA | --> | 0.19 | 0 | 0 | 0 | 0 | Constrained, otherwise capacity available =172 kW | --> | E19 ex SHILLELAGH | Shillelagh [T421,T422] | CARLOW |  | 52.7079 | -6.4972
281571Y | MV/LV Substation ON***571Y |  | 20 kV | _ | LV | 400 kVA :Building Structure | 0.4 | --> | 0.4 | 0.377 | 17.47 |  | --> | 0.38 | 0 | 0 | 0.377 | 0 |  | --> | E12 ex COOLROE | Coolroe [T121,T122] | COOLROE |  | 51.9002 | -8.711
084569 | MV/LV Substation RI***569 |  | 20 kV | _ | LV | 50 kVA :Pole Substation | 0.05 | --> | 0.05 | 0 | 0 | Constrained, otherwise capacity available =40 kVA | --> | 0.048 | 0 | 0 | 0 | 0 | Constrained, otherwise capacity available =46 kW | --> | E11 ex KILCOLGAN | Kilcolgan [T42,T421] | GALWAY 110KV |  | 53.1495 | -9.1186
252819 | MV/LV Substation NA***819 |  | 20 kV | _ | LV | 50 kVA :Pole Substation | 0.05 | --> | 0.05 | 0.028 | 1.32 |  | --> | 0.048 | 0 | 0 | 0.044 | 0 |  | --> | C24 ex CLIFDEN | Clifden [T41,T42] | SCREEB |  | 53.5509 | -9.9443
081223 | MV/LV Substation SA***223 |  | 10 kV | _ | LV | 200 kVA :Pole Substation | 0.2 | --> | 0.2 | 0 | 0 | Constrained, otherwise capacity available =128 kVA | --> | 0.19 | 0 | 0.027 | 0.16 | 0 |  | --> | C12 ex LUCAN EAST | Lucan East [T41,T42] | GRANGE CASTLE |  | 53.3574 | -6.4445
156832 | MV/LV Substation MO***832 |  | 20 kV | _ | LV | 100 kVA :Pole Substation | 0.1 | --> | 0.1 | 0.074 | 2.47 |  | --> | 0.095 | 0 | 0 | 0 | 0 | Constrained, otherwise capacity available =91 kW | --> | E13 ex TELAYDON | Telaydon [T42,T421] | LISDRUM |  | 54.2471 | -7.0989
093400Z | MV/LV Substation KI***400Z |  | 10 kV | _ | LV | 200 kVA :Kiosk Substation | 0.2 | --> | 0.2 | 0.18 | 7.91 |  | --> | 0.19 | 0 | 0 | 0.187 | 0 |  | --> | C20 ex PELLETSTOWN | Pelletstown [T101,T102] | FINGLAS |  | 53.3874 | -6.3198
021904 | MV/LV Substation DO***904 |  | 20 kV | _ | LV | 100 kVA :Pole Substation | 0.1 | --> | 0.1 | 0 | 0 | Constrained, otherwise capacity available =58 kVA | --> | 0.095 | 0 | 0.014 | 0 | 0 | Constrained, otherwise capacity available =79 kW | --> | E16 ex CURRALEIGH | Curraleigh [T421,T422] | KILBARRY |  | 51.9896 | -8.7423
281505Y | MV/LV Substation DO***505Y |  | 10 kV | _ | LV | 400 kVA :Kiosk Substation | 0.4 | --> | 0.4 | 0 | 0 | Constrained, otherwise capacity available =356 kVA | --> | 0.38 | 0 | 0.028 | 0 | 0 | Constrained, otherwise capacity available =353 kW | --> | C18 ex DOUGLAS | Douglas [T41,T42] | TRABEG |  | 51.8666 | -8.4136
064501 | MV/LV Substation CR***501 |  | 20 kV | _ | LV | 50 kVA :Pole Substation | 0.05 | --> | 0.05 | 0 | 0 | Constrained, otherwise capacity available =31 kVA | --> | 0.048 | 0 | 0.022 | 0 | 0 | Constrained, otherwise capacity available =28 kW | --> | E18 ex JULIANSTOWN | Julianstown [T421,T422] | DRYBRIDGE |  | 53.6806 | -6.3555
281963Z | MV/LV Substation CO***963Z |  | 10 kV | _ | LV | 1000 kVA :Building Structure | 1 | --> | 1 | 0.5 | 7.88 |  | --> | 0.95 | 0 | 0 | 0.5 | 0 |  | --> | C28 ex LIBERTY STREET | Liberty Street [T101,T102] | LIBERTY STREET |  | 51.8997 | -8.4757
281790Z | MV/LV Substation AN***790Z |  | 10 kV | _ | LV | 400 kVA :Kiosk Substation | 0.4 | --> | 0.4 | 0 | 0 | Constrained, otherwise capacity available =373 kVA | --> | 0.38 | 0 | 0 | 0.376 | 0 |  | --> | C22 ex BALLINCOLLIG | Ballincollig [T41,T42] | KILBARRY |  | 51.8845 | -8.6053
142035X | MV/LV Substation TH***035X |  | 10 kV | _ | LV | 400 kVA :Kiosk Substation | 0.4 | --> | 0.4 | 0 | 0 | Constrained, otherwise capacity available =302 kVA | --> | 0.38 | 0 | 0.05 | 0 | 0 | Constrained, otherwise capacity available =329 kW | --> | C16 ex ATHENRY | Athenry [T41,T42] | GALWAY 110KV |  | 53.3019 | -8.7574
0214172 | MV/LV Substation BL***4172 |  | 10 kV | _ | LV | 400 kVA :Building Structure | 0.4 | --> | 0.4 | 0 | 0 | Constrained, otherwise capacity available =383 kVA | --> | 0.38 | 0 | 0 | 0 | 0 | Constrained, otherwise capacity available =378 kW | --> | E15 ex WHITECHURCH | Whitechurch [T421,T422] | KILBARRY |  | 51.9311 | -8.5696
081185Z | MV/LV Substation AD***185Z |  | 10 kV | _ | LV | 200 kVA :Kiosk Substation | 0.2 | --> | 0.2 | 0 | 0 | Constrained, otherwise capacity available =181 kVA | --> | 0.19 | 0 | 0 | 0.187 | 0 |  | --> | C12 ex LUCAN EAST | Lucan East [T41,T42] | GRANGE CASTLE |  | 53.3556 | -6.4498
054154Z | MV/LV Substation O ***154Z |  | 10 kV | _ | LV | 400 kVA :Building Structure | 0.4 | --> | 0.4 | 0 | 0 | Constrained, otherwise capacity available =388 kVA | --> | 0.38 | 0 | 0.04 | 0 | 0 | Constrained, otherwise capacity available =349 kW | --> | C26 ex PORTLAOISE | Portlaoise [T41,T42] | PORTLAOISE |  | 53.0269 | -7.3029
081472Z | MV/LV Substation FO***472Z |  | 10 kV | _ | LV | 400 kVA :Kiosk Substation | 0.4 | --> | 0.4 | 0 | 0 | Constrained, otherwise capacity available =307 kVA | --> | 0.38 | 0 | 0 | 0.367 | 0 |  | --> | C13 ex LIFFEY VALLEY | Liffey Valley [T41,T42] | INCHICORE 220KV |  | 53.3586 | -6.4204
004162Y | MV/LV Substation CL***162Y |  | 10 kV | _ | LV | 50 kVA :Pole Substation | 0.05 | --> | 0.05 | 0.046 | 18.08 |  | --> | 0.048 | 0 | 0 | 0.047 | 0 |  | --> | C18 ex ARKLOW | Arklow [T101,T102] | ARKLOW |  | 52.8682 | -6.1068
377288 | MV/LV Substation CR***288 |  | 20 kV | _ | LV | 50 kVA :Pole Substation | 0.05 | --> | 0.05 | 0 | 0 | Constrained, otherwise capacity available =49 kVA | --> | 0.048 | 0 | 0 | 0 | 0 | Constrained, otherwise capacity available =47 kW | --> | E12 ex GURRANEBANE | Gurranebane [T421,T422] | OUGHTRAGH |  | 52.1374 | -9.8994
054159Z | MV/LV Substation ST***159Z |  | 10 kV | _ | LV | 200 kVA :Kiosk Substation | 0.2 | --> | 0.2 | 0 | 0 | Constrained, otherwise capacity available =164 kVA | --> | 0.19 | 0 | 0.018 | 0 | 0 | Constrained, otherwise capacity available =172 kW | --> | C15 ex PALLAS | Pallas [T41,T42] | PORTLAOISE |  | 53.0389 | -7.2903
120951X | MV/LV Substation SW***951X |  | 20 kV | _ | LV | 50 kVA :Pole Substation | 0.05 | --> | 0.05 | 0.048 | 3.5 |  | --> | 0.048 | 0 | 0 | 0 | 0 | Constrained, otherwise capacity available =47 kW | --> | E12 ex DUNFIRTH | Dunfirth [T122] | DUNFIRTH |  | 53.4144 | -6.7937
004319Y | MV/LV Substation CL***319Y |  | 10 kV | _ | LV | 200 kVA :Kiosk Substation | 0.2 | --> | 0.2 | 0.181 | 18.08 |  | --> | 0.19 | 0 | 0.009 | 0.181 | 0 |  | --> | C19 ex ARKLOW | Arklow [T101,T102] | ARKLOW |  | 52.809 | -6.1429
006344 | MV/LV Substation TI***344 |  | 20 kV | _ | LV | 50 kVA :Pole Substation | 0.05 | --> | 0.05 | 0.029 | 16.12 |  | --> | 0.048 | 0 | 0 | 0.045 | 0 |  | --> | E21 ex WEXFORD | Wexford [T121,T122] | WEXFORD |  | 52.4161 | -6.5239
026224Z | MV/LV Substation BA***224Z |  | 10 kV | _ | LV | 50 kVA :Pole Substation | 0.05 | --> | 0.05 | 0 | 0 | Constrained, otherwise capacity available =28 kVA | --> | 0.048 | 0 | 0.011 | 0 | 0 | Constrained, otherwise capacity available =36 kW | --> | C18 ex KINSALE | Kinsale [T41,T42] | BANDON |  | 51.7064 | -8.5783
244715X | MV/LV Substation BA***715X |  | 20 kV | _ | LV | 200 kVA :Pole Substation | 0.2 | --> | 0.2 | 0 | 0 | Constrained, otherwise capacity available =155 kVA | --> | 0.19 | 0 | 0.005 | 0 | 0 | Constrained, otherwise capacity available =180 kW | --> | E18 ex MILLTOWN (SR) | Milltown (sr) [T421,T422] | OUGHTRAGH |  | 52.1429 | -9.7047
154132Z | MV/LV Substation NO***132Z |  | 10 kV | _ | LV | 1000 kVA :Building Structure | 1 | --> | 1 | 0 | 0 | Constrained, otherwise capacity available =885 kVA | --> | 0.95 | 0 | 0 | 0 | 0 | Constrained, otherwise capacity available =934 kW | --> | C18 ex BALLYCOOLIN | Ballycoolin [T41,T42,T43] | FINGLAS |  | 53.4121 | -6.355
033603Y | MV/LV Substation ST***603Y |  | 10 kV | _ | LV | 100 kVA :Pole Substation | 0.1 | --> | 0.1 | 0 | 0 | Constrained, otherwise capacity available =62 kVA | --> | 0.095 | 0 | 0 | 0 | 0 | Constrained, otherwise capacity available =90 kW | --> | C12 ex PORTLAW | Portlaw [T41,T42] | BUTLERSTOWN |  | 52.2714 | -7.2982
0264253 | MV/LV Substation SP***4253 |  | 10 kV | _ | LV | 400 kVA :Kiosk Substation | 0.4 | --> | 0.4 | 0 | 0 | Constrained, otherwise capacity available =376 kVA | --> | 0.38 | 0 | 0 | 0 | 0 | Constrained, otherwise capacity available =377 kW | --> | E41 ex KINSALE | Kinsale [T423] | TRABEG |  | 51.7035 | -8.5346
127652X | MV/LV Substation RI***652X |  | 10 kV | _ | LV | 200 kVA :Pole Substation | 0.2 | --> | 0.2 | 0.189 | 5.89 |  | --> | 0.19 | 0 | 0 | 0 | 0 | Constrained, otherwise capacity available =189 kW | --> | C12 ex CASHEL | Cashel [T41,T42] | CAHIR |  | 52.5068 | -7.8892
050053Z | MV/LV Substation SH***053Z |  | 10 kV | _ | LV | 200 kVA :Pole Substation | 0.2 | --> | 0.2 | 0 | 0 | Constrained, otherwise capacity available =200 kVA | --> | 0.19 | 0 | 0 | 0 | 0 | Constrained, otherwise capacity available =190 kW | --> | C14 ex ATHLONE | Athlone [T41,T42] | ATHLONE |  | 53.4225 | -7.9704
062191 | MV/LV Substation CY***191 |  | 10 kV | _ | LV | 400 kVA :Kiosk Substation | 0.4 | --> | 0.4 | 0.134 | 0.72 |  | --> | 0.38 | 0 | 0.066 | 0 | 0 | Constrained, otherwise capacity available =293 kW | --> | C15 ex COES ROAD | Coes Road [T41,T42] | DUNDALK |  | 53.9971 | -6.3748
099896 | MV/LV Substation CA***896 |  | 10 kV | _ | LV | 50 kVA :Pole Substation | 0.05 | --> | 0.05 | 0 | 0 | Constrained, otherwise capacity available =42 kVA | --> | 0.048 | 0 | 0 | 0 | 0 | Constrained, otherwise capacity available =46 kW | --> | C12 ex CULLION | Cullion [T41,T42] | LETTERKENNY |  | 54.933 | -7.7194
2814230 | MV/LV Substation ZI***4230 |  | 10 kV | _ | LV | 630 kVA :Building Structure | 0.63 | --> | 0.63 | 0.5 | 7.88 |  | --> | 0.598 | 0 | 0 | 0.5 | 0 |  | --> | C18 ex LIBERTY STREET | Liberty Street [T101,T102] | LIBERTY STREET |  | 51.8958 | -8.4868
132674X | MV/LV Substation KE***674X |  | 20 kV | _ | LV | 50 kVA :Pole Substation | 0.05 | --> | 0.05 | 0 | 0 | Constrained, otherwise capacity available =48 kVA | --> | 0.048 | 0 | 0 | 0 | 0 | Constrained, otherwise capacity available =47 kW | --> | E17 ex KILCOLGAN | Kilcolgan [T42,T421] | GALWAY 110KV |  | 53.2133 | -8.7573
005170 | MV/LV Substation BA***170 |  | 20 kV | _ | LV | 630 kVA :Kiosk Substation | 0.63 | --> | 0.63 | 0.5 | 17.8 |  | --> | 0.598 | 0 | 0 | 0.5 | 0 |  | --> | E19 ex BANOGE | Banoge [T121,T122] | BANOGE |  | 52.6149 | -6.3078
019376X | MV/LV Substation CM***376X |  | 10 kV | _ | LV | 630 kVA :Building Structure | 0.63 | --> | 0.63 | 0.5 | 2.18 |  | --> | 0.598 | 0 | 0.044 | 0 | 0 | Constrained, otherwise capacity available =562 kW | --> | C11 ex BALLYRICKARD | Ballyrickard [T41,T42] | TRALEE |  | 52.2798 | -9.7031
067712X | MV/LV Substation IL***712X |  | 20 kV | _ | LV | 50 kVA :Pole Substation | 0.05 | --> | 0.05 | 0 | 0 | Constrained, otherwise capacity available =40 kVA | --> | 0.048 | 0 | 0 | 0 | 0 | Constrained, otherwise capacity available =46 kW | --> | C17 ex GILLOGUE | Gillogue [T41,T42] | ARDNACRUSHA |  | 52.7039 | -8.5423
154155Z | MV/LV Substation HA***155Z |  | 10 kV | _ | LV | 400 kVA :Kiosk Substation | 0.4 | --> | 0.4 | 0 | 0 | Constrained, otherwise capacity available =257 kVA | --> | 0.38 | 0 | 0.031 | 0.337 | 0 |  | --> | C22 ex MACETOWN | Macetown [T101,T102] | MACETOWN |  | 53.4025 | -6.4342
164005 | MV/LV Substation CA***005 |  | 10 kV | _ | LV | 400 kVA :Kiosk Substation | 0.4 | --> | 0.4 | 0 | 0 | Constrained, otherwise capacity available =129 kVA | --> | 0.38 | 0 | 0.059 | 0 | 0 | Constrained, otherwise capacity available =298 kW | --> | C15 ex SKIBBEREEN | Skibbereen [T41,T42] | DUNMANWAY |  | 51.5445 | -9.2653
044611 | MV/LV Substation CA***611 |  | 20 kV | _ | LV | 50 kVA :Pole Substation | 0.05 | --> | 0.05 | 0.015 | 0.43 |  | --> | 0.048 | 0 | 0.015 | 0 | 0 | Constrained, otherwise capacity available =32 kW | --> | C21 ex SWINFORD | Swinford [T41,T42] | CASTLEBAR |  | 53.9752 | -9.0435
0934224 | MV/LV Substation VA***4224 |  | 10 kV | _ | LV | 400 kVA :Building Structure | 0.4 | --> | 0.4 | 0 | 0 | Constrained, otherwise capacity available =374 kVA | --> | 0.38 | 0 | 0 | 0.376 | 0 |  | --> | C17 ex UNIDARE | Unidare [T41,T42] | FINGLAS |  | 53.4144 | -6.3186
046971 | MV/LV Substation SA***971 |  | 10 kV | _ | LV | 200 kVA :Kiosk Substation | 0.2 | --> | 0.2 | 0.165 | 5.48 |  | --> | 0.19 | 0 | 0 | 0.185 | 0 |  | --> | C15 ex BALLYTIVNAN | Ballytivnan [T41,T42] | SLIGO |  | 54.2742 | -8.441
064837Y | MV/LV Substation ST***837Y |  | 10 kV | _ | LV | 200 kVA :Building Structure | 0.2 | --> | 0.2 | 0 | 0 | Constrained, otherwise capacity available =145 kVA | --> | 0.19 | 0 | 0 | 0 | 0 | Constrained, otherwise capacity available =182 kW | --> | C19 ex DRYBRIDGE | Drybridge [T41,T42] | DRYBRIDGE |  | 53.7279 | -6.3578
068346 | MV/LV Substation BR***346 |  | 10 kV | _ | LV | 630 kVA :Kiosk Substation | 0.63 | --> | 0.63 | 0.427 | 7.91 |  | --> | 0.598 | 0 | 0.065 | 0.5 | 0 |  | --> | C24 ex PELLETSTOWN | Pelletstown [T101,T102] | FINGLAS |  | 53.3741 | -6.3194
062790X | MV/LV Substation VA***790X |  | 20 kV | _ | LV | 100 kVA :Pole Substation | 0.1 | --> | 0.1 | 0.088 | 4.25 |  | --> | 0.095 | 0 | 0 | 0 | 0 | Constrained, otherwise capacity available =93 kW | --> | E15 ex JENKINSTOWN | Jenkinstown [T421,T422] | DUNDALK |  | 54.0512 | -6.346
081194Z | MV/LV Substation EU***194Z |  | 10 kV | _ | LV | 1000 kVA :Building Structure | 1 | --> | 1 | 0 | 0 | Constrained, otherwise capacity available =912 kVA | --> | 0.95 | 0 | 0 | 0.5 | 0 |  | --> | C15 ex SEMPERIT | Semperit [T41,T42,T43] | GRANGE CASTLE |  | 53.335 | -6.3579
081575Z | MV/LV Substation FO***575Z |  | 10 kV | _ | LV | 630 kVA :Building Structure | 0.63 | --> | 0.63 | 0 | 0 | Constrained, otherwise capacity available =332 kVA | --> | 0.598 | 0 | 0 | 0.5 | 0 |  | --> | C11 ex LIFFEY VALLEY | Liffey Valley [T41,T42] | INCHICORE 220KV |  | 53.3472 | -6.4085
043013X | MV/LV Substation PA***013X |  | 10 kV | _ | LV | 400 kVA :Kiosk Substation | 0.4 | --> | 0.4 | 0.31 | 0.43 |  | --> | 0.38 | 0 | 0.005 | 0 | 0 | Constrained, otherwise capacity available =364 kW | --> | C18 ex SWINFORD | Swinford [T41,T42] | CASTLEBAR |  | 53.9413 | -8.9487
154305 | MV/LV Substation SH***305 |  | 10 kV | _ | LV | 630 kVA :Kiosk Substation | 0.63 | --> | 0.63 | 0 | 0 | Constrained, otherwise capacity available =454 kVA | --> | 0.598 | 0 | 0.003 | 0 | 0 | Constrained, otherwise capacity available =572 kW | --> | C18 ex COOLMINE | Coolmine [T41,T42] | FINGLAS |  | 53.3936 | -6.4019
237223X | MV/LV Substation WA***223X |  | 10 kV | _ | LV | 50 kVA :Pole Substation | 0.05 | --> | 0.05 | 0 | 0 | Constrained, otherwise capacity available =50 kVA | --> | 0.048 | 0 | 0 | 0 | 0 | Constrained, otherwise capacity available =48 kW | --> | C11 ex KILSARAN | Kilsaran [T42] | DRYBRIDGE |  | 53.9157 | -6.4047
005075 | MV/LV Substation PA***075 |  | 20 kV | _ | LV | 200 kVA :Pole Substation | 0.2 | --> | 0.2 | 0.2 | 17.8 |  | --> | 0.19 | 0 | 0 | 0.19 | 0 |  | --> | E13 ex BANOGE | Banoge [T121,T122] | BANOGE |  | 52.6244 | -6.2332
127520X | MV/LV Substation LA***520X |  | 10 kV | _ | LV | 100 kVA :Pole Substation | 0.1 | --> | 0.1 | 0 | 0 | Constrained, otherwise capacity available =60 kVA | --> | 0.095 | 0 | 0 | 0 | 0 | Constrained, otherwise capacity available =89 kW | --> | C12 ex LOUGHTAGALLA | Loughtagalla [T41,T42] | THURLES |  | 52.6652 | -7.8005
021035X | MV/LV Substation ST***035X |  | 10 kV | _ | LV | 400 kVA :Kiosk Substation | 0.4 | --> | 0.4 | 0 | 0 | Constrained, otherwise capacity available =322 kVA | --> | 0.38 | 0 | 0.095 | 0 | 0 | Constrained, otherwise capacity available =299 kW | --> | C16 ex KILLACLOYNE | Killacloyne [T41,T42] | MIDLETON |  | 51.9124 | -8.3399
249426X | MV/LV Substation EA***426X |  | 20 kV | _ | LV | 200 kVA :Pole Substation | 0.2 | --> | 0.2 | 0 | 0 | Constrained, otherwise capacity available =198 kVA | --> | 0.19 | 0 | 0 | 0 | 0 | Constrained, otherwise capacity available =190 kW | --> | C25 ex KILCLOHER | Kilcloher [T41,T42] | DUNGARVAN |  | 52.178 | -7.7067
366636 | MV/LV Substation LE***636 |  | 20 kV | _ | LV | 200 kVA :Kiosk Substation | 0.2 | --> | 0.2 | 0.14 | 1.47 |  | --> | 0.19 | 0 | 0 | 0.182 | 0 |  | --> | C16 ex SCREEB | Screeb [T41] | SCREEB |  | 53.2894 | -9.6557
037509X | MV/LV Substation TO***509X |  | 20 kV | _ | LV | 100 kVA :Pole Substation | 0.1 | --> | 0.1 | 0 | 0 | Constrained, otherwise capacity available =96 kVA | --> | 0.095 | 0 | 0 | 0 | 0 | Constrained, otherwise capacity available =94 kW | --> | C16 ex ENNIS NORTH | Ennis North [T41,T42] | ENNIS |  | 52.89 | -9.047
007718Z | MV/LV Substation BA***718Z |  | 20 kV | _ | LV | 200 kVA :Kiosk Substation | 0.2 | --> | 0.2 | 0.2 | 1.4 |  | --> | 0.19 | 0 | 0 | 0 | 0 | Constrained, otherwise capacity available =190 kW | --> | E13 ex KILLINICK | Killinick [T421,T422] | WEXFORD |  | 52.199 | -6.3687
066238Z | MV/LV Substation BE***238Z |  | 20 kV | _ | LV | 200 kVA :Pole Substation | 0.2 | --> | 0.2 | 0 | 0 | Constrained, otherwise capacity available =180 kVA | --> | 0.19 | 0 | 0.003 | 0 | 0 | Constrained, otherwise capacity available =185 kW | --> | E12 ex ASHBOURNE | Ashbourne [T421,T422] | FINGLAS |  | 53.5069 | -6.4553
1524045 | MV/LV Substation AN***4045 |  | 20 kV | _ | LV | 50 kVA :Pole Substation | 0.05 | --> | 0.05 | 0 | 0 | Constrained, otherwise capacity available =41 kVA | --> | 0.048 | 0 | 0 | 0 | 0 | Constrained, otherwise capacity available =46 kW | --> | C16 ex CAPPAMORE | Cappamore [T41,T42] | ARDNACRUSHA |  | 52.5891 | -8.163
013784Y | MV/LV Substation MA***784Y |  | 10 kV | _ | LV | 100 kVA :Pole Substation | 0.1 | --> | 0.1 | 0.067 | 0.12 |  | --> | 0.095 | 0 | 0 | 0.09 | 0 |  | --> | C23 ex ATHY | Athy [T101,T102] | ATHY |  | 52.908 | -6.933
0154214 | MV/LV Substation AP***4214 |  | 10 kV | _ | LV | 100 kVA :Kiosk Substation | 0.1 | --> | 0.1 | 0 | 12.6 |  | --> | 0.095 | 0 | 0 | 0.069 | 0 |  | --> | C18 ex MONREAD | Monread [T101,T102] | MONREAD |  | 53.2277 | -6.6874
039383 | MV/LV Substation WE***383 |  | 10 kV | _ | LV | 630 kVA :Kiosk Substation | 0.63 | --> | 0.63 | 0.5 | 11.03 |  | --> | 0.598 | 0 | 0.087 | 0.5 | 0 |  | --> | C33 ex SALTHILL | Salthill [T101,T102] | SALTHILL |  | 53.2611 | -9.1195
060294 | MV/LV Substation JA***294 |  | 20 kV | _ | LV | 50 kVA :Pole Substation | 0.05 | --> | 0.05 | 0 | 0 | Constrained, otherwise capacity available =49 kVA | --> | 0.048 | 0 | 0 | 0 | 0 | Constrained, otherwise capacity available =47 kW | --> | C17 ex CLONES | Clones [T41,T42] | SHANKILL |  | 54.1618 | -7.1325
054298Y | MV/LV Substation BA***298Y |  | 20 kV | _ | LV | 50 kVA :Pole Substation | 0.05 | --> | 0.05 | 0 | 0 | Constrained, otherwise capacity available =50 kVA | --> | 0.048 | 0 | 0 | 0 | 0 | Constrained, otherwise capacity available =48 kW | --> | E19 ex PORTLAOISE | Portlaoise [T423,T424] | PORTLAOISE |  | 53.0304 | -7.2531
039236 | MV/LV Substation RE***236 |  | 10 kV | _ | LV | 400 kVA :Building Structure | 0.4 | --> | 0.4 | 0 | 0 | Constrained, otherwise capacity available =192 kVA | --> | 0.38 | 0 | 0.016 | 0.339 | 0 |  | --> | C19 ex GALWAY 110KV | Galway 110kv [T102,T103] | GALWAY 110KV |  | 53.2725 | -9.0293
1544330 | MV/LV Substation ST***4330 |  | 20 kV | _ | LV | 400 kVA :Kiosk Substation | 0.4 | --> | 0.4 | 0 | 0 | Constrained, otherwise capacity available =400 kVA | --> | 0.38 | 0 | 0 | 0 | 0 | Constrained, otherwise capacity available =380 kW | --> | C17 ex MONEYCOOLEY | Moneycooley [T41,T42,T44] | GRIFFINRATH |  | 53.4143 | -6.4751
016008Z | MV/LV Substation LO***008Z |  | 10 kV | _ | LV | 400 kVA :Kiosk Substation | 0.4 | --> | 0.4 | 0 | 0 | Constrained, otherwise capacity available =281 kVA | --> | 0.38 | 0 | 0.049 | 0 | 0 | Constrained, otherwise capacity available =327 kW | --> | C17 ex LEIXLIP | Leixlip [T41,T42] | GRIFFINRATH |  | 53.3706 | -6.5002
495757X | MV/LV Substation LE***757X |  | 20 kV | _ | LV | 50 kVA :Pole Substation | 0.05 | --> | 0.05 | 0.047 | 1.5 |  | --> | 0.048 | 0 | 0 | 0.047 | 0 |  | --> | E17 ex ACHILL | Achill [T422] | CARROWBEG |  | 54.0094 | -9.9911
066008 | MV/LV Substation ST***008 |  | 10 kV | _ | LV | 630 kVA :Kiosk Substation | 0.63 | --> | 0.63 | 0 | 0 | Constrained, otherwise capacity available =397 kVA | --> | 0.598 | 0 | 0.067 | 0.5 | 0 |  | --> | C22 ex HOWTH JUNCTION | Howth Junction [T41,T42] | GRANGE (DR) |  | 53.3809 | -6.1723
345405 | MV/LV Substation LO***405 |  | 20 kV | _ | LV | 200 kVA :Building Structure | 0.2 | --> | 0.2 | 0 | 0 | Constrained, otherwise capacity available =86 kVA | --> | 0.19 | 0 | 0.03 | 0.152 | 0 |  | --> | E15 ex MANORHAMILTON | Manorhamilton [T422] | SLIGO |  | 54.2884 | -7.9207
156156 | MV/LV Substation DR***156 |  | 20 kV | _ | LV | 50 kVA :Pole Substation | 0.05 | --> | 0.05 | 0 | 0 | Constrained, otherwise capacity available =42 kVA | --> | 0.048 | 0 | 0 | 0 | 0 | Constrained, otherwise capacity available =46 kW | --> | E14 ex EMYVALE | Emyvale [T422] | LISDRUM |  | 54.3683 | -7.105
066134 | MV/LV Substation BL***134 |  | 20 kV | _ | LV | 50 kVA :Pole Substation | 0.05 | --> | 0.05 | 0 | 0 | Constrained, otherwise capacity available =48 kVA | --> | 0.048 | 0 | 0 | 0 | 0 | Constrained, otherwise capacity available =47 kW | --> | E15 ex BATTER LANE TEMPORARY | Batter Lane Temporary 38kv [T421] | GLASMORE |  | 53.5008 | -6.1932
0824247 | MV/LV Substation SI***4247 |  | 20 kV | _ | LV | 200 kVA :Kiosk Substation | 0.2 | --> | 0.2 | 0 | 0 | Constrained, otherwise capacity available =191 kVA | --> | 0.19 | 0 | 0 | 0 | 0 | Constrained, otherwise capacity available =189 kW | --> | E11 ex ACADEMY STREET | Academy Street [T421,T422,T44] | NAVAN |  | 53.6472 | -6.6772
204233X | MV/LV Substation AR***233X |  | 10 kV | _ | LV | 100 kVA :Pole Substation | 0.1 | --> | 0.1 | 0 | 0 | Constrained, otherwise capacity available =96 kVA | --> | 0.095 | 0 | 0 | 0 | 0 | Constrained, otherwise capacity available =94 kW | --> | E16 ex BUNCRANA | Buncrana [T421,T422] | TRILLICK |  | 55.1326 | -7.4446
039013Y | MV/LV Substation JA***013Y |  | 10 kV | _ | LV | 400 kVA :Building Structure | 0.4 | --> | 0.4 | 0.283 | 3.45 |  | --> | 0.38 | 0 | 0 | 0.364 | 0 |  | --> | C11 ex TRIMMS LANE | Trimms Lane [T41,T42] | SALTHILL |  | 53.26 | -9.0747
035224 | MV/LV Substation HO***224 |  | 20 kV | _ | LV | 400 kVA :Kiosk Substation | 0.4 | --> | 0.4 | 0.364 | 0.49 |  | --> | 0.38 | 0 | 0.01 | 0 | 0 | Constrained, otherwise capacity available =368 kW | --> | E11 ex ARDFINNAN | Ardfinnan [T421] | CAHIR |  | 52.2727 | -7.9929
009945X | MV/LV Substation SH***945X |  | 20 kV | _ | LV | 50 kVA :Pole Substation | 0.05 | --> | 0.05 | 0.046 | 8.16 |  | --> | 0.048 | 0 | 0 | 0 | 0 | Constrained, otherwise capacity available =47 kW | --> | C17 ex MOUNT MISERY | Mount Misery [T41,T42] | WATERFORD |  | 52.3255 | -7.0562
005375 | MV/LV Substation BA***375 |  | 10 kV | _ | LV | 50 kVA :Pole Substation | 0.05 | --> | 0.05 | 0 | 0 | Constrained, otherwise capacity available =37 kVA | --> | 0.048 | 0 | 0 | 0 | 0 | Constrained, otherwise capacity available =46 kW | --> | C11 ex GARDEN CITY | Garden City [T41,T42] | ARKLOW |  | 52.7105 | -6.261
053307 | MV/LV Substation AR***307 |  | 10 kV | _ | LV | 200 kVA :Pole Substation | 0.2 | --> | 0.2 | 0.162 | 3.28 |  | --> | 0.19 | 0 | 0.016 | 0.173 | 0 |  | --> | C23 ex SRAH | Srah [T43] | THORNSBERRY |  | 53.2862 | -7.4846
1644083 | MV/LV Substation TH***4083 |  | 10 kV | _ | LV | 200 kVA :Pole Substation | 0.2 | --> | 0.2 | 0 | 0 | Constrained, otherwise capacity available =200 kVA | --> | 0.19 | 0 | 0 | 0 | 0 | Constrained, otherwise capacity available =190 kW | --> | C12 ex SKIBBEREEN | Skibbereen [T41,T42] | DUNMANWAY |  | 51.5504 | -9.2617
049911Y | MV/LV Substation CO***911Y |  | 10 kV | _ | LV | 630 kVA :Building Structure | 0.63 | --> | 0.63 | 0.5 | 2.8 |  | --> | 0.598 | 0 | 0.006 | 0 | 0 | Constrained, otherwise capacity available =577 kW | --> | C12 ex GLEBE | Glebe [T41,T42] | RICHMOND |  | 53.7251 | -7.7963
064853Y | MV/LV Substation NO***853Y |  | 20 kV | _ | LV | 400 kVA :Kiosk Substation | 0.4 | --> | 0.4 | 0 | 0 | Constrained, otherwise capacity available =316 kVA | --> | 0.38 | 0 | 0.047 | 0 | 0 | Constrained, otherwise capacity available =334 kW | --> | E16 ex JULIANSTOWN | Julianstown [T421,T422] | DRYBRIDGE |  | 53.6996 | -6.2513
052801 | MV/LV Substation MU***801 |  | 20 kV | _ | LV | 200 kVA :Pole Substation | 0.2 | --> | 0.2 | 0.159 | 1.25 |  | --> | 0.19 | 0 | 0.005 | 0 | 0 | Constrained, otherwise capacity available =180 kW | --> | C16 ex LOUGHANALLA | Loughanalla [T41,T42] | MULLINGAR |  | 53.6756 | -7.3039
067513X | MV/LV Substation FI***513X |  | 20 kV | _ | LV | 50 kVA :Pole Substation | 0.05 | --> | 0.05 | 0 | 0 | Constrained, otherwise capacity available =38 kVA | --> | 0.048 | 0 | 0.01 | 0 | 0 | Constrained, otherwise capacity available =38 kW | --> | E18 ex CRATLOE | Cratloe [T421,T422] | ARDNACRUSHA |  | 52.7168 | -8.848
1164095 | MV/LV Substation TE***4095 |  | 10 kV | _ | LV | 200 kVA :Pole Substation | 0.2 | --> | 0.2 | 0.198 | 7.32 |  | --> | 0.19 | 0 | 0 | 0.19 | 0 |  | --> | C12 ex CARROWBEG | Carrowbeg [T41,T42] | CARROWBEG |  | 53.7506 | -9.4428
005056X | MV/LV Substation WE***056X |  | 10 kV | _ | LV | 630 kVA :Kiosk Substation | 0.63 | --> | 0.63 | 0.5 | 3.03 |  | --> | 0.598 | 0 | 0.1 | 0 | 0 | Constrained, otherwise capacity available =517 kW | --> | C24 ex RAMSTOWN | Ramstown [T41,T42] | CRANE |  | 52.6714 | -6.296
248271X | MV/LV Substation RA***271X |  | 20 kV | _ | LV | 50 kVA :Pole Substation | 0.05 | --> | 0.05 | 0 | 0 | Constrained, otherwise capacity available =38 kVA | --> | 0.048 | 0 | 0.01 | 0 | 0 | Constrained, otherwise capacity available =38 kW | --> | E19 ex KILCOCK | Kilcock [T421,T422] | GRIFFINRATH |  | 53.3373 | -6.6763
071973 | MV/LV Substation NE***973 |  | 10 kV | _ | LV | 630 kVA :Kiosk Substation | 0.63 | --> | 0.63 | 0.5 | 5.58 |  | --> | 0.598 | 0 | 0 | 0.5 | 0 |  | --> | C13 ex KILCOOLE | Kilcoole [T41,T42] | FASSAROE |  | 53.0912 | -6.1156
0234287 | MV/LV Substation GA***4287 |  | 10 kV | _ | LV | 50 kVA :Pole Substation | 0.05 | --> | 0.05 | 0 | 0 | Constrained, otherwise capacity available =50 kVA | --> | 0.048 | 0 | 0 | 0 | 0 | Constrained, otherwise capacity available =48 kW | --> | C19 ex CURRAGLASS | Curraglass [T41] | BARRYMORE |  | 52.0257 | -8.1075
081593Y | MV/LV Substation CA***593Y |  | 10 kV | _ | LV | 50 kVA :Pole Substation | 0.05 | --> | 0.05 | 0 | 0 | Constrained, otherwise capacity available =46 kVA | --> | 0.048 | 0 | 0.006 | 0 | 0 | Constrained, otherwise capacity available =42 kW | --> | C20 ex CELBRIDGE | Celbridge [T41,T42] | GRIFFINRATH |  | 53.3032 | -6.5951
293140Z | MV/LV Substation ML***140Z |  | 20 kV | _ | LV | 50 kVA :Pole Substation | 0.05 | --> | 0.05 | 0.044 | 2.83 |  | --> | 0.048 | 0 | 0 | 0 | 0 | Constrained, otherwise capacity available =47 kW | --> | E13 ex BAGENALSTOWN | Bagenalstown [T421,T422] | CARLOW |  | 52.67 | -6.8454
090001 | MV/LV Substation EN***001 |  | 10 kV | _ | LV | 200 kVA :Pole Substation | 0.2 | --> | 0.2 | 0.13 | 3.16 |  | --> | 0.19 | 0 | 0 | 0 | 0 | Constrained, otherwise capacity available =180 kW | --> | C22 ex ENNISKEANE | Enniskeane [T41,T42] | BANDON |  | 51.7384 | -8.9327
2884187 | MV/LV Substation DU***4187 |  | 10 kV | _ | LV | 630 kVA :Kiosk Substation | 0.63 | --> | 0.63 | 0 | 0 | Constrained, otherwise capacity available =623 kVA | --> | 0.598 | 0 | 0 | 0.5 | 0 |  | --> | C17 ex CARRICKMINES | Carrickmines [T41,T42] | CARRICKMINES |  | 53.2424 | -6.1938
2764067 | MV/LV Substation KI***4067 |  | 10 kV | _ | LV | 400 kVA :Kiosk Substation | 0.4 | --> | 0.4 | 0 | 0 | Constrained, otherwise capacity available =400 kVA | --> | 0.38 | 0 | 0 | 0 | 0 | Constrained, otherwise capacity available =380 kW | --> | C11 ex COOLCORCORAN | Coolcorcoran [T41,T42] | KNOCKEARAGH |  | 52.0599 | -9.4983
120966 | MV/LV Substation CL***966 |  | 10 kV | _ | LV | 400 kVA :Building Structure | 0.4 | --> | 0.4 | 0.356 | 3.5 |  | --> | 0.38 | 0 | 0 | 0 | 0 | Constrained, otherwise capacity available =374 kW | --> | E14 ex DUNFIRTH | Dunfirth [T122] | DUNFIRTH |  | 53.3755 | -6.8109
066502 | MV/LV Substation LI***502 |  | 20 kV | _ | LV | 50 kVA :Pole Substation | 0.05 | --> | 0.05 | 0 | 0 | Constrained, otherwise capacity available =50 kVA | --> | 0.048 | 0 | 0 | 0 | 0 | Constrained, otherwise capacity available =48 kW | --> | E22 ex GLASMORE | Glasmore [T421,T422] | GLASMORE |  | 53.477 | -6.2074
149771 | MV/LV Substation T/***771 |  | 10 kV | _ | LV | 50 kVA :Pole Substation | 0.05 | --> | 0.05 | 0 | 0 | Constrained, otherwise capacity available =44 kVA | --> | 0.048 | 0 | 0 | 0 | 0 | Constrained, otherwise capacity available =47 kW | --> | C13 ex DONEGAL | Donegal [T41,T42] | CATHALEENS FALL |  | 54.6996 | -8.0224
1544142 | MV/LV Substation AV***4142 |  | 10 kV | _ | LV | 630 kVA :Kiosk Substation | 0.63 | --> | 0.63 | 0 | 0 | Constrained, otherwise capacity available =578 kVA | --> | 0.598 | 0 | 0.042 | 0.5 | 0 |  | --> | C14 ex MACETOWN | Macetown [T101,T102] | MACETOWN |  | 53.4113 | -6.3976
067340 | MV/LV Substation ME***340 |  | 10 kV | _ | LV | 200 kVA :Pole Substation | 0.2 | --> | 0.2 | 0 | 0 | Constrained, otherwise capacity available =200 kVA | --> | 0.19 | 0 | 0 | 0 | 0 | Constrained, otherwise capacity available =190 kW | --> | E16 ex CRATLOE | Cratloe [T421,T422] | ARDNACRUSHA |  | 52.6941 | -8.7025
068260 | MV/LV Substation ST***260 |  | 10 kV | _ | LV | 1000 kVA :Building Structure | 1 | --> | 1 | 0.401 | 1.37 |  | --> | 0.95 | 0 | 0 | 0.5 | 0 |  | --> | C20 ex SOUTH KING STREET | South King Street [T41,T42] | FRANCIS STREET |  | 53.3395 | -6.2596
015773Z | MV/LV Substation CH***773Z |  | 10 kV | _ | LV | 200 kVA :Kiosk Substation | 0.2 | --> | 0.2 | 0 | 0 | Constrained, otherwise capacity available =182 kVA | --> | 0.19 | 0 | 0.029 | 0 | 0 | Constrained, otherwise capacity available =166 kW | --> | C17 ex NAAS | Naas [T41,T42] | KILTEEL |  | 53.2131 | -6.6796
156912X | MV/LV Substation PA***912X |  | 10 kV | _ | LV | 400 kVA :Kiosk Substation | 0.4 | --> | 0.4 | 0 | 0 | Constrained, otherwise capacity available =216 kVA | --> | 0.38 | 0 | 0 | 0 | 0 | Constrained, otherwise capacity available =354 kW | --> | C13 ex DRUMBEAR | Drumbear [T41,T42] | LISDRUM |  | 54.2465 | -6.9737
035407X | MV/LV Substation RO***407X |  | 10 kV | _ | LV | 400 kVA :Building Structure | 0.4 | --> | 0.4 | 0.315 | 6.17 |  | --> | 0.38 | 0 | 0 | 0 | 0 | Constrained, otherwise capacity available =368 kW | --> | C24 ex CAHIR | Cahir [T41,T42] | CAHIR |  | 52.4586 | -7.893
161502 | MV/LV Substation HY***502 |  | 20 kV | _ | LV | 400 kVA :Building Structure | 0.4 | --> | 0.4 | 0 | 0 | Constrained, otherwise capacity available =253 kVA | --> | 0.38 | 0 | 0.022 | 0 | 0 | Constrained, otherwise capacity available =343 kW | --> | C12 ex SPIDDAL |  |  |  | 53.2452 | -9.3903
082012Z | MV/LV Substation MO***012Z |  | 10 kV | _ | LV | 200 kVA :Kiosk Substation | 0.2 | --> | 0.2 | 0.147 | 2.01 |  | --> | 0.19 | 0 | 0 | 0 | 0 | Constrained, otherwise capacity available =183 kW | --> | C16 ex ABBEYLAND | Abbeyland [T41,T42] | NAVAN |  | 53.6513 | -6.6988
042782X | MV/LV Substation CL***782X |  | 20 kV | _ | LV | 50 kVA :Pole Substation | 0.05 | --> | 0.05 | 0 | 0 | Constrained, otherwise capacity available =23 kVA | --> | 0.048 | 0 | 0 | 0 | 0 | Constrained, otherwise capacity available =44 kW | --> | E17 ex WINDSOR | Windsor [T421,T422] | CASTLEBAR |  | 53.8766 | -9.2249
1194003 | MV/LV Substation ST***4003 |  | 10 kV | _ | LV | 50 kVA :Pole Substation | 0.05 | --> | 0.05 | 0.046 | 4.16 |  | --> | 0.048 | 0 | 0.006 | 0.043 | 0 |  | --> | C15 ex NEWMARKET (SR) | Newmarket (sr) [T41,T42] | GLENLARA |  | 52.2859 | -9.1582
005953 | MV/LV Substation SE***953 |  | 10 kV | _ | LV | 100 kVA :Pole Substation | 0.1 | --> | 0.1 | 0.08 | 17.8 |  | --> | 0.095 | 0 | 0 | 0.092 | 0 |  | --> | E24 ex BANOGE | Banoge [T121,T122] | BANOGE |  | 52.6702 | -6.2115
067724Y | MV/LV Substation TO***724Y |  | 10 kV | _ | LV | 200 kVA :Kiosk Substation | 0.2 | --> | 0.2 | 0 | 0 | Constrained, otherwise capacity available =177 kVA | --> | 0.19 | 0 | 0 | 0 | 0 | Constrained, otherwise capacity available =187 kW | --> | C18 ex CASTLETROY | Castletroy [T41,T42] | ARDNACRUSHA |  | 52.6763 | -8.5559
064075 | MV/LV Substation BA***075 |  | 10 kV | _ | LV | 630 kVA :Building Structure | 0.63 | --> | 0.63 | 0 | 0 | Constrained, otherwise capacity available =455 kVA | --> | 0.598 | 0 | 0.015 | 0 | 0 | Constrained, otherwise capacity available =563 kW | --> | C12 ex RATHMULLAN | Rathmullan [T41,T42] | DRYBRIDGE |  | 53.712 | -6.3606
002908 | MV/LV Substation AR***908 |  | 10 kV | _ | LV | 400 kVA :Kiosk Substation | 0.4 | --> | 0.4 | 0.329 | 2.36 |  | --> | 0.38 | 0 | 0.047 | 0.335 | 0 |  | --> | C12 ex BRAY | Bray [T41,T42] | FASSAROE |  | 53.1945 | -6.1282
281737Z | MV/LV Substation RI***737Z |  | 10 kV | _ | LV | 400 kVA :Kiosk Substation | 0.4 | --> | 0.4 | 0.4 | 4.3 |  | --> | 0.38 | 0 | 0 | 0.38 | 0 |  | --> | C17 ex RINGASKIDDY 110KV | Ringaskiddy 110kv [T42] | BARNAHELY |  | 51.8315 | -8.3297
165544X | MV/LV Substation DE***544X |  | 10 kV | _ | LV | 50 kVA :Pole Substation | 0.05 | --> | 0.05 | 0.041 | 0.88 |  | --> | 0.048 | 0 | 0 | 0 | 0 | Constrained, otherwise capacity available =46 kW | --> | C21 ex ROSS CARBERY | Ross Carbery [T41,T42] | DUNMANWAY |  | 51.5999 | -8.992
050705Y | MV/LV Substation RI***705Y |  | 20 kV | _ | LV | 630 kVA :Kiosk Substation | 0.63 | --> | 0.63 | 0 | 0 | Constrained, otherwise capacity available =454 kVA | --> | 0.598 | 0 | 0.03 | 0 | 0 | Constrained, otherwise capacity available =552 kW | --> | C22 ex ATHLONE | Athlone [T41,T42] | ATHLONE |  | 53.4223 | -8.0008
041459X | MV/LV Substation TE***459X |  | 20 kV | _ | LV | 50 kVA :Pole Substation | 0.05 | --> | 0.05 | 0 | 0 | Constrained, otherwise capacity available =42 kVA | --> | 0.048 | 0 | 0.005 | 0 | 0 | Constrained, otherwise capacity available =43 kW | --> | E19 ex DALTON | Dalton [T421,T422] | DALTON |  | 53.7026 | -9.0786
039491X | MV/LV Substation PR***491X |  | 10 kV | _ | LV | 630 kVA :Building Structure | 0.63 | --> | 0.63 | 0 | 0 | Constrained, otherwise capacity available =570 kVA | --> | 0.598 | 0 | 0 | 0 | 0 | Constrained, otherwise capacity available =590 kW | --> | C11 ex HEADFORD ROAD | Headford Road [T41,T42] | GALWAY 110KV |  | 53.2754 | -9.048
004401 | MV/LV Substation BA***401 |  | 10 kV | _ | LV | 50 kVA :Pole Substation | 0.05 | --> | 0.05 | 0 | 18.08 |  | --> | 0.048 | 0 | 0 | 0.032 | 0 |  | --> | C22 ex ARKLOW | Arklow [T101,T102] | ARKLOW |  | 52.8021 | -6.1776
068778X | MV/LV Substation EA***778X |  | 10 kV | _ | LV | 1000 kVA :Building Structure | 1 | --> | 1 | 0.5 | 6.65 |  | --> | 0.95 | 0 | 0 | 0.5 | 0 |  | --> | C12 ex EAST WALL ROAD | East Wall Road [T41,T42] | MCDERMOTT |  | 53.3551 | -6.2214
033352 | MV/LV Substation CU***352 |  | 10 kV | _ | LV | 100 kVA :Pole Substation | 0.1 | --> | 0.1 | 0 | 0 | Constrained, otherwise capacity available =84 kVA | --> | 0.095 | 0 | 0 | 0 | 0 | Constrained, otherwise capacity available =93 kW | --> | C11 ex PORTLAW | Portlaw [T41,T42] | BUTLERSTOWN |  | 52.2913 | -7.3593
007866Y | MV/LV Substation RO***866Y |  | 20 kV | _ | LV | 400 kVA :Kiosk Substation | 0.4 | --> | 0.4 | 0.359 | 1.4 |  | --> | 0.38 | 0 | 0.014 | 0 | 0 | Constrained, otherwise capacity available =364 kW | --> | E12 ex KILLINICK | Killinick [T421,T422] | WEXFORD |  | 52.2493 | -6.3373
026737X | MV/LV Substation MO***737X |  | 10 kV | _ | LV | 50 kVA :Pole Substation | 0.05 | --> | 0.05 | 0.036 | 8.66 |  | --> | 0.048 | 0 | 0.028 | 0 | 0 | Constrained, otherwise capacity available =25 kW | --> | C17 ex BANDON | Bandon [T101,T42] | BANDON |  | 51.7246 | -8.6345
125045Y | MV/LV Substation HI***045Y |  | 10 kV | _ | LV | 50 kVA :Pole Substation | 0.05 | --> | 0.05 | 0.05 | 0.22 |  | --> | 0.048 | 0 | 0 | 0 | 0 | Constrained, otherwise capacity available =48 kW | --> | C15 ex KILSHANNY | Kilshanny [T41,T42] | CAHIR |  | 52.2781 | -8.2497
060382X | MV/LV Substation DR***382X |  | 20 kV | _ | LV | 50 kVA :Pole Substation | 0.05 | --> | 0.05 | 0 | 0 | Constrained, otherwise capacity available =43 kVA | --> | 0.048 | 0 | 0 | 0 | 0 | Constrained, otherwise capacity available =46 kW | --> | C17 ex CLONES | Clones [T41,T42] | SHANKILL |  | 54.2123 | -7.1368
032321Y | MV/LV Substation NE***321Y |  | 10 kV | _ | LV | 400 kVA :Kiosk Substation | 0.4 | --> | 0.4 | 0 | 0 | Constrained, otherwise capacity available =252 kVA | --> | 0.38 | 0 | 0.106 | 0 | 0 | Constrained, otherwise capacity available =281 kW | --> | C12 ex TRAMORE | Tramore [T41,T42] | BUTLERSTOWN |  | 52.1462 | -7.1706
052800 | MV/LV Substation CO***800 |  | 20 kV | _ | LV | 100 kVA :Pole Substation | 0.1 | --> | 0.1 | 0.087 | 1.25 |  | --> | 0.095 | 0 | 0 | 0 | 0 | Constrained, otherwise capacity available =93 kW | --> | C16 ex LOUGHANALLA | Loughanalla [T41,T42] | MULLINGAR |  | 53.6754 | -7.3008
067082Y | MV/LV Substation CO***082Y |  | 10 kV | _ | LV | 400 kVA :Kiosk Substation | 0.4 | --> | 0.4 | 0 | 0 | Constrained, otherwise capacity available =328 kVA | --> | 0.38 | 0 | 0.023 | 0.353 | 0 |  | --> | C11 ex BALLINACURRA | Ballinacurra [T41,T42] | LIMERICK |  | 52.6558 | -8.6449
161319 | MV/LV Substation UG***319 |  | 20 kV | _ | LV | 50 kVA :Pole Substation | 0.05 | --> | 0.05 | 0.033 | 11.03 |  | --> | 0.048 | 0 | 0 | 0.045 | 0 |  | --> | C27 ex SALTHILL | Salthill [T101,T102] | SALTHILL |  | 53.3286 | -9.174
068225X | MV/LV Substation SH***225X |  | 10 kV | _ | LV | 630 kVA :Building Structure | 0.63 | --> | 0.63 | 0 | 0 | Constrained, otherwise capacity available =466 kVA | --> | 0.598 | 0 | 0.002 | 0.5 | 0 |  | --> | C16 ex WATLING STREET | Watling Street [T41,T42] | FRANCIS STREET |  | 53.3536 | -6.2845
067092 | MV/LV Substation LI***092 |  | 10 kV | _ | LV | 630 kVA :Building Structure | 0.63 | --> | 0.63 | 0 | 0 | Constrained, otherwise capacity available =379 kVA | --> | 0.598 | 0 | 0.04 | 0.5 | 0 |  | --> | C20 ex BALLINACURRA | Ballinacurra [T41,T42] | LIMERICK |  | 52.658 | -8.6317
0524820 | MV/LV Substation CL***4820 |  | 20 kV | _ | LV | 200 kVA :Pole Substation | 0.2 | --> | 0.2 | 0 | 0 | Constrained, otherwise capacity available =200 kVA | --> | 0.19 | 0 | 0 | 0 | 0 | Constrained, otherwise capacity available =190 kW | --> | E14 ex BALLINDERRY | Ballinderry [T41,T422] | MULLINGAR |  | 53.4598 | -7.2128
042024 | MV/LV Substation AG***024 |  | 10 kV | _ | LV | 630 kVA :Kiosk Substation | 0.63 | --> | 0.63 | 0 | 0 | Constrained, otherwise capacity available =502 kVA | --> | 0.598 | 0 | 0.017 | 0 | 0 | Constrained, otherwise capacity available =568 kW | --> | C13 ex KNOCKAPHUNTA | Knockaphunta [T41,T42] | CASTLEBAR |  | 53.8469 | -9.3013
011907Y | MV/LV Substation PA***907Y |  | 10 kV | _ | LV | 400 kVA :Kiosk Substation | 0.4 | --> | 0.4 | 0 | 0 | Constrained, otherwise capacity available =264 kVA | --> | 0.38 | 0 | 0 | 0 | 0 | Constrained, otherwise capacity available =361 kW | --> | C14 ex ROSEHILL | Rosehill [T41,T42] | KILKENNY |  | 52.6494 | -7.2525
0054154 | MV/LV Substation OA***4154 |  | 10 kV | _ | LV | 200 kVA :Kiosk Substation | 0.2 | --> | 0.2 | 0.159 | 3.03 |  | --> | 0.19 | 0 | 0.044 | 0 | 0 | Constrained, otherwise capacity available =152 kW | --> | C18 ex RAMSTOWN | Ramstown [T41,T42] | CRANE |  | 52.6691 | -6.301
070984 | MV/LV Substation NE***984 |  | 20 kV | _ | LV | 50 kVA :Pole Substation | 0.05 | --> | 0.05 | 0.05 | 0.76 |  | --> | 0.048 | 0 | 0 | 0 | 0 | Constrained, otherwise capacity available =48 kW | --> | E15 ex RATHMORE | Rathmore [T42,T421] | KNOCKEARAGH |  | 52.1511 | -9.2517
061445 | MV/LV Substation AG***445 |  | 10 kV | _ | LV | 150 kVA :Pole Substation | 0.15 | --> | 0.15 | 0.148 | 2.04 |  | --> | 0.142 | 0 | 0 | 0 | 0 | Constrained, otherwise capacity available =142 kW | --> | C18 ex BALLYBAY | Ballybay [T41,T42] | LISDRUM |  | 54.1467 | -7.0548
037232Y | MV/LV Substation CU***232Y |  | 10 kV | _ | LV | 400 kVA :Building Structure | 0.4 | --> | 0.4 | 0 | 0 | Constrained, otherwise capacity available =218 kVA | --> | 0.38 | 0 | 0 | 0 | 0 | Constrained, otherwise capacity available =354 kW | --> | C20 ex CAHIRCALLA | Cahircalla [T41,T42] | ENNIS |  | 52.8312 | -8.994
020094 | MV/LV Substation GR***094 |  | 10 kV | _ | LV | 50 kVA :Pole Substation | 0.05 | --> | 0.05 | 0 | 0 | Constrained, otherwise capacity available =47 kVA | --> | 0.048 | 0 | 0 | 0 | 0 | Constrained, otherwise capacity available =47 kW | --> | C18 ex COOLCORCORAN | Coolcorcoran [T41,T42] | KNOCKEARAGH |  | 52.0648 | -9.6204
345575 | MV/LV Substation MC***575 |  | 20 kV | _ | LV | 200 kVA :Pole Substation | 0.2 | --> | 0.2 | 0 | 0 | Constrained, otherwise capacity available =169 kVA | --> | 0.19 | 0 | 0 | 0.186 | 0 |  | --> | E16 ex MANORHAMILTON | Manorhamilton [T422] | SLIGO |  | 54.3028 | -8.1731
010514X | MV/LV Substation GR***514X |  | 10 kV | _ | LV | 100 kVA :Pole Substation | 0.1 | --> | 0.1 | 0 | 0 | Constrained, otherwise capacity available =94 kVA | --> | 0.095 | 0 | 0.003 | 0 | 0 | Constrained, otherwise capacity available =92 kW | --> | C17 ex GRAIGUENAMANAGH | Graiguenamanagh [T41,T42] | KILKENNY |  | 52.5412 | -6.9643
116161Y | MV/LV Substation AS***161Y |  | 20 kV | _ | LV | 200 kVA :Kiosk Substation | 0.2 | --> | 0.2 | 0.16 | 8.1 |  | --> | 0.19 | 0 | 0.005 | 0 | 0 | Constrained, otherwise capacity available =181 kW | --> | E16 ex WESTPORT | Westport [T421,T422] | CASTLEBAR |  | 53.7941 | -9.5037
062074 | MV/LV Substation TH***074 |  | 10 kV | _ | LV | 200 kVA :Pole Substation | 0.2 | --> | 0.2 | 0.167 | 0.72 |  | --> | 0.19 | 0 | 0.01 | 0 | 0 | Constrained, otherwise capacity available =178 kW | --> | C15 ex COES ROAD | Coes Road [T41,T42] | DUNDALK |  | 54.0045 | -6.3643
059054X | MV/LV Substation FA***054X |  | 20 kV | _ | LV | 50 kVA :Pole Substation | 0.05 | --> | 0.05 | 0 | 0 | Constrained, otherwise capacity available =40 kVA | --> | 0.048 | 0 | 0.005 | 0 | 0 | Constrained, otherwise capacity available =42 kW | --> | E19 ex CAVAN | Cavan [T42,T421] | SHANKILL |  | 54.0034 | -7.3851
365039 | MV/LV Substation WH***039 |  | 10 kV | _ | LV | 400 kVA :Building Structure | 0.4 | --> | 0.4 | 0.345 | 13.91 |  | --> | 0.38 | 0 | 0 | 0.372 | 0 |  | --> | C20 ex COOKSTOWN | Cookstown [T101,T102] | CARRICKMINES |  | 53.2788 | -6.3754
281556Z | MV/LV Substation TI***556Z |  | 10 kV | _ | LV | 400 kVA :Kiosk Substation | 0.4 | --> | 0.4 | 0 | 0 | Constrained, otherwise capacity available =318 kVA | --> | 0.38 | 0 | 0 | 0.369 | 0 |  | --> | C21 ex BALLINCOLLIG | Ballincollig [T41,T42] | KILBARRY |  | 51.8877 | -8.5882
0694111 | MV/LV Substation PA***4111 |  | 10 kV | _ | LV | 630 kVA :Building Structure | 0.63 | --> | 0.63 | 0.5 | 9.99 |  | --> | 0.598 | 0 | 0 | 0.5 | 0 |  | --> | C21 ex HAROLDS CROSS | Harolds Cross [T101,T102] | POOLBEG |  | 53.3305 | -6.2865
238034Y | MV/LV Substation FR***034Y |  | 20 kV | _ | LV | 200 kVA :Kiosk Substation | 0.2 | --> | 0.2 | 0 | 0 | Constrained, otherwise capacity available =160 kVA | --> | 0.19 | 0 | 0.016 | 0 | 0 | Constrained, otherwise capacity available =172 kW | --> | E12 ex BALLINROBE | Ballinrobe [T421,T422] | DALTON |  | 53.6258 | -9.2155
014266X | MV/LV Substation KI***266X |  | 10 kV | _ | LV | 200 kVA :Kiosk Substation | 0.2 | --> | 0.2 | 0.057 | 0.12 |  | --> | 0.19 | 0 | 0.027 | 0.149 | 0 |  | --> | C26 ex ATHY | Athy [T101,T102] | ATHY |  | 53.1037 | -6.9914
1444093 | MV/LV Substation HO***4093 |  | 10 kV | _ | LV | 50 kVA :Pole Substation | 0.05 | --> | 0.05 | 0 | 0 | Constrained, otherwise capacity available =40 kVA | --> | 0.048 | 0 | 0 | 0 | 0 | Constrained, otherwise capacity available =46 kW | --> | C15 ex CASTLECOMER | Castlecomer [T41,T42] | BALLYRAGGET |  | 52.8713 | -7.0967
015738 | MV/LV Substation WE***738 |  | 20 kV | _ | LV | 100 kVA :Pole Substation | 0.1 | --> | 0.1 | 0 | 0 | Constrained, otherwise capacity available =92 kVA | --> | 0.095 | 0 | 0 | 0 | 0 | Constrained, otherwise capacity available =94 kW | --> | E13 ex BLESSINGTON | Blessington [T421,T422] | KILTEEL |  | 53.1476 | -6.6235
0934120 | MV/LV Substation KI***4120 |  | 10 kV | _ | LV | 400 kVA :Kiosk Substation | 0.4 | --> | 0.4 | 0 | 0 | Constrained, otherwise capacity available =400 kVA | --> | 0.38 | 0 | 0 | 0.38 | 0 |  | --> | C39 ex KILMORE | Kilmore [T101,T102,T103] | FINGLAS |  | 53.4032 | -6.2278
015067 | MV/LV Substation CO***067 |  | 10 kV | _ | LV | 400 kVA :Kiosk Substation | 0.4 | --> | 0.4 | 0 | 0 | Constrained, otherwise capacity available =356 kVA | --> | 0.38 | 0 | 0 | 0 | 0 | Constrained, otherwise capacity available =374 kW | --> | C17 ex NAAS | Naas [T41,T42] | KILTEEL |  | 53.2149 | -6.6725
052521Y | MV/LV Substation KI***521Y |  | 20 kV | _ | LV | 50 kVA :Pole Substation | 0.05 | --> | 0.05 | 0 | 0 | Constrained, otherwise capacity available =44 kVA | --> | 0.048 | 0 | 0 | 0 | 0 | Constrained, otherwise capacity available =47 kW | --> | E14 ex BALLINDERRY | Ballinderry [T41,T422] | MULLINGAR |  | 53.4452 | -7.2305
154287Z | MV/LV Substation HU***287Z |  | 10 kV | _ | LV | 400 kVA :Building Structure | 0.4 | --> | 0.4 | 0 | 0 | Constrained, otherwise capacity available =337 kVA | --> | 0.38 | 0 | 0 | 0.371 | 0 |  | --> | C11 ex MACETOWN | Macetown [T101,T102] | MACETOWN |  | 53.4024 | -6.4096
281128Z | MV/LV Substation WE***128Z |  | 10 kV | _ | LV | 200 kVA :Building Structure | 0.2 | --> | 0.2 | 0 | 0 | Constrained, otherwise capacity available =74 kVA | --> | 0.19 | 0 | 0 | 0.177 | 0 |  | --> | C21 ex BALLINCOLLIG | Ballincollig [T41,T42] | KILBARRY |  | 51.8859 | -8.5877
068371X | MV/LV Substation ST***371X |  | 10 kV | _ | LV | 1000 kVA :Building Structure | 1 | --> | 1 | 0.5 | 17.78 |  | --> | 0.95 | 0 | 0 | 0.5 | 0 |  | --> | C12 ex RINGSEND | Ringsend [T101,T102] | POOLBEG |  | 53.3403 | -6.194
253468X | MV/LV Substation AR***468X |  | 20 kV | _ | LV | 100 kVA :Pole Substation | 0.1 | --> | 0.1 | 0 | 0 | Constrained, otherwise capacity available =98 kVA | --> | 0.095 | 0 | 0 | 0 | 0 | Constrained, otherwise capacity available =95 kW | --> | C23 ex TUAM NORTH | Tuam North [T41,T42] | CLOON |  | 53.5742 | -9.0051
066542X | MV/LV Substation DU***542X |  | 20 kV | _ | LV | 400 kVA :Kiosk Substation | 0.4 | --> | 0.4 | 0 | 0 | Constrained, otherwise capacity available =183 kVA | --> | 0.38 | 0 | 0 | 0 | 0 | Constrained, otherwise capacity available =349 kW | --> | E17 ex BALTRASNA | Baltrasna [T121,T122] | BALTRASNA |  | 53.5101 | -6.5406
073074X | MV/LV Substation BA***074X |  | 20 kV | _ | LV | 200 kVA :Kiosk Substation | 0.2 | --> | 0.2 | 0 | 0 | Constrained, otherwise capacity available =190 kVA | --> | 0.19 | 0 | 0 | 0 | 0 | Constrained, otherwise capacity available =189 kW | --> | C16 ex MOATE | Moate [T41,T42] | ATHLONE |  | 53.4907 | -7.6681
054135Z | MV/LV Substation CL***135Z |  | 10 kV | _ | LV | 50 kVA :Pole Substation | 0.05 | --> | 0.05 | 0 | 0 | Constrained, otherwise capacity available =47 kVA | --> | 0.048 | 0 | 0 | 0 | 0 | Constrained, otherwise capacity available =47 kW | --> | C16 ex PALLAS | Pallas [T41,T42] | PORTLAOISE |  | 53.0543 | -7.3535
042576X | MV/LV Substation RE***576X |  | 10 kV | _ | LV | 100 kVA :Pole Substation | 0.1 | --> | 0.1 | 0 | 0 | Constrained, otherwise capacity available =95 kVA | --> | 0.095 | 0 | 0 | 0 | 0 | Constrained, otherwise capacity available =94 kW | --> | E18 ex WINDSOR | Windsor [T421,T422] | CASTLEBAR |  | 53.8505 | -9.2837
062106Y | MV/LV Substation BA***106Y |  | 20 kV | _ | LV | 100 kVA :Pole Substation | 0.1 | --> | 0.1 | 0.099 | 2.33 |  | --> | 0.095 | 0 | 0 | 0 | 0 | Constrained, otherwise capacity available =95 kW | --> | C26 ex DUNDALK | Dundalk [T41,T42] | DUNDALK |  | 54.0474 | -6.528
093384 | MV/LV Substation TU***384 |  | 10 kV | _ | LV | 50 kVA :Pole Substation | 0.05 | --> | 0.05 | 0 | 0 |  | --> | 0.048 | 0 | 0 | 0.037 | 0 |  | --> | C19 ex KILMORE | Kilmore [T101,T102,T103] | FINGLAS |  | 53.4098 | -6.2324
281818Z | MV/LV Substation CO***818Z |  | 10 kV | _ | LV | 630 kVA :Kiosk Substation | 0.63 | --> | 0.63 | 0.333 | 5.49 |  | --> | 0.598 | 0 | 0.056 | 0.5 | 0 |  | --> | C17 ex TRABEG | Trabeg [T101,T102] | TRABEG |  | 51.8657 | -8.4871
075893 | MV/LV Substation BA***893 |  | 20 kV | _ | LV | 50 kVA :Pole Substation | 0.05 | --> | 0.05 | 0.041 | 4.38 |  | --> | 0.048 | 0 | 0 | 0.046 | 0 |  | --> | E17 ex CRANE | Crane [T122] | CRANE |  | 52.5504 | -6.4638
067288Y | MV/LV Substation CR***288Y |  | 10 kV | _ | LV | 200 kVA :Kiosk Substation | 0.2 | --> | 0.2 | 0 | 0 | Constrained, otherwise capacity available =117 kVA | --> | 0.19 | 0 | 0.048 | 0 | 0 | Constrained, otherwise capacity available =143 kW | --> | C13 ex DOCK ROAD | Dock Road [T41,T42] | LIMERICK |  | 52.6346 | -8.667
081373X | MV/LV Substation TH***373X |  | 10 kV | _ | LV | 200 kVA :Kiosk Substation | 0.2 | --> | 0.2 | 0 | 0 | Constrained, otherwise capacity available =118 kVA | --> | 0.19 | 0 | 0.034 | 0 | 0 | Constrained, otherwise capacity available =153 kW | --> | C17 ex CASTLEKNOCK | Castleknock [T41,T42] | FINGLAS |  | 53.3759 | -6.3794
012980 | MV/LV Substation BU***980 |  | 10 kV | _ | LV | 50 kVA :Pole Substation | 0.05 | --> | 0.05 | 0 | 0 | Constrained, otherwise capacity available =22 kVA | --> | 0.048 | 0 | 0.004 | 0 | 0 | Constrained, otherwise capacity available =41 kW | --> | C23 ex POLLERTON | Pollerton [T41,T42] | CARLOW |  | 52.8212 | -6.9313
066572Z | MV/LV Substation RA***572Z |  | 20 kV | _ | LV | 630 kVA :Building Structure | 0.63 | --> | 0.63 | 0 | 0 | Constrained, otherwise capacity available =458 kVA | --> | 0.598 | 0 | 0.01 | 0 | 0 | Constrained, otherwise capacity available =567 kW | --> | E21 ex BALTRASNA | Baltrasna [T121,T122] | BALTRASNA |  | 53.5229 | -6.4095
0154340 | MV/LV Substation CO***4340 |  | 10 kV | _ | LV | 400 kVA :Kiosk Substation | 0.4 | --> | 0.4 | 0 | 0 | Constrained, otherwise capacity available =335 kVA | --> | 0.38 | 0 | 0.015 | 0 | 0 | Constrained, otherwise capacity available =360 kW | --> | C19 ex SALLINS | Sallins [T41,T42] | GRIFFINRATH |  | 53.2858 | -6.7611
153435X | MV/LV Substation PA***435X |  | 20 kV | _ | LV | 50 kVA :Pole Substation | 0.05 | --> | 0.05 | 0 | 0 | Constrained, otherwise capacity available =48 kVA | --> | 0.048 | 0 | 0 | 0 | 0 | Constrained, otherwise capacity available =47 kW | --> | E18 ex BIRDHILL | Birdhill [T421,T422] | ARDNACRUSHA |  | 52.6973 | -8.5045
162571 | MV/LV Substation CR***571 |  | 10 kV | _ | LV | 400 kVA :Kiosk Substation | 0.4 | --> | 0.4 | 0.246 | 0.25 | Constrained, otherwise capacity available =275 kVA | --> | 0.38 | 0 | 0.005 | 0 | 0 | Constrained, otherwise capacity available =359 kW | --> | C11 ex ROSSGEIR | Rossgeir [T41,T42] | LETTERKENNY |  | 54.8371 | -7.4919
002914 | MV/LV Substation KI***914 |  | 10 kV | _ | LV | 50 kVA :Pole Substation | 0.05 | --> | 0.05 | 0.05 | 2.36 |  | --> | 0.048 | 0 | 0 | 0.048 | 0 |  | --> | C16 ex BRAY | Bray [T41,T42] | FASSAROE |  | 53.1857 | -6.1362
003883 | MV/LV Substation BO***883 |  | 10 kV | _ | LV | 50 kVA :Pole Substation | 0.05 | --> | 0.05 | 0.026 | 0.48 |  | --> | 0.048 | 0 | 0 | 0 | 0 | Constrained, otherwise capacity available =44 kW | --> | C15 ex KILMARTIN | Kilmartin [T41] | ARKLOW |  | 53.0338 | -6.1144
064710 | MV/LV Substation CA***710 |  | 20 kV | _ | LV | 200 kVA :Pole Substation | 0.2 | --> | 0.2 | 0 | 0 | Constrained, otherwise capacity available =161 kVA | --> | 0.19 | 0 | 0 | 0 | 0 | Constrained, otherwise capacity available =185 kW | --> | E15 ex DULEEK | Duleek [T421,T422] | DRYBRIDGE |  | 53.6773 | -6.3891
033924 | MV/LV Substation BA***924 |  | 20 kV | _ | LV | 50 kVA :Pole Substation | 0.05 | --> | 0.05 | 0 | 0 | Constrained, otherwise capacity available =43 kVA | --> | 0.048 | 0 | 0 | 0 | 0 | Constrained, otherwise capacity available =46 kW | --> | E17 ex KILMACTHOMAS | Kilmacthomas [T421,T422] | DUNGARVAN |  | 52.2586 | -7.4018
266251 | MV/LV Substation LI***251 |  | 20 kV | _ | LV | 50 kVA :Pole Substation | 0.05 | --> | 0.05 | 0 | 0 | Constrained, otherwise capacity available =20 kVA | --> | 0.048 | 0 | 0 | 0 | 0 | Constrained, otherwise capacity available =43 kW | --> | E12 ex CARNDONAGH | Carndonagh [T421,T422] | TRILLICK |  | 55.244 | -7.2782
081107Z | MV/LV Substation CA***107Z |  | 10 kV | _ | LV | 200 kVA :Building Structure | 0.2 | --> | 0.2 | 0.121 | 7.91 |  | --> | 0.19 | 0 | 0 | 0.179 | 0 |  | --> | C23 ex PELLETSTOWN | Pelletstown [T101,T102] | FINGLAS |  | 53.3717 | -6.3902
012914X | MV/LV Substation NC***914X |  | 10 kV | _ | LV | 50 kVA :Pole Substation | 0.05 | --> | 0.05 | 0 | 0 | Constrained, otherwise capacity available =10 kVA | --> | 0.048 | 0 | 0.02 | 0 | 0 | Constrained, otherwise capacity available =27 kW | --> | C11 ex POLLERTON | Pollerton [T41,T42] | CARLOW |  | 52.8427 | -6.9051
014509Z | MV/LV Substation CI***509Z |  | 20 kV | _ | LV | 100 kVA :Pole Substation | 0.1 | --> | 0.1 | 0 | 0 | Constrained, otherwise capacity available =98 kVA | --> | 0.095 | 0 | 0.01 | 0 | 0 | Constrained, otherwise capacity available =87 kW | --> | C14 ex KILDARE | Kildare [T41,T42] | NEWBRIDGE |  | 53.1832 | -6.9113
073724 | MV/LV Substation BA***724 |  | 20 kV | _ | LV | 50 kVA :Pole Substation | 0.05 | --> | 0.05 | 0 | 0 | Constrained, otherwise capacity available =36 kVA | --> | 0.048 | 0 | 0.005 | 0 | 0 | Constrained, otherwise capacity available =42 kW | --> | C16 ex MOATE | Moate [T41,T42] | ATHLONE |  | 53.4855 | -7.6795
154290Z | MV/LV Substation BE***290Z |  | 10 kV | _ | LV | 400 kVA :Kiosk Substation | 0.4 | --> | 0.4 | 0 | 0 | Constrained, otherwise capacity available =279 kVA | --> | 0.38 | 0 | 0.018 | 0.35 | 0 |  | --> | C22 ex MACETOWN | Macetown [T101,T102] | MACETOWN |  | 53.4023 | -6.4384
156451 | MV/LV Substation NE***451 |  | 20 kV | _ | LV | 50 kVA :Pole Substation | 0.05 | --> | 0.05 | 0.041 | 2.47 |  | --> | 0.048 | 0 | 0 | 0 | 0 | Constrained, otherwise capacity available =46 kW | --> | E19 ex TELAYDON | Telaydon [T42,T421] | LISDRUM |  | 54.2943 | -6.8982
154567Z | MV/LV Substation DU***567Z |  | 10 kV | _ | LV | 630 kVA :Building Structure | 0.63 | --> | 0.63 | 0 | 0 | Constrained, otherwise capacity available =523 kVA | --> | 0.598 | 0 | 0.015 | 0.5 | 0 |  | --> | C23 ex MACETOWN | Macetown [T101,T102] | MACETOWN |  | 53.4269 | -6.476
052248Y | MV/LV Substation CL***248Y |  | 20 kV | _ | LV | 100 kVA :Pole Substation | 0.1 | --> | 0.1 | 0 | 0 | Constrained, otherwise capacity available =96 kVA | --> | 0.095 | 0 | 0 | 0 | 0 | Constrained, otherwise capacity available =94 kW | --> | E20 ex BALLINDERRY | Ballinderry [T41,T422] | MULLINGAR |  | 53.4947 | -7.3458
139258Y | MV/LV Substation YE***258Y |  | 10 kV | _ | LV | 200 kVA :Kiosk Substation | 0.2 | --> | 0.2 | 0 | 0 | Constrained, otherwise capacity available =130 kVA | --> | 0.19 | 0 | 0.016 | 0 | 0 | Constrained, otherwise capacity available =168 kW | --> | C17 ex VIRGINIA | Virginia [T41,T42] | MEATH HILL |  | 53.8331 | -7.0694
093397X | MV/LV Substation AV***397X |  | 10 kV | _ | LV | 400 kVA :Kiosk Substation | 0.4 | --> | 0.4 | 0 | 0 | Constrained, otherwise capacity available =337 kVA | --> | 0.38 | 0 | 0 | 0.371 | 0 |  | --> | C16 ex SANTRY | Santry [T41,T42] | FINGLAS |  | 53.3989 | -6.2396
365834X | MV/LV Substation CI***834X |  | 10 kV | _ | LV | 400 kVA :Building Structure | 0.4 | --> | 0.4 | 0 | 0 |  | --> | 0.38 | 0 | 0.184 | 0.141 | 0 |  | --> | C23 ex CITYWEST | Citywest [T101,T102] | INCHICORE 220KV |  | 53.2879 | -6.4264
144033 | MV/LV Substation NU***033 |  | 20 kV | _ | LV | 400 kVA :Kiosk Substation | 0.4 | --> | 0.4 | 0 | 0 | Constrained, otherwise capacity available =306 kVA | --> | 0.38 | 0 | 0 | 0 | 0 | Constrained, otherwise capacity available =367 kW | --> | E25 ex TALBOTS INCH | Talbots Inch [T41,T42] | KILKENNY |  | 52.7319 | -7.4046
433376X | MV/LV Substation CO***376X |  | 10 kV | _ | LV | 630 kVA :Kiosk Substation | 0.63 | --> | 0.63 | 0 | 0 | Constrained, otherwise capacity available =520 kVA | --> | 0.598 | 0 | 0 | 0 | 0 | Constrained, otherwise capacity available =583 kW | --> | C11 ex BALLAGHADERREEN | Ballaghaderreen [T41,T42] | TONROE |  | 53.9056 | -8.5726
064142Y | MV/LV Substation BA***142Y |  | 10 kV | _ | LV | 200 kVA :Kiosk Substation | 0.2 | --> | 0.2 | 0 | 0 | Constrained, otherwise capacity available =200 kVA | --> | 0.19 | 0 | 0 | 0 | 0 | Constrained, otherwise capacity available =190 kW | --> | C20 ex TERMONFECKIN ROAD | Termonfeckin Road [T41,T42] | DRYBRIDGE |  | 53.7363 | -6.2593
0154257 | MV/LV Substation BL***4257 |  | 10 kV | _ | LV | 50 kVA :Pole Substation | 0.05 | --> | 0.05 | 0 | 0 | Constrained, otherwise capacity available =50 kVA | --> | 0.048 | 0 | 0 | 0 | 0 | Constrained, otherwise capacity available =48 kW | --> | C18 ex NAAS | Naas [T41,T42] | KILTEEL |  | 53.2014 | -6.6743
258424 | MV/LV Substation SH***424 |  | 20 kV | _ | LV | 200 kVA :Pole Substation | 0.2 | --> | 0.2 | 0.196 | 1.86 |  | --> | 0.19 | 0 | 0 | 0 | 0 | Constrained, otherwise capacity available =190 kW | --> | E17 ex CREESLOUGH | Creeslough [T421] | ARDNAGAPPARY |  | 55.1794 | -7.9066
0684159 | MV/LV Substation MI***4159 |  | 10 kV | _ | LV | 1000 kVA :Building Structure | 1 | --> | 1 | 0 | 0 | Constrained, otherwise capacity available =934 kVA | --> | 0.95 | 0 | 0 | 0.5 | 0 |  | --> | C19 ex NEWMARKET (DR) | Newmarket (dr) [T41] | FRANCIS STREET |  | 53.3367 | -6.2764
0114502 | MV/LV Substation BI***4502 |  | 10 kV | _ | LV | 630 kVA :Kiosk Substation | 0.63 | --> | 0.63 | 0 | 0 | Constrained, otherwise capacity available =584 kVA | --> | 0.598 | 0 | 0.02 | 0 | 0 | Constrained, otherwise capacity available =577 kW | --> | C11 ex ROSEHILL | Rosehill [T41,T42] | KILKENNY |  | 52.6611 | -7.2711
3654206 | MV/LV Substation FI***4206 |  | 10 kV | _ | LV | 400 kVA :Kiosk Substation | 0.4 | --> | 0.4 | 0 | 0 | Constrained, otherwise capacity available =400 kVA | --> | 0.38 | 0 | 0 | 0.38 | 0 |  | --> | C12 ex OLDBAWN | Oldbawn [T41,T42] | COOKSTOWN |  | 53.2768 | -6.349
015036Y | MV/LV Substation TO***036Y |  | 10 kV | _ | LV | 400 kVA :Kiosk Substation | 0.4 | --> | 0.4 | 0 | 0 | Constrained, otherwise capacity available =332 kVA | --> | 0.38 | 0 | 0 | 0 | 0 | Constrained, otherwise capacity available =371 kW | --> | C18 ex NAAS | Naas [T41,T42] | KILTEEL |  | 53.2067 | -6.7427
081613Z | MV/LV Substation CO***613Z |  | 10 kV | _ | LV | 630 kVA :Kiosk Substation | 0.63 | --> | 0.63 | 0 | 0 | Constrained, otherwise capacity available =549 kVA | --> | 0.598 | 0 | 0.12 | 0 | 0 | Constrained, otherwise capacity available =498 kW | --> | C17 ex PALMERSTOWN | Palmerstown [T41,T42] | FINGLAS |  | 53.3459 | -6.384
120787X | MV/LV Substation BA***787X |  | 20 kV | _ | LV | 100 kVA :Pole Substation | 0.1 | --> | 0.1 | 0.086 | 3.5 |  | --> | 0.095 | 0 | 0 | 0 | 0 | Constrained, otherwise capacity available =93 kW | --> | E11 ex DUNFIRTH | Dunfirth [T122] | DUNFIRTH |  | 53.3847 | -6.9644
293149X | MV/LV Substation BA***149X |  | 20 kV | _ | LV | 100 kVA :Pole Substation | 0.1 | --> | 0.1 | 0 | 0 | Constrained, otherwise capacity available =91 kVA | --> | 0.095 | 0 | 0 | 0 | 0 | Constrained, otherwise capacity available =94 kW | --> | E13 ex SHILLELAGH | Shillelagh [T421,T422] | CARLOW |  | 52.788 | -6.4913
028001 | MV/LV Substation TH***001 |  | 10 kV | _ | LV | 400 kVA :Kiosk Substation | 0.4 | --> | 0.4 | 0.093 | 19.7 |  | --> | 0.38 | 0 | 0.014 | 0.326 | 0 |  | --> | C11 ex COW CROSS | Cow Cross [T102,T41] | N/A |  | 51.8529 | -8.2956
081168Z | MV/LV Substation FI***168Z |  | 10 kV | _ | LV | 630 kVA :Building Structure | 0.63 | --> | 0.63 | 0 | 0 | Constrained, otherwise capacity available =518 kVA | --> | 0.598 | 0 | 0 | 0.5 | 0 |  | --> | C14 ex LIFFEY VALLEY | Liffey Valley [T41,T42] | INCHICORE 220KV |  | 53.3522 | -6.4071
2504003 | MV/LV Substation SP***4003 |  | 10 kV | _ | LV | 50 kVA :Pole Substation | 0.05 | --> | 0.05 | 0.05 | 0.3 |  | --> | 0.048 | 0 | 0 | 0 | 0 | Constrained, otherwise capacity available =48 kW | --> | C17 ex BANAGHER | Banagher [T41,T42] | DALLOW |  | 53.2002 | -8.1375
065570 | MV/LV Substation NA***570 |  | 20 kV | _ | LV | 50 kVA :Pole Substation | 0.05 | --> | 0.05 | 0 | 0 |  | --> | 0.048 | 0 | 0.05 | 0 | 0 |  | --> | C26 ex STEPHENSTOWN | Stephenstown [T101,T102] | FINGLAS |  | 53.5892 | -6.2927
281412X | MV/LV Substation MO***412X |  | 10 kV | _ | LV | 50 kVA :Pole Substation | 0.05 | --> | 0.05 | 0 | 0 | Constrained, otherwise capacity available =30 kVA | --> | 0.048 | 0 | 0.003 | 0 | 0 | Constrained, otherwise capacity available =42 kW | --> | C16 ex CARRIGALINE | Carrigaline [T41,T42] | BARNAHELY |  | 51.8672 | -8.3765
030245X | MV/LV Substation TH***245X |  | 20 kV | _ | LV | 200 kVA :Kiosk Substation | 0.2 | --> | 0.2 | 0 | 0 | Constrained, otherwise capacity available =167 kVA | --> | 0.19 | 0 | 0 | 0 | 0 | Constrained, otherwise capacity available =186 kW | --> | E14 ex FOXHOLE | Foxhole [T421,T422] | DUNGARVAN |  | 51.955 | -7.8561
0154232 | MV/LV Substation OA***4232 |  | 10 kV | _ | LV | 630 kVA :Kiosk Substation | 0.63 | --> | 0.63 | 0 | 0 | Constrained, otherwise capacity available =453 kVA | --> | 0.598 | 0 | 0.415 | 0 | 0 | Constrained, otherwise capacity available =266 kW | --> | C11 ex NAAS | Naas [T41,T42] | KILTEEL |  | 53.2043 | -6.6564
011815X | MV/LV Substation KI***815X |  | 10 kV | _ | LV | 50 kVA :Pole Substation | 0.05 | --> | 0.05 | 0.042 | 5.05 |  | --> | 0.048 | 0 | 0 | 0 | 0 | Constrained, otherwise capacity available =46 kW | --> | C20 ex MCDONAGH | Mcdonagh [T41,T42] | KILKENNY |  | 52.7093 | -7.195
154241 | MV/LV Substation BR***241 |  | 10 kV | _ | LV | 200 kVA :Kiosk Substation | 0.2 | --> | 0.2 | 0.097 | 7.91 |  | --> | 0.19 | 0 | 0.062 | 0.129 | 0 |  | --> | C23 ex PELLETSTOWN | Pelletstown [T101,T102] | FINGLAS |  | 53.3805 | -6.3824
093307Z | MV/LV Substation BA***307Z |  | 10 kV | _ | LV | 400 kVA :Kiosk Substation | 0.4 | --> | 0.4 | 0 | 0 | Constrained, otherwise capacity available =303 kVA | --> | 0.38 | 0 | 0 | 0.366 | 0 |  | --> | C20 ex POPPINTREE | Poppintree [T101,T102] | FINGLAS |  | 53.4004 | -6.2698
011357 | MV/LV Substation TU***357 |  | 10 kV | _ | LV | 400 kVA :Kiosk Substation | 0.4 | --> | 0.4 | 0 | 0 | Constrained, otherwise capacity available =236 kVA | --> | 0.38 | 0 | 0 | 0 | 0 | Constrained, otherwise capacity available =379 kW | --> | C17 ex ROSEHILL | Rosehill [T41,T42] | KILKENNY |  | 52.5647 | -7.3472
058072X | MV/LV Substation GA***072X |  | 10 kV | _ | LV | 50 kVA :Pole Substation | 0.05 | --> | 0.05 | 0.049 | 3 |  | --> | 0.048 | 0 | 0 | 0 | 0 | Constrained, otherwise capacity available =47 kW | --> | C23 ex NENAGH | Nenagh [T41,T42] | NENAGH |  | 52.7956 | -8.243
021062 | MV/LV Substation MT***062 |  | 10 kV | _ | LV | 400 kVA :Kiosk Substation | 0.4 | --> | 0.4 | 0 | 0 | Constrained, otherwise capacity available =305 kVA | --> | 0.38 | 0 | 0 | 0.367 | 0 |  | --> | C25 ex KILBARRY | Kilbarry [T101,T43] | KILBARRY |  | 51.9013 | -8.4989
429255X | MV/LV Substation TE***255X |  | 10 kV | _ | LV | 50 kVA :Pole Substation | 0.05 | --> | 0.05 | 0.049 | 0.33 |  | --> | 0.048 | 0 | 0.01 | 0 | 0 | Constrained, otherwise capacity available =40 kW | --> | C20 ex ABBEYFEALE | Abbeyfeale [T42] | TRIEN |  | 52.4797 | -9.2205
042075 | MV/LV Substation SP***075 |  | 10 kV | _ | LV | 400 kVA :Kiosk Substation | 0.4 | --> | 0.4 | 0.288 | 1.93 |  | --> | 0.38 | 0 | 0.018 | 0 | 0 | Constrained, otherwise capacity available =351 kW | --> | C13 ex TURLOUGH ROAD | Turlough Road [T41,T42] | CASTLEBAR |  | 53.8604 | -9.2843
053710Y | MV/LV Substation SP***710Y |  | 20 kV | _ | LV | 200 kVA :Pole Substation | 0.2 | --> | 0.2 | 0 | 0 | Constrained, otherwise capacity available =169 kVA | --> | 0.19 | 0 | 0.005 | 0.182 | 0 |  | --> | E20 ex CLONMINCH | Clonminch [T41,T422] | THORNSBERRY |  | 53.2972 | -7.2928
058921X | MV/LV Substation TO***921X |  | 20 kV | _ | LV | 100 kVA :Pole Substation | 0.1 | --> | 0.1 | 0 | 0 | Constrained, otherwise capacity available =55 kVA | --> | 0.095 | 0 | 0.015 | 0 | 0 | Constrained, otherwise capacity available =78 kW | --> | C17 ex KYLEERAGH | Kyleeragh [T41,T42] | NENAGH |  | 53 | -8.1241
033501X | MV/LV Substation PI***501X |  | 10 kV | _ | LV | 400 kVA :Kiosk Substation | 0.4 | --> | 0.4 | 0 | 0 | Constrained, otherwise capacity available =316 kVA | --> | 0.38 | 0 | 0.01 | 0.059 | 0 | Constrained, otherwise capacity available =361 kW | --> | C16 ex CREGG ROAD | Cregg Road [T41,T42] | BALLYDINE |  | 52.3498 | -7.3276
0624274 | MV/LV Substation MA***4274 |  | 10 kV | _ | LV | 400 kVA :Kiosk Substation | 0.4 | --> | 0.4 | 0.35 | 3.12 |  | --> | 0.38 | 0 | 0.067 | 0 | 0 | Constrained, otherwise capacity available =324 kW | --> | C21 ex MARSHES | Marshes [T41,T42] | DUNDALK |  | 53.9649 | -6.3882
053200Z | MV/LV Substation AX***200Z |  | 10 kV | _ | LV | 630 kVA :Building Structure | 0.63 | --> | 0.63 | 0.44 | 2.39 |  | --> | 0.598 | 0 | 0.025 | 0 | 0 | Constrained, otherwise capacity available =554 kW | --> | C18 ex SRAH | Srah [T41,T42] | THORNSBERRY |  | 53.2883 | -7.5192
030013 | MV/LV Substation BL***013 |  | 20 kV | _ | LV | 400 kVA :Building Structure | 0.4 | --> | 0.4 | 0 | 0 | Constrained, otherwise capacity available =307 kVA | --> | 0.38 | 0 | 0.105 | 0 | 0 | Constrained, otherwise capacity available =289 kW | --> | E17 ex FOXHOLE | Foxhole [T421,T422] | DUNGARVAN |  | 51.9413 | -7.8582
028201 | MV/LV Substation WE***201 |  | 10 kV | _ | LV | 400 kVA :Kiosk Substation | 0.4 | --> | 0.4 | 0.346 | 19.7 |  | --> | 0.38 | 0 | 0 | 0.373 | 0 |  | --> | C11 ex COW CROSS | Cow Cross [T102,T41] | N/A |  | 51.8494 | -8.2975
044766 | MV/LV Substation LI***766 |  | 20 kV | _ | LV | 50 kVA :Pole Substation | 0.05 | --> | 0.05 | 0.048 | 0.43 |  | --> | 0.048 | 0 | 0 | 0 | 0 | Constrained, otherwise capacity available =47 kW | --> | C21 ex SWINFORD | Swinford [T41,T42] | CASTLEBAR |  | 53.9674 | -9.0333
0644477 | MV/LV Substation CI***4477 |  | 20 kV | _ | LV | 630 kVA :Building Structure | 0.63 | --> | 0.63 | 0 | 0 | Constrained, otherwise capacity available =612 kVA | --> | 0.598 | 0 | 0 | 0 | 0 | Constrained, otherwise capacity available =596 kW | --> | E15 ex JULIANSTOWN | Julianstown [T421,T422] | DRYBRIDGE |  | 53.6396 | -6.2647
345981 | MV/LV Substation WO***981 |  | 20 kV | _ | LV | 50 kVA :Pole Substation | 0.05 | --> | 0.05 | 0 | 0 | Constrained, otherwise capacity available =46 kVA | --> | 0.048 | 0 | 0 | 0.047 | 0 |  | --> | E17 ex MANORHAMILTON | Manorhamilton [T422] | SLIGO |  | 54.2754 | -8.2002
081126Z | MV/LV Substation WI***126Z |  | 10 kV | _ | LV | 630 kVA :Building Structure | 0.63 | --> | 0.63 | 0 | 0 | Constrained, otherwise capacity available =524 kVA | --> | 0.598 | 0 | 0 | 0.5 | 0 |  | --> | C13 ex CLONDALKIN | Clondalkin [T41,T42,T44] | INCHICORE 220KV |  | 53.3253 | -6.3623
233119X | MV/LV Substation AN***119X |  | 10 kV | _ | LV | 400 kVA :Kiosk Substation | 0.4 | --> | 0.4 | 0 | 0 | Constrained, otherwise capacity available =345 kVA | --> | 0.38 | 0 | 0 | 0 | 0 | Constrained, otherwise capacity available =372 kW | --> | C23 ex CASTLEISLAND | Castleisland [T41,T42] | TRALEE |  | 52.2339 | -9.4655
022858 | MV/LV Substation MA***858 |  | 10 kV | _ | LV | 400 kVA :Building Structure | 0.4 | --> | 0.4 | 0 | 0 |  | --> | 0.38 | 0 | 0 | 0 | 0 | Constrained, otherwise capacity available =346 kW | --> | C11 ex SCARTEEN | Scarteen [T41,T42] | MALLOW |  | 52.1511 | -8.6632
019097 | MV/LV Substation LE***097 |  | 10 kV | _ | LV | 200 kVA :Kiosk Substation | 0.2 | --> | 0.2 | 0.171 | 2.18 |  | --> | 0.19 | 0 | 0 | 0 | 0 | Constrained, otherwise capacity available =186 kW | --> | C18 ex BALLYRICKARD | Ballyrickard [T41,T42] | TRALEE |  | 52.2777 | -9.7155
033518 | MV/LV Substation CR***518 |  | 10 kV | _ | LV | 50 kVA :Pole Substation | 0.05 | --> | 0.05 | 0 | 0 | Constrained, otherwise capacity available =34 kVA | --> | 0.048 | 0 | 0 | 0.045 | 0 |  | --> | C23 ex CREGG ROAD | Cregg Road [T41,T42] | BALLYDINE |  | 52.3721 | -7.3637
196194 | MV/LV Substation GR***194 |  | 20 kV | _ | LV | 50 kVA :Pole Substation | 0.05 | --> | 0.05 | 0.042 | 1.34 |  | --> | 0.048 | 0 | 0 | 0 | 0 | Constrained, otherwise capacity available =46 kW | --> | E23 ex ATHBOY | Athboy [T423] | NAVAN |  | 53.6226 | -6.9744
023814Y | MV/LV Substation MT***814Y |  | 20 kV | _ | LV | 50 kVA :Pole Substation | 0.05 | --> | 0.05 | 0 | 0 | Constrained, otherwise capacity available =48 kVA | --> | 0.048 | 0 | 0.01 | 0 | 0 | Constrained, otherwise capacity available =40 kW | --> | E12 ex CASTLELYONS | Castlelyons [T421,T422] | BARRYMORE |  | 52.0386 | -8.3442
066477Z | MV/LV Substation AS***477Z |  | 20 kV | _ | LV | 630 kVA :Building Structure | 0.63 | --> | 0.63 | 0 | 0 | Constrained, otherwise capacity available =506 kVA | --> | 0.598 | 0 | 0 | 0 | 0 | Constrained, otherwise capacity available =581 kW | --> | E15 ex ASHBOURNE | Ashbourne [T421,T422] | FINGLAS |  | 53.5108 | -6.4008
281406X | MV/LV Substation LO***406X |  | 10 kV | _ | LV | 50 kVA :Pole Substation | 0.05 | --> | 0.05 | 0 | 0 | Constrained, otherwise capacity available =46 kVA | --> | 0.048 | 0 | 0.01 | 0 | 0 | Constrained, otherwise capacity available =40 kW | --> | C16 ex CARRIGALINE | Carrigaline [T41,T42] | BARNAHELY |  | 51.8774 | -8.3671
021281Z | MV/LV Substation EA***281Z |  | 10 kV | _ | LV | 630 kVA :Building Structure | 0.63 | --> | 0.63 | 0.5 | 6.78 |  | --> | 0.598 | 0 | 0 | 0.5 | 0 |  | --> | C35 ex CASTLEVIEW | Castleview [T101,T102] | CASTLEVIEW |  | 51.9036 | -8.3615
082767X | MV/LV Substation KI***767X |  | 20 kV | _ | LV | 50 kVA :Pole Substation | 0.05 | --> | 0.05 | 0.038 | 0.64 |  | --> | 0.048 | 0 | 0 | 0 | 0 | Constrained, otherwise capacity available =46 kW | --> | E14 ex RANDALSTOWN | Randalstown [T422] | NAVAN |  | 53.7046 | -6.6894
011706Z | MV/LV Substation NE***706Z |  | 10 kV | _ | LV | 50 kVA :Pole Substation | 0.05 | --> | 0.05 | 0.045 | 2.8 |  | --> | 0.048 | 0 | 0 | 0 | 0 | Constrained, otherwise capacity available =47 kW | --> | C12 ex PURCELLS INCH | Purcells Inch [T41,T42] | KILKENNY |  | 52.5629 | -7.1481
067259X | MV/LV Substation NE***259X |  | 10 kV | _ | LV | 400 kVA :Kiosk Substation | 0.4 | --> | 0.4 | 0 | 0 | Constrained, otherwise capacity available =296 kVA | --> | 0.38 | 0 | 0.043 | 0.334 | 0 |  | --> | C14 ex RAHEEN | Raheen [T41,T42] | LIMERICK |  | 52.6321 | -8.6649
062633Y | MV/LV Substation HA***633Y |  | 10 kV | _ | LV | 630 kVA :Kiosk Substation | 0.63 | --> | 0.63 | 0.451 | 2.33 |  | --> | 0.598 | 0 | 0.004 | 0 | 0 | Constrained, otherwise capacity available =571 kW | --> | C17 ex DUNDALK | Dundalk [T41,T42] | DUNDALK |  | 53.9996 | -6.4158
244266 | MV/LV Substation IN***266 |  | 20 kV | _ | LV | 630 kVA :Kiosk Substation | 0.63 | --> | 0.63 | 0 | 0 | Constrained, otherwise capacity available =591 kVA | --> | 0.598 | 0 | 0.006 | 0 | 0 | Constrained, otherwise capacity available =589 kW | --> | E16 ex MILLTOWN (SR) | Milltown (sr) [T421,T422] | OUGHTRAGH |  | 52.1061 | -9.7962
001138X | MV/LV Substation FU***138X |  | 10 kV | _ | LV | 400 kVA :Kiosk Substation | 0.4 | --> | 0.4 | 0.336 | 13.42 |  | --> | 0.38 | 0 | 0.006 | 0.367 | 0 |  | --> | C21 ex POTTERY ROAD | Pottery Road [T101,T102] | CARRICKMINES |  | 53.2603 | -6.1507
068886X | MV/LV Substation GA***886X |  | 10 kV | _ | LV | 1000 kVA :Building Structure | 1 | --> | 1 | 0.5 | 9.28 |  | --> | 0.95 | 0 | 0 | 0.5 | 0 |  | --> | C12 ex PEMBROKE | Pembroke [T41,T42,T43,T44] | RINGSEND |  | 53.3402 | -6.2359
0654285 | MV/LV Substation GA***4285 |  | 10 kV | _ | LV | 200 kVA :Kiosk Substation | 0.2 | --> | 0.2 | 0 | 0 | Constrained, otherwise capacity available =176 kVA | --> | 0.19 | 0 | 0 | 0 | 0 | Constrained, otherwise capacity available =187 kW | --> | C15 ex LOUGHSHINNY | Loughshinny [T41,T42] | GLASMORE |  | 53.5398 | -6.0896
066020X | MV/LV Substation EV***020X |  | 10 kV | _ | LV | 200 kVA :Kiosk Substation | 0.2 | --> | 0.2 | 0 | 0 | Constrained, otherwise capacity available =98 kVA | --> | 0.19 | 0 | 0.023 | 0.158 | 0 |  | --> | C11 ex SUTTON | Sutton [T41,T42] | GRANGE (DR) |  | 53.3867 | -6.0689
243104X | MV/LV Substation EM***104X |  | 20 kV | _ | LV | 50 kVA :Pole Substation | 0.05 | --> | 0.05 | 0 | 0 | Constrained, otherwise capacity available =49 kVA | --> | 0.048 | 0 | 0 | 0 | 0 | Constrained, otherwise capacity available =47 kW | --> | E16 ex DINGLE | Dingle [T421,T422] | OUGHTRAGH |  | 52.142 | -10.1883
0214218 | MV/LV Substation DE***4218 |  | 10 kV | _ | LV | 1000 kVA :Building Structure | 1 | --> | 1 | 0.5 | 4.67 |  | --> | 0.95 | 0 | 0 | 0.5 | 0 |  | --> | C13 ex CENTRE PARK ROAD | Marina [T105,T106] | MARINA |  | 51.9019 | -8.461
067019X | MV/LV Substation RA***019X |  | 10 kV | _ | LV | 200 kVA :Kiosk Substation | 0.2 | --> | 0.2 | 0 | 0 | Constrained, otherwise capacity available =111 kVA | --> | 0.19 | 0 | 0.02 | 0.163 | 0 |  | --> | C19 ex RAHEEN | Raheen [T41,T42] | LIMERICK |  | 52.6309 | -8.6511
365399X | MV/LV Substation CE***399X |  | 10 kV | _ | LV | 630 kVA :Building Structure | 0.63 | --> | 0.63 | 0 | 0 | Constrained, otherwise capacity available =589 kVA | --> | 0.598 | 0 | 0 | 0.5 | 0 |  | --> | C13 ex BALLYMOUNT | Ballymount [T41,T42] | INCHICORE 220KV |  | 53.3183 | -6.3432
067065 | MV/LV Substation PA***065 |  | 10 kV | _ | LV | 630 kVA :Building Structure | 0.63 | --> | 0.63 | 0.343 | 13.8 |  | --> | 0.598 | 0 | 0 | 0.5 | 0 |  | --> | C20 ex SINGLAND | Singland [T101,T102] | SINGLAND |  | 52.663 | -8.5977
288816 | MV/LV Substation FA***816 |  | 10 kV | _ | LV | 50 kVA :Pole Substation | 0.05 | --> | 0.05 | 0.037 | 2.36 |  | --> | 0.048 | 0 | 0 | 0.046 | 0 |  | --> | C11 ex BRAY | Bray [T41,T42] | FASSAROE |  | 53.1926 | -6.1509
039772X | MV/LV Substation AL***772X |  | 10 kV | _ | LV | 630 kVA :Kiosk Substation | 0.63 | --> | 0.63 | 0.475 | 11.03 |  | --> | 0.598 | 0 | 0 | 0.5 | 0 |  | --> | C26 ex SALTHILL | Salthill [T101,T102] | SALTHILL |  | 53.2682 | -9.1003
249196Z | MV/LV Substation VI***196Z |  | 20 kV | _ | LV | 200 kVA :Kiosk Substation | 0.2 | --> | 0.2 | 0 | 0 | Constrained, otherwise capacity available =180 kVA | --> | 0.19 | 0 | 0 | 0 | 0 | Constrained, otherwise capacity available =187 kW | --> | E18 ex FOXHOLE | Foxhole [T421,T422] | DUNGARVAN |  | 52.0069 | -7.8176
288124 | MV/LV Substation MO***124 |  | 10 kV | _ | LV | 200 kVA :Kiosk Substation | 0.2 | --> | 0.2 | 0 | 0 | Constrained, otherwise capacity available =122 kVA | --> | 0.19 | 0 | 0.008 | 0.173 | 0 |  | --> | C20 ex SANDYFORD | Sandyford [T41,T42] | CARRICKMINES |  | 53.2737 | -6.2251
062712X | MV/LV Substation MU***712X |  | 20 kV | _ | LV | 100 kVA :Pole Substation | 0.1 | --> | 0.1 | 0.088 | 3.47 |  | --> | 0.095 | 0 | 0 | 0 | 0 | Constrained, otherwise capacity available =93 kW | --> | E16 ex BUSH | Bush [T421,T422] | DUNDALK |  | 54.0153 | -6.1413
062898X | MV/LV Substation LY***898X |  | 10 kV | _ | LV | 400 kVA :Kiosk Substation | 0.4 | --> | 0.4 | 0.334 | 5.69 |  | --> | 0.38 | 0 | 0 | 0 | 0 | Constrained, otherwise capacity available =371 kW | --> | C19 ex RAMPARTS | Ramparts [T41,T42] | DUNDALK |  | 54.0165 | -6.3957
058076 | MV/LV Substation HA***076 |  | 10 kV | _ | LV | 400 kVA :Kiosk Substation | 0.4 | --> | 0.4 | 0.361 | 3 |  | --> | 0.38 | 0 | 0 | 0 | 0 | Constrained, otherwise capacity available =375 kW | --> | C18 ex NENAGH | Nenagh [T41,T42] | NENAGH |  | 52.8678 | -8.1986
067218X | MV/LV Substation OA***218X |  | 20 kV | _ | LV | 50 kVA :Pole Substation | 0.05 | --> | 0.05 | 0 | 0 | Constrained, otherwise capacity available =48 kVA | --> | 0.048 | 0 | 0 | 0 | 0 | Constrained, otherwise capacity available =47 kW | --> | C17 ex GILLOGUE | Gillogue [T41,T42] | ARDNACRUSHA |  | 52.7193 | -8.5681
068491X | MV/LV Substation DU***491X |  | 10 kV | _ | LV | 630 kVA :Kiosk Substation | 0.63 | --> | 0.63 | 0.5 | 11.14 |  | --> | 0.598 | 0 | 0 | 0.5 | 0 |  | --> | C24 ex CABRA | Cabra [T101,T102] | FINGLAS |  | 53.368 | -6.2962
0214249 | MV/LV Substation RI***4249 |  | 10 kV | _ | LV | 400 kVA :Kiosk Substation | 0.4 | --> | 0.4 | 0 | 0 | Constrained, otherwise capacity available =301 kVA | --> | 0.38 | 0 | 0.053 | 0.327 | 0 |  | --> | C12 ex RIVERSTOWN | Riverstown [T41,T42] | KILBARRY |  | 51.9412 | -8.4043
067318Y | MV/LV Substation GL***318Y |  | 10 kV | _ | LV | 400 kVA :Kiosk Substation | 0.4 | --> | 0.4 | 0.192 | 13.8 |  | --> | 0.38 | 0 | 0.062 | 0.305 | 0 |  | --> | C21 ex SINGLAND | Singland [T101,T102] | SINGLAND |  | 52.6572 | -8.5914
049715X | MV/LV Substation PO***715X |  | 10 kV | _ | LV | 400 kVA :Kiosk Substation | 0.4 | --> | 0.4 | 0.235 | 2.8 |  | --> | 0.38 | 0 | 0.005 | 0 | 0 | Constrained, otherwise capacity available =353 kW | --> | C12 ex GLEBE | Glebe [T41,T42] | RICHMOND |  | 53.7271 | -7.8009
288733 | MV/LV Substation PA***733 |  | 10 kV | _ | LV | 100 kVA :Pole Substation | 0.1 | --> | 0.1 | 0 | 0.04 |  | --> | 0.095 | 0 | 0.122 | 0 | 0 |  | --> | C21 ex LITTLE BRAY | Little Bray [T41,T42] | FASSAROE |  | 53.1954 | -6.1913
132028 | MV/LV Substation SR***028 |  | 10 kV | _ | LV | 400 kVA :Kiosk Substation | 0.4 | --> | 0.4 | 0 | 0 | Constrained, otherwise capacity available =311 kVA | --> | 0.38 | 0 | 0.039 | 0 | 0 | Constrained, otherwise capacity available =339 kW | --> | C17 ex LOUGHREA | Loughrea [T41,T42] | SOMERSET |  | 53.1965 | -8.561
050653Y | MV/LV Substation GA***653Y |  | 10 kV | _ | LV | 200 kVA :Kiosk Substation | 0.2 | --> | 0.2 | 0.195 | 7.61 |  | --> | 0.19 | 0 | 0.015 | 0 | 0 | Constrained, otherwise capacity available =178 kW | --> | C17 ex GARRYCASTLE | Garrycastle [T41,T42] | ATHLONE |  | 53.4137 | -7.8931
160571X | MV/LV Substation KI***571X |  | 10 kV | _ | LV | 200 kVA :Pole Substation | 0.2 | --> | 0.2 | 0 | 0 | Constrained, otherwise capacity available =84 kVA | --> | 0.19 | 0 | 0.006 | 0 | 0 | Constrained, otherwise capacity available =169 kW | --> | C15 ex MOUNTMELLICK | Mountmellick [T41,T42] | PORTLAOISE |  | 53.1187 | -7.3213
065269Z | MV/LV Substation HO***269Z |  | 20 kV | _ | LV | 50 kVA :Pole Substation | 0.05 | --> | 0.05 | 0 | 0 | Constrained, otherwise capacity available =45 kVA | --> | 0.048 | 0 | 0.005 | 0.043 | 0 |  | --> | C26 ex STEPHENSTOWN | Stephenstown [T101,T102] | FINGLAS |  | 53.559 | -6.2659
209683 | MV/LV Substation KI***683 |  | 10 kV | _ | LV | 200 kVA :Pole Substation | 0.2 | --> | 0.2 | 0 | 0 | Constrained, otherwise capacity available =76 kVA | --> | 0.19 | 0 | 0.007 | 0 | 0 | Constrained, otherwise capacity available =167 kW | --> | C16 ex MILFORD (NR) | Milford (nr) [T41,T42] | LETTERKENNY |  | 55.0304 | -7.7788
011873Z | MV/LV Substation RA***873Z |  | 10 kV | _ | LV | 630 kVA :Building Structure | 0.63 | --> | 0.63 | 0.5 | 5.05 |  | --> | 0.598 | 0 | 0.027 | 0 | 0 | Constrained, otherwise capacity available =564 kW | --> | C20 ex MCDONAGH | Mcdonagh [T41,T42] | KILKENNY |  | 52.6699 | -7.2316
081216X | MV/LV Substation PA***216X |  | 10 kV | _ | LV | 400 kVA :Kiosk Substation | 0.4 | --> | 0.4 | 0 | 0 | Constrained, otherwise capacity available =212 kVA | --> | 0.38 | 0 | 0.027 | 0.333 | 0 |  | --> | C14 ex CLONDALKIN | Clondalkin [T41,T42,T44] | INCHICORE 220KV |  | 53.3371 | -6.3915
081577Y | MV/LV Substation CA***577Y |  | 10 kV | _ | LV | 200 kVA :Kiosk Substation | 0.2 | --> | 0.2 | 0 | 0 | Constrained, otherwise capacity available =126 kVA | --> | 0.19 | 0 | 0.023 | 0 | 0 | Constrained, otherwise capacity available =163 kW | --> | C12 ex MONEYCOOLEY | Moneycooley [T41,T42,T44] | GRIFFINRATH |  | 53.3524 | -6.5532
021983X | MV/LV Substation IR***983X |  | 10 kV | _ | LV | 400 kVA :Building Structure | 0.4 | --> | 0.4 | 0 | 0 | Constrained, otherwise capacity available =368 kVA | --> | 0.38 | 0 | 0.011 | 0.368 | 0 |  | --> | C14 ex FAIRHILL | Fairhill [T42] | KILBARRY |  | 51.8992 | -8.4848
052057 | MV/LV Substation AD***057 |  | 10 kV | _ | LV | 200 kVA :Kiosk Substation | 0.2 | --> | 0.2 | 0.014 | 10.9 |  | --> | 0.19 | 0 | 0 | 0.163 | 0 |  | --> | C12 ex MULLINGAR | Mullingar [T101,T102] | MULLINGAR |  | 53.5201 | -7.3428
293057Z | MV/LV Substation SD***057Z |  | 20 kV | _ | LV | 100 kVA :Pole Substation | 0.1 | --> | 0.1 | 0 | 0 | Constrained, otherwise capacity available =80 kVA | --> | 0.095 | 0 | 0 | 0 | 0 | Constrained, otherwise capacity available =92 kW | --> | E12 ex SHILLELAGH | Shillelagh [T421,T422] | CARLOW |  | 52.7545 | -6.539
182770X | MV/LV Substation TH***770X |  | 10 kV | _ | LV | 200 kVA :Kiosk Substation | 0.2 | --> | 0.2 | 0 | 0 | Constrained, otherwise capacity available =153 kVA | --> | 0.19 | 0 | 0.015 | 0 | 0 | Constrained, otherwise capacity available =172 kW | --> | C15 ex TULLA | Tulla [T41,T42] | ENNIS |  | 52.8646 | -8.7508
053976Y | MV/LV Substation ME***976Y |  | 20 kV | _ | LV | 200 kVA :Pole Substation | 0.2 | --> | 0.2 | 0.192 | 0.89 |  | --> | 0.19 | 0 | 0.002 | 0 | 0 | Constrained, otherwise capacity available =188 kW | --> | E24 ex BIRR | Birr [T41,T422] | DALLOW |  | 53.1703 | -7.7233
037607X | MV/LV Substation KE***607X |  | 10 kV | _ | LV | 400 kVA :Building Structure | 0.4 | --> | 0.4 | 0 | 0 | Constrained, otherwise capacity available =398 kVA | --> | 0.38 | 0 | 0 | 0 | 0 | Constrained, otherwise capacity available =380 kW | --> | C19 ex ENNIS NORTH | Ennis North [T41,T42] | ENNIS |  | 52.8732 | -8.9619
324683X | MV/LV Substation HA***683X |  | 10 kV | _ | LV | 200 kVA :Kiosk Substation | 0.2 | --> | 0.2 | 0 | 0 | Constrained, otherwise capacity available =176 kVA | --> | 0.19 | 0 | 0.006 | 0 | 0 | Constrained, otherwise capacity available =182 kW | --> | C20 ex BALLYGAR | Ballygar [T41,T42] | ATHLONE |  | 53.5237 | -8.326
0934110 | MV/LV Substation CH***4110 |  | 10 kV | _ | LV | 1000 kVA :Building Structure | 1 | --> | 1 | 0 | 0 | Constrained, otherwise capacity available =835 kVA | --> | 0.95 | 0 | 0 | 0.5 | 0 |  | --> | C28 ex POPPINTREE | Poppintree [T101,T102] | FINGLAS |  | 53.4045 | -6.3061
142260 | MV/LV Substation PO***260 |  | 10 kV | _ | LV | 100 kVA :Pole Substation | 0.1 | --> | 0.1 | 0 | 0 | Constrained, otherwise capacity available =47 kVA | --> | 0.095 | 0 | 0.01 | 0 | 0 | Constrained, otherwise capacity available =80 kW | --> | C16 ex ATHENRY | Athenry [T41,T42] | GALWAY 110KV |  | 53.3083 | -8.7902
034343Y | MV/LV Substation MA***343Y |  | 10 kV | _ | LV | 400 kVA :Building Structure | 0.4 | --> | 0.4 | 0.229 | 0.95 |  | --> | 0.38 | 0 | 0 | 0 | 0 | Constrained, otherwise capacity available =356 kW | --> | C17 ex SPA ROAD | Spa Road [T41,T42] | DOON |  | 52.3548 | -7.6929
164157X | MV/LV Substation O/***157X |  | 10 kV | _ | LV | 200 kVA :Pole Substation | 0.2 | --> | 0.2 | 0 | 0 | Constrained, otherwise capacity available =200 kVA | --> | 0.19 | 0 | 0 | 0 | 0 | Constrained, otherwise capacity available =190 kW | --> | C15 ex SKIBBEREEN | Skibbereen [T41,T42] | DUNMANWAY |  | 51.5378 | -9.2784
2814151 | MV/LV Substation BA***4151 |  | 10 kV | _ | LV | 50 kVA :Pole Substation | 0.05 | --> | 0.05 | 0 | 0 | Constrained, otherwise capacity available =44 kVA | --> | 0.048 | 0 | 0 | 0 | 0 | Constrained, otherwise capacity available =47 kW | --> | C16 ex CARRIGALINE | Carrigaline [T41,T42] | BARNAHELY |  | 51.8533 | -8.3778
019217 | MV/LV Substation CL***217 |  | 10 kV | _ | LV | 400 kVA :Kiosk Substation | 0.4 | --> | 0.4 | 0.324 | 1.54 |  | --> | 0.38 | 0 | 0.019 | 0 | 0 | Constrained, otherwise capacity available =356 kW | --> | C17 ex BALLYARD | Ballyard [T41,T42] | TRALEE |  | 52.2585 | -9.6955
0654157 | MV/LV Substation NO***4157 |  | 10 kV | _ | LV | 400 kVA :Kiosk Substation | 0.4 | --> | 0.4 | 0 | 0 | Constrained, otherwise capacity available =400 kVA | --> | 0.38 | 0 | 0 | 0 | 0 | Constrained, otherwise capacity available =380 kW | --> | C15 ex LOUGHSHINNY | Loughshinny [T41,T42] | GLASMORE |  | 53.5245 | -6.0915
066649Z | MV/LV Substation TH***649Z |  | 10 kV | _ | LV | 630 kVA :Kiosk Substation | 0.63 | --> | 0.63 | 0 | 0 | Constrained, otherwise capacity available =526 kVA | --> | 0.598 | 0 | 0.005 | 0 | 0 | Constrained, otherwise capacity available =580 kW | --> | C15 ex MALAHIDE | Malahide [T41,T42] | GLASMORE |  | 53.4199 | -6.1503
049031 | MV/LV Substation MA***031 |  | 10 kV | _ | LV | 100 kVA :Pole Substation | 0.1 | --> | 0.1 | 0.046 | 0.21 |  | --> | 0.095 | 0 | 0 | 0 | 0 | Constrained, otherwise capacity available =87 kW | --> | E14 ex LONGFORD | Longford [T421,T422] | RICHMOND |  | 53.7301 | -7.8083
064416 | MV/LV Substation WA***416 |  | 10 kV | _ | LV | 200 kVA :Pole Substation | 0.2 | --> | 0.2 | 0 | 0 | Constrained, otherwise capacity available =166 kVA | --> | 0.19 | 0 | 0 | 0 | 0 | Constrained, otherwise capacity available =185 kW | --> | C22 ex TERMONFECKIN ROAD | Termonfeckin Road [T41,T42] | DRYBRIDGE |  | 53.7377 | -6.3453
256148X | MV/LV Substation KN***148X |  | 10 kV | _ | LV | 50 kVA :Pole Substation | 0.05 | --> | 0.05 | 0.05 | 1.28 |  | --> | 0.048 | 0 | 0 | 0 | 0 | Constrained, otherwise capacity available =47 kW | --> | C18 ex CASTLEREA | Castlerea [T41,T42] | CARRICK ON SHANNON |  | 53.7611 | -8.4688
075025 | MV/LV Substation BU***025 |  | 20 kV | _ | LV | 50 kVA :Pole Substation | 0.05 | --> | 0.05 | 0.043 | 4.38 |  | --> | 0.048 | 0 | 0 | 0.047 | 0 |  | --> | E17 ex CRANE | Crane [T122] | CRANE |  | 52.5643 | -6.329
082120 | MV/LV Substation TU***120 |  | 10 kV | _ | LV | 50 kVA :Pole Substation | 0.05 | --> | 0.05 | 0.039 | 2.01 |  | --> | 0.048 | 0 | 0 | 0 | 0 | Constrained, otherwise capacity available =46 kW | --> | C18 ex ABBEYLAND | Abbeyland [T41,T42] | NAVAN |  | 53.63 | -6.7994
068891 | MV/LV Substation SE***891 |  | 10 kV | _ | LV | 400 kVA :Building Structure | 0.4 | --> | 0.4 | 0.311 | 7.61 |  | --> | 0.38 | 0 | 0 | 0.368 | 0 |  | --> | C14 ex SHERIFF STREET | Sheriff Street [T41,T42] | FRANCIS STREET |  | 53.3533 | -6.2422
068702X | MV/LV Substation PA***702X |  | 10 kV | _ | LV | 1000 kVA :Building Structure | 1 | --> | 1 | 0.5 | 14.34 |  | --> | 0.95 | 0 | 0 | 0.5 | 0 |  | --> | C28 ex NORTH QUAYS | North Quays [T101,T102,T103] | POOLBEG |  | 53.3502 | -6.2379
0694016 | MV/LV Substation TE***4016 |  | 10 kV | _ | LV | 630 kVA :Kiosk Substation | 0.63 | --> | 0.63 | 0.113 | 7.75 |  | --> | 0.598 | 0 | 0.028 | 0.5 | 0 |  | --> | C16 ex MILLTOWN (DR) | Milltown (dr) [T101,T102] | INCHICORE 220KV |  | 53.3117 | -6.2519
049820X | MV/LV Substation CA***820X |  | 10 kV | _ | LV | 50 kVA :Pole Substation | 0.05 | --> | 0.05 | 0.042 | 0.21 |  | --> | 0.048 | 0 | 0 | 0 | 0 | Constrained, otherwise capacity available =46 kW | --> | E19 ex LONGFORD | Longford [T421,T422] | RICHMOND |  | 53.7122 | -7.8197
095570X | MV/LV Substation TH***570X |  | 10 kV | _ | LV | 200 kVA :Kiosk Substation | 0.2 | --> | 0.2 | 0.188 | 1.1 |  | --> | 0.19 | 0 | 0 | 0 | 0 | Constrained, otherwise capacity available =188 kW | --> | C23 ex KILKEE | Kilkee [T41] | TULLABRACK |  | 52.6696 | -9.6607
149241X | MV/LV Substation DR***241X |  | 10 kV | _ | LV | 100 kVA :Pole Substation | 0.1 | --> | 0.1 | 0 | 0 | Constrained, otherwise capacity available =100 kVA | --> | 0.095 | 0 | 0 | 0 | 0 | Constrained, otherwise capacity available =95 kW | --> | C11 ex DONEGAL | Donegal [T41,T42] | CATHALEENS FALL |  | 54.6564 | -8.1596
0194155 | MV/LV Substation KI***4155 |  | 10 kV | _ | LV | 100 kVA :Pole Substation | 0.1 | --> | 0.1 | 0.086 | 2.18 |  | --> | 0.095 | 0 | 0 | 0 | 0 | Constrained, otherwise capacity available =93 kW | --> | C12 ex BALLYRICKARD | Ballyrickard [T41,T42] | TRALEE |  | 52.2791 | -9.824
0564062 | MV/LV Substation LA***4062 |  | 20 kV | _ | LV | 50 kVA :Pole Substation | 0.05 | --> | 0.05 | 0.05 | 0.89 |  | --> | 0.048 | 0 | 0 | 0 | 0 | Constrained, otherwise capacity available =48 kW | --> | E18 ex BIRR | Birr [T41,T422] | DALLOW |  | 53.0852 | -8.0928
156370Y | MV/LV Substation CO***370Y |  | 10 kV | _ | LV | 50 kVA :Pole Substation | 0.05 | --> | 0.05 | 0.042 | 2.04 |  | --> | 0.048 | 0 | 0 | 0 | 0 | Constrained, otherwise capacity available =46 kW | --> | C18 ex BALLYBAY | Ballybay [T41,T42] | LISDRUM |  | 54.2004 | -6.9013
0484004 | MV/LV Substation MA***4004 |  | 20 kV | _ | LV | 400 kVA :Kiosk Substation | 0.4 | --> | 0.4 | 0.373 | 1.31 |  | --> | 0.38 | 0 | 0.017 | 0 | 0 | Constrained, otherwise capacity available =364 kW | --> | C14 ex ROOSKY | Roosky [T41] | RICHMOND |  | 53.8611 | -7.9201
340263X | MV/LV Substation ME***263X |  | 10 kV | _ | LV | 100 kVA :Pole Substation | 0.1 | --> | 0.1 | 0 | 0 | Constrained, otherwise capacity available =98 kVA | --> | 0.095 | 0 | 0 | 0 | 0 | Constrained, otherwise capacity available =95 kW | --> | C16 ex DUNGLOE | Dungloe [T41,T42] | ARDNAGAPPARY |  | 54.9562 | -8.3732
0034182 | MV/LV Substation BA***4182 |  | 10 kV | _ | LV | 200 kVA :Pole Substation | 0.2 | --> | 0.2 | 0.2 | 0.48 |  | --> | 0.19 | 0 | 0 | 0 | 0 | Constrained, otherwise capacity available =190 kW | --> | C15 ex KILMARTIN | Kilmartin [T41] | ARKLOW |  | 53.0482 | -6.1933
015884Z | MV/LV Substation AL***884Z |  | 10 kV | _ | LV | 200 kVA :Kiosk Substation | 0.2 | --> | 0.2 | 0.164 | 12.6 |  | --> | 0.19 | 0 | 0.019 | 0.171 | 0 |  | --> | C17 ex MONREAD | Monread [T101,T102] | MONREAD |  | 53.2343 | -6.6629
255300 | MV/LV Substation EM***300 |  | 20 kV | _ | LV | 400 kVA :Kiosk Substation | 0.4 | --> | 0.4 | 0 | 0 | Constrained, otherwise capacity available =353 kVA | --> | 0.38 | 0 | 0.021 | 0 | 0 | Constrained, otherwise capacity available =358 kW | --> | E20 ex KILLYBEGS | Killybegs [T422] | BINBANE |  | 54.6404 | -8.4431
015181Z | MV/LV Substation DO***181Z |  | 10 kV | _ | LV | 50 kVA :Pole Substation | 0.05 | --> | 0.05 | 0 | 0 | Constrained, otherwise capacity available =23 kVA | --> | 0.048 | 0 | 0 | 0 | 0 | Constrained, otherwise capacity available =44 kW | --> | C19 ex SALLINS | Sallins [T41,T42] | GRIFFINRATH |  | 53.2871 | -6.7749
3654110 | MV/LV Substation CU***4110 |  | 10 kV | _ | LV | 630 kVA :Kiosk Substation | 0.63 | --> | 0.63 | 0 | 0 | Constrained, otherwise capacity available =618 kVA | --> | 0.598 | 0 | 0.024 | 0.5 | 0 |  | --> | C23 ex CITYWEST | Citywest [T101,T102] | INCHICORE 220KV |  | 53.2876 | -6.4289
067232Y | MV/LV Substation SM***232Y |  | 20 kV | _ | LV | 200 kVA :Pole Substation | 0.2 | --> | 0.2 | 0 | 0 | Constrained, otherwise capacity available =165 kVA | --> | 0.19 | 0 | 0 | 0 | 0 | Constrained, otherwise capacity available =185 kW | --> | E21 ex CRATLOE | Cratloe [T421,T422] | ARDNACRUSHA |  | 52.7322 | -8.7723
368009 | MV/LV Substation KN***009 |  | 10 kV | _ | LV | 50 kVA :Pole Substation | 0.05 | --> | 0.05 | 0 | 0 | Constrained, otherwise capacity available =48 kVA | --> | 0.048 | 0 | 0 | 0 | 0 | Constrained, otherwise capacity available =47 kW | --> | C17 ex BALLYHAUNIS | Ballyhaunis [T41,T42] | DALTON |  | 53.7643 | -8.7927
293419Z | MV/LV Substation FO***419Z |  | 20 kV | _ | LV | 200 kVA :Kiosk Substation | 0.2 | --> | 0.2 | 0.15 | 0.43 |  | --> | 0.19 | 0 | 0.016 | 0 | 0 | Constrained, otherwise capacity available =171 kW | --> | E13 ex TULLOW | Tullow [T421,T422] | CARLOW |  | 52.7437 | -6.7743
137823 | MV/LV Substation BA***823 |  | 10 kV | _ | LV | 100 kVA :Pole Substation | 0.1 | --> | 0.1 | 0.082 | 2 |  | --> | 0.095 | 0 | 0 | 0 | 0 | Constrained, otherwise capacity available =92 kW | --> | C15 ex CAUSEWAY | Causeway [T41,T42] | TRALEE |  | 52.3662 | -9.7294
099414X | MV/LV Substation BA***414X |  | 10 kV | _ | LV | 630 kVA :Building Structure | 0.63 | --> | 0.63 | 0.5 | 2.96 |  | --> | 0.598 | 0 | 0 | 0 | 0 | Constrained, otherwise capacity available =584 kW | --> | C12 ex BALLYRAINE | Ballyraine [T41,T42] | LETTERKENNY |  | 54.957 | -7.7055
156031 | MV/LV Substation MI***031 |  | 10 kV | _ | LV | 630 kVA :Kiosk Substation | 0.63 | --> | 0.63 | 0 | 0 | Constrained, otherwise capacity available =416 kVA | --> | 0.598 | 0 | 0 | 0 | 0 | Constrained, otherwise capacity available =568 kW | --> | C13 ex DRUMBEAR | Drumbear [T41,T42] | LISDRUM |  | 54.2487 | -6.9721
066147 | MV/LV Substation DR***147 |  | 10 kV | _ | LV | 100 kVA :Pole Substation | 0.1 | --> | 0.1 | 0 | 0 | Constrained, otherwise capacity available =89 kVA | --> | 0.095 | 0 | 0 | 0 | 0 | Constrained, otherwise capacity available =94 kW | --> | C13 ex MALAHIDE | Malahide [T41,T42] | GLASMORE |  | 53.4131 | -6.1602
019266 | MV/LV Substation DE***266 |  | 10 kV | _ | LV | 630 kVA :Kiosk Substation | 0.63 | --> | 0.63 | 0.047 | 0.05 | Constrained, otherwise capacity available =415 kVA | --> | 0.598 | 0 | 0.026 | 0 | 0 | Constrained, otherwise capacity available =549 kW | --> | C12 ex BALLYBEGGAN | Ballybeggan [T43,T44] | TRALEE |  | 52.2625 | -9.672
0174330 | MV/LV Substation GR***4330 |  | 20 kV | _ | LV | 50 kVA :Pole Substation | 0.05 | --> | 0.05 | 0.05 | 1.98 |  | --> | 0.048 | 0 | 0 | 0 | 0 | Constrained, otherwise capacity available =48 kW | --> | E12 ex RATHKEALE | Rathkeale [T421,T422] | RATHKEALE |  | 52.4709 | -9.0046
033752Y | MV/LV Substation SC***752Y |  | 10 kV | _ | LV | 100 kVA :Pole Substation | 0.1 | --> | 0.1 | 0 | 0 | Constrained, otherwise capacity available =93 kVA | --> | 0.095 | 0 | 0.008 | 0.059 | 0 | Constrained, otherwise capacity available =88 kW | --> | C23 ex CREGG ROAD | Cregg Road [T41,T42] | BALLYDINE |  | 52.3526 | -7.3239
001875 | MV/LV Substation BR***875 |  | 10 kV | _ | LV | 200 kVA :Kiosk Substation | 0.2 | --> | 0.2 | 0.11 | 1.16 |  | --> | 0.19 | 0 | 0.045 | 0.144 | 0 |  | --> | C21 ex DEANSGRANGE | Deansgrange [T41,T42] | CARRICKMINES |  | 53.2577 | -6.1788
035530X | MV/LV Substation MO***530X |  | 10 kV | _ | LV | 200 kVA :Pole Substation | 0.2 | --> | 0.2 | 0.147 | 6.17 |  | --> | 0.19 | 0 | 0.011 | 0 | 0 | Constrained, otherwise capacity available =175 kW | --> | C21 ex CAHIR | Cahir [T41,T42] | CAHIR |  | 52.3693 | -7.8963
052093X | MV/LV Substation CA***093X |  | 10 kV | _ | LV | 630 kVA :Building Structure | 0.63 | --> | 0.63 | 0.417 | 10.9 |  | --> | 0.598 | 0 | 0 | 0.5 | 0 |  | --> | C12 ex MULLINGAR | Mullingar [T101,T102] | MULLINGAR |  | 53.5267 | -7.3395
253655 | MV/LV Substation WI***655 |  | 20 kV | _ | LV | 100 kVA :Pole Substation | 0.1 | --> | 0.1 | 0 | 0 | Constrained, otherwise capacity available =64 kVA | --> | 0.095 | 0 | 0 | 0 | 0 | Constrained, otherwise capacity available =90 kW | --> | E15 ex GLENAMADDY | Glenamaddy [T422] | ATHLONE |  | 53.6777 | -8.5777
180158Y | MV/LV Substation SP***158Y |  | 10 kV | _ | LV | 200 kVA :Pole Substation | 0.2 | --> | 0.2 | 0.192 | 3.27 |  | --> | 0.19 | 0 | 0 | 0 | 0 | Constrained, otherwise capacity available =189 kW | --> | C12 ex LLOYD | Lloyd [T41,T42] | NAVAN |  | 53.7369 | -6.8943
1494105 | MV/LV Substation DR***4105 |  | 10 kV | _ | LV | 50 kVA :Pole Substation | 0.05 | --> | 0.05 | 0 | 0 | Constrained, otherwise capacity available =48 kVA | --> | 0.048 | 0 | 0.011 | 0 | 0 | Constrained, otherwise capacity available =39 kW | --> | C11 ex DONEGAL | Donegal [T41,T42] | CATHALEENS FALL |  | 54.6634 | -8.2056
062899 | MV/LV Substation TH***899 |  | 20 kV | _ | LV | 50 kVA :Pole Substation | 0.05 | --> | 0.05 | 0.027 | 19.76 |  | --> | 0.048 | 0 | 0 | 0.044 | 0 |  | --> | E19 ex MULLAGHARLIN | Mullagharlin [T121,T122] | MULLAGHARLIN |  | 53.9629 | -6.4931
052832X | MV/LV Substation KI***832X |  | 20 kV | _ | LV | 100 kVA :Pole Substation | 0.1 | --> | 0.1 | 0.094 | 10.9 |  | --> | 0.095 | 0 | 0 | 0.094 | 0 |  | --> | C24 ex MULLINGAR | Mullingar [T101,T102] | MULLINGAR |  | 53.6125 | -7.3696
006302Y | MV/LV Substation CO***302Y |  | 20 kV | _ | LV | 50 kVA :Pole Substation | 0.05 | --> | 0.05 | 0 | 0 | Constrained, otherwise capacity available =48 kVA | --> | 0.048 | 0 | 0 | 0 | 0 | Constrained, otherwise capacity available =47 kW | --> | E16 ex CLONROCHE | Clonroche [T421,T422] | WEXFORD |  | 52.483 | -6.6946
365403 | MV/LV Substation JO***403 |  | 10 kV | _ | LV | 100 kVA :Pole Substation | 0.1 | --> | 0.1 | 0 | 0 | Constrained, otherwise capacity available =67 kVA | --> | 0.095 | 0 | 0 | 0.09 | 0 |  | --> | C15 ex SAGGART | Saggart [T41,T42] | GRANGE CASTLE |  | 53.2741 | -6.4113
1624060 | MV/LV Substation DO***4060 |  | 10 kV | _ | LV | 200 kVA :Kiosk Substation | 0.2 | --> | 0.2 | 0.185 | 7.25 |  | --> | 0.19 | 0 | 0 | 0 | 0 | Constrained, otherwise capacity available =188 kW | --> | C12 ex CONVOY | Convoy [T41,T42] | LETTERKENNY |  | 54.8516 | -7.6858
011608X | MV/LV Substation HA***608X |  | 10 kV | _ | LV | 200 kVA :Kiosk Substation | 0.2 | --> | 0.2 | 0.108 | 5.05 |  | --> | 0.19 | 0 | 0 | 0 | 0 | Constrained, otherwise capacity available =177 kW | --> | C14 ex MCDONAGH | Mcdonagh [T41,T42] | KILKENNY |  | 52.6578 | -7.2278
042852 | MV/LV Substation LA***852 |  | 10 kV | _ | LV | 50 kVA :Pole Substation | 0.05 | --> | 0.05 | 0.049 | 1.93 |  | --> | 0.048 | 0 | 0 | 0 | 0 | Constrained, otherwise capacity available =47 kW | --> | C18 ex TURLOUGH ROAD | Turlough Road [T41,T42] | CASTLEBAR |  | 53.8951 | -9.1605
090405 | MV/LV Substation CA***405 |  | 10 kV | _ | LV | 50 kVA :Pole Substation | 0.05 | --> | 0.05 | 0.036 | 3.16 |  | --> | 0.048 | 0 | 0 | 0 | 0 | Constrained, otherwise capacity available =46 kW | --> | C20 ex ENNISKEANE | Enniskeane [T41,T42] | BANDON |  | 51.7474 | -8.9368
052601 | MV/LV Substation MA***601 |  | 10 kV | _ | LV | 50 kVA :Pole Substation | 0.05 | --> | 0.05 | 0 | 0 | Constrained, otherwise capacity available =40 kVA | --> | 0.048 | 0 | 0 | 0 | 0 | Constrained, otherwise capacity available =46 kW | --> | C23 ex BALLINDERRY | Ballinderry [T41,T422] | MULLINGAR |  | 53.5218 | -7.3003
062266Y | MV/LV Substation TO***266Y |  | 20 kV | _ | LV | 400 kVA :Kiosk Substation | 0.4 | --> | 0.4 | 0.322 | 2.33 |  | --> | 0.38 | 0 | 0.021 | 0 | 0 | Constrained, otherwise capacity available =354 kW | --> | C18 ex DUNDALK | Dundalk [T41,T42] | DUNDALK |  | 54.0228 | -6.4281
065881 | MV/LV Substation BE***881 |  | 20 kV | _ | LV | 100 kVA :Pole Substation | 0.1 | --> | 0.1 | 0 | 0 |  | --> | 0.095 | 0 | 0 | 0 | 0 | Constrained, otherwise capacity available =76 kW | --> | E15 ex BATTER LANE TEMPORARY | Batter Lane Temporary 38kv [T421] | GLASMORE |  | 53.5188 | -6.13
099490X | MV/LV Substation ST***490X |  | 10 kV | _ | LV | 1000 kVA :Building Structure | 1 | --> | 1 | 0 | 0 | Constrained, otherwise capacity available =738 kVA | --> | 0.95 | 0 | 0 | 0 | 0 | Constrained, otherwise capacity available =917 kW | --> | C13 ex CULLION | Cullion [T41,T42] | LETTERKENNY |  | 54.949 | -7.72
068051 | MV/LV Substation GR***051 |  | 10 kV | _ | LV | 630 kVA :Building Structure | 0.63 | --> | 0.63 | 0 | 0 | Constrained, otherwise capacity available =175 kVA | --> | 0.598 | 0 | 0.046 | 0.499 | 0 |  | --> | C19 ex NEWMARKET (DR) | Newmarket (dr) [T41] | FRANCIS STREET |  | 53.3319 | -6.2767
067638X | MV/LV Substation KE***638X |  | 10 kV | _ | LV | 400 kVA :Kiosk Substation | 0.4 | --> | 0.4 | 0 | 0 | Constrained, otherwise capacity available =305 kVA | --> | 0.38 | 0 | 0.029 | 0 | 0 | Constrained, otherwise capacity available =345 kW | --> | C17 ex GILLOGUE | Gillogue [T41,T42] | ARDNACRUSHA |  | 52.7108 | -8.6128
042100 | MV/LV Substation AG***100 |  | 10 kV | _ | LV | 400 kVA :Kiosk Substation | 0.4 | --> | 0.4 | 0 | 0 | Constrained, otherwise capacity available =330 kVA | --> | 0.38 | 0 | 0.018 | 0 | 0 | Constrained, otherwise capacity available =357 kW | --> | C13 ex KNOCKAPHUNTA | Knockaphunta [T41,T42] | CASTLEBAR |  | 53.8495 | -9.2997
029301 | MV/LV Substation EN***301 |  | 10 kV | _ | LV | 50 kVA :Pole Substation | 0.05 | --> | 0.05 | 0.039 | 2.31 |  | --> | 0.048 | 0 | 0.004 | 0.043 | 0 |  | --> | E13 ex AGHADA | Aghada [T721] | N/A |  | 51.8426 | -8.2164
081166Y | MV/LV Substation CO***166Y |  | 10 kV | _ | LV | 50 kVA :Pole Substation | 0.05 | --> | 0.05 | 0 | 0 | Constrained, otherwise capacity available =49 kVA | --> | 0.048 | 0 | 0 | 0 | 0 | Constrained, otherwise capacity available =47 kW | --> | C22 ex CELBRIDGE | Celbridge [T41,T42] | GRIFFINRATH |  | 53.3492 | -6.5843
014410Z | MV/LV Substation BA***410Z |  | 20 kV | _ | LV | 50 kVA :Pole Substation | 0.05 | --> | 0.05 | 0.029 | 0.63 |  | --> | 0.048 | 0 | 0.025 | 0 | 0 | Constrained, otherwise capacity available =26 kW | --> | E12 ex KILCULLEN | Kilcullen [T41,T42,T424] | STRATFORD |  | 53.0873 | -6.811
047257X | MV/LV Substation FO***257X |  | 10 kV | _ | LV | 200 kVA :Kiosk Substation | 0.2 | --> | 0.2 | 0.189 | 1.04 |  | --> | 0.19 | 0 | 0.01 | 0 | 0 | Constrained, otherwise capacity available =181 kW | --> | C15 ex BOYLE | Boyle [T41,T42] | CARRICK ON SHANNON |  | 53.9727 | -8.2907
0024020 | MV/LV Substation BR***4020 |  | 10 kV | _ | LV | 630 kVA :Building Structure | 0.63 | --> | 0.63 | 0.5 | 2.36 |  | --> | 0.598 | 0 | 0 | 0.5 | 0 |  | --> | C13 ex BRAY | Bray [T41,T42] | FASSAROE |  | 53.2005 | -6.1124
0634106 | MV/LV Substation MU***4106 |  | 10 kV | _ | LV | 400 kVA :Kiosk Substation | 0.4 | --> | 0.4 | 0 | 0 | Constrained, otherwise capacity available =388 kVA | --> | 0.38 | 0 | 0.03 | 0 | 0 | Constrained, otherwise capacity available =356 kW | --> | C15 ex STICKILLEN | Stickillen [T41,T42] | DRYBRIDGE |  | 53.85 | -6.5386
067443Y | MV/LV Substation KN***443Y |  | 10 kV | _ | LV | 50 kVA :Pole Substation | 0.05 | --> | 0.05 | 0 | 0 | Constrained, otherwise capacity available =50 kVA | --> | 0.048 | 0 | 0 | 0 | 0 | Constrained, otherwise capacity available =48 kW | --> | C16 ex MOYLISH | Moylish [T41,T42] | ARDNACRUSHA |  | 52.6749 | -8.6732
039409X | MV/LV Substation CH***409X |  | 10 kV | _ | LV | 50 kVA :Pole Substation | 0.05 | --> | 0.05 | 0.028 | 11.03 |  | --> | 0.048 | 0 | 0.004 | 0.042 | 0 |  | --> | C36 ex SALTHILL | Salthill [T101,T102] | SALTHILL |  | 53.2944 | -9.0871
042001 | MV/LV Substation RO***001 |  | 10 kV | _ | LV | 400 kVA :Kiosk Substation | 0.4 | --> | 0.4 | 0.16 | 1.93 |  | --> | 0.38 | 0 | 0.015 | 0 | 0 | Constrained, otherwise capacity available =335 kW | --> | C13 ex TURLOUGH ROAD | Turlough Road [T41,T42] | CASTLEBAR |  | 53.855 | -9.2981
066319 | MV/LV Substation WI***319 |  | 10 kV | _ | LV | 100 kVA :Pole Substation | 0.1 | --> | 0.1 | 0 | 0 | Constrained, otherwise capacity available =72 kVA | --> | 0.095 | 0 | 0.02 | 0.076 | 0 |  | --> | C20 ex SUTTON | Sutton [T41,T42] | GRANGE (DR) |  | 53.3691 | -6.068
064058Z | MV/LV Substation TH***058Z |  | 20 kV | _ | LV | 200 kVA :Kiosk Substation | 0.2 | --> | 0.2 | 0 | 0 | Constrained, otherwise capacity available =136 kVA | --> | 0.19 | 0 | 0.038 | 0 | 0 | Constrained, otherwise capacity available =153 kW | --> | E17 ex DULEEK | Duleek [T421,T422] | DRYBRIDGE |  | 53.6531 | -6.4346
111960Y | MV/LV Substation FI***960Y |  | 20 kV | _ | LV | 200 kVA :Kiosk Substation | 0.2 | --> | 0.2 | 0.149 | 0.94 |  | --> | 0.19 | 0 | 0.005 | 0 | 0 | Constrained, otherwise capacity available =179 kW | --> | E15 ex CASTLETOWNBERE | Castletownbere [T421] | BALLYLICKY |  | 51.652 | -9.9087
047276X | MV/LV Substation ER***276X |  | 10 kV | _ | LV | 50 kVA :Pole Substation | 0.05 | --> | 0.05 | 0.034 | 1.04 |  | --> | 0.048 | 0 | 0.005 | 0 | 0 | Constrained, otherwise capacity available =42 kW | --> | C16 ex BOYLE | Boyle [T41,T42] | CARRICK ON SHANNON |  | 53.9817 | -8.283
059497Y | MV/LV Substation LA***497Y |  | 10 kV | _ | LV | 630 kVA :Building Structure | 0.63 | --> | 0.63 | 0 | 0 | Constrained, otherwise capacity available =330 kVA | --> | 0.598 | 0 | 0.15 | 0 | 0 | Constrained, otherwise capacity available =445 kW | --> | C16 ex DERRYCRAMPH | Derrycramph [T41,T42] | SHANKILL |  | 53.9843 | -7.3445
015085Z | MV/LV Substation ST***085Z |  | 10 kV | _ | LV | 100 kVA :Pole Substation | 0.1 | --> | 0.1 | 0 | 0 | Constrained, otherwise capacity available =46 kVA | --> | 0.095 | 0 | 0.026 | 0 | 0 | Constrained, otherwise capacity available =68 kW | --> | C18 ex NAAS | Naas [T41,T42] | KILTEEL |  | 53.1694 | -6.6961
116100 | MV/LV Substation GL***100 |  | 20 kV | _ | LV | 200 kVA :Kiosk Substation | 0.2 | --> | 0.2 | 0.115 | 8.1 |  | --> | 0.19 | 0 | 0.02 | 0 | 0 | Constrained, otherwise capacity available =163 kW | --> | E11 ex WESTPORT | Westport [T421,T422] | CASTLEBAR |  | 53.7999 | -9.9553
032434Y | MV/LV Substation CA***434Y |  | 20 kV | _ | LV | 50 kVA :Pole Substation | 0.05 | --> | 0.05 | 0 | 0 | Constrained, otherwise capacity available =43 kVA | --> | 0.048 | 0 | 0.005 | 0 | 0 | Constrained, otherwise capacity available =43 kW | --> | C21 ex TRAMORE | Tramore [T41,T42] | BUTLERSTOWN |  | 52.1635 | -7.3049
025387 | MV/LV Substation BR***387 |  | 20 kV | _ | LV | 100 kVA :Pole Substation | 0.1 | --> | 0.1 | 0.032 | 2.96 |  | --> | 0.095 | 0 | 0.011 | 0 | 0 | Constrained, otherwise capacity available =77 kW | --> | E11 ex CHARLEVILLE | Charleville [T421,T422] | CHARLEVILLE |  | 52.4172 | -8.6607
139636 | MV/LV Substation MI***636 |  | 20 kV | _ | LV | 100 kVA :Pole Substation | 0.1 | --> | 0.1 | 0.052 | 2.68 |  | --> | 0.095 | 0 | 0.01 | 0 | 0 | Constrained, otherwise capacity available =81 kW | --> | E12 ex OLDCASTLE | Oldcastle [T41,T422] | MULLINGAR |  | 53.749 | -7.1666
366016X | MV/LV Substation IN***016X |  | 20 kV | _ | LV | 100 kVA :Pole Substation | 0.1 | --> | 0.1 | 0.1 | 0.45 |  | --> | 0.095 | 0 | 0 | 0 | 0 | Constrained, otherwise capacity available =95 kW | --> | C16 ex CARRAROE | Carraroe [T42] | SCREEB |  | 53.0903 | -9.5795
2144040 | MV/LV Substation KE***4040 |  | 10 kV | _ | LV | 400 kVA :Kiosk Substation | 0.4 | --> | 0.4 | 0 | 0 | Constrained, otherwise capacity available =328 kVA | --> | 0.38 | 0 | 0 | 0 | 0 | Constrained, otherwise capacity available =379 kW | --> | C14 ex DRUMQUIN | Drumquin [T42] | ENNIS |  | 52.7667 | -9.0244
060074Y | MV/LV Substation TI***074Y |  | 10 kV | _ | LV | 50 kVA :Pole Substation | 0.05 | --> | 0.05 | 0 | 0 | Constrained, otherwise capacity available =32 kVA | --> | 0.048 | 0 | 0.049 | 0 | 0 | Constrained, otherwise capacity available =9 kW | --> | C16 ex CLONES | Clones [T41,T42] | SHANKILL |  | 54.205 | -7.229
161357 | MV/LV Substation WO***357 |  | 20 kV | _ | LV | 400 kVA :Kiosk Substation | 0.4 | --> | 0.4 | 0.271 | 11.03 |  | --> | 0.38 | 0 | 0.041 | 0.332 | 0 |  | --> | C27 ex SALTHILL | Salthill [T101,T102] | SALTHILL |  | 53.3402 | -9.179
0694118 | MV/LV Substation DA***4118 |  | 10 kV | _ | LV | 1000 kVA :Building Structure | 1 | --> | 1 | 0.5 | 3 |  | --> | 0.95 | 0 | 0 | 0.5 | 0 |  | --> | C39 ex INCHICORE CENTRAL | Inchicore Central [T43,T45] | INCHICORE 220KV |  | 53.3358 | -6.3129
156967 | MV/LV Substation KI***967 |  | 10 kV | _ | LV | 100 kVA :Pole Substation | 0.1 | --> | 0.1 | 0 | 0 | Constrained, otherwise capacity available =35 kVA | --> | 0.095 | 0 | 0 | 0 | 0 | Constrained, otherwise capacity available =86 kW | --> | C15 ex DRUMBEAR | Drumbear [T41,T42] | LISDRUM |  | 54.2402 | -6.9272
037145 | MV/LV Substation RU***145 |  | 10 kV | _ | LV | 50 kVA :Pole Substation | 0.05 | --> | 0.05 | 0 | 0 | Constrained, otherwise capacity available =47 kVA | --> | 0.048 | 0 | 0 | 0 | 0 | Constrained, otherwise capacity available =47 kW | --> | C16 ex CAHIRCALLA | Cahircalla [T41,T42] | ENNIS |  | 52.8377 | -8.9932
089174X | MV/LV Substation BA***174X |  | 20 kV | _ | LV | 50 kVA :Pole Substation | 0.05 | --> | 0.05 | 0.048 | 3.56 |  | --> | 0.048 | 0 | 0.01 | 0 | 0 | Constrained, otherwise capacity available =40 kW | --> | E22 ex ENNISCRONE | Enniscrone [T421,T422] | MOY |  | 54.2409 | -8.7988
015195Z | MV/LV Substation CA***195Z |  | 20 kV | _ | LV | 50 kVA :Pole Substation | 0.05 | --> | 0.05 | 0 | 0 | Constrained, otherwise capacity available =50 kVA | --> | 0.048 | 0 | 0.005 | 0 | 0 | Constrained, otherwise capacity available =44 kW | --> | E17 ex BLESSINGTON | Blessington [T421,T422] | KILTEEL |  | 53.0961 | -6.5075
158150Y | MV/LV Substation WA***150Y |  | 20 kV | _ | LV | 50 kVA :Pole Substation | 0.05 | --> | 0.05 | 0 | 0 | Constrained, otherwise capacity available =47 kVA | --> | 0.048 | 0 | 0 | 0 | 0 | Constrained, otherwise capacity available =47 kW | --> | C19 ex ENNISTYMON | Ennistymon [T41,T42] | ENNIS |  | 53.1043 | -9.1614
288298X | MV/LV Substation AI***298X |  | 10 kV | _ | LV | 400 kVA :Kiosk Substation | 0.4 | --> | 0.4 | 0 | 0 | Constrained, otherwise capacity available =84 kVA | --> | 0.38 | 0 | 0.149 | 0.224 | 0 |  | --> | C17 ex SANDYFORD | Sandyford [T41,T42] | CARRICKMINES |  | 53.2635 | -6.2214
021547Z | MV/LV Substation SI***547Z |  | 10 kV | _ | LV | 630 kVA :Kiosk Substation | 0.63 | --> | 0.63 | 0 | 0 | Constrained, otherwise capacity available =573 kVA | --> | 0.598 | 0 | 0.002 | 0.5 | 0 |  | --> | C11 ex MAYFIELD | Mayfield [T41,T42] | KILBARRY |  | 51.906 | -8.4207
003058 | MV/LV Substation BA***058 |  | 10 kV | _ | LV | 400 kVA :Kiosk Substation | 0.4 | --> | 0.4 | 0.303 | 11.58 |  | --> | 0.38 | 0 | 0 | 0 | 0 | Constrained, otherwise capacity available =367 kW | --> | C22 ex BALLYBEG | Ballybeg [T101,T102] | CARRICKMINES |  | 52.9821 | -6.0433
0994080 | MV/LV Substation CO***4080 |  | 10 kV | _ | LV | 400 kVA :Kiosk Substation | 0.4 | --> | 0.4 | 0.369 | 5.45 |  | --> | 0.38 | 0 | 0 | 0 | 0 | Constrained, otherwise capacity available =376 kW | --> | C17 ex GORTLEE | Gortlee [T41,T42] | LETTERKENNY |  | 54.9631 | -7.7236
2334060 | MV/LV Substation ME***4060 |  | 10 kV | _ | LV | 50 kVA :Pole Substation | 0.05 | --> | 0.05 | 0 | 0 | Constrained, otherwise capacity available =48 kVA | --> | 0.048 | 0 | 0 | 0 | 0 | Constrained, otherwise capacity available =47 kW | --> | C23 ex CASTLEISLAND | Castleisland [T41,T42] | TRALEE |  | 52.2949 | -9.3748
015348Z | MV/LV Substation CA***348Z |  | 10 kV | _ | LV | 200 kVA :Kiosk Substation | 0.2 | --> | 0.2 | 0.118 | 12.6 |  | --> | 0.19 | 0 | 0.03 | 0.156 | 0 |  | --> | C23 ex MONREAD | Monread [T101,T102] | MONREAD |  | 53.2371 | -6.7313
1614129 | MV/LV Substation OT***4129 |  | 20 kV | _ | LV | 400 kVA :Kiosk Substation | 0.4 | --> | 0.4 | 0.391 | 11.03 |  | --> | 0.38 | 0 | 0 | 0.379 | 0 |  | --> | C27 ex SALTHILL | Salthill [T101,T102] | SALTHILL |  | 53.3299 | -9.1687
288093 | MV/LV Substation SO***093 |  | 10 kV | _ | LV | 630 kVA :Kiosk Substation | 0.63 | --> | 0.63 | 0.041 | 0.04 | Constrained, otherwise capacity available =617 kVA | --> | 0.598 | 0 | 0.102 | 0.5 | 0 |  | --> | C20 ex LITTLE BRAY | Little Bray [T41,T42] | FASSAROE |  | 53.2121 | -6.1129
067223 | MV/LV Substation BA***223 |  | 10 kV | _ | LV | 400 kVA :Kiosk Substation | 0.4 | --> | 0.4 | 0 | 0 | Constrained, otherwise capacity available =338 kVA | --> | 0.38 | 0 | 0 | 0 | 0 | Constrained, otherwise capacity available =371 kW | --> | C11 ex MOYLISH | Moylish [T41,T42] | ARDNACRUSHA |  | 52.6799 | -8.6548
1274538 | MV/LV Substation BA***4538 |  | 10 kV | _ | LV | 50 kVA :Pole Substation | 0.05 | --> | 0.05 | 0 | 0 | Constrained, otherwise capacity available =49 kVA | --> | 0.048 | 0 | 0 | 0 | 0 | Constrained, otherwise capacity available =47 kW | --> | C14 ex TEMPLEMORE | Templemore [T41,T42] | IKERRIN |  | 52.7742 | -7.5898
081188 | MV/LV Substation RE***188 |  | 10 kV | _ | LV | 630 kVA :Building Structure | 0.63 | --> | 0.63 | 0 | 0 | Constrained, otherwise capacity available =542 kVA | --> | 0.598 | 0 | 0 | 0.5 | 0 |  | --> | C17 ex SEMPERIT | Semperit [T41,T42,T43] | GRANGE CASTLE |  | 53.3355 | -6.3475
117703X | MV/LV Substation PI***703X |  | 10 kV | _ | LV | 100 kVA :Pole Substation | 0.1 | --> | 0.1 | 0.026 | 0.32 |  | --> | 0.095 | 0 | 0 | 0 | 0 | Constrained, otherwise capacity available =84 kW | --> | C18 ex BALLYMOTE | Ballymote [T41] | SLIGO |  | 54.1226 | -8.5355
010606X | MV/LV Substation NE***606X |  | 20 kV | _ | LV | 100 kVA :Pole Substation | 0.1 | --> | 0.1 | 0 | 0 | Constrained, otherwise capacity available =93 kVA | --> | 0.095 | 0 | 0.021 | 0 | 0 | Constrained, otherwise capacity available =78 kW | --> | E11 ex BALLYHALE | Ballyhale [T42,T421] | KILKENNY |  | 52.5293 | -7.1346
2104162 | MV/LV Substation MU***4162 |  | 10 kV | _ | LV | 50 kVA :Pole Substation | 0.05 | --> | 0.05 | 0 | 0 | Constrained, otherwise capacity available =50 kVA | --> | 0.048 | 0 | 0 | 0 | 0 | Constrained, otherwise capacity available =48 kW | --> | C19 ex CARRICKMACROSS | Carrickmacross [T41,T42] | MEATH HILL |  | 53.9712 | -6.7568
043344X | MV/LV Substation KI***344X |  | 20 kV | _ | LV | 200 kVA :Kiosk Substation | 0.2 | --> | 0.2 | 0.193 | 0.43 |  | --> | 0.19 | 0 | 0 | 0 | 0 | Constrained, otherwise capacity available =189 kW | --> | C20 ex SWINFORD | Swinford [T41,T42] | CASTLEBAR |  | 53.8738 | -8.8403
067149 | MV/LV Substation IR***149 |  | 10 kV | _ | LV | 400 kVA :Building Structure | 0.4 | --> | 0.4 | 0 | 0 | Constrained, otherwise capacity available =376 kVA | --> | 0.38 | 0 | 0 | 0.377 | 0 |  | --> | C17 ex BALLINACURRA | Ballinacurra [T41,T42] | LIMERICK |  | 52.6564 | -8.6468
0644248 | MV/LV Substation SE***4248 |  | 20 kV | _ | LV | 400 kVA :Kiosk Substation | 0.4 | --> | 0.4 | 0 | 0 | Constrained, otherwise capacity available =353 kVA | --> | 0.38 | 0 | 0.133 | 0 | 0 | Constrained, otherwise capacity available =275 kW | --> | E16 ex JULIANSTOWN | Julianstown [T421,T422] | DRYBRIDGE |  | 53.7049 | -6.256
021523 | MV/LV Substation NA***523 |  | 10 kV | _ | LV | 50 kVA :Pole Substation | 0.05 | --> | 0.05 | 0 | 0 | Constrained, otherwise capacity available =35 kVA | --> | 0.048 | 0 | 0 | 0.046 | 0 |  | --> | C21 ex KILBARRY | Kilbarry [T101,T43] | KILBARRY |  | 51.9152 | -8.5015
054706Y | MV/LV Substation DE***706Y |  | 20 kV | _ | LV | 50 kVA :Pole Substation | 0.05 | --> | 0.05 | 0 | 0 | Constrained, otherwise capacity available =46 kVA | --> | 0.048 | 0 | 0 | 0 | 0 | Constrained, otherwise capacity available =47 kW | --> | E13 ex ABBEYLEIX | Abbeyleix [T422] | PORTLAOISE |  | 52.9482 | -7.3906
067691 | MV/LV Substation ST***691 |  | 10 kV | _ | LV | 400 kVA :Kiosk Substation | 0.4 | --> | 0.4 | 0 | 0 | Constrained, otherwise capacity available =230 kVA | --> | 0.38 | 0 | 0 | 0 | 0 | Constrained, otherwise capacity available =356 kW | --> | C13 ex CORBALLY | Corbally [T41,T42] | ARDNACRUSHA |  | 52.6708 | -8.6244
021212Z | MV/LV Substation CA***212Z |  | 10 kV | _ | LV | 400 kVA :Building Structure | 0.4 | --> | 0.4 | 0.4 | 6.78 |  | --> | 0.38 | 0 | 0 | 0.38 | 0 |  | --> | C35 ex CASTLEVIEW | Castleview [T101,T102] | CASTLEVIEW |  | 51.8994 | -8.3505
050023Z | MV/LV Substation TH***023Z |  | 10 kV | _ | LV | 400 kVA :Kiosk Substation | 0.4 | --> | 0.4 | 0 | 0 | Constrained, otherwise capacity available =336 kVA | --> | 0.38 | 0 | 0 | 0 | 0 | Constrained, otherwise capacity available =371 kW | --> | C23 ex ATHLONE | Athlone [T41,T42] | ATHLONE |  | 53.4205 | -7.9413
046686 | MV/LV Substation SE***686 |  | 10 kV | _ | LV | 200 kVA :Pole Substation | 0.2 | --> | 0.2 | 0.188 | 4.13 |  | --> | 0.19 | 0 | 0 | 0.188 | 0 |  | --> | C18 ex AGHAGAD | Aghagad [T41,T42] | SLIGO |  | 54.3929 | -8.5328
062680 | MV/LV Substation HY***680 |  | 20 kV | _ | LV | 100 kVA :Pole Substation | 0.1 | --> | 0.1 | 0.09 | 4.25 |  | --> | 0.095 | 0 | 0 | 0 | 0 | Constrained, otherwise capacity available =94 kW | --> | E16 ex JENKINSTOWN | Jenkinstown [T421,T422] | DUNDALK |  | 54.0117 | -6.3008
066816Z | MV/LV Substation O2***816Z |  | 10 kV | _ | LV | 50 kVA :Pole Substation | 0.05 | --> | 0.05 | 0 | 0 | Constrained, otherwise capacity available =50 kVA | --> | 0.048 | 0 | 0 | 0 | 0 | Constrained, otherwise capacity available =48 kW | --> | C14 ex SWORDS | Swords [T41,T42] | GLASMORE |  | 53.4445 | -6.2522
0534175 | MV/LV Substation FL***4175 |  | 10 kV | _ | LV | 630 kVA :Building Structure | 0.63 | --> | 0.63 | 0 | 0 | Constrained, otherwise capacity available =163 kVA | --> | 0.598 | 0 | 0.005 | 0.5 | 0 |  | --> | C23 ex CLONMINCH | Clonminch [T41,T422] | THORNSBERRY |  | 53.2707 | -7.4746
1564012 | MV/LV Substation LE***4012 |  | 10 kV | _ | LV | 50 kVA :Pole Substation | 0.05 | --> | 0.05 | 0.043 | 3.38 |  | --> | 0.048 | 0 | 0 | 0 | 0 | Constrained, otherwise capacity available =46 kW | --> | C21 ex CASTLEBLAYNEY | Castleblayney [T41,T42] | DUNDALK |  | 54.1946 | -6.7765
207439 | MV/LV Substation CO***439 |  | 10 kV | _ | LV | 200 kVA :Pole Substation | 0.2 | --> | 0.2 | 0.143 | 3.38 |  | --> | 0.19 | 0 | 0 | 0 | 0 | Constrained, otherwise capacity available =182 kW | --> | C15 ex GLENGOOLE | Glengoole [T41] | THURLES |  | 52.6466 | -7.6105
204792 | MV/LV Substation CO***792 |  | 20 kV | _ | LV | 50 kVA :Pole Substation | 0.05 | --> | 0.05 | 0 | 0 | Constrained, otherwise capacity available =50 kVA | --> | 0.048 | 0 | 0 | 0 | 0 | Constrained, otherwise capacity available =47 kW | --> | E13 ex CARNDONAGH | Carndonagh [T421,T422] | TRILLICK |  | 55.2474 | -7.3869
252624X | MV/LV Substation BO***624X |  | 20 kV | _ | LV | 50 kVA :Pole Substation | 0.05 | --> | 0.05 | 0.036 | 1.32 |  | --> | 0.048 | 0 | 0 | 0.046 | 0 |  | --> | C24 ex CLIFDEN | Clifden [T41,T42] | SCREEB |  | 53.6219 | -10.2165
139202X | MV/LV Substation GR***202X |  | 20 kV | _ | LV | 50 kVA :Pole Substation | 0.05 | --> | 0.05 | 0 | 0 | Constrained, otherwise capacity available =45 kVA | --> | 0.048 | 0 | 0.008 | 0 | 0 | Constrained, otherwise capacity available =41 kW | --> | E16 ex FINEA | Finea [T421,T422] | SHANKILL |  | 53.8665 | -7.4538
127013 | MV/LV Substation PO***013 |  | 10 kV | _ | LV | 400 kVA :Kiosk Substation | 0.4 | --> | 0.4 | 0 | 0 | Constrained, otherwise capacity available =255 kVA | --> | 0.38 | 0 | 0 | 0 | 0 | Constrained, otherwise capacity available =360 kW | --> | C17 ex LOUGHTAGALLA | Loughtagalla [T41,T42] | THURLES |  | 52.6797 | -7.8131
013816Y | MV/LV Substation HA***816Y |  | 20 kV | _ | LV | 100 kVA :Pole Substation | 0.1 | --> | 0.1 | 0.099 | 0.12 |  | --> | 0.095 | 0 | 0 | 0.095 | 0 |  | --> | C12 ex ATHY | Athy [T101,T102] | ATHY |  | 52.913 | -6.8815
0584118 | MV/LV Substation LA***4118 |  | 20 kV | _ | LV | 100 kVA :Pole Substation | 0.1 | --> | 0.1 | 0.081 | 0.18 |  | --> | 0.095 | 0 | 0.056 | 0 | 0 | Constrained, otherwise capacity available =51 kW | --> | C18 ex TOOMEVARA | Toomevara [T42] | NENAGH |  | 52.8048 | -8.0361
073808 | MV/LV Substation MA***808 |  | 20 kV | _ | LV | 400 kVA :Kiosk Substation | 0.4 | --> | 0.4 | 0 | 0 | Constrained, otherwise capacity available =370 kVA | --> | 0.38 | 0 | 0 | 0 | 0 | Constrained, otherwise capacity available =376 kW | --> | C15 ex MOATE | Moate [T41,T42] | ATHLONE |  | 53.3946 | -7.7181
016014Z | MV/LV Substation CO***014Z |  | 10 kV | _ | LV | 100 kVA :Pole Substation | 0.1 | --> | 0.1 | 0 | 0 | Constrained, otherwise capacity available =76 kVA | --> | 0.095 | 0 | 0 | 0.092 | 0 |  | --> | C23 ex MACETOWN | Macetown [T101,T102] | MACETOWN |  | 53.3751 | -6.4809
066200Y | MV/LV Substation RA***200Y |  | 10 kV | _ | LV | 50 kVA :Pole Substation | 0.05 | --> | 0.05 | 0 | 0 | Constrained, otherwise capacity available =37 kVA | --> | 0.048 | 0 | 0 | 0 | 0 | Constrained, otherwise capacity available =46 kW | --> | C14 ex SWORDS | Swords [T41,T42] | GLASMORE |  | 53.4394 | -6.2523
0394046 | MV/LV Substation LE***4046 |  | 10 kV | _ | LV | 200 kVA :Kiosk Substation | 0.2 | --> | 0.2 | 0.183 | 11.03 |  | --> | 0.19 | 0 | 0 | 0.188 | 0 |  | --> | C18 ex SALTHILL | Salthill [T101,T102] | SALTHILL |  | 53.2662 | -9.12
034999 | MV/LV Substation KI***999 |  | 10 kV | _ | LV | 100 kVA :Pole Substation | 0.1 | --> | 0.1 | 0.058 | 0.95 |  | --> | 0.095 | 0 | 0.009 | 0 | 0 | Constrained, otherwise capacity available =82 kW | --> | C15 ex SPA ROAD | Spa Road [T41,T42] | DOON |  | 52.3401 | -7.7255
153147 | MV/LV Substation HA***147 |  | 20 kV | _ | LV | 50 kVA :Pole Substation | 0.05 | --> | 0.05 | 0 | 0 | Constrained, otherwise capacity available =47 kVA | --> | 0.048 | 0 | 0 | 0 | 0 | Constrained, otherwise capacity available =47 kW | --> | E14 ex BIRDHILL | Birdhill [T421,T422] | ARDNACRUSHA |  | 52.8375 | -8.2649
165883 | MV/LV Substation LE***883 |  | 20 kV | _ | LV | 50 kVA :Pole Substation | 0.05 | --> | 0.05 | 0 | 0 | Constrained, otherwise capacity available =23 kVA | --> | 0.048 | 0 | 0 | 0 | 0 | Constrained, otherwise capacity available =44 kW | --> | C11 ex TIMOLEAGUE | Timoleague [T41] | BANDON |  | 51.6396 | -8.7815
305250 | MV/LV Substation BE***250 |  | 20 kV | _ | LV | 50 kVA :Pole Substation | 0.05 | --> | 0.05 | 0 | 4.61 |  | --> | 0.048 | 0 | 0.012 | 0 | 0 | Constrained, otherwise capacity available =31 kW | --> | E12 ex LUMCLOON | Lumcloon [T421,T422] | DALLOW |  | 53.2559 | -7.8928
220334X | MV/LV Substation ME***334X |  | 20 kV | _ | LV | 50 kVA :Pole Substation | 0.05 | --> | 0.05 | 0.045 | 2.33 |  | --> | 0.048 | 0 | 0.006 | 0 | 0 | Constrained, otherwise capacity available =42 kW | --> | E14 ex MOY | Moy [T421,T422] | MOY |  | 54.1998 | -9.2033
049253 | MV/LV Substation MA***253 |  | 20 kV | _ | LV | 630 kVA :Building Structure | 0.63 | --> | 0.63 | 0.213 | 0.21 | Constrained, otherwise capacity available =598 kVA | --> | 0.598 | 0 | 0 | 0 | 0 | Constrained, otherwise capacity available =594 kW | --> | E13 ex LONGFORD | Longford [T421,T422] | RICHMOND |  | 53.8213 | -7.6331
025323Y | MV/LV Substation BA***323Y |  | 10 kV | _ | LV | 50 kVA :Pole Substation | 0.05 | --> | 0.05 | 0 | 0 | Constrained, otherwise capacity available =43 kVA | --> | 0.048 | 0 | 0 | 0.047 | 0 |  | --> | C30 ex BRUFF | Bruff [T42,T421] | LIMERICK |  | 52.4281 | -8.5144
281065 | MV/LV Substation BA***065 |  | 10 kV | _ | LV | 400 kVA :Kiosk Substation | 0.4 | --> | 0.4 | 0.16 | 4.67 |  | --> | 0.38 | 0 | 0.023 | 0.329 | 0 |  | --> | C23 ex CENTRE PARK ROAD | Marina [T105,T106] | MARINA |  | 51.8965 | -8.4325
0374054 | MV/LV Substation RA***4054 |  | 10 kV | _ | LV | 50 kVA :Pole Substation | 0.05 | --> | 0.05 | 0 | 0 | Constrained, otherwise capacity available =39 kVA | --> | 0.048 | 0 | 0 | 0 | 0 | Constrained, otherwise capacity available =46 kW | --> | C19 ex ENNIS NORTH | Ennis North [T41,T42] | ENNIS |  | 52.8778 | -8.9667
365062 | MV/LV Substation SA***062 |  | 10 kV | _ | LV | 200 kVA :Kiosk Substation | 0.2 | --> | 0.2 | 0 | 0 | Constrained, otherwise capacity available =200 kVA | --> | 0.19 | 0 | 0 | 0.19 | 0 |  | --> | C21 ex OLDBAWN | Oldbawn [T41,T42] | COOKSTOWN |  | 53.2667 | -6.3663
109121 | MV/LV Substation IN***121 |  | 10 kV | _ | LV | 200 kVA :Kiosk Substation | 0.2 | --> | 0.2 | 0.112 | 0.38 |  | --> | 0.19 | 0 | 0.024 | 0.16 | 0 |  | --> | C15 ex RINEANNA | Rineanna [T41,T42] | DRUMLINE |  | 52.7027 | -8.8716
154336Z | MV/LV Substation CA***336Z |  | 10 kV | _ | LV | 400 kVA :Kiosk Substation | 0.4 | --> | 0.4 | 0 | 0 | Constrained, otherwise capacity available =400 kVA | --> | 0.38 | 0 | 0 | 0.38 | 0 |  | --> | C14 ex MACETOWN | Macetown [T101,T102] | MACETOWN |  | 53.4016 | -6.3907
099550 | MV/LV Substation BO***550 |  | 10 kV | _ | LV | 100 kVA :Pole Substation | 0.1 | --> | 0.1 | 0 | 0 | Constrained, otherwise capacity available =68 kVA | --> | 0.095 | 0 | 0.021 | 0 | 0 | Constrained, otherwise capacity available =75 kW | --> | C12 ex CULLION | Cullion [T41,T42] | LETTERKENNY |  | 54.9319 | -7.7818
039208X | MV/LV Substation CH***208X |  | 10 kV | _ | LV | 400 kVA :Building Structure | 0.4 | --> | 0.4 | 0 | 0 | Constrained, otherwise capacity available =377 kVA | --> | 0.38 | 0 | 0 | 0 | 0 | Constrained, otherwise capacity available =377 kW | --> | C17 ex ORANMORE | Oranmore [T41,T44] | GALWAY 110KV |  | 53.2791 | -8.9312
136471 | MV/LV Substation CR***471 |  | 20 kV | _ | LV | 50 kVA :Pole Substation | 0.05 | --> | 0.05 | 0 | 0 | Constrained, otherwise capacity available =48 kVA | --> | 0.048 | 0 | 0 | 0 | 0 | Constrained, otherwise capacity available =47 kW | --> | C18 ex ROSCOMMON | Roscommon [T41,T42] | LANESBORO |  | 53.6301 | -8.1436
093456Z | MV/LV Substation SI***456Z |  | 10 kV | _ | LV | 400 kVA :Kiosk Substation | 0.4 | --> | 0.4 | 0.314 | 2.86 |  | --> | 0.38 | 0 | 0 | 0.368 | 0 |  | --> | C14 ex BALLYMUN | Ballymun [T41,T42] | FINGLAS |  | 53.3965 | -6.2758
024814 | MV/LV Substation BA***814 |  | 10 kV | _ | LV | 50 kVA :Pole Substation | 0.05 | --> | 0.05 | 0.011 | 2.14 |  | --> | 0.048 | 0 | 0 | 0 | 0 | Constrained, otherwise capacity available =42 kW | --> | C13 ex BUTTEVANT | Buttevant [T41,T42] | MALLOW |  | 52.2009 | -8.6718
084609 | MV/LV Substation KI***609 |  | 10 kV | _ | LV | 50 kVA :Pole Substation | 0.05 | --> | 0.05 | 0 | 0 | Constrained, otherwise capacity available =42 kVA | --> | 0.048 | 0 | 0 | 0 | 0 | Constrained, otherwise capacity available =46 kW | --> | C18 ex KILCOLGAN | Kilcolgan [T42,T421] | GALWAY 110KV |  | 53.2321 | -8.8512
006168Y | MV/LV Substation DR***168Y |  | 20 kV | _ | LV | 630 kVA :Building Structure | 0.63 | --> | 0.63 | 0 | 0 | Constrained, otherwise capacity available =610 kVA | --> | 0.598 | 0 | 0 | 0 | 0 | Constrained, otherwise capacity available =596 kW | --> | E16 ex CLONROCHE | Clonroche [T421,T422] | WEXFORD |  | 52.4922 | -6.6781
266079X | MV/LV Substation DU***079X |  | 20 kV | _ | LV | 100 kVA :Pole Substation | 0.1 | --> | 0.1 | 0.072 | 3.03 |  | --> | 0.095 | 0 | 0.01 | 0 | 0 | Constrained, otherwise capacity available =84 kW | --> | E13 ex MOVILLE | Moville [T421,T422] | TRILLICK |  | 55.284 | -7.164
046027 | MV/LV Substation CR***027 |  | 10 kV | _ | LV | 400 kVA :Kiosk Substation | 0.4 | --> | 0.4 | 0.227 | 5.78 |  | --> | 0.38 | 0 | 0.041 | 0.325 | 0 |  | --> | C11 ex OAKFIELD | Oakfield [T41,T42] | SLIGO |  | 54.2616 | -8.473
118248Y | MV/LV Substation WA***248Y |  | 20 kV | _ | LV | 100 kVA :Pole Substation | 0.1 | --> | 0.1 | 0 | 0 | Constrained, otherwise capacity available =78 kVA | --> | 0.095 | 0 | 0 | 0 | 0 | Constrained, otherwise capacity available =92 kW | --> | E17 ex CREAGH | Creagh [T421,T422] | ATHLONE |  | 53.3145 | -8.2225
0254325 | MV/LV Substation ST***4325 |  | 20 kV | _ | LV | 200 kVA :Pole Substation | 0.2 | --> | 0.2 | 0.162 | 2.96 |  | --> | 0.19 | 0 | 0 | 0 | 0 | Constrained, otherwise capacity available =185 kW | --> | E12 ex CHARLEVILLE | Charleville [T421,T422] | CHARLEVILLE |  | 52.3481 | -8.6701
0664405 | MV/LV Substation RA***4405 |  | 20 kV | _ | LV | 630 kVA :Building Structure | 0.63 | --> | 0.63 | 0 | 0 | Constrained, otherwise capacity available =504 kVA | --> | 0.598 | 0 | 0.12 | 0 | 0 | Constrained, otherwise capacity available =503 kW | --> | E21 ex BALTRASNA | Baltrasna [T121,T122] | BALTRASNA |  | 53.5254 | -6.4059
1604003 | MV/LV Substation SC***4003 |  | 10 kV | _ | LV | 400 kVA :Building Structure | 0.4 | --> | 0.4 | 0 | 0 | Constrained, otherwise capacity available =273 kVA | --> | 0.38 | 0 | 0 | 0 | 0 | Constrained, otherwise capacity available =362 kW | --> | C14 ex PORTLAOISE | Portlaoise [T41,T42] | PORTLAOISE |  | 53.0496 | -7.2789
127284 | MV/LV Substation CA***284 |  | 20 kV | _ | LV | 200 kVA :Pole Substation | 0.2 | --> | 0.2 | 0.099 | 5.89 |  | --> | 0.19 | 0 | 0 | 0 | 0 | Constrained, otherwise capacity available =176 kW | --> | C14 ex CASHEL | Cashel [T41,T42] | CAHIR |  | 52.6088 | -7.9972
055501X | MV/LV Substation LI***501X |  | 10 kV | _ | LV | 400 kVA :Building Structure | 0.4 | --> | 0.4 | 0 | 0 | Constrained, otherwise capacity available =379 kVA | --> | 0.38 | 0 | 0 | 0 | 0 | Constrained, otherwise capacity available =377 kW | --> | C18 ex RATHDOWNEY | Rathdowney [T42] | IKERRIN |  | 52.8486 | -7.7136
265054Y | MV/LV Substation PU***054Y |  | 20 kV | _ | LV | 50 kVA :Pole Substation | 0.05 | --> | 0.05 | 0.048 | 0.07 |  | --> | 0.048 | 0 | 0 | 0 | 0 | Constrained, otherwise capacity available =47 kW | --> | E17 ex BALLYCONNELL | Ballyconnell [T421,T422] | GORTAWEE |  | 54.1186 | -7.5916
064369Z | MV/LV Substation DE***369Z |  | 10 kV | _ | LV | 400 kVA :Kiosk Substation | 0.4 | --> | 0.4 | 0 | 0 | Constrained, otherwise capacity available =289 kVA | --> | 0.38 | 0 | 0.157 | 0 | 0 | Constrained, otherwise capacity available =248 kW | --> | C19 ex DRYBRIDGE | Drybridge [T41,T42] | DRYBRIDGE |  | 53.7278 | -6.3608
081137Z | MV/LV Substation PA***137Z |  | 10 kV | _ | LV | 400 kVA :Kiosk Substation | 0.4 | --> | 0.4 | 0 | 0 | Constrained, otherwise capacity available =233 kVA | --> | 0.38 | 0 | 0.058 | 0 | 0 | Constrained, otherwise capacity available =314 kW | --> | C15 ex CASTLEKNOCK | Castleknock [T41,T42] | FINGLAS |  | 53.3705 | -6.3478
109099 | MV/LV Substation DE***099 |  | 10 kV | _ | LV | 400 kVA :Kiosk Substation | 0.4 | --> | 0.4 | 0.381 | 0.38 | Constrained, otherwise capacity available =382 kVA | --> | 0.38 | 0 | 0 | 0.378 | 0 |  | --> | C15 ex RINEANNA | Rineanna [T41,T42] | DRUMLINE |  | 52.7021 | -8.8907
069390 | MV/LV Substation GA***390 |  | 10 kV | _ | LV | 630 kVA :Kiosk Substation | 0.63 | --> | 0.63 | 0.348 | 3 |  | --> | 0.598 | 0 | 0.017 | 0.5 | 0 |  | --> | C32 ex INCHICORE CENTRAL | Inchicore Central [T43,T45] | INCHICORE 220KV |  | 53.334 | -6.3204
0244095 | MV/LV Substation BR***4095 |  | 10 kV | _ | LV | 100 kVA :Pole Substation | 0.1 | --> | 0.1 | 0.098 | 2.14 |  | --> | 0.095 | 0 | 0 | 0 | 0 | Constrained, otherwise capacity available =95 kW | --> | C14 ex BUTTEVANT | Buttevant [T41,T42] | MALLOW |  | 52.2401 | -8.71
288171 | MV/LV Substation WI***171 |  | 10 kV | _ | LV | 200 kVA :Kiosk Substation | 0.2 | --> | 0.2 | 0 | 0 | Constrained, otherwise capacity available =139 kVA | --> | 0.19 | 0 | 0.036 | 0.155 | 0 |  | --> | C20 ex DUNDRUM | Dundrum [T41,T42] | BLACKROCK |  | 53.2844 | -6.2396
130251 | MV/LV Substation BR***251 |  | 20 kV | _ | LV | 50 kVA :Pole Substation | 0.05 | --> | 0.05 | 0.049 | 2.55 |  | --> | 0.048 | 0 | 0 | 0 | 0 | Constrained, otherwise capacity available =47 kW | --> | E18 ex EDGEWORTHSTOWN | Edgeworthstown [T421,T422] | RICHMOND |  | 53.6562 | -7.5398
251923 | MV/LV Substation RI***923 |  | 10 kV | _ | LV | 200 kVA :Kiosk Substation | 0.2 | --> | 0.2 | 0 | 0 | Constrained, otherwise capacity available =108 kVA | --> | 0.19 | 0 | 0.014 | 0 | 0 | Constrained, otherwise capacity available =167 kW | --> | C28 ex CLAREGALWAY | Claregalway [T42,T421] | GALWAY 110KV |  | 53.3435 | -8.9457
276606 | MV/LV Substation IO***606 |  | 10 kV | _ | LV | 200 kVA :Pole Substation | 0.2 | --> | 0.2 | 0.124 | 0.76 |  | --> | 0.19 | 0 | 0.11 | 0 | 0 | Constrained, otherwise capacity available =98 kW | --> | C12 ex WOODFORD | Woodford [T41,T42] | KNOCKEARAGH |  | 52.0609 | -9.4543
209804 | MV/LV Substation GL***804 |  | 20 kV | _ | LV | 100 kVA :Pole Substation | 0.1 | --> | 0.1 | 0 | 0 | Constrained, otherwise capacity available =68 kVA | --> | 0.095 | 0 | 0 | 0 | 0 | Constrained, otherwise capacity available =90 kW | --> | C21 ex MILFORD (NR) | Milford (nr) [T41,T42] | LETTERKENNY |  | 55.1264 | -7.8135
0504038 | MV/LV Substation ST***4038 |  | 20 kV | _ | LV | 50 kVA :Pole Substation | 0.05 | --> | 0.05 | 0.05 | 6.49 |  | --> | 0.048 | 0 | 0 | 0 | 0 | Constrained, otherwise capacity available =48 kW | --> | C22 ex BUSHFIELD | Bushfield [T41,T42] | ATHLONE |  | 53.494 | -7.7865
058092X | MV/LV Substation BA***092X |  | 10 kV | _ | LV | 400 kVA :Building Structure | 0.4 | --> | 0.4 | 0 | 0 | Constrained, otherwise capacity available =317 kVA | --> | 0.38 | 0 | 0 | 0 | 0 | Constrained, otherwise capacity available =368 kW | --> | C26 ex KYLEERAGH | Kyleeragh [T41,T42] | NENAGH |  | 52.8952 | -8.2039
127582Y | MV/LV Substation MI***582Y |  | 10 kV | _ | LV | 200 kVA :Kiosk Substation | 0.2 | --> | 0.2 | 0 | 0 | Constrained, otherwise capacity available =173 kVA | --> | 0.19 | 0 | 0.008 | 0 | 0 | Constrained, otherwise capacity available =180 kW | --> | C15 ex LOUGHTAGALLA | Loughtagalla [T41,T42] | THURLES |  | 52.6763 | -7.8006
0154290 | MV/LV Substation CI***4290 |  | 10 kV | _ | LV | 400 kVA :Building Structure | 0.4 | --> | 0.4 | 0 | 0 | Constrained, otherwise capacity available =177 kVA | --> | 0.38 | 0 | 0.011 | 0 | 0 | Constrained, otherwise capacity available =340 kW | --> | C16 ex JOHNSTOWN | Johnstown [T41,T42] | KILTEEL |  | 53.2533 | -6.5677
119438 | MV/LV Substation CA***438 |  | 10 kV | _ | LV | 100 kVA :Pole Substation | 0.1 | --> | 0.1 | 0 | 0 | Constrained, otherwise capacity available =94 kVA | --> | 0.095 | 0 | 0 | 0 | 0 | Constrained, otherwise capacity available =94 kW | --> | C12 ex KANTURK | Kanturk [T41,T42] | GLENLARA |  | 52.1642 | -8.9118
281720Z | MV/LV Substation NE***720Z |  | 10 kV | _ | LV | 400 kVA :Building Structure | 0.4 | --> | 0.4 | 0.359 | 5.49 |  | --> | 0.38 | 0 | 0.04 | 0.347 | 0 |  | --> | C20 ex TRABEG | Trabeg [T101,T102] | TRABEG |  | 51.8765 | -8.4517
006678 | MV/LV Substation MO***678 |  | 10 kV | _ | LV | 50 kVA :Pole Substation | 0.05 | --> | 0.05 | 0.043 | 3.12 |  | --> | 0.048 | 0 | 0.004 | 0 | 0 | Constrained, otherwise capacity available =44 kW | --> | C14 ex BELLFIELD | Bellfield [T41,T42] | CRANE |  | 52.5171 | -6.5717
281098 | MV/LV Substation RE***098 |  | 10 kV | _ | LV | 630 kVA :Building Structure | 0.63 | --> | 0.63 | 0.217 | 7.88 |  | --> | 0.598 | 0 | 0.015 | 0.5 | 0 |  | --> | C17 ex LIBERTY STREET | Liberty Street [T101,T102] | LIBERTY STREET |  | 51.8937 | -8.4775
046205X | MV/LV Substation CL***205X |  | 10 kV | _ | LV | 630 kVA :Kiosk Substation | 0.63 | --> | 0.63 | 0.5 | 5.78 |  | --> | 0.598 | 0 | 0.026 | 0.5 | 0 |  | --> | C14 ex OAKFIELD | Oakfield [T41,T42] | SLIGO |  | 54.2468 | -8.4774
033339Y | MV/LV Substation NU***339Y |  | 10 kV | _ | LV | 200 kVA :Kiosk Substation | 0.2 | --> | 0.2 | 0 | 0 | Constrained, otherwise capacity available =151 kVA | --> | 0.19 | 0 | 0.021 | 0.059 | 0 | Constrained, otherwise capacity available =168 kW | --> | C16 ex CREGG ROAD | Cregg Road [T41,T42] | BALLYDINE |  | 52.3508 | -7.3975
0584380 | MV/LV Substation CO***4380 |  | 10 kV | _ | LV | 400 kVA :Kiosk Substation | 0.4 | --> | 0.4 | 0 | 0 | Constrained, otherwise capacity available =330 kVA | --> | 0.38 | 0 | 0 | 0 | 0 | Constrained, otherwise capacity available =370 kW | --> | C11 ex KYLEERAGH | Kyleeragh [T41,T42] | NENAGH |  | 52.866 | -8.2063
031180 | MV/LV Substation KN***180 |  | 20 kV | _ | LV | 50 kVA :Pole Substation | 0.05 | --> | 0.05 | 0 | 0 | Constrained, otherwise capacity available =48 kVA | --> | 0.048 | 0 | 0 | 0 | 0 | Constrained, otherwise capacity available =47 kW | --> | E16 ex KILMACTHOMAS | Kilmacthomas [T421,T422] | DUNGARVAN |  | 52.1649 | -7.5373
034693 | MV/LV Substation DE***693 |  | 20 kV | _ | LV | 50 kVA :Pole Substation | 0.05 | --> | 0.05 | 0.047 | 0.57 |  | --> | 0.048 | 0 | 0 | 0 | 0 | Constrained, otherwise capacity available =47 kW | --> | E19 ex LAWLESSTOWN | Lawlesstown [T42,T421] | DOON |  | 52.4789 | -7.7291
136307Y | MV/LV Substation LA***307Y |  | 10 kV | _ | LV | 50 kVA :Pole Substation | 0.05 | --> | 0.05 | 0 | 0 | Constrained, otherwise capacity available =47 kVA | --> | 0.048 | 0 | 0 | 0 | 0 | Constrained, otherwise capacity available =47 kW | --> | C22 ex ROSCOMMON | Roscommon [T41,T42] | LANESBORO |  | 53.6389 | -8.1569
158097 | MV/LV Substation LI***097 |  | 10 kV | _ | LV | 50 kVA :Pole Substation | 0.05 | --> | 0.05 | 0 | 0 | Constrained, otherwise capacity available =34 kVA | --> | 0.048 | 0 | 0.005 | 0 | 0 | Constrained, otherwise capacity available =42 kW | --> | C16 ex ENNISTYMON | Ennistymon [T41,T42] | ENNIS |  | 52.9466 | -9.4007
030440 | MV/LV Substation KN***440 |  | 20 kV | _ | LV | 50 kVA :Pole Substation | 0.05 | --> | 0.05 | 0 | 0 | Constrained, otherwise capacity available =42 kVA | --> | 0.048 | 0 | 0 | 0 | 0 | Constrained, otherwise capacity available =46 kW | --> | E20 ex FOXHOLE | Foxhole [T421,T422] | DUNGARVAN |  | 51.9452 | -7.9343
0254311 | MV/LV Substation CO***4311 |  | 20 kV | _ | LV | 50 kVA :Pole Substation | 0.05 | --> | 0.05 | 0.05 | 2.96 |  | --> | 0.048 | 0 | 0 | 0 | 0 | Constrained, otherwise capacity available =48 kW | --> | E11 ex CHARLEVILLE | Charleville [T421,T422] | CHARLEVILLE |  | 52.357 | -8.6553
127009 | MV/LV Substation RO***009 |  | 10 kV | _ | LV | 200 kVA :Building Structure | 0.2 | --> | 0.2 | 0 | 0 | Constrained, otherwise capacity available =19 kVA | --> | 0.19 | 0 | 0.005 | 0 | 0 | Constrained, otherwise capacity available =160 kW | --> | C17 ex LOUGHTAGALLA | Loughtagalla [T41,T42] | THURLES |  | 52.6804 | -7.8152
154197Y | MV/LV Substation WO***197Y |  | 20 kV | _ | LV | 50 kVA :Pole Substation | 0.05 | --> | 0.05 | 0 | 0 | Constrained, otherwise capacity available =45 kVA | --> | 0.048 | 0 | 0 | 0.047 | 0 |  | --> | C21 ex MACETOWN | Macetown [T101,T102] | MACETOWN |  | 53.4413 | -6.4784
0684341 | MV/LV Substation KI***4341 |  | 10 kV | _ | LV | 1000 kVA :Building Structure | 1 | --> | 1 | 0.5 | 3.38 |  | --> | 0.95 | 0 | 0 | 0.5 | 0 |  | --> | C11 ex MERRION SQUARE | Merrion Square [T41,T42] | RINGSEND |  | 53.3347 | -6.248
258521 | MV/LV Substation FI***521 |  | 20 kV | _ | LV | 200 kVA :Pole Substation | 0.2 | --> | 0.2 | 0.195 | 1.86 |  | --> | 0.19 | 0 | 0 | 0 | 0 | Constrained, otherwise capacity available =189 kW | --> | E17 ex CREESLOUGH | Creeslough [T421] | ARDNAGAPPARY |  | 55.1431 | -7.9791
120527X | MV/LV Substation BA***527X |  | 10 kV | _ | LV | 50 kVA :Pole Substation | 0.05 | --> | 0.05 | 0 | 0 | Constrained, otherwise capacity available =39 kVA | --> | 0.048 | 0 | 0.01 | 0 | 0 | Constrained, otherwise capacity available =38 kW | --> | C16 ex BLAKE | Blake [T41,T42] | BLAKE |  | 53.2658 | -6.8677
154237Z | MV/LV Substation CA***237Z |  | 10 kV | _ | LV | 630 kVA :Kiosk Substation | 0.63 | --> | 0.63 | 0 | 0 | Constrained, otherwise capacity available =406 kVA | --> | 0.598 | 0 | 0.021 | 0.5 | 0 |  | --> | C14 ex MACETOWN | Macetown [T101,T102] | MACETOWN |  | 53.4035 | -6.3879
1444240 | MV/LV Substation RA***4240 |  | 20 kV | _ | LV | 50 kVA :Pole Substation | 0.05 | --> | 0.05 | 0.041 | 2.78 |  | --> | 0.048 | 0 | 0.02 | 0 | 0 | Constrained, otherwise capacity available =31 kW | --> | E13 ex BALLYRAGGET | Ballyragget [T421,T422] | BALLYRAGGET |  | 52.6952 | -7.4252
046981 | MV/LV Substation CR***981 |  | 10 kV | _ | LV | 100 kVA :Pole Substation | 0.1 | --> | 0.1 | 0.082 | 5.48 |  | --> | 0.095 | 0 | 0.015 | 0.081 | 0 |  | --> | C17 ex BALLYTIVNAN | Ballytivnan [T41,T42] | SLIGO |  | 54.3022 | -8.5145
368325X | MV/LV Substation FA***325X |  | 10 kV | _ | LV | 50 kVA :Pole Substation | 0.05 | --> | 0.05 | 0 | 0 | Constrained, otherwise capacity available =20 kVA | --> | 0.048 | 0 | 0 | 0 | 0 | Constrained, otherwise capacity available =43 kW | --> | C17 ex BALLYHAUNIS | Ballyhaunis [T41,T42] | DALTON |  | 53.7596 | -8.7726
0604221 | MV/LV Substation CO***4221 |  | 10 kV | _ | LV | 50 kVA :Pole Substation | 0.05 | --> | 0.05 | 0.05 | 2.57 |  | --> | 0.048 | 0 | 0 | 0 | 0 | Constrained, otherwise capacity available =48 kW | --> | C13 ex ERRIGAL | Errigal [T41,T422] | SHANKILL |  | 54.0512 | -7.1343
009369 | MV/LV Substation MU***369 |  | 20 kV | _ | LV | 50 kVA :Pole Substation | 0.05 | --> | 0.05 | 0.05 | 8.16 |  | --> | 0.048 | 0 | 0 | 0 | 0 | Constrained, otherwise capacity available =47 kW | --> | C17 ex MOUNT MISERY | Mount Misery [T41,T42] | WATERFORD |  | 52.2792 | -7.1201
066452Z | MV/LV Substation AP***452Z |  | 20 kV | _ | LV | 400 kVA :Kiosk Substation | 0.4 | --> | 0.4 | 0 | 0 | Constrained, otherwise capacity available =382 kVA | --> | 0.38 | 0 | 0 | 0 | 0 | Constrained, otherwise capacity available =378 kW | --> | E13 ex GLASMORE | Glasmore [T421,T422] | GLASMORE |  | 53.4711 | -6.2331
066750Z | MV/LV Substation BE***750Z |  | 20 kV | _ | LV | 400 kVA :Kiosk Substation | 0.4 | --> | 0.4 | 0 | 0 | Constrained, otherwise capacity available =281 kVA | --> | 0.38 | 0 | 0.031 | 0 | 0 | Constrained, otherwise capacity available =340 kW | --> | E15 ex BATTER LANE TEMPORARY | Batter Lane Temporary 38kv [T421] | GLASMORE |  | 53.4904 | -6.1589
056207Y | MV/LV Substation SY***207Y |  | 10 kV | _ | LV | 400 kVA :Kiosk Substation | 0.4 | --> | 0.4 | 0.396 | 0.89 |  | --> | 0.38 | 0 | 0 | 0 | 0 | Constrained, otherwise capacity available =380 kW | --> | C19 ex BIRR | Birr [T41,T422] | DALLOW |  | 53.0923 | -7.8954
116064 | MV/LV Substation SP***064 |  | 10 kV | _ | LV | 200 kVA :Kiosk Substation | 0.2 | --> | 0.2 | 0.128 | 7.32 |  | --> | 0.19 | 0 | 0.015 | 0.169 | 0 |  | --> | C11 ex CARROWBEG | Carrowbeg [T41,T42] | CARROWBEG |  | 53.7977 | -9.5434
006627Y | MV/LV Substation BA***627Y |  | 10 kV | _ | LV | 400 kVA :Building Structure | 0.4 | --> | 0.4 | 0.374 | 3.12 |  | --> | 0.38 | 0 | 0 | 0 | 0 | Constrained, otherwise capacity available =376 kW | --> | C17 ex BELLFIELD | Bellfield [T41,T42] | CRANE |  | 52.5029 | -6.5687
089224X | MV/LV Substation RI***224X |  | 20 kV | _ | LV | 400 kVA :Kiosk Substation | 0.4 | --> | 0.4 | 0.389 | 3.56 |  | --> | 0.38 | 0 | 0 | 0 | 0 | Constrained, otherwise capacity available =378 kW | --> | E22 ex ENNISCRONE | Enniscrone [T421,T422] | MOY |  | 54.2864 | -8.96
137230 | MV/LV Substation LI***230 |  | 10 kV | _ | LV | 33 kVA :Pole Substation | 0.033 | --> | 0.033 | 0 | 3.74 |  | --> | 0.031 | 0 | 0 | 0 | 0 | Constrained, otherwise capacity available =26 kW | --> | C12 ex KILFLYNN | Kilflynn [T41,T42] | TRALEE |  | 52.4071 | -9.6182
340471 | MV/LV Substation TA***471 |  | 10 kV | _ | LV | 50 kVA :Pole Substation | 0.05 | --> | 0.05 | 0 | 0 | Constrained, otherwise capacity available =46 kVA | --> | 0.048 | 0 | 0 | 0 | 0 | Constrained, otherwise capacity available =47 kW | --> | C18 ex DUNGLOE | Dungloe [T41,T42] | ARDNAGAPPARY |  | 54.9564 | -8.3635
002892 | MV/LV Substation TH***892 |  | 10 kV | _ | LV | 400 kVA :Kiosk Substation | 0.4 | --> | 0.4 | 0.041 | 0.04 | Constrained, otherwise capacity available =364 kVA | --> | 0.38 | 0 | 0.006 | 0.371 | 0 |  | --> | C14 ex LITTLE BRAY | Little Bray [T41,T42] | FASSAROE |  | 53.2041 | -6.115
253967X | MV/LV Substation KI***967X |  | 20 kV | _ | LV | 100 kVA :Pole Substation | 0.1 | --> | 0.1 | 0 | 0 | Constrained, otherwise capacity available =48 kVA | --> | 0.095 | 0 | 0.015 | 0 | 0 | Constrained, otherwise capacity available =76 kW | --> | E16 ex GLENAMADDY | Glenamaddy [T422] | ATHLONE |  | 53.5543 | -8.569
023367Y | MV/LV Substation RI***367Y |  | 20 kV | _ | LV | 400 kVA :Kiosk Substation | 0.4 | --> | 0.4 | 0 | 0 | Constrained, otherwise capacity available =293 kVA | --> | 0.38 | 0 | 0.013 | 0 | 0 | Constrained, otherwise capacity available =356 kW | --> | E11 ex CASTLELYONS | Castlelyons [T421,T422] | BARRYMORE |  | 52.0752 | -8.2818
064002 | MV/LV Substation NO***002 |  | 10 kV | _ | LV | 400 kVA :Kiosk Substation | 0.4 | --> | 0.4 | 0 | 0 | Constrained, otherwise capacity available =309 kVA | --> | 0.38 | 0 | 0 | 0 | 0 | Constrained, otherwise capacity available =367 kW | --> | C12 ex DRYBRIDGE | Drybridge [T41,T42] | DRYBRIDGE |  | 53.7223 | -6.3619
015628Z | MV/LV Substation DA***628Z |  | 10 kV | _ | LV | 400 kVA :Building Structure | 0.4 | --> | 0.4 | 0 | 0 | Constrained, otherwise capacity available =368 kVA | --> | 0.38 | 0 | 0 | 0 | 0 | Constrained, otherwise capacity available =376 kW | --> | C18 ex NAAS | Naas [T41,T42] | KILTEEL |  | 53.2029 | -6.7388
054898Y | MV/LV Substation BA***898Y |  | 10 kV | _ | LV | 50 kVA :Pole Substation | 0.05 | --> | 0.05 | 0.05 | 2.78 |  | --> | 0.048 | 0 | 0 | 0 | 0 | Constrained, otherwise capacity available =48 kW | --> | E16 ex BALLYRAGGET | Ballyragget [T421,T422] | BALLYRAGGET |  | 52.8404 | -7.3902
251006 | MV/LV Substation LA***006 |  | 20 kV | _ | LV | 50 kVA :Pole Substation | 0.05 | --> | 0.05 | 0 | 0 | Constrained, otherwise capacity available =49 kVA | --> | 0.048 | 0 | 0 | 0 | 0 | Constrained, otherwise capacity available =47 kW | --> | E47 ex CLAREGALWAY | Claregalway [T42,T421] | GALWAY 110KV |  | 53.3783 | -8.8635
0654011 | MV/LV Substation GA***4011 |  | 20 kV | _ | LV | 50 kVA :Pole Substation | 0.05 | --> | 0.05 | 0 | 0 | Constrained, otherwise capacity available =45 kVA | --> | 0.048 | 0 | 0.007 | 0 | 0 | Constrained, otherwise capacity available =42 kW | --> | E23 ex BALTRASNA | Baltrasna [T121,T122] | BALTRASNA |  | 53.5636 | -6.3856
073072X | MV/LV Substation MA***072X |  | 20 kV | _ | LV | 400 kVA :Kiosk Substation | 0.4 | --> | 0.4 | 0 | 0 | Constrained, otherwise capacity available =366 kVA | --> | 0.38 | 0 | 0 | 0 | 0 | Constrained, otherwise capacity available =375 kW | --> | C15 ex MOATE | Moate [T41,T42] | ATHLONE |  | 53.3948 | -7.717
042339 | MV/LV Substation VI***339 |  | 10 kV | _ | LV | 200 kVA :Kiosk Substation | 0.2 | --> | 0.2 | 0.149 | 1.93 |  | --> | 0.19 | 0 | 0.017 | 0 | 0 | Constrained, otherwise capacity available =170 kW | --> | C16 ex TURLOUGH ROAD | Turlough Road [T41,T42] | CASTLEBAR |  | 53.8604 | -9.3152
182404 | MV/LV Substation FO***404 |  | 10 kV | _ | LV | 1000 kVA :Building Structure | 1 | --> | 1 | 0 | 0 | Constrained, otherwise capacity available =839 kVA | --> | 0.95 | 0 | 0 | 0 | 0 | Constrained, otherwise capacity available =928 kW | --> | C15 ex TULLA | Tulla [T41,T42] | ENNIS |  | 52.8732 | -8.6956
064714Y | MV/LV Substation SM***714Y |  | 20 kV | _ | LV | 200 kVA :Pole Substation | 0.2 | --> | 0.2 | 0 | 0 | Constrained, otherwise capacity available =129 kVA | --> | 0.19 | 0 | 0.1 | 0 | 0 | Constrained, otherwise capacity available =106 kW | --> | E17 ex JULIANSTOWN | Julianstown [T421,T422] | DRYBRIDGE |  | 53.6879 | -6.2998
037962X | MV/LV Substation BR***962X |  | 10 kV | _ | LV | 200 kVA :Kiosk Substation | 0.2 | --> | 0.2 | 0 | 0 | Constrained, otherwise capacity available =140 kVA | --> | 0.19 | 0 | 0 | 0 | 0 | Constrained, otherwise capacity available =182 kW | --> | C20 ex CAHIRCALLA | Cahircalla [T41,T42] | ENNIS |  | 52.8276 | -8.9842
039427 | MV/LV Substation HA***427 |  | 10 kV | _ | LV | 200 kVA :Kiosk Substation | 0.2 | --> | 0.2 | 0.152 | 11.03 |  | --> | 0.19 | 0 | 0.02 | 0.168 | 0 |  | --> | C24 ex SALTHILL | Salthill [T101,T102] | SALTHILL |  | 53.2695 | -9.0847
015426Z | MV/LV Substation EM***426Z |  | 10 kV | _ | LV | 630 kVA :Kiosk Substation | 0.63 | --> | 0.63 | 0 | 0 | Constrained, otherwise capacity available =485 kVA | --> | 0.598 | 0 | 0.004 | 0 | 0 | Constrained, otherwise capacity available =575 kW | --> | C16 ex JOHNSTOWN | Johnstown [T41,T42] | KILTEEL |  | 53.2455 | -6.6001
192531 | MV/LV Substation GO***531 |  | 20 kV | _ | LV | 100 kVA :Pole Substation | 0.1 | --> | 0.1 | 0 | 1.7 |  | --> | 0.095 | 0 | 0 | 0 | 0 | Constrained, otherwise capacity available =77 kW | --> | E15 ex GWEEDORE | Gweedore [T421] | ARDNAGAPPARY |  | 55.1212 | -8.1322
058004 | MV/LV Substation ME***004 |  | 10 kV | _ | LV | 200 kVA :Kiosk Substation | 0.2 | --> | 0.2 | 0 | 0 | Constrained, otherwise capacity available =168 kVA | --> | 0.19 | 0 | 0.003 | 0 | 0 | Constrained, otherwise capacity available =183 kW | --> | C11 ex KYLEERAGH | Kyleeragh [T41,T42] | NENAGH |  | 52.8692 | -8.2051
377843 | MV/LV Substation BA***843 |  | 20 kV | _ | LV | 400 kVA :Kiosk Substation | 0.4 | --> | 0.4 | 0 | 0 | Constrained, otherwise capacity available =161 kVA | --> | 0.38 | 0 | 0.025 | 0 | 0 | Constrained, otherwise capacity available =328 kW | --> | E15 ex GURRANEBANE | Gurranebane [T421,T422] | OUGHTRAGH |  | 51.9472 | -10.226
058413X | MV/LV Substation CL***413X |  | 10 kV | _ | LV | 100 kVA :Pole Substation | 0.1 | --> | 0.1 | 0.006 | 0.18 |  | --> | 0.095 | 0 | 0.015 | 0 | 0 | Constrained, otherwise capacity available =70 kW | --> | C15 ex TOOMEVARA | Toomevara [T42] | NENAGH |  | 52.9425 | -8.036
0554281 | MV/LV Substation BA***4281 |  | 10 kV | _ | LV | 50 kVA :Pole Substation | 0.05 | --> | 0.05 | 0 | 0 | Constrained, otherwise capacity available =50 kVA | --> | 0.048 | 0 | 0 | 0 | 0 | Constrained, otherwise capacity available =48 kW | --> | C20 ex TEMPLEMORE | Templemore [T41,T42] | IKERRIN |  | 52.8236 | -7.8331
281023Y | MV/LV Substation AY***023Y |  | 10 kV | _ | LV | 400 kVA :Kiosk Substation | 0.4 | --> | 0.4 | 0 | 0 | Constrained, otherwise capacity available =300 kVA | --> | 0.38 | 0 | 0.057 | 0.324 | 0 |  | --> | C12 ex BALLINCOLLIG | Ballincollig [T41,T42] | KILBARRY |  | 51.8826 | -8.6196
035585X | MV/LV Substation TR***585X |  | 10 kV | _ | LV | 200 kVA :Pole Substation | 0.2 | --> | 0.2 | 0.152 | 6.17 |  | --> | 0.19 | 0 | 0 | 0 | 0 | Constrained, otherwise capacity available =183 kW | --> | C22 ex CAHIR | Cahir [T41,T42] | CAHIR |  | 52.3668 | -7.9287
1764277 | MV/LV Substation TE***4277 |  | 20 kV | _ | LV | 50 kVA :Pole Substation | 0.05 | --> | 0.05 | 0.05 | 18.78 |  | --> | 0.048 | 0 | 0 | 0.048 | 0 |  | --> | E18 ex HARTNETTS CROSS | Hartnetts Cross [T121,T422] | MACROOM |  | 51.916 | -8.9811
265561X | MV/LV Substation LO***561X |  | 20 kV | _ | LV | 50 kVA :Pole Substation | 0.05 | --> | 0.05 | 0.048 | 0.07 |  | --> | 0.048 | 0 | 0 | 0 | 0 | Constrained, otherwise capacity available =47 kW | --> | E15 ex BALLYCONNELL | Ballyconnell [T421,T422] | GORTAWEE |  | 54.1299 | -7.5207
1604259 | MV/LV Substation CA***4259 |  | 10 kV | _ | LV | 200 kVA :Kiosk Substation | 0.2 | --> | 0.2 | 0 | 0 | Constrained, otherwise capacity available =176 kVA | --> | 0.19 | 0 | 0.018 | 0 | 0 | Constrained, otherwise capacity available =173 kW | --> | C23 ex PORTARLINGTON | Portarlington [T43] | BLAKE |  | 53.15 | -7.1915
281636 | MV/LV Substation PA***636 |  | 10 kV | _ | LV | 50 kVA :Pole Substation | 0.05 | --> | 0.05 | 0.031 | 4.3 |  | --> | 0.048 | 0 | 0.006 | 0.04 | 0 |  | --> | C19 ex RINGASKIDDY 110KV | Ringaskiddy 110kv [T42] | BARNAHELY |  | 51.8538 | -8.3426
305381 | MV/LV Substation B ***381 |  | 10 kV | _ | LV | 100 kVA :Pole Substation | 0.1 | --> | 0.1 | 0.1 | 4.61 |  | --> | 0.095 | 0 | 0 | 0 | 0 | Constrained, otherwise capacity available =95 kW | --> | E11 ex LUMCLOON | Lumcloon [T421,T422] | DALLOW |  | 53.1829 | -7.8783
365971X | MV/LV Substation GR***971X |  | 10 kV | _ | LV | 1000 kVA :Building Structure | 1 | --> | 1 | 0 | 0 | Constrained, otherwise capacity available =916 kVA | --> | 0.95 | 0 | 0.004 | 0.5 | 0 |  | --> | C13 ex BELGARD | Belgard [T41,T42] | COOKSTOWN |  | 53.2885 | -6.3574
288042 | MV/LV Substation SA***042 |  | 10 kV | _ | LV | 400 kVA :Kiosk Substation | 0.4 | --> | 0.4 | 0 | 0 | Constrained, otherwise capacity available =279 kVA | --> | 0.38 | 0 | 0.019 | 0.349 | 0 |  | --> | C17 ex SANDYFORD | Sandyford [T41,T42] | CARRICKMINES |  | 53.2641 | -6.2288
013072Z | MV/LV Substation AR***072Z |  | 10 kV | _ | LV | 400 kVA :Kiosk Substation | 0.4 | --> | 0.4 | 0.121 | 0.12 | Constrained, otherwise capacity available =333 kVA | --> | 0.38 | 0 | 0 | 0.371 | 0 |  | --> | C23 ex ATHY | Athy [T101,T102] | ATHY |  | 52.9818 | -6.992
053253Z | MV/LV Substation NE***253Z |  | 20 kV | _ | LV | 50 kVA :Pole Substation | 0.05 | --> | 0.05 | 0 | 0 | Constrained, otherwise capacity available =50 kVA | --> | 0.048 | 0 | 0 | 0 | 0 | Constrained, otherwise capacity available =48 kW | --> | E20 ex BALLINDERRY | Ballinderry [T41,T422] | MULLINGAR |  | 53.3875 | -7.3644
071889 | MV/LV Substation SE***889 |  | 10 kV | _ | LV | 400 kVA :Building Structure | 0.4 | --> | 0.4 | 0 | 0 | Constrained, otherwise capacity available =334 kVA | --> | 0.38 | 0 | 0 | 0.371 | 0 |  | --> | C22 ex GREYSTONES | Greystones [T41,T42] | FASSAROE |  | 53.1266 | -6.0617
093217X | MV/LV Substation FI***217X |  | 10 kV | _ | LV | 400 kVA :Kiosk Substation | 0.4 | --> | 0.4 | 0 | 0 | Constrained, otherwise capacity available =328 kVA | --> | 0.38 | 0 | 0 | 0.37 | 0 |  | --> | C16 ex MERVILLE | Merville [T41,T42] | FINGLAS |  | 53.3871 | -6.2969
059427Y | MV/LV Substation AR***427Y |  | 10 kV | _ | LV | 200 kVA :Kiosk Substation | 0.2 | --> | 0.2 | 0 | 0 | Constrained, otherwise capacity available =180 kVA | --> | 0.19 | 0 | 0 | 0 | 0 | Constrained, otherwise capacity available =187 kW | --> | C22 ex CAVAN | Cavan [T42,T421] | SHANKILL |  | 53.9993 | -7.3474
003411X | MV/LV Substation KN***411X |  | 10 kV | _ | LV | 200 kVA :Kiosk Substation | 0.2 | --> | 0.2 | 0.114 | 11.58 |  | --> | 0.19 | 0 | 0 | 0 | 0 | Constrained, otherwise capacity available =178 kW | --> | C25 ex BALLYBEG | Ballybeg [T101,T102] | CARRICKMINES |  | 52.9888 | -6.0624
068177 | MV/LV Substation CH***177 |  | 10 kV | _ | LV | 1000 kVA :Building Structure | 1 | --> | 1 | 0 | 0 | Constrained, otherwise capacity available =537 kVA | --> | 0.95 | 0 | 0.033 | 0.5 | 0 |  | --> | C11 ex PHIBSBORO | Phibsboro [T41,T42] | FINGLAS |  | 53.3591 | -6.2831
081437X | MV/LV Substation MA***437X |  | 10 kV | _ | LV | 200 kVA :Kiosk Substation | 0.2 | --> | 0.2 | 0.186 | 7.91 |  | --> | 0.19 | 0 | 0.014 | 0.178 | 0 |  | --> | C23 ex PELLETSTOWN | Pelletstown [T101,T102] | FINGLAS |  | 53.3776 | -6.3836
067428Y | MV/LV Substation SA***428Y |  | 20 kV | _ | LV | 1000 kVA :Building Structure | 1 | --> | 1 | 0 | 0 | Constrained, otherwise capacity available =1000 kVA | --> | 0.95 | 0 | 0 | 0 | 0 | Constrained, otherwise capacity available =950 kW | --> | E16 ex DRUMLINE | Drumline [T421,T422] | DRUMLINE |  | 52.7172 | -8.8603
196013 | MV/LV Substation NE***013 |  | 10 kV | _ | LV | 400 kVA :Kiosk Substation | 0.4 | --> | 0.4 | 0 | 0 | Constrained, otherwise capacity available =347 kVA | --> | 0.38 | 0 | 0.011 | 0 | 0 | Constrained, otherwise capacity available =364 kW | --> | C15 ex TRIM | Trim [T41,T42] | NAVAN |  | 53.552 | -6.7963
293480Z | MV/LV Substation HA***480Z |  | 20 kV | _ | LV | 200 kVA :Kiosk Substation | 0.2 | --> | 0.2 | 0.175 | 0.43 |  | --> | 0.19 | 0 | 0 | 0 | 0 | Constrained, otherwise capacity available =186 kW | --> | E18 ex TULLOW | Tullow [T421,T422] | CARLOW |  | 52.8645 | -6.5598
365391X | MV/LV Substation KI***391X |  | 10 kV | _ | LV | 400 kVA :Kiosk Substation | 0.4 | --> | 0.4 | 0 | 0 | Constrained, otherwise capacity available =341 kVA | --> | 0.38 | 0 | 0 | 0.372 | 0 |  | --> | C17 ex BALGADDY | Balgaddy [T41,T42] | GRANGE CASTLE |  | 53.327 | -6.4299
042776X | MV/LV Substation TE***776X |  | 10 kV | _ | LV | 400 kVA :Kiosk Substation | 0.4 | --> | 0.4 | 0.264 | 1.51 |  | --> | 0.38 | 0 | 0 | 0 | 0 | Constrained, otherwise capacity available =361 kW | --> | C19 ex TURLOUGH ROAD | Turlough Road [T43] | CASTLEBAR |  | 53.8559 | -9.3036
026465X | MV/LV Substation CA***465X |  | 10 kV | _ | LV | 50 kVA :Pole Substation | 0.05 | --> | 0.05 | 0 | 0 | Constrained, otherwise capacity available =49 kVA | --> | 0.048 | 0 | 0 | 0 | 0 | Constrained, otherwise capacity available =47 kW | --> | C18 ex KINSALE | Kinsale [T41,T42] | BANDON |  | 51.6702 | -8.5852
009377Y | MV/LV Substation TE***377Y |  | 10 kV | _ | LV | 400 kVA :Kiosk Substation | 0.4 | --> | 0.4 | 0 | 0 | Constrained, otherwise capacity available =330 kVA | --> | 0.38 | 0 | 0 | 0 | 0 | Constrained, otherwise capacity available =370 kW | --> | C21 ex WATERFORD IND EST | Waterford Ind Est [T41,T42,T44] | BUTLERSTOWN |  | 52.2402 | -7.1344
204125X | MV/LV Substation MC***125X |  | 20 kV | _ | LV | 100 kVA :Pole Substation | 0.1 | --> | 0.1 | 0 | 0 | Constrained, otherwise capacity available =94 kVA | --> | 0.095 | 0 | 0 | 0 | 0 | Constrained, otherwise capacity available =94 kW | --> | E14 ex BUNCRANA | Buncrana [T421,T422] | TRILLICK |  | 55.1655 | -7.4642
052738X | MV/LV Substation BE***738X |  | 20 kV | _ | LV | 200 kVA :Pole Substation | 0.2 | --> | 0.2 | 0 | 0 | Constrained, otherwise capacity available =175 kVA | --> | 0.19 | 0 | 0 | 0 | 0 | Constrained, otherwise capacity available =187 kW | --> | E20 ex BALLINDERRY | Ballinderry [T41,T422] | MULLINGAR |  | 53.4765 | -7.3692
066360Z | MV/LV Substation AS***360Z |  | 20 kV | _ | LV | 400 kVA :Kiosk Substation | 0.4 | --> | 0.4 | 0 | 0 | Constrained, otherwise capacity available =246 kVA | --> | 0.38 | 0 | 0.022 | 0 | 0 | Constrained, otherwise capacity available =342 kW | --> | E13 ex GLASMORE | Glasmore [T421,T422] | GLASMORE |  | 53.4749 | -6.2372
019240 | MV/LV Substation HI***240 |  | 10 kV | _ | LV | 50 kVA :Pole Substation | 0.05 | --> | 0.05 | 0.027 | 2.18 |  | --> | 0.048 | 0 | 0.016 | 0 | 0 | Constrained, otherwise capacity available =32 kW | --> | C18 ex BALLYRICKARD | Ballyrickard [T41,T42] | TRALEE |  | 52.2796 | -9.7138
039399X | MV/LV Substation QU***399X |  | 10 kV | _ | LV | 1000 kVA :Building Structure | 1 | --> | 1 | 0.5 | 3.45 |  | --> | 0.95 | 0 | 0 | 0.5 | 0 |  | --> | C11 ex TRIMMS LANE | Trimms Lane [T41,T42] | SALTHILL |  | 53.2609 | -9.0743
0674173 | MV/LV Substation MU***4173 |  | 20 kV | _ | LV | 400 kVA :Kiosk Substation | 0.4 | --> | 0.4 | 0 | 0 | Constrained, otherwise capacity available =400 kVA | --> | 0.38 | 0 | 0 | 0.38 | 0 |  | --> | C11 ex RAHEEN | Raheen [T41,T42] | LIMERICK |  | 52.6338 | -8.6847
2074122 | MV/LV Substation LO***4122 |  | 10 kV | _ | LV | 50 kVA :Pole Substation | 0.05 | --> | 0.05 | 0.05 | 3.38 |  | --> | 0.048 | 0 | 0 | 0 | 0 | Constrained, otherwise capacity available =48 kW | --> | C15 ex GLENGOOLE | Glengoole [T41] | THURLES |  | 52.6937 | -7.6376
176098Y | MV/LV Substation GL***098Y |  | 10 kV | _ | LV | 200 kVA :Kiosk Substation | 0.2 | --> | 0.2 | 0.158 | 18.78 |  | --> | 0.19 | 0 | 0.025 | 0.166 | 0 |  | --> | E11 ex HARTNETTS CROSS | Hartnetts Cross [T121,T422] | HARTNETTS CROSS |  | 51.91 | -8.9776
009827Y | MV/LV Substation LA***827Y |  | 10 kV | _ | LV | 400 kVA :Kiosk Substation | 0.4 | --> | 0.4 | 0 | 0 | Constrained, otherwise capacity available =286 kVA | --> | 0.38 | 0 | 0 | 0 | 0 | Constrained, otherwise capacity available =364 kW | --> | C21 ex WATERFORD IND EST | Waterford Ind Est [T41,T42,T44] | BUTLERSTOWN |  | 52.2414 | -7.1294
014144 | MV/LV Substation CE***144 |  | 10 kV | _ | LV | 400 kVA :Kiosk Substation | 0.4 | --> | 0.4 | 0 | 0 | Constrained, otherwise capacity available =303 kVA | --> | 0.38 | 0 | 0.009 | 0 | 0 | Constrained, otherwise capacity available =360 kW | --> | C11 ex MORRISTOWN | Morristown [T41,T42] | NEWBRIDGE |  | 53.1766 | -6.8135
069683 | MV/LV Substation WA***683 |  | 10 kV | _ | LV | 630 kVA :Kiosk Substation | 0.63 | --> | 0.63 | 0.373 | 0.91 |  | --> | 0.598 | 0 | 0.039 | 0.5 | 0 |  | --> | C15 ex KIMMAGE | Kimmage [T41,T42] | INCHICORE 220KV |  | 53.3069 | -6.3109
034700X | MV/LV Substation KI***700X |  | 10 kV | _ | LV | 50 kVA :Pole Substation | 0.05 | --> | 0.05 | 0.024 | 0.95 |  | --> | 0.048 | 0 | 0.03 | 0 | 0 | Constrained, otherwise capacity available =22 kW | --> | C18 ex SPA ROAD | Spa Road [T41,T42] | DOON |  | 52.3645 | -7.587
059809 | MV/LV Substation BR***809 |  | 20 kV | _ | LV | 50 kVA :Pole Substation | 0.05 | --> | 0.05 | 0 | 0 | Constrained, otherwise capacity available =49 kVA | --> | 0.048 | 0 | 0 | 0 | 0 | Constrained, otherwise capacity available =47 kW | --> | E11 ex CAVAN | Cavan [T42,T421] | SHANKILL |  | 54.081 | -7.2615
066738 | MV/LV Substation RA***738 |  | 20 kV | _ | LV | 400 kVA :Building Structure | 0.4 | --> | 0.4 | 0 | 0 | Constrained, otherwise capacity available =360 kVA | --> | 0.38 | 0 | 0 | 0 | 0 | Constrained, otherwise capacity available =374 kW | --> | E12 ex ASHBOURNE | Ashbourne [T421,T422] | FINGLAS |  | 53.4997 | -6.4302
068595X | MV/LV Substation KE***595X |  | 10 kV | _ | LV | 630 kVA :Kiosk Substation | 0.63 | --> | 0.63 | 0.5 | 1.86 |  | --> | 0.598 | 0 | 0.004 | 0.5 | 0 |  | --> | C16 ex FAIRVIEW | Fairview [T41] | MCDERMOTT |  | 53.3629 | -6.2435
136556X | MV/LV Substation CR***556X |  | 20 kV | _ | LV | 100 kVA :Pole Substation | 0.1 | --> | 0.1 | 0 | 0 | Constrained, otherwise capacity available =39 kVA | --> | 0.095 | 0 | 0.01 | 0 | 0 | Constrained, otherwise capacity available =79 kW | --> | C17 ex ROSCOMMON | Roscommon [T41,T42] | LANESBORO |  | 53.5929 | -8.3621
176743 | MV/LV Substation CA***743 |  | 20 kV | _ | LV | 50 kVA :Pole Substation | 0.05 | --> | 0.05 | 0.05 | 18.78 |  | --> | 0.048 | 0 | 0 | 0.048 | 0 |  | --> | E18 ex HARTNETTS CROSS | Hartnetts Cross [T121,T422] | MACROOM |  | 52.0074 | -9.0701
0524514 | MV/LV Substation GA***4514 |  | 20 kV | _ | LV | 50 kVA :Pole Substation | 0.05 | --> | 0.05 | 0 | 0 | Constrained, otherwise capacity available =50 kVA | --> | 0.048 | 0 | 0 | 0 | 0 | Constrained, otherwise capacity available =48 kW | --> | E20 ex BALLINDERRY | Ballinderry [T41,T422] | MULLINGAR |  | 53.4706 | -7.318
1564157 | MV/LV Substation ST***4157 |  | 10 kV | _ | LV | 400 kVA :Kiosk Substation | 0.4 | --> | 0.4 | 0.265 | 2.47 |  | --> | 0.38 | 0 | 0 | 0 | 0 | Constrained, otherwise capacity available =361 kW | --> | E21 ex TELAYDON | Telaydon [T42,T421] | LISDRUM |  | 54.2512 | -6.9627
0994115 | MV/LV Substation NE***4115 |  | 10 kV | _ | LV | 1000 kVA :Building Structure | 1 | --> | 1 | 0.5 | 2.96 |  | --> | 0.95 | 0 | 0 | 0 | 0 | Constrained, otherwise capacity available =938 kW | --> | C15 ex BALLYRAINE | Ballyraine [T41,T42] | LETTERKENNY |  | 54.9532 | -7.7346
011963 | MV/LV Substation NE***963 |  | 10 kV | _ | LV | 100 kVA :Pole Substation | 0.1 | --> | 0.1 | 0.037 | 0.04 | Constrained, otherwise capacity available =89 kVA | --> | 0.095 | 0 | 0 | 0 | 0 | Constrained, otherwise capacity available =94 kW | --> | C16 ex CALLAN | Callan [T41,T42] | KILKENNY |  | 52.5458 | -7.3029
039979X | MV/LV Substation OR***979X |  | 10 kV | _ | LV | 200 kVA :Kiosk Substation | 0.2 | --> | 0.2 | 0 | 0 | Constrained, otherwise capacity available =183 kVA | --> | 0.19 | 0 | 0 | 0 | 0 | Constrained, otherwise capacity available =188 kW | --> | C15 ex ORANMORE | Oranmore [T41,T44] | GALWAY 110KV |  | 53.2716 | -8.9321
031296Y | MV/LV Substation CL***296Y |  | 10 kV | _ | LV | 400 kVA :Kiosk Substation | 0.4 | --> | 0.4 | 0 | 0 | Constrained, otherwise capacity available =316 kVA | --> | 0.38 | 0 | 0.007 | 0 | 0 | Constrained, otherwise capacity available =363 kW | --> | C11 ex COLLIGAN | Colligan [T41,T42] | DUNGARVAN |  | 52.1018 | -7.6017
2104135 | MV/LV Substation KI***4135 |  | 10 kV | _ | LV | 50 kVA :Pole Substation | 0.05 | --> | 0.05 | 0 | 0 | Constrained, otherwise capacity available =49 kVA | --> | 0.048 | 0 | 0 | 0 | 0 | Constrained, otherwise capacity available =47 kW | --> | C24 ex CARRICKMACROSS | Carrickmacross [T41,T42] | MEATH HILL |  | 54.0155 | -6.7586
023326Y | MV/LV Substation CL***326Y |  | 20 kV | _ | LV | 100 kVA :Pole Substation | 0.1 | --> | 0.1 | 0 | 0 | Constrained, otherwise capacity available =80 kVA | --> | 0.095 | 0 | 0 | 0 | 0 | Constrained, otherwise capacity available =92 kW | --> | C18 ex COOLCARRON | Coolcarron [T41,T42] | BARRYMORE |  | 52.1404 | -8.2144
081705Y | MV/LV Substation FF***705Y |  | 10 kV | _ | LV | 200 kVA :Kiosk Substation | 0.2 | --> | 0.2 | 0 | 0 | Constrained, otherwise capacity available =124 kVA | --> | 0.19 | 0 | 0.007 | 0.174 | 0 |  | --> | C18 ex LUCAN EAST | Lucan East [T41,T42] | GRANGE CASTLE |  | 53.3486 | -6.4287
029476 | MV/LV Substation BA***476 |  | 10 kV | _ | LV | 200 kVA :Pole Substation | 0.2 | --> | 0.2 | 0.161 | 2.31 |  | --> | 0.19 | 0 | 0.1 | 0.111 | 0 |  | --> | E13 ex AGHADA | Aghada [T721] | N/A |  | 51.8249 | -8.2031
0624334 | MV/LV Substation CR***4334 |  | 10 kV | _ | LV | 50 kVA :Pole Substation | 0.05 | --> | 0.05 | 0 | 0 | Constrained, otherwise capacity available =43 kVA | --> | 0.048 | 0 | 0 | 0 | 0 | Constrained, otherwise capacity available =46 kW | --> | C11 ex KILSARAN | Kilsaran [T42] | DRYBRIDGE |  | 53.9227 | -6.3832
001218 | MV/LV Substation TO***218 |  | 10 kV | _ | LV | 400 kVA :Kiosk Substation | 0.4 | --> | 0.4 | 0.187 | 1.16 |  | --> | 0.38 | 0 | 0.061 | 0.305 | 0 |  | --> | C21 ex DEANSGRANGE | Deansgrange [T41,T42] | CARRICKMINES |  | 53.2699 | -6.1842
590207 | MV/LV Substation AS***207 |  | 20 kV | _ | LV | 400 kVA :Building Structure | 0.4 | --> | 0.4 | 0 | 0 | Constrained, otherwise capacity available =42 kVA | --> | 0.38 | 0 | 0.03 | 0 | 0 | Constrained, otherwise capacity available =306 kW | --> | E15 ex CONG |  |  |  | 53.535 | -9.2865
0814153 | MV/LV Substation HA***4153 |  | 10 kV | _ | LV | 630 kVA :Kiosk Substation | 0.63 | --> | 0.63 | 0 | 0 | Constrained, otherwise capacity available =509 kVA | --> | 0.598 | 0 | 0.063 | 0 | 0 | Constrained, otherwise capacity available =535 kW | --> | C19 ex CELBRIDGE | Celbridge [T41,T42] | GRIFFINRATH |  | 53.3142 | -6.6091
156385Y | MV/LV Substation ST***385Y |  | 10 kV | _ | LV | 100 kVA :Pole Substation | 0.1 | --> | 0.1 | 0.097 | 2.04 |  | --> | 0.095 | 0 | 0 | 0 | 0 | Constrained, otherwise capacity available =95 kW | --> | C18 ex BALLYBAY | Ballybay [T41,T42] | LISDRUM |  | 54.182 | -7.0054
305822 | MV/LV Substation CL***822 |  | 20 kV | _ | LV | 200 kVA :Pole Substation | 0.2 | --> | 0.2 | 0.157 | 4.61 |  | --> | 0.19 | 0 | 0 | 0 | 0 | Constrained, otherwise capacity available =184 kW | --> | E11 ex LUMCLOON | Lumcloon [T421,T422] | DALLOW |  | 53.2202 | -7.8876
150078X | MV/LV Substation CR***078X |  | 20 kV | _ | LV | 100 kVA :Pole Substation | 0.1 | --> | 0.1 | 0.099 | 3.96 |  | --> | 0.095 | 0 | 0 | 0 | 0 | Constrained, otherwise capacity available =95 kW | --> | E19 ex STRANORLAR | Stranorlar [T421,T422] | LETTERKENNY |  | 54.788 | -7.8223
031387Y | MV/LV Substation FR***387Y |  | 10 kV | _ | LV | 400 kVA :Building Structure | 0.4 | --> | 0.4 | 0 | 0 | Constrained, otherwise capacity available =211 kVA | --> | 0.38 | 0 | 0 | 0 | 0 | Constrained, otherwise capacity available =353 kW | --> | C20 ex COLLIGAN | Colligan [T41,T42] | DUNGARVAN |  | 52.0848 | -7.6347
0684641 | MV/LV Substation EA***4641 |  | 10 kV | _ | LV | 630 kVA :Kiosk Substation | 0.63 | --> | 0.63 | 0.131 | 14.34 |  | --> | 0.598 | 0 | 0 | 0.5 | 0 |  | --> | C41 ex NORTH QUAYS | North Quays [T101,T102,T103] | POOLBEG |  | 53.3529 | -6.2316
196160X | MV/LV Substation LA***160X |  | 10 kV | _ | LV | 200 kVA :Kiosk Substation | 0.2 | --> | 0.2 | 0 | 0 | Constrained, otherwise capacity available =145 kVA | --> | 0.19 | 0 | 0.03 | 0 | 0 | Constrained, otherwise capacity available =160 kW | --> | C18 ex TRIM | Trim [T41,T42] | NAVAN |  | 53.5577 | -6.7792
042739X | MV/LV Substation CA***739X |  | 10 kV | _ | LV | 630 kVA :Kiosk Substation | 0.63 | --> | 0.63 | 0.478 | 1.51 |  | --> | 0.598 | 0 | 0 | 0 | 0 | Constrained, otherwise capacity available =577 kW | --> | C19 ex TURLOUGH ROAD | Turlough Road [T43] | CASTLEBAR |  | 53.8551 | -9.3012
032977 | MV/LV Substation KN***977 |  | 20 kV | _ | LV | 200 kVA :Pole Substation | 0.2 | --> | 0.2 | 0 | 0 | Constrained, otherwise capacity available =185 kVA | --> | 0.19 | 0 | 0 | 0 | 0 | Constrained, otherwise capacity available =188 kW | --> | C21 ex TRAMORE | Tramore [T41,T42] | BUTLERSTOWN |  | 52.1395 | -7.3596
249616 | MV/LV Substation ME***616 |  | 10 kV | _ | LV | 200 kVA :Pole Substation | 0.2 | --> | 0.2 | 0 | 0 | Constrained, otherwise capacity available =165 kVA | --> | 0.19 | 0 | 0 | 0 | 0 | Constrained, otherwise capacity available =185 kW | --> | C16 ex KILCLOHER | Kilcloher [T41,T42] | DUNGARVAN |  | 52.1881 | -7.8549
156461Y | MV/LV Substation QU***461Y |  | 10 kV | _ | LV | 630 kVA :Building Structure | 0.63 | --> | 0.63 | 0 | 0 | Constrained, otherwise capacity available =515 kVA | --> | 0.598 | 0 | 0 | 0 | 0 | Constrained, otherwise capacity available =583 kW | --> | C14 ex DRUMBEAR | Drumbear [T41,T42] | LISDRUM |  | 54.2462 | -6.9691
049053Z | MV/LV Substation BO***053Z |  | 20 kV | _ | LV | 100 kVA :Pole Substation | 0.1 | --> | 0.1 | 0.085 | 0.21 |  | --> | 0.095 | 0 | 0 | 0 | 0 | Constrained, otherwise capacity available =93 kW | --> | E18 ex LONGFORD | Longford [T421,T422] | RICHMOND |  | 53.7447 | -7.8043
011871Y | MV/LV Substation DY***871Y |  | 10 kV | _ | LV | 630 kVA :Kiosk Substation | 0.63 | --> | 0.63 | 0 | 0 | Constrained, otherwise capacity available =598 kVA | --> | 0.598 | 0 | 0 | 0 | 0 | Constrained, otherwise capacity available =594 kW | --> | C14 ex ROSEHILL | Rosehill [T41,T42] | KILKENNY |  | 52.6493 | -7.2548
062485 | MV/LV Substation AG***485 |  | 20 kV | _ | LV | 50 kVA :Pole Substation | 0.05 | --> | 0.05 | 0.037 | 4.25 |  | --> | 0.048 | 0 | 0 | 0 | 0 | Constrained, otherwise capacity available =46 kW | --> | E15 ex JENKINSTOWN | Jenkinstown [T421,T422] | DUNDALK |  | 54.0535 | -6.3576
150039X | MV/LV Substation BL***039X |  | 20 kV | _ | LV | 200 kVA :Kiosk Substation | 0.2 | --> | 0.2 | 0.038 | 3.96 |  | --> | 0.19 | 0 | 0.033 | 0 | 0 | Constrained, otherwise capacity available =142 kW | --> | E19 ex STRANORLAR | Stranorlar [T421,T422] | LETTERKENNY |  | 54.8011 | -7.8017
074076X | MV/LV Substation OA***076X |  | 10 kV | _ | LV | 200 kVA :Kiosk Substation | 0.2 | --> | 0.2 | 0 | 0 | Constrained, otherwise capacity available =123 kVA | --> | 0.19 | 0 | 0.007 | 0 | 0 | Constrained, otherwise capacity available =174 kW | --> | C14 ex CARRICK ON SHANNON | Carrick On Shannon [T41,T42] | CARRICK ON SHANNON |  | 53.9513 | -8.083
021996X | MV/LV Substation TR***996X |  | 10 kV | _ | LV | 200 kVA :Kiosk Substation | 0.2 | --> | 0.2 | 0 | 0 | Constrained, otherwise capacity available =134 kVA | --> | 0.19 | 0 | 0 | 0 | 0 | Constrained, otherwise capacity available =181 kW | --> | C22 ex KILBARRY |  |  |  | 51.9095 | -8.5014
034337Y | MV/LV Substation PU***337Y |  | 20 kV | _ | LV | 50 kVA :Pole Substation | 0.05 | --> | 0.05 | 0.05 | 0.57 |  | --> | 0.048 | 0 | 0 | 0 | 0 | Constrained, otherwise capacity available =48 kW | --> | E23 ex LAWLESSTOWN | Lawlesstown [T42,T421] | DOON |  | 52.3436 | -7.7541
2884200 | MV/LV Substation TO***4200 |  | 10 kV | _ | LV | 630 kVA :Kiosk Substation | 0.63 | --> | 0.63 | 0 | 0 | Constrained, otherwise capacity available =630 kVA | --> | 0.598 | 0 | 0 | 0.5 | 0 |  | --> | C17 ex CARRICKMINES | Carrickmines [T41,T42] | CARRICKMINES |  | 53.2429 | -6.193
006180 | MV/LV Substation BL***180 |  | 10 kV | _ | LV | 50 kVA :Pole Substation | 0.05 | --> | 0.05 | 0.036 | 1.29 |  | --> | 0.048 | 0 | 0.004 | 0 | 0 | Constrained, otherwise capacity available =43 kW | --> | C12 ex MONFIN | Monfin [T41,T42] | WEXFORD |  | 52.4882 | -6.5917
062088 | MV/LV Substation CO***088 |  | 10 kV | _ | LV | 630 kVA :Building Structure | 0.63 | --> | 0.63 | 0.425 | 2.33 |  | --> | 0.598 | 0 | 0.011 | 0 | 0 | Constrained, otherwise capacity available =562 kW | --> | C14 ex DUNDALK | Dundalk [T41,T42] | DUNDALK |  | 54.0093 | -6.4164
009739Y | MV/LV Substation TH***739Y |  | 10 kV | _ | LV | 200 kVA :Kiosk Substation | 0.2 | --> | 0.2 | 0 | 8.16 |  | --> | 0.19 | 0 | 0.013 | 0 | 0 | Constrained, otherwise capacity available =115 kW | --> | C12 ex MOUNT MISERY | Mount Misery [T41,T42] | WATERFORD |  | 52.2729 | -7.1115
249429 | MV/LV Substation GA***429 |  | 20 kV | _ | LV | 50 kVA :Pole Substation | 0.05 | --> | 0.05 | 0 | 0 | Constrained, otherwise capacity available =46 kVA | --> | 0.048 | 0 | 0.005 | 0 | 0 | Constrained, otherwise capacity available =43 kW | --> | C25 ex KILCLOHER | Kilcloher [T41,T42] | DUNGARVAN |  | 52.1556 | -7.6971
063041 | MV/LV Substation WI***041 |  | 10 kV | _ | LV | 630 kVA :Building Structure | 0.63 | --> | 0.63 | 0 | 0 | Constrained, otherwise capacity available =494 kVA | --> | 0.598 | 0 | 0.015 | 0 | 0 | Constrained, otherwise capacity available =568 kW | --> | C18 ex STICKILLEN | Stickillen [T41,T42] | DRYBRIDGE |  | 53.8527 | -6.5366
119728X | MV/LV Substation KI***728X |  | 20 kV | _ | LV | 50 kVA :Pole Substation | 0.05 | --> | 0.05 | 0 | 0 | Constrained, otherwise capacity available =39 kVA | --> | 0.048 | 0 | 0 | 0 | 0 | Constrained, otherwise capacity available =46 kW | --> | C18 ex KANTURK | Kanturk [T41,T42] | GLENLARA |  | 52.0635 | -8.9604
220546 | MV/LV Substation B ***546 |  | 20 kV | _ | LV | 100 kVA :Pole Substation | 0.1 | --> | 0.1 | 0.091 | 7.61 |  | --> | 0.095 | 0 | 0 | 0 | 0 | Constrained, otherwise capacity available =94 kW | --> | E12 ex BELLACORICK | Bellacorick [T122] | BELLACORICK |  | 54.1152 | -9.5439
021507Z | MV/LV Substation CO***507Z |  | 10 kV | _ | LV | 400 kVA :Kiosk Substation | 0.4 | --> | 0.4 | 0 | 0 | Constrained, otherwise capacity available =348 kVA | --> | 0.38 | 0 | 0.024 | 0.355 | 0 |  | --> | C15 ex RIVERSTOWN | Riverstown [T41,T42] | KILBARRY |  | 51.9279 | -8.3792
075998 | MV/LV Substation CA***998 |  | 20 kV | _ | LV | 100 kVA :Pole Substation | 0.1 | --> | 0.1 | 0.088 | 17.8 |  | --> | 0.095 | 0 | 0 | 0.093 | 0 |  | --> | E13 ex BANOGE | Banoge [T121,T122] | BANOGE |  | 52.565 | -6.2003
066136 | MV/LV Substation DO***136 |  | 20 kV | _ | LV | 200 kVA :Pole Substation | 0.2 | --> | 0.2 | 0 | 0 | Constrained, otherwise capacity available =184 kVA | --> | 0.19 | 0 | 0.009 | 0 | 0 | Constrained, otherwise capacity available =181 kW | --> | E18 ex GLASMORE | Glasmore [T421,T422] | GLASMORE |  | 53.5116 | -6.2664
0234139 | MV/LV Substation BR***4139 |  | 20 kV | _ | LV | 50 kVA :Pole Substation | 0.05 | --> | 0.05 | 0 | 0 | Constrained, otherwise capacity available =45 kVA | --> | 0.048 | 0 | 0 | 0 | 0 | Constrained, otherwise capacity available =47 kW | --> | E12 ex CASTLELYONS | Castlelyons [T421,T422] | BARRYMORE |  | 52.0569 | -8.3954
1384065 | MV/LV Substation TU***4065 |  | 10 kV | _ | LV | 50 kVA :Pole Substation | 0.05 | --> | 0.05 | 0.05 | 1.52 |  | --> | 0.048 | 0 | 0 | 0 | 0 | Constrained, otherwise capacity available =48 kW | --> | C19 ex SHERCOCK | Shercock [T41,T42] | MEATH HILL |  | 53.9692 | -6.898
3684094 | MV/LV Substation B ***4094 |  | 10 kV | _ | LV | 200 kVA :Pole Substation | 0.2 | --> | 0.2 | 0 | 0 | Constrained, otherwise capacity available =174 kVA | --> | 0.19 | 0 | 0 | 0 | 0 | Constrained, otherwise capacity available =186 kW | --> | C17 ex BALLYHAUNIS | Ballyhaunis [T41,T42] | DALTON |  | 53.7589 | -8.773
030473 | MV/LV Substation BU***473 |  | 20 kV | _ | LV | 50 kVA :Pole Substation | 0.05 | --> | 0.05 | 0 | 0 | Constrained, otherwise capacity available =44 kVA | --> | 0.048 | 0 | 0 | 0 | 0 | Constrained, otherwise capacity available =47 kW | --> | E20 ex FOXHOLE | Foxhole [T421,T422] | DUNGARVAN |  | 51.9344 | -7.9526
001768 | MV/LV Substation ME***768 |  | 10 kV | _ | LV | 1000 kVA :Building Structure | 1 | --> | 1 | 0.5 | 0.86 | Constrained, otherwise capacity available =897 kVA | --> | 0.95 | 0 | 0 | 0.5 | 0 |  | --> | C16 ex BELFIELD | Belfield [T41,T42] | BLACKROCK |  | 53.3186 | -6.2143
066732 | MV/LV Substation TO***732 |  | 10 kV | _ | LV | 100 kVA :Pole Substation | 0.1 | --> | 0.1 | 0 | 0 | Constrained, otherwise capacity available =100 kVA | --> | 0.095 | 0 | 0 | 0.095 | 0 |  | --> | C12 ex COLLINSTOWN | Collinstown [T41,T42] | GRANGE (DR) |  | 53.4186 | -6.2333
093374X | MV/LV Substation BE***374X |  | 10 kV | _ | LV | 400 kVA :Kiosk Substation | 0.4 | --> | 0.4 | 0.304 | 12.96 |  | --> | 0.38 | 0 | 0.035 | 0.341 | 0 |  | --> | C30 ex ARTANE | Artane [T101,T102] | FINGLAS |  | 53.3754 | -6.1846
209849 | MV/LV Substation GO***849 |  | 20 kV | _ | LV | 200 kVA :Pole Substation | 0.2 | --> | 0.2 | 0 | 0 | Constrained, otherwise capacity available =189 kVA | --> | 0.19 | 0 | 0 | 0 | 0 | Constrained, otherwise capacity available =189 kW | --> | C21 ex MILFORD (NR) | Milford (nr) [T41,T42] | LETTERKENNY |  | 55.1994 | -7.8577
0684073 | MV/LV Substation BA***4073 |  | 10 kV | _ | LV | 1000 kVA :Building Structure | 1 | --> | 1 | 0.5 | 7.2 |  | --> | 0.95 | 0 | 0 | 0.5 | 0 |  | --> | C26 ex TRINITY | Trinity [T101,T102] | POOLBEG |  | 53.342 | -6.2473
021186Z | MV/LV Substation HE***186Z |  | 10 kV | _ | LV | 200 kVA :Kiosk Substation | 0.2 | --> | 0.2 | 0 | 0 | Constrained, otherwise capacity available =145 kVA | --> | 0.19 | 0 | 0.015 | 0.171 | 0 |  | --> | C12 ex RIVERSTOWN | Riverstown [T41,T42] | KILBARRY |  | 51.927 | -8.3977
026096 | MV/LV Substation WO***096 |  | 10 kV | _ | LV | 400 kVA :Kiosk Substation | 0.4 | --> | 0.4 | 0 | 0 | Constrained, otherwise capacity available =329 kVA | --> | 0.38 | 0 | 0 | 0 | 0 | Constrained, otherwise capacity available =370 kW | --> | E41 ex KINSALE | Kinsale [T423] | TRABEG |  | 51.6985 | -8.5194
127690 | MV/LV Substation GA***690 |  | 10 kV | _ | LV | 100 kVA :Pole Substation | 0.1 | --> | 0.1 | 0 | 0 | Constrained, otherwise capacity available =85 kVA | --> | 0.095 | 0 | 0 | 0 | 0 | Constrained, otherwise capacity available =93 kW | --> | C11 ex HOLYCROSS ROAD | Holycross Road [T41,T42] | THURLES |  | 52.6015 | -7.8452
161179Y | MV/LV Substation CE***179Y |  | 20 kV | _ | LV | 630 kVA :Building Structure | 0.63 | --> | 0.63 | 0.484 | 11.03 |  | --> | 0.598 | 0 | 0 | 0.5 | 0 |  | --> | C27 ex SALTHILL | Salthill [T101,T102] | SALTHILL |  | 53.339 | -9.1802
049527Y | MV/LV Substation CL***527Y |  | 10 kV | _ | LV | 50 kVA :Pole Substation | 0.05 | --> | 0.05 | 0.047 | 0.13 |  | --> | 0.048 | 0 | 0 | 0 | 0 | Constrained, otherwise capacity available =47 kW | --> | C13 ex BALLYMAHON | Ballymahon [T41,T42] | ATHLONE |  | 53.5797 | -7.7375
015246Z | MV/LV Substation MI***246Z |  | 10 kV | _ | LV | 50 kVA :Pole Substation | 0.05 | --> | 0.05 | 0 | 0 | Constrained, otherwise capacity available =46 kVA | --> | 0.048 | 0 | 0 | 0 | 0 | Constrained, otherwise capacity available =47 kW | --> | C19 ex SALLINS | Sallins [T41,T42] | GRIFFINRATH |  | 53.2696 | -6.6922
127778Y | MV/LV Substation SO***778Y |  | 10 kV | _ | LV | 50 kVA :Pole Substation | 0.05 | --> | 0.05 | 0 | 0 | Constrained, otherwise capacity available =46 kVA | --> | 0.048 | 0 | 0 | 0 | 0 | Constrained, otherwise capacity available =47 kW | --> | C11 ex LOUGHTAGALLA | Loughtagalla [T41,T42] | THURLES |  | 52.6535 | -7.7043
0564016 | MV/LV Substation ST***4016 |  | 10 kV | _ | LV | 400 kVA :Kiosk Substation | 0.4 | --> | 0.4 | 0.304 | 0.89 |  | --> | 0.38 | 0 | 0 | 0 | 0 | Constrained, otherwise capacity available =367 kW | --> | C17 ex BIRR | Birr [T41,T422] | DALLOW |  | 53.0919 | -7.9079
176383Y | MV/LV Substation TH***383Y |  | 10 kV | _ | LV | 200 kVA :Kiosk Substation | 0.2 | --> | 0.2 | 0.175 | 18.78 |  | --> | 0.19 | 0 | 0.022 | 0.17 | 0 |  | --> | E11 ex HARTNETTS CROSS | Hartnetts Cross [T121,T422] | HARTNETTS CROSS |  | 51.9122 | -8.965
368409X | MV/LV Substation SR***409X |  | 20 kV | _ | LV | 100 kVA :Pole Substation | 0.1 | --> | 0.1 | 0 | 0 | Constrained, otherwise capacity available =67 kVA | --> | 0.095 | 0 | 0 | 0 | 0 | Constrained, otherwise capacity available =90 kW | --> | C15 ex BALLYHAUNIS | Ballyhaunis [T41,T42] | DALTON |  | 53.7444 | -8.6394
067682 | MV/LV Substation KI***682 |  | 10 kV | _ | LV | 200 kVA :Kiosk Substation | 0.2 | --> | 0.2 | 0.096 | 13.8 |  | --> | 0.19 | 0 | 0.071 | 0.123 | 0 |  | --> | C19 ex SINGLAND | Singland [T101,T102] | SINGLAND |  | 52.6596 | -8.5698
184137X | MV/LV Substation FL***137X |  | 10 kV | _ | LV | 400 kVA :Building Structure | 0.4 | --> | 0.4 | 0.325 | 3.38 |  | --> | 0.38 | 0 | 0 | 0 | 0 | Constrained, otherwise capacity available =370 kW | --> | C20 ex CASTLEBLAYNEY | Castleblayney [T41,T42] | DUNDALK |  | 54.0553 | -6.6917
237754 | MV/LV Substation GR***754 |  | 20 kV | _ | LV | 100 kVA :Pole Substation | 0.1 | --> | 0.1 | 0 | 0 | Constrained, otherwise capacity available =76 kVA | --> | 0.095 | 0 | 0.027 | 0 | 0 | Constrained, otherwise capacity available =72 kW | --> | C12 ex DUNLEER | Dunleer [T41,T42] | DRYBRIDGE |  | 53.8163 | -6.3345
1114112 | MV/LV Substation LI***4112 |  | 20 kV | _ | LV | 200 kVA :Pole Substation | 0.2 | --> | 0.2 | 0.166 | 0.94 |  | --> | 0.19 | 0 | 0.05 | 0 | 0 | Constrained, otherwise capacity available =148 kW | --> | E15 ex CASTLETOWNBERE | Castletownbere [T421] | BALLYLICKY |  | 51.6043 | -10.007
266742 | MV/LV Substation BR***742 |  | 20 kV | _ | LV | 400 kVA :Kiosk Substation | 0.4 | --> | 0.4 | 0 | 0 | Constrained, otherwise capacity available =369 kVA | --> | 0.38 | 0 | 0.021 | 0 | 0 | Constrained, otherwise capacity available =360 kW | --> | E18 ex CARNDONAGH | Carndonagh [T421,T422] | TRILLICK |  | 55.2496 | -7.2498
082235Z | MV/LV Substation MA***235Z |  | 20 kV | _ | LV | 400 kVA :Kiosk Substation | 0.4 | --> | 0.4 | 0 | 0 | Constrained, otherwise capacity available =384 kVA | --> | 0.38 | 0 | 0.003 | 0 | 0 | Constrained, otherwise capacity available =376 kW | --> | E11 ex ACADEMY STREET | Academy Street [T421,T422,T44] | NAVAN |  | 53.5364 | -6.5903
064054Z | MV/LV Substation CA***054Z |  | 20 kV | _ | LV | 200 kVA :Kiosk Substation | 0.2 | --> | 0.2 | 0 | 0 | Constrained, otherwise capacity available =116 kVA | --> | 0.19 | 0 | 0.058 | 0 | 0 | Constrained, otherwise capacity available =135 kW | --> | E17 ex JULIANSTOWN | Julianstown [T421,T422] | DRYBRIDGE |  | 53.7057 | -6.2596
265163Y | MV/LV Substation GO***163Y |  | 20 kV | _ | LV | 200 kVA :Building Structure | 0.2 | --> | 0.2 | 0.066 | 0.07 | Constrained, otherwise capacity available =161 kVA | --> | 0.19 | 0 | 0 | 0 | 0 | Constrained, otherwise capacity available =185 kW | --> | E17 ex BALLYCONNELL | Ballyconnell [T421,T422] | GORTAWEE |  | 54.1706 | -7.6937
176212Y | MV/LV Substation BO***212Y |  | 10 kV | _ | LV | 630 kVA :Building Structure | 0.63 | --> | 0.63 | 0.5 | 18.78 |  | --> | 0.598 | 0 | 0.06 | 0.5 | 0 |  | --> | E11 ex HARTNETTS CROSS | Hartnetts Cross [T121,T422] | HARTNETTS CROSS |  | 51.9065 | -8.9492
176118Y | MV/LV Substation MA***118Y |  | 10 kV | _ | LV | 200 kVA :Kiosk Substation | 0.2 | --> | 0.2 | 0.15 | 18.78 |  | --> | 0.19 | 0 | 0 | 0.183 | 0 |  | --> | E11 ex HARTNETTS CROSS | Hartnetts Cross [T121,T422] | HARTNETTS CROSS |  | 51.9072 | -8.9682
069180 | MV/LV Substation CY***180 |  | 10 kV | _ | LV | 630 kVA :Kiosk Substation | 0.63 | --> | 0.63 | 0.462 | 0.91 |  | --> | 0.598 | 0 | 0.083 | 0.5 | 0 |  | --> | C15 ex KIMMAGE | Kimmage [T41,T42] | INCHICORE 220KV |  | 53.2999 | -6.3104
039998X | MV/LV Substation B ***998X |  | 10 kV | _ | LV | 630 kVA :Building Structure | 0.63 | --> | 0.63 | 0 | 0 | Constrained, otherwise capacity available =616 kVA | --> | 0.598 | 0 | 0 | 0.5 | 0 |  | --> | C22 ex GALWAY 110KV | Galway 110kv [T102,T103] | GALWAY 110KV |  | 53.2855 | -9.0009
265831X | MV/LV Substation DR***831X |  | 20 kV | _ | LV | 100 kVA :Pole Substation | 0.1 | --> | 0.1 | 0.09 | 2.56 |  | --> | 0.095 | 0 | 0 | 0.094 | 0 |  | --> | C18 ex KILLESHANDRA | Killeshandra [T41,T42] | GORTAWEE |  | 53.9214 | -7.582
154410Z | MV/LV Substation WI***410Z |  | 10 kV | _ | LV | 200 kVA :Kiosk Substation | 0.2 | --> | 0.2 | 0 | 0 | Constrained, otherwise capacity available =160 kVA | --> | 0.19 | 0 | 0.004 | 0.182 | 0 |  | --> | C22 ex MACETOWN | Macetown [T101,T102] | MACETOWN |  | 53.3951 | -6.4408
075794 | MV/LV Substation TI***794 |  | 20 kV | _ | LV | 200 kVA :Pole Substation | 0.2 | --> | 0.2 | 0.131 | 0.58 |  | --> | 0.19 | 0 | 0 | 0 | 0 | Constrained, otherwise capacity available =180 kW | --> | E12 ex FERNS | Ferns [T421] | CRANE |  | 52.5746 | -6.5451
244894 | MV/LV Substation FA***894 |  | 10 kV | _ | LV | 1000 kVA :Building Structure | 1 | --> | 1 | 0 | 0 | Constrained, otherwise capacity available =814 kVA | --> | 0.95 | 0 | 0 | 0 | 0 | Constrained, otherwise capacity available =924 kW | --> | C21 ex CASTLEISLAND | Castleisland [T41,T42] | TRALEE |  | 52.1722 | -9.5533
281363 | MV/LV Substation GO***363 |  | 10 kV | _ | LV | 50 kVA :Pole Substation | 0.05 | --> | 0.05 | 0 | 0 | Constrained, otherwise capacity available =26 kVA | --> | 0.048 | 0 | 0 | 0.044 | 0 |  | --> | C24 ex BISHOPSTOWN | Bishopstown [T41,T42] | KILBARRY |  | 51.8574 | -8.5083
006129Y | MV/LV Substation CU***129Y |  | 10 kV | _ | LV | 50 kVA :Pole Substation | 0.05 | --> | 0.05 | 0.05 | 4.38 |  | --> | 0.048 | 0 | 0 | 0.048 | 0 |  | --> | E14 ex CRANE | Crane [T122] | CRANE |  | 52.542 | -6.6653
0644211 | MV/LV Substation AN***4211 |  | 10 kV | _ | LV | 200 kVA :Kiosk Substation | 0.2 | --> | 0.2 | 0 | 0 | Constrained, otherwise capacity available =174 kVA | --> | 0.19 | 0 | 0.002 | 0 | 0 | Constrained, otherwise capacity available =185 kW | --> | C20 ex DRYBRIDGE | Drybridge [T41,T42] | DRYBRIDGE |  | 53.7255 | -6.3309
0014211 | MV/LV Substation PA***4211 |  | 10 kV | _ | LV | 1000 kVA :Building Structure | 1 | --> | 1 | 0.5 | 4.01 |  | --> | 0.95 | 0 | 0 | 0.5 | 0 |  | --> | C19 ex BALLINCLEA | Ballinclea [T41] | CHERRYWOOD |  | 53.2652 | -6.1343
019025 | MV/LV Substation CL***025 |  | 10 kV | _ | LV | 400 kVA :Kiosk Substation | 0.4 | --> | 0.4 | 0.275 | 2.18 |  | --> | 0.38 | 0 | 0.015 | 0 | 0 | Constrained, otherwise capacity available =352 kW | --> | C21 ex BALLYRICKARD | Ballyrickard [T41,T42] | TRALEE |  | 52.2679 | -9.7239
1544353 | MV/LV Substation HO***4353 |  | 10 kV | _ | LV | 630 kVA :Kiosk Substation | 0.63 | --> | 0.63 | 0 | 0 | Constrained, otherwise capacity available =598 kVA | --> | 0.598 | 0 | 0.014 | 0.5 | 0 |  | --> | C39 ex COLLEGE PARK | College Park [T101,T102,T103] | COLLEGE PARK |  | 53.4279 | -6.371
066020 | MV/LV Substation DU***020 |  | 10 kV | _ | LV | 400 kVA :Kiosk Substation | 0.4 | --> | 0.4 | 0 | 0 | Constrained, otherwise capacity available =251 kVA | --> | 0.38 | 0 | 0.066 | 0.31 | 0 |  | --> | C20 ex SUTTON | Sutton [T41,T42] | GRANGE (DR) |  | 53.3805 | -6.0628
144945 | MV/LV Substation CR***945 |  | 10 kV | _ | LV | 50 kVA :Pole Substation | 0.05 | --> | 0.05 | 0 | 0 | Constrained, otherwise capacity available =42 kVA | --> | 0.048 | 0 | 0 | 0 | 0 | Constrained, otherwise capacity available =46 kW | --> | C15 ex CASTLECOMER | Castlecomer [T41,T42] | BALLYRAGGET |  | 52.8442 | -7.1315
1544010 | MV/LV Substation TO***4010 |  | 20 kV | _ | LV | 400 kVA :Kiosk Substation | 0.4 | --> | 0.4 | 0 | 0 | Constrained, otherwise capacity available =333 kVA | --> | 0.38 | 0 | 0.1 | 0.297 | 0 |  | --> | C21 ex MACETOWN | Macetown [T101,T102] | MACETOWN |  | 53.4538 | -6.4817
019743 | MV/LV Substation CL***743 |  | 10 kV | _ | LV | 50 kVA :Pole Substation | 0.05 | --> | 0.05 | 0.035 | 1.54 |  | --> | 0.048 | 0 | 0.011 | 0 | 0 | Constrained, otherwise capacity available =37 kW | --> | C22 ex BALLYARD | Ballyard [T41,T42] | TRALEE |  | 52.2542 | -9.7039
184174X | MV/LV Substation IG***174X |  | 10 kV | _ | LV | 400 kVA :Building Structure | 0.4 | --> | 0.4 | 0 | 3.38 |  | --> | 0.38 | 0 | 0 | 0 | 0 | Constrained, otherwise capacity available =318 kW | --> | C20 ex CASTLEBLAYNEY | Castleblayney [T41,T42] | DUNDALK |  | 54.0688 | -6.7002
011266Z | MV/LV Substation BR***266Z |  | 10 kV | _ | LV | 400 kVA :Kiosk Substation | 0.4 | --> | 0.4 | 0 | 0 | Constrained, otherwise capacity available =253 kVA | --> | 0.38 | 0 | 0.005 | 0 | 0 | Constrained, otherwise capacity available =356 kW | --> | C16 ex TALBOTS INCH | Talbots Inch [T41,T42] | KILKENNY |  | 52.6681 | -7.264
244350 | MV/LV Substation SM***350 |  | 20 kV | _ | LV | 200 kVA :Kiosk Substation | 0.2 | --> | 0.2 | 0 | 0 | Constrained, otherwise capacity available =174 kVA | --> | 0.19 | 0 | 0 | 0 | 0 | Constrained, otherwise capacity available =186 kW | --> | E16 ex MILLTOWN (SR) | Milltown (sr) [T421,T422] | OUGHTRAGH |  | 52.1085 | -9.785
062601 | MV/LV Substation GR***601 |  | 20 kV | _ | LV | 200 kVA :Kiosk Substation | 0.2 | --> | 0.2 | 0.162 | 3.47 |  | --> | 0.19 | 0 | 0 | 0 | 0 | Constrained, otherwise capacity available =185 kW | --> | E16 ex BUSH | Bush [T421,T422] | DUNDALK |  | 54.0323 | -6.1326
209747 | MV/LV Substation DO***747 |  | 20 kV | _ | LV | 200 kVA :Pole Substation | 0.2 | --> | 0.2 | 0 | 0 | Constrained, otherwise capacity available =104 kVA | --> | 0.19 | 0 | 0.026 | 0 | 0 | Constrained, otherwise capacity available =157 kW | --> | C21 ex MILFORD (NR) | Milford (nr) [T41,T42] | LETTERKENNY |  | 55.1961 | -7.8366
192833 | MV/LV Substation DO***833 |  | 10 kV | _ | LV | 50 kVA :Pole Substation | 0.05 | --> | 0.05 | 0.045 | 1.56 |  | --> | 0.048 | 0 | 0 | 0 | 0 | Constrained, otherwise capacity available =47 kW | --> | C13 ex DERRYBEG | Derrybeg [T41,T42] | ARDNAGAPPARY |  | 55.046 | -8.2768
067007Y | MV/LV Substation LA***007Y |  | 10 kV | _ | LV | 200 kVA :Kiosk Substation | 0.2 | --> | 0.2 | 0 | 0 | Constrained, otherwise capacity available =185 kVA | --> | 0.19 | 0 | 0 | 0 | 0 | Constrained, otherwise capacity available =188 kW | --> | C20 ex CAHERDAVIN | Caherdavin [T41,T42] | ARDNACRUSHA |  | 52.6778 | -8.688
068526X | MV/LV Substation TH***526X |  | 10 kV | _ | LV | 1000 kVA :Building Structure | 1 | --> | 1 | 0 | 0 | Constrained, otherwise capacity available =841 kVA | --> | 0.95 | 0 | 0 | 0.5 | 0 |  | --> | C12 ex GLOUCESTER PLACE | Gloucester Place [T41,T42] | MCDERMOTT |  | 53.3526 | -6.2518
009621X | MV/LV Substation CH***621X |  | 10 kV | _ | LV | 400 kVA :Kiosk Substation | 0.4 | --> | 0.4 | 0 | 0 | Constrained, otherwise capacity available =280 kVA | --> | 0.38 | 0 | 0.02 | 0 | 0 | Constrained, otherwise capacity available =348 kW | --> | C12 ex GRANGE (SR) | Grange (sr) [T41,T42] | BUTLERSTOWN |  | 52.2406 | -7.116
0584326 | MV/LV Substation KI***4326 |  | 10 kV | _ | LV | 50 kVA :Pole Substation | 0.05 | --> | 0.05 | 0 | 0 | Constrained, otherwise capacity available =44 kVA | --> | 0.048 | 0 | 0 | 0 | 0 | Constrained, otherwise capacity available =47 kW | --> | C26 ex KYLEERAGH | Kyleeragh [T41,T42] | NENAGH |  | 52.931 | -8.217
127628X | MV/LV Substation LA***628X |  | 10 kV | _ | LV | 400 kVA :Kiosk Substation | 0.4 | --> | 0.4 | 0.242 | 5.89 |  | --> | 0.38 | 0 | 0.033 | 0 | 0 | Constrained, otherwise capacity available =333 kW | --> | C13 ex CASHEL | Cashel [T41,T42] | CAHIR |  | 52.5203 | -7.8869
207047Y | MV/LV Substation BR***047Y |  | 10 kV | _ | LV | 50 kVA :Pole Substation | 0.05 | --> | 0.05 | 0.042 | 3.38 |  | --> | 0.048 | 0 | 0.006 | 0 | 0 | Constrained, otherwise capacity available =42 kW | --> | C19 ex GLENGOOLE | Glengoole [T41] | THURLES |  | 52.5809 | -7.6212
248762X | MV/LV Substation RA***762X |  | 20 kV | _ | LV | 50 kVA :Pole Substation | 0.05 | --> | 0.05 | 0 | 0 | Constrained, otherwise capacity available =41 kVA | --> | 0.048 | 0 | 0 | 0 | 0 | Constrained, otherwise capacity available =46 kW | --> | E13 ex KILCOCK | Kilcock [T421,T422] | GRIFFINRATH |  | 53.4454 | -6.6662
009915Y | MV/LV Substation CA***915Y |  | 10 kV | _ | LV | 630 kVA :Building Structure | 0.63 | --> | 0.63 | 0.5 | 0.95 |  | --> | 0.598 | 0 | 0 | 0 | 0 | Constrained, otherwise capacity available =598 kW | --> | C25 ex TYCOR | Tycor [T41,T42] | WATERFORD |  | 52.2512 | -7.1788
068239 | MV/LV Substation CO***239 |  | 10 kV | _ | LV | 630 kVA :Kiosk Substation | 0.63 | --> | 0.63 | 0.34 | 1.86 |  | --> | 0.598 | 0 | 0.077 | 0.5 | 0 |  | --> | C15 ex FAIRVIEW | Fairview [T41] | MCDERMOTT |  | 53.3654 | -6.223
0044146 | MV/LV Substation SI***4146 |  | 10 kV | _ | LV | 50 kVA :Pole Substation | 0.05 | --> | 0.05 | 0 | 0 | Constrained, otherwise capacity available =50 kVA | --> | 0.048 | 0 | 0 | 0 | 0 | Constrained, otherwise capacity available =48 kW | --> | C24 ex TINAHASK | Tinahask [T41,T42] | ARKLOW |  | 52.7865 | -6.1628
009569Y | MV/LV Substation BL***569Y |  | 10 kV | _ | LV | 200 kVA :Kiosk Substation | 0.2 | --> | 0.2 | 0.135 | 8.16 |  | --> | 0.19 | 0 | 0.016 | 0 | 0 | Constrained, otherwise capacity available =169 kW | --> | C12 ex MOUNT MISERY | Mount Misery [T41,T42] | WATERFORD |  | 52.2736 | -7.113
012117Y | MV/LV Substation RI***117Y |  | 20 kV | _ | LV | 400 kVA :Kiosk Substation | 0.4 | --> | 0.4 | 0.373 | 2.83 |  | --> | 0.38 | 0 | 0 | 0 | 0 | Constrained, otherwise capacity available =376 kW | --> | E11 ex BAGENALSTOWN | Bagenalstown [T421,T422] | CARLOW |  | 52.703 | -6.9597
160510Y | MV/LV Substation EA***510Y |  | 10 kV | _ | LV | 400 kVA :Kiosk Substation | 0.4 | --> | 0.4 | 0 | 0 | Constrained, otherwise capacity available =309 kVA | --> | 0.38 | 0 | 0.006 | 0 | 0 | Constrained, otherwise capacity available =363 kW | --> | C15 ex PORTARLINGTON | Portarlington [T41,T42] | PORTLAOISE |  | 53.1563 | -7.1844
071080 | MV/LV Substation KI***080 |  | 10 kV | _ | LV | 400 kVA :Kiosk Substation | 0.4 | --> | 0.4 | 0 | 0 | Constrained, otherwise capacity available =144 kVA | --> | 0.38 | 0 | 0.097 | 0.272 | 0 |  | --> | C11 ex GREYSTONES | Greystones [T41,T42] | FASSAROE |  | 53.1415 | -6.0862
067583X | MV/LV Substation PA***583X |  | 10 kV | _ | LV | 50 kVA :Pole Substation | 0.05 | --> | 0.05 | 0 | 0 | Constrained, otherwise capacity available =29 kVA | --> | 0.048 | 0 | 0.03 | 0 | 0 | Constrained, otherwise capacity available =22 kW | --> | C16 ex GILLOGUE | Gillogue [T41,T42] | ARDNACRUSHA |  | 52.6955 | -8.6121
067152 | MV/LV Substation SC***152 |  | 10 kV | _ | LV | 400 kVA :Kiosk Substation | 0.4 | --> | 0.4 | 0 | 0 | Constrained, otherwise capacity available =214 kVA | --> | 0.38 | 0 | 0.006 | 0.349 | 0 |  | --> | C16 ex ROCHES STREET | Roches Street [T41,T42] | LIMERICK |  | 52.6586 | -8.6307
156910X | MV/LV Substation KI***910X |  | 10 kV | _ | LV | 200 kVA :Pole Substation | 0.2 | --> | 0.2 | 0 | 0 | Constrained, otherwise capacity available =113 kVA | --> | 0.19 | 0 | 0.02 | 0 | 0 | Constrained, otherwise capacity available =163 kW | --> | C19 ex DRUMBEAR | Drumbear [T41,T42] | LISDRUM |  | 54.2416 | -6.9929
069500 | MV/LV Substation SM***500 |  | 10 kV | _ | LV | 630 kVA :Building Structure | 0.63 | --> | 0.63 | 0 | 0 | Constrained, otherwise capacity available =619 kVA | --> | 0.598 | 0 | 0 | 0.5 | 0 |  | --> | C12 ex DONNYBROOK | Donnybrook [T41,T42] | MILLTOWN (DR) |  | 53.3129 | -6.2342
039877 | MV/LV Substation DU***877 |  | 10 kV | _ | LV | 630 kVA :Building Structure | 0.63 | --> | 0.63 | 0.497 | 3.45 |  | --> | 0.598 | 0 | 0 | 0.5 | 0 |  | --> | C17 ex TRIMMS LANE | Trimms Lane [T41,T42] | SALTHILL |  | 53.2688 | -9.0506
015378Z | MV/LV Substation BL***378Z |  | 20 kV | _ | LV | 200 kVA :Kiosk Substation | 0.2 | --> | 0.2 | 0 | 0 | Constrained, otherwise capacity available =116 kVA | --> | 0.19 | 0 | 0.018 | 0 | 0 | Constrained, otherwise capacity available =165 kW | --> | E13 ex BLESSINGTON | Blessington [T421,T422] | KILTEEL |  | 53.1648 | -6.5442
161799X | MV/LV Substation TU***799X |  | 20 kV | _ | LV | 630 kVA :Kiosk Substation | 0.63 | --> | 0.63 | 0 | 0 | Constrained, otherwise capacity available =608 kVA | --> | 0.598 | 0 | 0 | 0 | 0 | Constrained, otherwise capacity available =596 kW | --> | C12 ex SPIDDAL |  |  |  | 53.2457 | -9.3054
069824 | MV/LV Substation SA***824 |  | 10 kV | _ | LV | 630 kVA :Building Structure | 0.63 | --> | 0.63 | 0.43 | 7.75 |  | --> | 0.598 | 0 | 0.03 | 0.5 | 0 |  | --> | C21 ex MILLTOWN (DR) | Milltown (dr) [T101,T102] | POOLBEG |  | 53.3203 | -6.2478
122974 | MV/LV Substation DE***974 |  | 10 kV | _ | LV | 50 kVA :Pole Substation | 0.05 | --> | 0.05 | 0.05 | 4.18 |  | --> | 0.048 | 0 | 0 | 0 | 0 | Constrained, otherwise capacity available =48 kW | --> | C17 ex KINGSCOURT | Kingscourt [T41,T42] | MEATH HILL |  | 53.9155 | -6.7451
0214211 | MV/LV Substation PE***4211 |  | 10 kV | _ | LV | 1000 kVA :Building Structure | 1 | --> | 1 | 0.5 | 4.67 |  | --> | 0.95 | 0 | 0 | 0.5 | 0 |  | --> | C32 ex CENTRE PARK ROAD | Marina [T105,T106] | MARINA |  | 51.9008 | -8.4622
1384095 | MV/LV Substation SK***4095 |  | 10 kV | _ | LV | 50 kVA :Pole Substation | 0.05 | --> | 0.05 | 0.05 | 2.18 |  | --> | 0.048 | 0 | 0 | 0 | 0 | Constrained, otherwise capacity available =48 kW | --> | C18 ex BAILIEBORO | Bailieboro [T41,T42] | MEATH HILL |  | 53.8781 | -6.9584
237752 | MV/LV Substation PU***752 |  | 20 kV | _ | LV | 50 kVA :Pole Substation | 0.05 | --> | 0.05 | 0 | 0 | Constrained, otherwise capacity available =47 kVA | --> | 0.048 | 0 | 0 | 0 | 0 | Constrained, otherwise capacity available =47 kW | --> | C12 ex DUNLEER | Dunleer [T41,T42] | DRYBRIDGE |  | 53.8181 | -6.3357
365555X | MV/LV Substation AR***555X |  | 10 kV | _ | LV | 630 kVA :Building Structure | 0.63 | --> | 0.63 | 0 | 0 | Constrained, otherwise capacity available =503 kVA | --> | 0.598 | 0 | 0 | 0.5 | 0 |  | --> | C34 ex CLONDALKIN | Clondalkin [T41,T42,T44] | INCHICORE 220KV |  | 53.3252 | -6.3718
007622Y | MV/LV Substation PI***622Y |  | 10 kV | _ | LV | 200 kVA :Pole Substation | 0.2 | --> | 0.2 | 0.146 | 0.9 |  | --> | 0.19 | 0 | 0.002 | 0 | 0 | Constrained, otherwise capacity available =181 kW | --> | C19 ex CLONARD | Clonard [T41,T42] | WEXFORD |  | 52.288 | -6.4874
008575Z | MV/LV Substation NE***575Z |  | 10 kV | _ | LV | 400 kVA :Kiosk Substation | 0.4 | --> | 0.4 | 0 | 0 | Constrained, otherwise capacity available =371 kVA | --> | 0.38 | 0 | 0 | 0 | 0 | Constrained, otherwise capacity available =376 kW | --> | E11 ex KNOCKMULLEN | Knockmullen [T42,T421] | GREAT ISLAND |  | 52.3898 | -6.9256
160985Y | MV/LV Substation CA***985Y |  | 10 kV | _ | LV | 400 kVA :Kiosk Substation | 0.4 | --> | 0.4 | 0 | 0 | Constrained, otherwise capacity available =319 kVA | --> | 0.38 | 0 | 0.01 | 0 | 0 | Constrained, otherwise capacity available =361 kW | --> | C15 ex PORTARLINGTON | Portarlington [T41,T42] | PORTLAOISE |  | 53.1548 | -7.185
071739 | MV/LV Substation NE***739 |  | 10 kV | _ | LV | 50 kVA :Pole Substation | 0.05 | --> | 0.05 | 0.012 | 5.58 |  | --> | 0.048 | 0 | 0.015 | 0.031 | 0 |  | --> | C12 ex KILCOOLE | Kilcoole [T41,T42] | FASSAROE |  | 53.0731 | -6.0664
055069 | MV/LV Substation CU***069 |  | 10 kV | _ | LV | 100 kVA :Pole Substation | 0.1 | --> | 0.1 | 0 | 0 | Constrained, otherwise capacity available =83 kVA | --> | 0.095 | 0 | 0 | 0 | 0 | Constrained, otherwise capacity available =93 kW | --> | C16 ex RATHDOWNEY | Rathdowney [T42] | IKERRIN |  | 52.8991 | -7.5094
288352X | MV/LV Substation WA***352X |  | 10 kV | _ | LV | 400 kVA :Kiosk Substation | 0.4 | --> | 0.4 | 0 | 0 | Constrained, otherwise capacity available =373 kVA | --> | 0.38 | 0 | 0.02 | 0.362 | 0 |  | --> | C17 ex CARRICKMINES | Carrickmines [T41,T42] | CARRICKMINES |  | 53.2412 | -6.1889
130073X | MV/LV Substation BR***073X |  | 20 kV | _ | LV | 50 kVA :Pole Substation | 0.05 | --> | 0.05 | 0.015 | 2.55 |  | --> | 0.048 | 0 | 0.003 | 0 | 0 | Constrained, otherwise capacity available =40 kW | --> | E17 ex EDGEWORTHSTOWN | Edgeworthstown [T421,T422] | RICHMOND |  | 53.6987 | -7.6094
111906X | MV/LV Substation BA***906X |  | 20 kV | _ | LV | 200 kVA :Kiosk Substation | 0.2 | --> | 0.2 | 0 | 0 | Constrained, otherwise capacity available =185 kVA | --> | 0.19 | 0 | 0.018 | 0 | 0 | Constrained, otherwise capacity available =174 kW | --> | E16 ex BALLYDEHOB | Ballydehob [T421] | DUNMANWAY |  | 51.4972 | -9.7138
093331Z | MV/LV Substation LA***331Z |  | 10 kV | _ | LV | 400 kVA :Kiosk Substation | 0.4 | --> | 0.4 | 0 | 0 | Constrained, otherwise capacity available =337 kVA | --> | 0.38 | 0 | 0 | 0.371 | 0 |  | --> | C16 ex SANTRY | Santry [T41,T42] | FINGLAS |  | 53.3996 | -6.2275
144010Y | MV/LV Substation CO***010Y |  | 10 kV | _ | LV | 50 kVA :Pole Substation | 0.05 | --> | 0.05 | 0 | 0 | Constrained, otherwise capacity available =48 kVA | --> | 0.048 | 0 | 0.002 | 0 | 0 | Constrained, otherwise capacity available =46 kW | --> | C11 ex CASTLECOMER | Castlecomer [T41,T42] | BALLYRAGGET |  | 52.7876 | -7.1208
025418X | MV/LV Substation DR***418X |  | 10 kV | _ | LV | 50 kVA :Pole Substation | 0.05 | --> | 0.05 | 0.05 | 1.93 |  | --> | 0.048 | 0 | 0 | 0 | 0 | Constrained, otherwise capacity available =48 kW | --> | C15 ex MILFORD (MWR) | Milford (mwr) [T41] | CHARLEVILLE |  | 52.3171 | -8.8062
001854 | MV/LV Substation WO***854 |  | 10 kV | _ | LV | 400 kVA :Kiosk Substation | 0.4 | --> | 0.4 | 0.358 | 13.42 |  | --> | 0.38 | 0 | 0.005 | 0.37 | 0 |  | --> | C18 ex POTTERY ROAD | Pottery Road [T101,T102] | CARRICKMINES |  | 53.2779 | -6.1153
049147 | MV/LV Substation EI***147 |  | 10 kV | _ | LV | 200 kVA :Building Structure | 0.2 | --> | 0.2 | 0.133 | 0.13 | Constrained, otherwise capacity available =191 kVA | --> | 0.19 | 0 | 0 | 0 | 0 | Constrained, otherwise capacity available =189 kW | --> | C18 ex BALLYMAHON | Ballymahon [T41,T42] | ATHLONE |  | 53.5672 | -7.7618
281377Y | MV/LV Substation PA***377Y |  | 10 kV | _ | LV | 400 kVA :Kiosk Substation | 0.4 | --> | 0.4 | 0.258 | 5.49 |  | --> | 0.38 | 0 | 0.023 | 0.343 | 0 |  | --> | C18 ex TRABEG | Trabeg [T101,T102] | TRABEG |  | 51.8685 | -8.4596
046240X | MV/LV Substation CO***240X |  | 10 kV | _ | LV | 50 kVA :Pole Substation | 0.05 | --> | 0.05 | 0 | 0 | Constrained, otherwise capacity available =49 kVA | --> | 0.048 | 0 | 0 | 0.047 | 0 |  | --> | C12 ex CRANMORE | Cranmore [T41,T42] | SLIGO |  | 54.2402 | -8.4574
214712 | MV/LV Substation KI***712 |  | 20 kV | _ | LV | 50 kVA :Pole Substation | 0.05 | --> | 0.05 | 0 | 0 | Constrained, otherwise capacity available =11 kVA | --> | 0.048 | 0 | 0 | 0 | 0 | Constrained, otherwise capacity available =42 kW | --> | C11 ex DRUMQUIN | Drumquin [T42] | ENNIS |  | 52.8285 | -9.1192
0014152 | MV/LV Substation DO***4152 |  | 10 kV | _ | LV | 630 kVA :Kiosk Substation | 0.63 | --> | 0.63 | 0 | 0 | Constrained, otherwise capacity available =630 kVA | --> | 0.598 | 0 | 0 | 0.5 | 0 |  | --> | C24 ex CARRICKMINES | Carrickmines [T41,T42] | CARRICKMINES |  | 53.2489 | -6.1511
036968X | MV/LV Substation CH***968X |  | 10 kV | _ | LV | 400 kVA :Kiosk Substation | 0.4 | --> | 0.4 | 0 | 0 | Constrained, otherwise capacity available =325 kVA | --> | 0.38 | 0 | 0.005 | 0 | 0 | Constrained, otherwise capacity available =366 kW | --> | E17 ex GARRANACANTY | Garranacanty [T421,T422] | TIPPERARY |  | 52.4743 | -8.1656
288238 | MV/LV Substation WO***238 |  | 10 kV | _ | LV | 100 kVA :Pole Substation | 0.1 | --> | 0.1 | 0.041 | 0.04 | Constrained, otherwise capacity available =72 kVA | --> | 0.095 | 0 | 0.005 | 0.087 | 0 |  | --> | C11 ex LITTLE BRAY | Little Bray [T41,T42] | FASSAROE |  | 53.2185 | -6.1221
2814300 | MV/LV Substation CA***4300 |  | 10 kV | _ | LV | 400 kVA :Kiosk Substation | 0.4 | --> | 0.4 | 0 | 0 | Constrained, otherwise capacity available =326 kVA | --> | 0.38 | 0 | 0.015 | 0 | 0 | Constrained, otherwise capacity available =359 kW | --> | C22 ex KILMONEY | Kilmoney [T41,T42] | TRABEG |  | 51.8044 | -8.4004
210841Y | MV/LV Substation CO***841Y |  | 10 kV | _ | LV | 50 kVA :Pole Substation | 0.05 | --> | 0.05 | 0 | 0 | Constrained, otherwise capacity available =37 kVA | --> | 0.048 | 0 | 0 | 0 | 0 | Constrained, otherwise capacity available =46 kW | --> | C19 ex CARRICKMACROSS | Carrickmacross [T41,T42] | MEATH HILL |  | 53.9618 | -6.7578
156271Y | MV/LV Substation ST***271Y |  | 10 kV | _ | LV | 200 kVA :Pole Substation | 0.2 | --> | 0.2 | 0 | 0 | Constrained, otherwise capacity available =161 kVA | --> | 0.19 | 0 | 0 | 0 | 0 | Constrained, otherwise capacity available =185 kW | --> | C20 ex DRUMBEAR | Drumbear [T41,T42] | LISDRUM |  | 54.192 | -6.9992
1924010 | MV/LV Substation MU***4010 |  | 10 kV | _ | LV | 50 kVA :Pole Substation | 0.05 | --> | 0.05 | 0.039 | 1.56 |  | --> | 0.048 | 0 | 0.006 | 0 | 0 | Constrained, otherwise capacity available =42 kW | --> | C13 ex DERRYBEG | Derrybeg [T41,T42] | ARDNAGAPPARY |  | 55.0296 | -8.3487
0824409 | MV/LV Substation BA***4409 |  | 20 kV | _ | LV | 630 kVA :Kiosk Substation | 0.63 | --> | 0.63 | 0 | 0 | Constrained, otherwise capacity available =520 kVA | --> | 0.598 | 0 | 0.134 | 0 | 0 | Constrained, otherwise capacity available =484 kW | --> | E15 ex ACADEMY STREET | Academy Street [T421,T422,T44] | NAVAN |  | 53.644 | -6.6741
1204129 | MV/LV Substation BN***4129 |  | 20 kV | _ | LV | 200 kVA :Pole Substation | 0.2 | --> | 0.2 | 0 | 0 | Constrained, otherwise capacity available =197 kVA | --> | 0.19 | 0 | 0 | 0 | 0 | Constrained, otherwise capacity available =190 kW | --> | E20 ex EDENDERRY | Edenderry [T421,T422] | BLAKE |  | 53.2955 | -7.226
032587 | MV/LV Substation BA***587 |  | 20 kV | _ | LV | 50 kVA :Pole Substation | 0.05 | --> | 0.05 | 0 | 0 | Constrained, otherwise capacity available =27 kVA | --> | 0.048 | 0 | 0 | 0 | 0 | Constrained, otherwise capacity available =44 kW | --> | E12 ex KILMACTHOMAS | Kilmacthomas [T421,T422] | DUNGARVAN |  | 52.2314 | -7.36
281381X | MV/LV Substation CL***381X |  | 10 kV | _ | LV | 100 kVA :Pole Substation | 0.1 | --> | 0.1 | 0 | 0 | Constrained, otherwise capacity available =85 kVA | --> | 0.095 | 0 | 0 | 0.093 | 0 |  | --> | C17 ex BISHOPSTOWN | Bishopstown [T41,T42] | KILBARRY |  | 51.8881 | -8.5652
1544114 | MV/LV Substation HA***4114 |  | 10 kV | _ | LV | 630 kVA :Kiosk Substation | 0.63 | --> | 0.63 | 0 | 0 | Constrained, otherwise capacity available =515 kVA | --> | 0.598 | 0 | 0.092 | 0 | 0 | Constrained, otherwise capacity available =514 kW | --> | C14 ex COOLMINE | Coolmine [T41,T42] | FINGLAS |  | 53.3903 | -6.433
066355Z | MV/LV Substation SU***355Z |  | 20 kV | _ | LV | 630 kVA :Building Structure | 0.63 | --> | 0.63 | 0 | 0 | Constrained, otherwise capacity available =380 kVA | --> | 0.598 | 0 | 0.069 | 0 | 0 | Constrained, otherwise capacity available =512 kW | --> | E18 ex BALTRASNA | Baltrasna [T121,T122] | BALTRASNA |  | 53.5069 | -6.4656
069518 | MV/LV Substation BA***518 |  | 10 kV | _ | LV | 400 kVA :Building Structure | 0.4 | --> | 0.4 | 0.341 | 9.28 |  | --> | 0.38 | 0 | 0 | 0.372 | 0 |  | --> | C23 ex PEMBROKE | Pembroke [T41,T42,T43,T44] | RINGSEND |  | 53.334 | -6.2432
111861Z | MV/LV Substation FA***861Z |  | 20 kV | _ | LV | 200 kVA :Kiosk Substation | 0.2 | --> | 0.2 | 0 | 0 | Constrained, otherwise capacity available =174 kVA | --> | 0.19 | 0 | 0.011 | 0 | 0 | Constrained, otherwise capacity available =178 kW | --> | C12 ex BANTRY | Bantry [T41,T42] | BALLYLICKY |  | 51.5825 | -9.704
049487Z | MV/LV Substation HA***487Z |  | 10 kV | _ | LV | 50 kVA :Pole Substation | 0.05 | --> | 0.05 | 0 | 0 | Constrained, otherwise capacity available =50 kVA | --> | 0.048 | 0 | 0 | 0 | 0 | Constrained, otherwise capacity available =47 kW | --> | C12 ex AGHAMORE | Aghamore [T41,T42] | LANESBORO |  | 53.771 | -8.0895
176768X | MV/LV Substation FI***768X |  | 20 kV | _ | LV | 400 kVA :Building Structure | 0.4 | --> | 0.4 | 0.301 | 18.78 |  | --> | 0.38 | 0 | 0 | 0.37 | 0 |  | --> | E14 ex HARTNETTS CROSS | Hartnetts Cross [T121,T422] | MACROOM |  | 51.9421 | -9.1565
030221X | MV/LV Substation KI***221X |  | 20 kV | _ | LV | 400 kVA :Kiosk Substation | 0.4 | --> | 0.4 | 0 | 0 | Constrained, otherwise capacity available =232 kVA | --> | 0.38 | 0 | 0.025 | 0 | 0 | Constrained, otherwise capacity available =338 kW | --> | E20 ex FOXHOLE | Foxhole [T421,T422] | DUNGARVAN |  | 51.9412 | -7.9978
0194122 | MV/LV Substation CU***4122 |  | 10 kV | _ | LV | 100 kVA :Pole Substation | 0.1 | --> | 0.1 | 0.098 | 1.54 |  | --> | 0.095 | 0 | 0 | 0 | 0 | Constrained, otherwise capacity available =95 kW | --> | C22 ex BALLYARD | Ballyard [T41,T42] | TRALEE |  | 52.2486 | -9.7365
036048 | MV/LV Substation CA***048 |  | 10 kV | _ | LV | 100 kVA :Pole Substation | 0.1 | --> | 0.1 | 0.063 | 2.76 |  | --> | 0.095 | 0 | 0.013 | 0 | 0 | Constrained, otherwise capacity available =80 kW | --> | C16 ex KILROSS ROAD | Kilross Road [T42] | TIPPERARY |  | 52.4739 | -8.1721
365169X | MV/LV Substation S.***169X |  | 10 kV | _ | LV | 630 kVA :Building Structure | 0.63 | --> | 0.63 | 0 | 0 | Constrained, otherwise capacity available =541 kVA | --> | 0.598 | 0 | 0 | 0.5 | 0 |  | --> | C20 ex CLONDALKIN | Clondalkin [T41,T42,T44] | INCHICORE 220KV |  | 53.3155 | -6.3749
031906 | MV/LV Substation GA***906 |  | 20 kV | _ | LV | 50 kVA :Pole Substation | 0.05 | --> | 0.05 | 0 | 0 | Constrained, otherwise capacity available =50 kVA | --> | 0.048 | 0 | 0 | 0 | 0 | Constrained, otherwise capacity available =48 kW | --> | E17 ex SPRINGS | Springs [T421,T422] | DUNGARVAN |  | 52.1007 | -7.5561
046198X | MV/LV Substation CA***198X |  | 10 kV | _ | LV | 400 kVA :Kiosk Substation | 0.4 | --> | 0.4 | 0.28 | 5.78 |  | --> | 0.38 | 0 | 0.018 | 0.35 | 0 |  | --> | C11 ex OAKFIELD | Oakfield [T41,T42] | SLIGO |  | 54.2565 | -8.4746
151911 | MV/LV Substation BA***911 |  | 20 kV | _ | LV | 200 kVA :Pole Substation | 0.2 | --> | 0.2 | 0 | 0 | Constrained, otherwise capacity available =148 kVA | --> | 0.19 | 0 | 0.05 | 0.146 | 0 |  | --> | E15 ex BRUFF | Bruff [T42,T421] | LIMERICK |  | 52.5666 | -8.5075
590377 | MV/LV Substation CO***377 |  | 20 kV | _ | LV | 400 kVA :Building Structure | 0.4 | --> | 0.4 | 0 | 0 | Constrained, otherwise capacity available =396 kVA | --> | 0.38 | 0 | 0 | 0 | 0 | Constrained, otherwise capacity available =380 kW | --> | E15 ex CONG |  |  |  | 53.5111 | -9.4657
030302X | MV/LV Substation MO***302X |  | 20 kV | _ | LV | 50 kVA :Pole Substation | 0.05 | --> | 0.05 | 0 | 0 | Constrained, otherwise capacity available =50 kVA | --> | 0.048 | 0 | 0 | 0 | 0 | Constrained, otherwise capacity available =47 kW | --> | E19 ex FOXHOLE | Foxhole [T421,T422] | DUNGARVAN |  | 51.9976 | -8.0229
039120 | MV/LV Substation IN***120 |  | 10 kV | _ | LV | 1000 kVA :Building Structure | 1 | --> | 1 | 0 | 0 | Constrained, otherwise capacity available =470 kVA | --> | 0.95 | 0 | 0.006 | 0.5 | 0 |  | --> | C18 ex GALWAY 110KV | Galway 110kv [T102,T103] | GALWAY 110KV |  | 53.2863 | -9.0256
046723 | MV/LV Substation MO***723 |  | 10 kV | _ | LV | 100 kVA :Pole Substation | 0.1 | --> | 0.1 | 0.056 | 5.78 |  | --> | 0.095 | 0 | 0.005 | 0.085 | 0 |  | --> | C14 ex OAKFIELD | Oakfield [T41,T42] | SLIGO |  | 54.2352 | -8.4834
046921 | MV/LV Substation RE***921 |  | 10 kV | _ | LV | 630 kVA :Kiosk Substation | 0.63 | --> | 0.63 | 0 | 0 | Constrained, otherwise capacity available =560 kVA | --> | 0.598 | 0 | 0 | 0.5 | 0 |  | --> | C12 ex CRANMORE | Cranmore [T41,T42] | SLIGO |  | 54.2343 | -8.4505
001056X | MV/LV Substation YA***056X |  | 10 kV | _ | LV | 400 kVA :Kiosk Substation | 0.4 | --> | 0.4 | 0.32 | 0.86 |  | --> | 0.38 | 0 | 0.015 | 0.358 | 0 |  | --> | C19 ex BELFIELD | Belfield [T41,T42] | BLACKROCK |  | 53.3008 | -6.2285
281595Z | MV/LV Substation TO***595Z |  | 10 kV | _ | LV | 400 kVA :Kiosk Substation | 0.4 | --> | 0.4 | 0 | 0 | Constrained, otherwise capacity available =389 kVA | --> | 0.38 | 0 | 0.011 | 0 | 0 | Constrained, otherwise capacity available =370 kW | --> | C13 ex TOGHER | Togher [T41,T42] | TRABEG |  | 51.8768 | -8.4956
117049Y | MV/LV Substation KE***049Y |  | 10 kV | _ | LV | 200 kVA :Pole Substation | 0.2 | --> | 0.2 | 0.171 | 0.32 |  | --> | 0.19 | 0 | 0.005 | 0 | 0 | Constrained, otherwise capacity available =182 kW | --> | C18 ex BALLYMOTE | Ballymote [T41] | SLIGO |  | 54.0839 | -8.5089
109106 | MV/LV Substation FA***106 |  | 10 kV | _ | LV | 400 kVA :Building Structure | 0.4 | --> | 0.4 | 0 | 0 | Constrained, otherwise capacity available =210 kVA | --> | 0.38 | 0 | 0 | 0.353 | 0 |  | --> | C18 ex SHANNON | Shannon [T41,T42] | DRUMLINE |  | 52.7054 | -8.8966
153236X | MV/LV Substation RO***236X |  | 20 kV | _ | LV | 400 kVA :Kiosk Substation | 0.4 | --> | 0.4 | 0 | 0 | Constrained, otherwise capacity available =326 kVA | --> | 0.38 | 0 | 0.023 | 0 | 0 | Constrained, otherwise capacity available =353 kW | --> | E11 ex BIRDHILL | Birdhill [T421,T422] | ARDNACRUSHA |  | 52.7141 | -8.4047
150759 | MV/LV Substation DR***759 |  | 20 kV | _ | LV | 200 kVA :Kiosk Substation | 0.2 | --> | 0.2 | 0.16 | 3.96 |  | --> | 0.19 | 0 | 0 | 0 | 0 | Constrained, otherwise capacity available =184 kW | --> | E19 ex STRANORLAR | Stranorlar [T421,T422] | LETTERKENNY |  | 54.8073 | -7.7808
065250Z | MV/LV Substation BA***250Z |  | 10 kV | _ | LV | 400 kVA :Kiosk Substation | 0.4 | --> | 0.4 | 0 | 0 | Constrained, otherwise capacity available =342 kVA | --> | 0.38 | 0 | 0.005 | 0.368 | 0 |  | --> | C22 ex STEPHENSTOWN | Stephenstown [T101,T102] | FINGLAS |  | 53.6138 | -6.2047
039809X | MV/LV Substation SL***809X |  | 10 kV | _ | LV | 400 kVA :Kiosk Substation | 0.4 | --> | 0.4 | 0.263 | 11.03 |  | --> | 0.38 | 0 | 0 | 0.361 | 0 |  | --> | C23 ex SALTHILL | Salthill [T101,T102] | SALTHILL |  | 53.2728 | -9.1196
064725Y | MV/LV Substation BR***725Y |  | 10 kV | _ | LV | 400 kVA :Kiosk Substation | 0.4 | --> | 0.4 | 0 | 0 | Constrained, otherwise capacity available =220 kVA | --> | 0.38 | 0 | 0.031 | 0 | 0 | Constrained, otherwise capacity available =336 kW | --> | C18 ex RATHMULLAN | Rathmullan [T41,T42] | DRYBRIDGE |  | 53.7088 | -6.3374
008899Y | MV/LV Substation DU***899Y |  | 10 kV | _ | LV | 50 kVA :Pole Substation | 0.05 | --> | 0.05 | 0.048 | 0.2 |  | --> | 0.048 | 0 | 0 | 0 | 0 | Constrained, otherwise capacity available =47 kW | --> | E16 ex BEALISTOWN | Bealistown [T421,T422] | GREAT ISLAND |  | 52.2429 | -6.9348
003208Y | MV/LV Substation TE***208Y |  | 10 kV | _ | LV | 630 kVA :Building Structure | 0.63 | --> | 0.63 | 0.5 | 11.58 |  | --> | 0.598 | 0 | 0 | 0 | 0 | Constrained, otherwise capacity available =585 kW | --> | C25 ex BALLYBEG | Ballybeg [T101,T102] | CARRICKMINES |  | 52.9831 | -6.0498
031434Y | MV/LV Substation ED***434Y |  | 10 kV | _ | LV | 200 kVA :Kiosk Substation | 0.2 | --> | 0.2 | 0 | 0 | Constrained, otherwise capacity available =160 kVA | --> | 0.19 | 0 | 0 | 0 | 0 | Constrained, otherwise capacity available =184 kW | --> | C11 ex COLLIGAN | Colligan [T41,T42] | DUNGARVAN |  | 52.1008 | -7.6024
069602 | MV/LV Substation TE***602 |  | 10 kV | _ | LV | 400 kVA :Kiosk Substation | 0.4 | --> | 0.4 | 0 | 0 | Constrained, otherwise capacity available =172 kVA | --> | 0.38 | 0 | 0.22 | 0.185 | 0 |  | --> | C19 ex BALLYBODEN | Ballyboden [T41,T42] | COOKSTOWN |  | 53.285 | -6.3066
0094056 | MV/LV Substation WI***4056 |  | 10 kV | _ | LV | 100 kVA :Pole Substation | 0.1 | --> | 0.1 | 0.063 | 0.95 |  | --> | 0.095 | 0 | 0 | 0 | 0 | Constrained, otherwise capacity available =90 kW | --> | C25 ex TYCOR | Tycor [T41,T42] | WATERFORD |  | 52.2498 | -7.1748
1184294 | MV/LV Substation SH***4294 |  | 20 kV | _ | LV | 50 kVA :Pole Substation | 0.05 | --> | 0.05 | 0 | 0 | Constrained, otherwise capacity available =50 kVA | --> | 0.048 | 0 | 0 | 0 | 0 | Constrained, otherwise capacity available =48 kW | --> | E15 ex CREAGH | Creagh [T421,T422] | ATHLONE |  | 53.2726 | -8.0343
008438Y | MV/LV Substation BA***438Y |  | 20 kV | _ | LV | 50 kVA :Pole Substation | 0.05 | --> | 0.05 | 0.039 | 0.2 |  | --> | 0.048 | 0 | 0 | 0 | 0 | Constrained, otherwise capacity available =46 kW | --> | E15 ex BEALISTOWN | Bealistown [T421,T422] | GREAT ISLAND |  | 52.2764 | -6.8374
064582Y | MV/LV Substation WH***582Y |  | 10 kV | _ | LV | 200 kVA :Kiosk Substation | 0.2 | --> | 0.2 | 0 | 0 | Constrained, otherwise capacity available =122 kVA | --> | 0.19 | 0 | 0.047 | 0 | 0 | Constrained, otherwise capacity available =144 kW | --> | C12 ex MORNINGTON ROAD | Mornington Road [T41,T42] | DRYBRIDGE |  | 53.7087 | -6.3193
009185Y | MV/LV Substation KI***185Y |  | 10 kV | _ | LV | 200 kVA :Kiosk Substation | 0.2 | --> | 0.2 | 0 | 0 | Constrained, otherwise capacity available =145 kVA | --> | 0.19 | 0 | 0 | 0 | 0 | Constrained, otherwise capacity available =182 kW | --> | C12 ex GRANGE (SR) | Grange (sr) [T41,T42] | BUTLERSTOWN |  | 52.2384 | -7.107
158220 | MV/LV Substation NE***220 |  | 20 kV | _ | LV | 100 kVA :Pole Substation | 0.1 | --> | 0.1 | 0 | 0 | Constrained, otherwise capacity available =84 kVA | --> | 0.095 | 0 | 0 | 0 | 0 | Constrained, otherwise capacity available =93 kW | --> | C19 ex ENNISTYMON | Ennistymon [T41,T42] | ENNIS |  | 53.1024 | -9.1714
014785Z | MV/LV Substation KI***785Z |  | 10 kV | _ | LV | 630 kVA :Building Structure | 0.63 | --> | 0.63 | 0 | 0 | Constrained, otherwise capacity available =270 kVA | --> | 0.598 | 0 | 0 | 0 | 0 | Constrained, otherwise capacity available =547 kW | --> | C13 ex KILDARE | Kildare [T41,T42] | NEWBRIDGE |  | 53.154 | -6.9171
095164X | MV/LV Substation CA***164X |  | 10 kV | _ | LV | 50 kVA :Pole Substation | 0.05 | --> | 0.05 | 0.049 | 1.1 |  | --> | 0.048 | 0 | 0 | 0 | 0 | Constrained, otherwise capacity available =47 kW | --> | C23 ex KILKEE | Kilkee [T41] | TULLABRACK |  | 52.6 | -9.7012
015387Z | MV/LV Substation AT***387Z |  | 10 kV | _ | LV | 630 kVA :Building Structure | 0.63 | --> | 0.63 | 0 | 0 | Constrained, otherwise capacity available =443 kVA | --> | 0.598 | 0 | 0 | 0 | 0 | Constrained, otherwise capacity available =572 kW | --> | C18 ex NAAS | Naas [T41,T42] | KILTEEL |  | 53.2045 | -6.7397
021568 | MV/LV Substation MU***568 |  | 20 kV | _ | LV | 50 kVA :Pole Substation | 0.05 | --> | 0.05 | 0 | 0 | Constrained, otherwise capacity available =30 kVA | --> | 0.048 | 0 | 0 | 0 | 0 | Constrained, otherwise capacity available =45 kW | --> | E18 ex CURRALEIGH | Curraleigh [T421,T422] | KILBARRY |  | 51.9195 | -8.6098
0154395 | MV/LV Substation CL***4395 |  | 10 kV | _ | LV | 630 kVA :Kiosk Substation | 0.63 | --> | 0.63 | 0.5 | 12.6 |  | --> | 0.598 | 0 | 0 | 0.5 | 0 |  | --> | C22 ex MONREAD | Monread [T101,T102] | MONREAD |  | 53.2135 | -6.6742
049183 | MV/LV Substation CA***183 |  | 10 kV | _ | LV | 50 kVA :Pole Substation | 0.05 | --> | 0.05 | 0.026 | 0.13 |  | --> | 0.048 | 0 | 0 | 0 | 0 | Constrained, otherwise capacity available =44 kW | --> | C18 ex BALLYMAHON | Ballymahon [T41,T42] | ATHLONE |  | 53.5412 | -7.7761
503652 | MV/LV Substation GL***652 |  | 10 kV | _ | LV | 100 kVA :Pole Substation | 0.1 | --> | 0.1 | 0.055 | 1.69 |  | --> | 0.095 | 0 | 0.05 | 0 | 0 | Constrained, otherwise capacity available =52 kW | --> | C16 ex NEWTOWNCUNNINGHAM | Newtowncunningham [T41,T42] | LETTERKENNY |  | 54.9992 | -7.4858
090451X | MV/LV Substation RO***451X |  | 10 kV | _ | LV | 50 kVA :Pole Substation | 0.05 | --> | 0.05 | 0.037 | 3.16 |  | --> | 0.048 | 0 | 0 | 0 | 0 | Constrained, otherwise capacity available =46 kW | --> | C20 ex ENNISKEANE | Enniskeane [T41,T42] | BANDON |  | 51.7462 | -8.9508
350176X | MV/LV Substation BU***176X |  | 10 kV | _ | LV | 630 kVA :Building Structure | 0.63 | --> | 0.63 | 0.453 | 1.57 |  | --> | 0.598 | 0 | 0.016 | 0 | 0 | Constrained, otherwise capacity available =567 kW | --> | C13 ex BUNDORAN | Bundoran [T41,T42] | CATHALEENS FALL |  | 54.4763 | -8.274
253933Y | MV/LV Substation CA***933Y |  | 20 kV | _ | LV | 100 kVA :Pole Substation | 0.1 | --> | 0.1 | 0 | 0 | Constrained, otherwise capacity available =82 kVA | --> | 0.095 | 0 | 0.006 | 0 | 0 | Constrained, otherwise capacity available =88 kW | --> | C23 ex TUAM NORTH | Tuam North [T41,T42] | CLOON |  | 53.6317 | -8.9635
056367Y | MV/LV Substation SU***367Y |  | 10 kV | _ | LV | 400 kVA :Building Structure | 0.4 | --> | 0.4 | 0.287 | 0.89 |  | --> | 0.38 | 0 | 0.01 | 0 | 0 | Constrained, otherwise capacity available =357 kW | --> | C17 ex BIRR | Birr [T41,T422] | DALLOW |  | 53.0946 | -7.911
127884 | MV/LV Substation DR***884 |  | 10 kV | _ | LV | 100 kVA :Pole Substation | 0.1 | --> | 0.1 | 0 | 0 | Constrained, otherwise capacity available =89 kVA | --> | 0.095 | 0 | 0 | 0 | 0 | Constrained, otherwise capacity available =93 kW | --> | C17 ex HOLYCROSS ROAD | Holycross Road [T41,T42] | THURLES |  | 52.6602 | -7.9539
293608Y | MV/LV Substation KN***608Y |  | 20 kV | _ | LV | 100 kVA :Pole Substation | 0.1 | --> | 0.1 | 0 | 0 | Constrained, otherwise capacity available =100 kVA | --> | 0.095 | 0 | 0 | 0 | 0 | Constrained, otherwise capacity available =95 kW | --> | E13 ex BALTINGLASS | Baltinglass [T421,T422] | STRATFORD |  | 52.8995 | -6.7862
119296Y | MV/LV Substation GR***296Y |  | 10 kV | _ | LV | 100 kVA :Pole Substation | 0.1 | --> | 0.1 | 0 | 0 | Constrained, otherwise capacity available =89 kVA | --> | 0.095 | 0 | 0 | 0 | 0 | Constrained, otherwise capacity available =93 kW | --> | C11 ex KANTURK | Kanturk [T41,T42] | GLENLARA |  | 52.2142 | -8.8051
417112 | MV/LV Substation ST***112 |  | 20 kV | _ | LV | 100 kVA :Pole Substation | 0.1 | --> | 0.1 | 0.093 | 8.5 |  | --> | 0.095 | 0 | 0 | 0 | 0 | Constrained, otherwise capacity available =94 kW | --> | E12 ex ARIGNA | Arigna [T121] | ARIGNA |  | 54.17 | -8.1384
120976X | MV/LV Substation RE***976X |  | 20 kV | _ | LV | 50 kVA :Pole Substation | 0.05 | --> | 0.05 | 0.038 | 3.5 |  | --> | 0.048 | 0 | 0.011 | 0 | 0 | Constrained, otherwise capacity available =38 kW | --> | E12 ex DUNFIRTH | Dunfirth [T122] | DUNFIRTH |  | 53.4316 | -6.9576
0364156 | MV/LV Substation GR***4156 |  | 20 kV | _ | LV | 200 kVA :Pole Substation | 0.2 | --> | 0.2 | 0 | 0 | Constrained, otherwise capacity available =200 kVA | --> | 0.19 | 0 | 0 | 0 | 0 | Constrained, otherwise capacity available =190 kW | --> | E19 ex GARRANACANTY | Garranacanty [T421,T422] | TIPPERARY |  | 52.422 | -8.0906
142645X | MV/LV Substation BR***645X |  | 10 kV | _ | LV | 400 kVA :Kiosk Substation | 0.4 | --> | 0.4 | 0 | 0 | Constrained, otherwise capacity available =343 kVA | --> | 0.38 | 0 | 0 | 0 | 0 | Constrained, otherwise capacity available =372 kW | --> | C16 ex ATHENRY | Athenry [T41,T42] | GALWAY 110KV |  | 53.3013 | -8.7532
0334109 | MV/LV Substation KI***4109 |  | 20 kV | _ | LV | 50 kVA :Pole Substation | 0.05 | --> | 0.05 | 0 | 0 | Constrained, otherwise capacity available =43 kVA | --> | 0.048 | 0 | 0 | 0 | 0 | Constrained, otherwise capacity available =46 kW | --> | C18 ex DEERPARK | Deerpark [T41,T42] | BALLYDINE |  | 52.4329 | -7.4435
010767 | MV/LV Substation CO***767 |  | 20 kV | _ | LV | 200 kVA :Kiosk Substation | 0.2 | --> | 0.2 | 0 | 0 | Constrained, otherwise capacity available =186 kVA | --> | 0.19 | 0 | 0.047 | 0 | 0 | Constrained, otherwise capacity available =153 kW | --> | E17 ex BALLYHALE | Ballyhale [T42,T421] | KILKENNY |  | 52.5002 | -7.112
082033Z | MV/LV Substation RE***033Z |  | 20 kV | _ | LV | 50 kVA :Pole Substation | 0.05 | --> | 0.05 | 0 | 0 | Constrained, otherwise capacity available =49 kVA | --> | 0.048 | 0 | 0 | 0 | 0 | Constrained, otherwise capacity available =47 kW | --> | E17 ex ACADEMY STREET | Academy Street [T421,T422,T44] | NAVAN |  | 53.6021 | -6.7512
125836X | MV/LV Substation SA***836X |  | 10 kV | _ | LV | 200 kVA :Pole Substation | 0.2 | --> | 0.2 | 0.194 | 0.22 |  | --> | 0.19 | 0 | 0 | 0 | 0 | Constrained, otherwise capacity available =189 kW | --> | C15 ex KILSHANNY | Kilshanny [T41,T42] | CAHIR |  | 52.2754 | -8.2456
014974Z | MV/LV Substation CO***974Z |  | 10 kV | _ | LV | 50 kVA :Pole Substation | 0.05 | --> | 0.05 | 0 | 0 | Constrained, otherwise capacity available =45 kVA | --> | 0.048 | 0 | 0 | 0 | 0 | Constrained, otherwise capacity available =47 kW | --> | C14 ex ATHGARVAN | Athgarvan [T41,T44] | NEWBRIDGE |  | 53.1622 | -6.7949
061019 | MV/LV Substation MA***019 |  | 10 kV | _ | LV | 200 kVA :Pole Substation | 0.2 | --> | 0.2 | 0.133 | 2.04 |  | --> | 0.19 | 0 | 0 | 0 | 0 | Constrained, otherwise capacity available =181 kW | --> | C14 ex BALLYBAY | Ballybay [T41,T42] | LISDRUM |  | 54.1256 | -6.9012
081456X | MV/LV Substation CH***456X |  | 10 kV | _ | LV | 400 kVA :Kiosk Substation | 0.4 | --> | 0.4 | 0.287 | 7.91 |  | --> | 0.38 | 0 | 0.08 | 0.305 | 0 |  | --> | C23 ex PELLETSTOWN | Pelletstown [T101,T102] | FINGLAS |  | 53.377 | -6.3882
037085 | MV/LV Substation FR***085 |  | 10 kV | _ | LV | 400 kVA :Building Structure | 0.4 | --> | 0.4 | 0.336 | 13.05 |  | --> | 0.38 | 0 | 0.01 | 0.364 | 0 |  | --> | C12 ex ENNIS | Ennis [T101,T102] | ENNIS |  | 52.8465 | -8.975
164154 | MV/LV Substation BA***154 |  | 10 kV | _ | LV | 50 kVA :Pole Substation | 0.05 | --> | 0.05 | 0.047 | 0.88 |  | --> | 0.048 | 0 | 0 | 0 | 0 | Constrained, otherwise capacity available =47 kW | --> | C22 ex ROSS CARBERY | Ross Carbery [T41,T42] | DUNMANWAY |  | 51.5913 | -9.082
001119 | MV/LV Substation NU***119 |  | 10 kV | _ | LV | 400 kVA :Building Structure | 0.4 | --> | 0.4 | 0.202 | 1.16 |  | --> | 0.38 | 0 | 0.035 | 0.326 | 0 |  | --> | C19 ex MOUNT MERRION | Mount Merrion [T41,T42] | CARRICKMINES |  | 53.3143 | -6.2221
068425X | MV/LV Substation OX***425X |  | 10 kV | _ | LV | 630 kVA :Building Structure | 0.63 | --> | 0.63 | 0 | 0 | Constrained, otherwise capacity available =437 kVA | --> | 0.598 | 0 | 0 | 0.5 | 0 |  | --> | C15 ex WATLING STREET | Watling Street [T41,T42] | FRANCIS STREET |  | 53.3481 | -6.2811
118931X | MV/LV Substation PA***931X |  | 20 kV | _ | LV | 50 kVA :Pole Substation | 0.05 | --> | 0.05 | 0 | 0 | Constrained, otherwise capacity available =50 kVA | --> | 0.048 | 0 | 0 | 0 | 0 | Constrained, otherwise capacity available =48 kW | --> | E18 ex CREAGH | Creagh [T421,T422] | ATHLONE |  | 53.4104 | -8.4214
160001Y | MV/LV Substation BO***001Y |  | 10 kV | _ | LV | 100 kVA :Pole Substation | 0.1 | --> | 0.1 | 0 | 0 | Constrained, otherwise capacity available =68 kVA | --> | 0.095 | 0 | 0.027 | 0 | 0 | Constrained, otherwise capacity available =70 kW | --> | C14 ex PORTLAOISE | Portlaoise [T41,T42] | PORTLAOISE |  | 53.0493 | -7.2759
071091 | MV/LV Substation HE***091 |  | 10 kV | _ | LV | 200 kVA :Kiosk Substation | 0.2 | --> | 0.2 | 0 | 0 | Constrained, otherwise capacity available =115 kVA | --> | 0.19 | 0 | 0.041 | 0.148 | 0 |  | --> | C12 ex GREYSTONES | Greystones [T41,T42] | FASSAROE |  | 53.1446 | -6.0727
293988X | MV/LV Substation DR***988X |  | 20 kV | _ | LV | 50 kVA :Pole Substation | 0.05 | --> | 0.05 | 0.04 | 2.83 |  | --> | 0.048 | 0 | 0.006 | 0 | 0 | Constrained, otherwise capacity available =42 kW | --> | E13 ex BAGENALSTOWN | Bagenalstown [T421,T422] | CARLOW |  | 52.6581 | -6.8414
060159X | MV/LV Substation DR***159X |  | 10 kV | _ | LV | 50 kVA :Pole Substation | 0.05 | --> | 0.05 | 0.027 | 2.57 |  | --> | 0.048 | 0 | 0 | 0 | 0 | Constrained, otherwise capacity available =44 kW | --> | C17 ex ERRIGAL | Errigal [T41,T422] | SHANKILL |  | 54.0693 | -7.0923
0084494 | MV/LV Substation CA***4494 |  | 20 kV | _ | LV | 50 kVA :Pole Substation | 0.05 | --> | 0.05 | 0 | 0 | Constrained, otherwise capacity available =49 kVA | --> | 0.048 | 0 | 0 | 0 | 0 | Constrained, otherwise capacity available =47 kW | --> | C20 ex KNOCKMULLEN | Knockmullen [T42,T421] | GREAT ISLAND |  | 52.37 | -6.9406
281944Z | MV/LV Substation KI***944Z |  | 10 kV | _ | LV | 50 kVA :Pole Substation | 0.05 | --> | 0.05 | 0 | 0 | Constrained, otherwise capacity available =32 kVA | --> | 0.048 | 0 | 0 | 0 | 0 | Constrained, otherwise capacity available =45 kW | --> | C21 ex KILMONEY | Kilmoney [T41,T42] | TRABEG |  | 51.7519 | -8.3295
024656 | MV/LV Substation HA***656 |  | 10 kV | _ | LV | 50 kVA :Pole Substation | 0.05 | --> | 0.05 | 0.04 | 2.14 |  | --> | 0.048 | 0 | 0 | 0 | 0 | Constrained, otherwise capacity available =46 kW | --> | C13 ex BUTTEVANT | Buttevant [T41,T42] | MALLOW |  | 52.1922 | -8.6503
039076 | MV/LV Substation TA***076 |  | 10 kV | _ | LV | 630 kVA :Building Structure | 0.63 | --> | 0.63 | 0 | 0 | Constrained, otherwise capacity available =612 kVA | --> | 0.598 | 0 | 0 | 0.5 | 0 |  | --> | C20 ex GALWAY 110KV | Galway 110kv [T102,T103] | GALWAY 110KV |  | 53.2852 | -9.0199
016249Z | MV/LV Substation GL***249Z |  | 20 kV | _ | LV | 400 kVA :Building Structure | 0.4 | --> | 0.4 | 0 | 0 | Constrained, otherwise capacity available =379 kVA | --> | 0.38 | 0 | 0.005 | 0 | 0 | Constrained, otherwise capacity available =374 kW | --> | E60 ex GRANGE CASTLE |  |  |  | 53.2997 | -6.4731
066717Z | MV/LV Substation ST***717Z |  | 10 kV | _ | LV | 630 kVA :Building Structure | 0.63 | --> | 0.63 | 0 | 0 | Constrained, otherwise capacity available =529 kVA | --> | 0.598 | 0 | 0 | 0 | 0 | Constrained, otherwise capacity available =584 kW | --> | C17 ex SWORDS | Swords [T41,T42] | GLASMORE |  | 53.4635 | -6.2181
039194 | MV/LV Substation ME***194 |  | 10 kV | _ | LV | 1000 kVA :Building Structure | 1 | --> | 1 | 0 | 0 | Constrained, otherwise capacity available =864 kVA | --> | 0.95 | 0 | 0.012 | 0.5 | 0 |  | --> | C20 ex GALWAY 110KV | Galway 110kv [T102,T103] | GALWAY 110KV |  | 53.2825 | -9.0177
156691X | MV/LV Substation WO***691X |  | 20 kV | _ | LV | 630 kVA :Building Structure | 0.63 | --> | 0.63 | 0 | 0 | Constrained, otherwise capacity available =599 kVA | --> | 0.598 | 0 | 0 | 0 | 0 | Constrained, otherwise capacity available =594 kW | --> | E14 ex EMYVALE | Emyvale [T422] | LISDRUM |  | 54.3348 | -6.9715
2524159 | MV/LV Substation DO***4159 |  | 20 kV | _ | LV | 50 kVA :Pole Substation | 0.05 | --> | 0.05 | 0.05 | 1.32 |  | --> | 0.048 | 0 | 0 | 0.048 | 0 |  | --> | C24 ex CLIFDEN | Clifden [T41,T42] | SCREEB |  | 53.5171 | -10.0842
0394096 | MV/LV Substation SC***4096 |  | 10 kV | _ | LV | 50 kVA :Pole Substation | 0.05 | --> | 0.05 | 0 | 0 | Constrained, otherwise capacity available =44 kVA | --> | 0.048 | 0 | 0 | 0 | 0 | Constrained, otherwise capacity available =47 kW | --> | C15 ex ORANMORE | Oranmore [T41,T44] | GALWAY 110KV |  | 53.2319 | -8.9486
1274454 | MV/LV Substation KI***4454 |  | 10 kV | _ | LV | 50 kVA :Pole Substation | 0.05 | --> | 0.05 | 0 | 0 | Constrained, otherwise capacity available =48 kVA | --> | 0.048 | 0 | 0 | 0 | 0 | Constrained, otherwise capacity available =47 kW | --> | C11 ex LOUGHTAGALLA | Loughtagalla [T41,T42] | THURLES |  | 52.7142 | -7.676
068615 | MV/LV Substation WI***615 |  | 10 kV | _ | LV | 630 kVA :Building Structure | 0.63 | --> | 0.63 | 0.428 | 3.38 |  | --> | 0.598 | 0 | 0.02 | 0.5 | 0 |  | --> | C11 ex MERRION SQUARE | Merrion Square [T41,T42] | RINGSEND |  | 53.3344 | -6.2471
058068 | MV/LV Substation YE***068 |  | 10 kV | _ | LV | 400 kVA :Kiosk Substation | 0.4 | --> | 0.4 | 0.264 | 3 |  | --> | 0.38 | 0 | 0.014 | 0 | 0 | Constrained, otherwise capacity available =351 kW | --> | C21 ex NENAGH | Nenagh [T41,T42] | NENAGH |  | 52.8618 | -8.205
1424158 | MV/LV Substation RA***4158 |  | 10 kV | _ | LV | 50 kVA :Pole Substation | 0.05 | --> | 0.05 | 0 | 0 | Constrained, otherwise capacity available =47 kVA | --> | 0.048 | 0 | 0 | 0 | 0 | Constrained, otherwise capacity available =47 kW | --> | C16 ex ATHENRY | Athenry [T41,T42] | GALWAY 110KV |  | 53.299 | -8.8044
006445X | MV/LV Substation CA***445X |  | 10 kV | _ | LV | 100 kVA :Pole Substation | 0.1 | --> | 0.1 | 0.052 | 4.38 |  | --> | 0.095 | 0 | 0 | 0.088 | 0 |  | --> | E11 ex CRANE | Crane [T122] | CRANE |  | 52.5166 | -6.5602
266419 | MV/LV Substation CH***419 |  | 20 kV | _ | LV | 100 kVA :Pole Substation | 0.1 | --> | 0.1 | 0 | 0 | Constrained, otherwise capacity available =71 kVA | --> | 0.095 | 0 | 0 | 0 | 0 | Constrained, otherwise capacity available =91 kW | --> | E14 ex CARNDONAGH | Carndonagh [T421,T422] | TRILLICK |  | 55.2447 | -7.2746
281518Z | MV/LV Substation BU***518Z |  | 10 kV | _ | LV | 400 kVA :Building Structure | 0.4 | --> | 0.4 | 0.329 | 5.49 |  | --> | 0.38 | 0 | 0 | 0.37 | 0 |  | --> | C22 ex TRABEG | Trabeg [T101,T102] | TRABEG |  | 51.8486 | -8.4849
0814190 | MV/LV Substation ST***4190 |  | 20 kV | _ | LV | 630 kVA :Kiosk Substation | 0.63 | --> | 0.63 | 0 | 0 | Constrained, otherwise capacity available =412 kVA | --> | 0.598 | 0 | 0.005 | 0.5 | 0 |  | --> | E19 ex ADAMSTOWN | Adamstown [T121,T122] | INCHICORE 220KV |  | 53.3404 | -6.4686
003065 | MV/LV Substation GR***065 |  | 10 kV | _ | LV | 50 kVA :Pole Substation | 0.05 | --> | 0.05 | 0.022 | 11.58 |  | --> | 0.048 | 0 | 0.034 | 0 | 0 | Constrained, otherwise capacity available =18 kW | --> | C20 ex BALLYBEG | Ballybeg [T101,T102] | CARRICKMINES |  | 52.9726 | -6.039
075819X | MV/LV Substation BA***819X |  | 20 kV | _ | LV | 50 kVA :Pole Substation | 0.05 | --> | 0.05 | 0.042 | 4.38 |  | --> | 0.048 | 0 | 0 | 0.046 | 0 |  | --> | E18 ex CRANE | Crane [T122] | CRANE |  | 52.5163 | -6.3448
0154067 | MV/LV Substation NA***4067 |  | 10 kV | _ | LV | 200 kVA :Kiosk Substation | 0.2 | --> | 0.2 | 0 | 0 | Constrained, otherwise capacity available =200 kVA | --> | 0.19 | 0 | 0 | 0 | 0 | Constrained, otherwise capacity available =190 kW | --> | C12 ex NAAS |  |  |  | 53.2052 | -6.6662
071892 | MV/LV Substation KN***892 |  | 10 kV | _ | LV | 100 kVA :Pole Substation | 0.1 | --> | 0.1 | 0.089 | 5.58 |  | --> | 0.095 | 0 | 0 | 0.094 | 0 |  | --> | C14 ex KILCOOLE | Kilcoole [T41,T42] | FASSAROE |  | 53.1188 | -6.0657
1964179 | MV/LV Substation TR***4179 |  | 10 kV | _ | LV | 400 kVA :Kiosk Substation | 0.4 | --> | 0.4 | 0 | 0 | Constrained, otherwise capacity available =356 kVA | --> | 0.38 | 0 | 0 | 0 | 0 | Constrained, otherwise capacity available =374 kW | --> | C15 ex TRIM | Trim [T41,T42] | NAVAN |  | 53.557 | -6.7916
156119X | MV/LV Substation PO***119X |  | 20 kV | _ | LV | 50 kVA :Pole Substation | 0.05 | --> | 0.05 | 0.049 | 2.47 |  | --> | 0.048 | 0 | 0 | 0 | 0 | Constrained, otherwise capacity available =47 kW | --> | E19 ex TELAYDON | Telaydon [T42,T421] | LISDRUM |  | 54.3336 | -6.9249
068289 | MV/LV Substation AR***289 |  | 10 kV | _ | LV | 1000 kVA :Building Structure | 1 | --> | 1 | 0 | 2.6 |  | --> | 0.95 | 0 | 0 | 0.5 | 0 |  | --> | C20 ex WOLFE TONE STREET | Wolfe Tone Street [T101,T102] | FINGLAS |  | 53.3488 | -6.2625
032096 | MV/LV Substation AI***096 |  | 10 kV | _ | LV | 100 kVA :Pole Substation | 0.1 | --> | 0.1 | 0 | 0 | Constrained, otherwise capacity available =97 kVA | --> | 0.095 | 0 | 0 | 0 | 0 | Constrained, otherwise capacity available =95 kW | --> | C18 ex TRAMORE | Tramore [T41,T42] | BUTLERSTOWN |  | 52.2301 | -7.2013
007897Y | MV/LV Substation ST***897Y |  | 20 kV | _ | LV | 50 kVA :Pole Substation | 0.05 | --> | 0.05 | 0.035 | 1.4 |  | --> | 0.048 | 0 | 0.005 | 0 | 0 | Constrained, otherwise capacity available =42 kW | --> | E13 ex KILLINICK | Killinick [T421,T422] | WEXFORD |  | 52.2194 | -6.3855
0174288 | MV/LV Substation PA***4288 |  | 10 kV | _ | LV | 50 kVA :Pole Substation | 0.05 | --> | 0.05 | 0.048 | 1.05 |  | --> | 0.048 | 0 | 0 | 0 | 0 | Constrained, otherwise capacity available =47 kW | --> | C16 ex NEWCASTLEWEST | Newcastlewest [T41,T42] | RATHKEALE |  | 52.5002 | -9.0608
082134 | MV/LV Substation GL***134 |  | 20 kV | _ | LV | 200 kVA :Kiosk Substation | 0.2 | --> | 0.2 | 0 | 0 | Constrained, otherwise capacity available =123 kVA | --> | 0.19 | 0 | 0.015 | 0 | 0 | Constrained, otherwise capacity available =168 kW | --> | E17 ex DULEEK | Duleek [T421,T422] | DRYBRIDGE |  | 53.6298 | -6.5309
064019Z | MV/LV Substation TH***019Z |  | 20 kV | _ | LV | 400 kVA :Kiosk Substation | 0.4 | --> | 0.4 | 0 | 0 | Constrained, otherwise capacity available =310 kVA | --> | 0.38 | 0 | 0.008 | 0 | 0 | Constrained, otherwise capacity available =362 kW | --> | E15 ex DULEEK | Duleek [T421,T422] | DRYBRIDGE |  | 53.6601 | -6.4096
281548 | MV/LV Substation GR***548 |  | 10 kV | _ | LV | 400 kVA :Kiosk Substation | 0.4 | --> | 0.4 | 0 | 0 | Constrained, otherwise capacity available =337 kVA | --> | 0.38 | 0 | 0.015 | 0 | 0 | Constrained, otherwise capacity available =360 kW | --> | C17 ex CARRIGALINE | Carrigaline [T41,T42] | BARNAHELY |  | 51.8023 | -8.2806
026238Z | MV/LV Substation IN***238Z |  | 10 kV | _ | LV | 400 kVA :Kiosk Substation | 0.4 | --> | 0.4 | 0.323 | 8.66 |  | --> | 0.38 | 0 | 0.01 | 0 | 0 | Constrained, otherwise capacity available =362 kW | --> | C13 ex BANDON | Bandon [T101,T42] | BANDON |  | 51.7528 | -8.7523
064708 | MV/LV Substation TI***708 |  | 10 kV | _ | LV | 50 kVA :Pole Substation | 0.05 | --> | 0.05 | 0 | 0 | Constrained, otherwise capacity available =20 kVA | --> | 0.048 | 0 | 0.023 | 0 | 0 | Constrained, otherwise capacity available =26 kW | --> | C14 ex DRYBRIDGE | Drybridge [T41,T42] | DRYBRIDGE |  | 53.7718 | -6.4291
075481 | MV/LV Substation NE***481 |  | 20 kV | _ | LV | 50 kVA :Pole Substation | 0.05 | --> | 0.05 | 0.032 | 0.58 |  | --> | 0.048 | 0 | 0 | 0 | 0 | Constrained, otherwise capacity available =45 kW | --> | E11 ex FERNS | Ferns [T421] | CRANE |  | 52.5935 | -6.5041
069403 | MV/LV Substation AS***403 |  | 10 kV | _ | LV | 630 kVA :Kiosk Substation | 0.63 | --> | 0.63 | 0.39 | 7.75 |  | --> | 0.598 | 0 | 0.054 | 0.5 | 0 |  | --> | C15 ex MILLTOWN (DR) | Milltown (dr) [T101,T102] | POOLBEG |  | 53.3215 | -6.2532
064821X | MV/LV Substation BR***821X |  | 10 kV | _ | LV | 100 kVA :Pole Substation | 0.1 | --> | 0.1 | 0 | 0 | Constrained, otherwise capacity available =88 kVA | --> | 0.095 | 0 | 0 | 0 | 0 | Constrained, otherwise capacity available =93 kW | --> | C18 ex RATHMULLAN | Rathmullan [T41,T42] | DRYBRIDGE |  | 53.704 | -6.3344
118046Y | MV/LV Substation RI***046Y |  | 10 kV | _ | LV | 400 kVA :Kiosk Substation | 0.4 | --> | 0.4 | 0.365 | 2 |  | --> | 0.38 | 0 | 0 | 0 | 0 | Constrained, otherwise capacity available =375 kW | --> | C11 ex BALLINASLOE | Ballinasloe [T41,T42] | SOMERSET |  | 53.3317 | -8.2213
433527X | MV/LV Substation CU***527X |  | 20 kV | _ | LV | 50 kVA :Pole Substation | 0.05 | --> | 0.05 | 0 | 0 | Constrained, otherwise capacity available =49 kVA | --> | 0.048 | 0 | 0 | 0 | 0 | Constrained, otherwise capacity available =47 kW | --> | C17 ex CHARLESTOWN | Charlestown [T41] | TONROE |  | 53.8902 | -8.6985
281723Z | MV/LV Substation BL***723Z |  | 10 kV | _ | LV | 1000 kVA :Kiosk Substation | 1 | --> | 1 | 0.5 | 5.49 |  | --> | 0.95 | 0 | 0 | 0.5 | 0 |  | --> | C22 ex TRABEG | Trabeg [T101,T102] | TRABEG |  | 51.8514 | -8.4844
062340 | MV/LV Substation RO***340 |  | 20 kV | _ | LV | 50 kVA :Pole Substation | 0.05 | --> | 0.05 | 0.045 | 4.25 |  | --> | 0.048 | 0 | 0 | 0 | 0 | Constrained, otherwise capacity available =47 kW | --> | E16 ex JENKINSTOWN | Jenkinstown [T421,T422] | DUNDALK |  | 54.0094 | -6.2908
461139X | MV/LV Substation CO***139X |  | 10 kV | _ | LV | 50 kVA :Pole Substation | 0.05 | --> | 0.05 | 0.049 | 0.74 |  | --> | 0.048 | 0 | 0 | 0 | 0 | Constrained, otherwise capacity available =47 kW | --> | C15 ex RAHANS | Rahans [T41] | MOY |  | 54.0939 | -9.1653
069702 | MV/LV Substation BE***702 |  | 10 kV | _ | LV | 630 kVA :Building Structure | 0.63 | --> | 0.63 | 0.5 | 7.75 |  | --> | 0.598 | 0 | 0 | 0.5 | 0 |  | --> | C11 ex MILLTOWN (DR) | Milltown (dr) [T101,T102] | POOLBEG |  | 53.3124 | -6.2328
003059 | MV/LV Substation ST***059 |  | 10 kV | _ | LV | 200 kVA :Kiosk Substation | 0.2 | --> | 0.2 | 0.112 | 11.58 |  | --> | 0.19 | 0 | 0.034 | 0 | 0 | Constrained, otherwise capacity available =152 kW | --> | C22 ex BALLYBEG | Ballybeg [T101,T102] | CARRICKMINES |  | 52.9776 | -6.0432
082551Y | MV/LV Substation CA***551Y |  | 10 kV | _ | LV | 630 kVA :Building Structure | 0.63 | --> | 0.63 | 0 | 0 | Constrained, otherwise capacity available =519 kVA | --> | 0.598 | 0 | 0 | 0 | 0 | Constrained, otherwise capacity available =583 kW | --> | C26 ex ACADEMY STREET | Academy Street [T421,T422,T44] | NAVAN |  | 53.6541 | -6.6858
0394262 | MV/LV Substation GL***4262 |  | 10 kV | _ | LV | 400 kVA :Building Structure | 0.4 | --> | 0.4 | 0 | 0 | Constrained, otherwise capacity available =377 kVA | --> | 0.38 | 0 | 0 | 0 | 0 | Constrained, otherwise capacity available =377 kW | --> | C20 ex ORANMORE | Oranmore [T41,T44] | GALWAY 110KV |  | 53.292 | -8.9222
036087 | MV/LV Substation PO***087 |  | 20 kV | _ | LV | 50 kVA :Pole Substation | 0.05 | --> | 0.05 | 0 | 0 | Constrained, otherwise capacity available =38 kVA | --> | 0.048 | 0 | 0 | 0 | 0 | Constrained, otherwise capacity available =46 kW | --> | E18 ex GARRANACANTY | Garranacanty [T421,T422] | TIPPERARY |  | 52.5121 | -8.2256
015079 | MV/LV Substation LA***079 |  | 10 kV | _ | LV | 200 kVA :Kiosk Substation | 0.2 | --> | 0.2 | 0 | 0 | Constrained, otherwise capacity available =124 kVA | --> | 0.19 | 0 | 0.039 | 0 | 0 | Constrained, otherwise capacity available =150 kW | --> | C14 ex NAAS | Naas [T41,T42] | KILTEEL |  | 53.2099 | -6.6647
132318 | MV/LV Substation CR***318 |  | 20 kV | _ | LV | 630 kVA :Kiosk Substation | 0.63 | --> | 0.63 | 0 | 0 | Constrained, otherwise capacity available =490 kVA | --> | 0.598 | 0 | 0.019 | 0 | 0 | Constrained, otherwise capacity available =565 kW | --> | E30 ex LOUGHREA | Loughrea [T41,T42] | SOMERSET |  | 53.229 | -8.7349
064201 | MV/LV Substation PA***201 |  | 10 kV | _ | LV | 50 kVA :Pole Substation | 0.05 | --> | 0.05 | 0 | 0 | Constrained, otherwise capacity available =17 kVA | --> | 0.048 | 0 | 0.024 | 0 | 0 | Constrained, otherwise capacity available =25 kW | --> | C12 ex MORNINGTON ROAD | Mornington Road [T41,T42] | DRYBRIDGE |  | 53.697 | -6.3109
0014145 | MV/LV Substation RU***4145 |  | 10 kV | _ | LV | 630 kVA :Kiosk Substation | 0.63 | --> | 0.63 | 0 | 0 | Constrained, otherwise capacity available =618 kVA | --> | 0.598 | 0 | 0 | 0.5 | 0 |  | --> | C18 ex LOUGHLINSTOWN | Loughlinstown [T41,T42] | CARRICKMINES |  | 53.2452 | -6.1534
0744120 | MV/LV Substation CH***4120 |  | 20 kV | _ | LV | 50 kVA :Pole Substation | 0.05 | --> | 0.05 | 0 | 0 | Constrained, otherwise capacity available =40 kVA | --> | 0.048 | 0 | 0 | 0 | 0 | Constrained, otherwise capacity available =46 kW | --> | C14 ex CARRICK ON SHANNON | Carrick On Shannon [T41,T42] | CARRICK ON SHANNON |  | 53.9896 | -8.0614
049196 | MV/LV Substation AU***196 |  | 10 kV | _ | LV | 200 kVA :Building Structure | 0.2 | --> | 0.2 | 0.133 | 0.13 | Constrained, otherwise capacity available =197 kVA | --> | 0.19 | 0 | 0 | 0 | 0 | Constrained, otherwise capacity available =190 kW | --> | C18 ex BALLYMAHON | Ballymahon [T41,T42] | ATHLONE |  | 53.5588 | -7.7641
093199Z | MV/LV Substation TU***199Z |  | 10 kV | _ | LV | 400 kVA :Kiosk Substation | 0.4 | --> | 0.4 | 0 | 0 | Constrained, otherwise capacity available =275 kVA | --> | 0.38 | 0 | 0 | 0.363 | 0 |  | --> | C13 ex POPPINTREE | Poppintree [T101,T102] | FINGLAS |  | 53.4183 | -6.284
046078 | MV/LV Substation KE***078 |  | 10 kV | _ | LV | 400 kVA :Kiosk Substation | 0.4 | --> | 0.4 | 0.332 | 5.78 |  | --> | 0.38 | 0 | 0.051 | 0.333 | 0 |  | --> | C13 ex OAKFIELD | Oakfield [T41,T42] | SLIGO |  | 54.2691 | -8.4993
036108Y | MV/LV Substation AN***108Y |  | 20 kV | _ | LV | 50 kVA :Pole Substation | 0.05 | --> | 0.05 | 0 | 0 | Constrained, otherwise capacity available =49 kVA | --> | 0.048 | 0 | 0 | 0 | 0 | Constrained, otherwise capacity available =47 kW | --> | E18 ex GARRANACANTY | Garranacanty [T421,T422] | TIPPERARY |  | 52.563 | -8.1068
001172 | MV/LV Substation NE***172 |  | 10 kV | _ | LV | 200 kVA :Building Structure | 0.2 | --> | 0.2 | 0 | 0 | Constrained, otherwise capacity available =200 kVA | --> | 0.19 | 0 | 0 | 0.19 | 0 |  | --> | C18 ex DUNDRUM | Dundrum [T41,T42] | BLACKROCK |  | 53.3099 | -6.2351
138177 | MV/LV Substation LE***177 |  | 10 kV | _ | LV | 50 kVA :Pole Substation | 0.05 | --> | 0.05 | 0.044 | 1.52 |  | --> | 0.048 | 0 | 0.015 | 0 | 0 | Constrained, otherwise capacity available =36 kW | --> | C18 ex SHERCOCK | Shercock [T41,T42] | MEATH HILL |  | 53.9811 | -6.8817
082888Y | MV/LV Substation WI***888Y |  | 10 kV | _ | LV | 400 kVA :Kiosk Substation | 0.4 | --> | 0.4 | 0.334 | 2.01 |  | --> | 0.38 | 0 | 0.005 | 0 | 0 | Constrained, otherwise capacity available =367 kW | --> | C12 ex ABBEYLAND | Abbeyland [T41,T42] | NAVAN |  | 53.6686 | -6.6956
010533X | MV/LV Substation CO***533X |  | 10 kV | _ | LV | 200 kVA :Kiosk Substation | 0.2 | --> | 0.2 | 0 | 0 | Constrained, otherwise capacity available =152 kVA | --> | 0.19 | 0 | 0 | 0 | 0 | Constrained, otherwise capacity available =183 kW | --> | C17 ex GRAIGUENAMANAGH | Graiguenamanagh [T41,T42] | KILKENNY |  | 52.5467 | -6.9629
165862 | MV/LV Substation TA***862 |  | 10 kV | _ | LV | 200 kVA :Pole Substation | 0.2 | --> | 0.2 | 0 | 0 | Constrained, otherwise capacity available =156 kVA | --> | 0.19 | 0 | 0.005 | 0 | 0 | Constrained, otherwise capacity available =180 kW | --> | C16 ex CLONAKILTY | Clonakilty [T41,T42] | DUNMANWAY |  | 51.6292 | -8.887
041967X | MV/LV Substation EL***967X |  | 10 kV | _ | LV | 200 kVA :Kiosk Substation | 0.2 | --> | 0.2 | 0 | 0 | Constrained, otherwise capacity available =165 kVA | --> | 0.19 | 0 | 0 | 0 | 0 | Constrained, otherwise capacity available =185 kW | --> | E12 ex DALTON | Dalton [T421,T422] | DALTON |  | 53.7281 | -8.9948
293911 | MV/LV Substation HI***911 |  | 20 kV | _ | LV | 50 kVA :Pole Substation | 0.05 | --> | 0.05 | 0 | 0 | Constrained, otherwise capacity available =48 kVA | --> | 0.048 | 0 | 0 | 0 | 0 | Constrained, otherwise capacity available =47 kW | --> | E17 ex BALTINGLASS | Baltinglass [T421,T422] | STRATFORD |  | 52.8999 | -6.5728
099381X | MV/LV Substation ST***381X |  | 10 kV | _ | LV | 200 kVA :Pole Substation | 0.2 | --> | 0.2 | 0.135 | 5.45 |  | --> | 0.19 | 0 | 0 | 0 | 0 | Constrained, otherwise capacity available =181 kW | --> | C14 ex GORTLEE | Gortlee [T41,T42] | LETTERKENNY |  | 54.973 | -7.7627
111412Z | MV/LV Substation DR***412Z |  | 20 kV | _ | LV | 200 kVA :Pole Substation | 0.2 | --> | 0.2 | 0 | 0 | Constrained, otherwise capacity available =177 kVA | --> | 0.19 | 0 | 0.011 | 0 | 0 | Constrained, otherwise capacity available =179 kW | --> | C12 ex BANTRY | Bantry [T41,T42] | BALLYLICKY |  | 51.6625 | -9.471
266719 | MV/LV Substation HO***719 |  | 20 kV | _ | LV | 200 kVA :Pole Substation | 0.2 | --> | 0.2 | 0 | 0 | Constrained, otherwise capacity available =117 kVA | --> | 0.19 | 0 | 0.011 | 0 | 0 | Constrained, otherwise capacity available =170 kW | --> | E14 ex CARNDONAGH | Carndonagh [T421,T422] | TRILLICK |  | 55.2457 | -7.2681
070305 | MV/LV Substation GR***305 |  | 20 kV | _ | LV | 50 kVA :Pole Substation | 0.05 | --> | 0.05 | 0.031 | 0.76 |  | --> | 0.048 | 0 | 0.015 | 0 | 0 | Constrained, otherwise capacity available =34 kW | --> | E15 ex RATHMORE | Rathmore [T42,T421] | KNOCKEARAGH |  | 52.1189 | -9.2719
0214376 | MV/LV Substation GL***4376 |  | 10 kV | _ | LV | 630 kVA :Kiosk Substation | 0.63 | --> | 0.63 | 0 | 0 | Constrained, otherwise capacity available =630 kVA | --> | 0.598 | 0 | 0 | 0.5 | 0 |  | --> | C11 ex MAYFIELD | Mayfield [T41,T42] | KILBARRY |  | 51.9058 | -8.4211
248823X | MV/LV Substation BO***823X |  | 20 kV | _ | LV | 50 kVA :Pole Substation | 0.05 | --> | 0.05 | 0.046 | 3.5 |  | --> | 0.048 | 0 | 0 | 0 | 0 | Constrained, otherwise capacity available =47 kW | --> | E13 ex DUNFIRTH | Dunfirth [T122] | DUNFIRTH |  | 53.4099 | -6.7084
001297 | MV/LV Substation DE***297 |  | 10 kV | _ | LV | 630 kVA :Kiosk Substation | 0.63 | --> | 0.63 | 0.464 | 1.16 |  | --> | 0.598 | 0 | 0.009 | 0.5 | 0 |  | --> | C19 ex DEANSGRANGE | Deansgrange [T41,T42] | CARRICKMINES |  | 53.2784 | -6.1629
028411 | MV/LV Substation FO***411 |  | 10 kV | _ | LV | 400 kVA :Kiosk Substation | 0.4 | --> | 0.4 | 0 | 0 | Constrained, otherwise capacity available =400 kVA | --> | 0.38 | 0 | 0 | 0 | 0 | Constrained, otherwise capacity available =380 kW | --> | C13 ex COW CROSS |  |  |  | 51.8948 | -8.3057
015884Y | MV/LV Substation TH***884Y |  | 10 kV | _ | LV | 400 kVA :Kiosk Substation | 0.4 | --> | 0.4 | 0.185 | 12.6 |  | --> | 0.38 | 0 | 0 | 0.35 | 0 |  | --> | C12 ex MONREAD | Monread [T101,T102] | MONREAD |  | 53.2208 | -6.6581
067061Y | MV/LV Substation GO***061Y |  | 20 kV | _ | LV | 100 kVA :Pole Substation | 0.1 | --> | 0.1 | 0 | 0 | Constrained, otherwise capacity available =92 kVA | --> | 0.095 | 0 | 0 | 0 | 0 | Constrained, otherwise capacity available =94 kW | --> | E09 ex BRUFF |  |  |  | 52.586 | -8.5518
007383X | MV/LV Substation CL***383X |  | 10 kV | _ | LV | 200 kVA :Kiosk Substation | 0.2 | --> | 0.2 | 0.187 | 0.9 |  | --> | 0.19 | 0 | 0 | 0 | 0 | Constrained, otherwise capacity available =188 kW | --> | C16 ex CLONARD | Clonard [T41,T42] | WEXFORD |  | 52.3309 | -6.4878
260638X | MV/LV Substation CL***638X |  | 20 kV | _ | LV | 50 kVA :Pole Substation | 0.05 | --> | 0.05 | 0.05 | 1.67 |  | --> | 0.048 | 0 | 0 | 0.047 | 0 |  | --> | E13 ex NEWPORT | Newport [T421] | CARROWBEG |  | 53.9425 | -9.4222
081649X | MV/LV Substation WO***649X |  | 10 kV | _ | LV | 400 kVA :Building Structure | 0.4 | --> | 0.4 | 0 | 0 | Constrained, otherwise capacity available =269 kVA | --> | 0.38 | 0 | 0 | 0.362 | 0 |  | --> | C18 ex LUCAN EAST | Lucan East [T41,T42] | GRANGE CASTLE |  | 53.3587 | -6.4251
011860Z | MV/LV Substation GR***860Z |  | 10 kV | _ | LV | 50 kVA :Pole Substation | 0.05 | --> | 0.05 | 0.038 | 5.05 |  | --> | 0.048 | 0 | 0 | 0 | 0 | Constrained, otherwise capacity available =46 kW | --> | C20 ex MCDONAGH | Mcdonagh [T41,T42] | KILKENNY |  | 52.6731 | -7.2027
0614064 | MV/LV Substation CO***4064 |  | 10 kV | _ | LV | 50 kVA :Pole Substation | 0.05 | --> | 0.05 | 0.05 | 2.04 |  | --> | 0.048 | 0 | 0 | 0 | 0 | Constrained, otherwise capacity available =48 kW | --> | C19 ex BALLYBAY | Ballybay [T41,T42] | LISDRUM |  | 54.1117 | -6.9028
059100Y | MV/LV Substation CA***100Y |  | 10 kV | _ | LV | 400 kVA :Kiosk Substation | 0.4 | --> | 0.4 | 0 | 0 | Constrained, otherwise capacity available =69 kVA | --> | 0.38 | 0 | 0 | 0 | 0 | Constrained, otherwise capacity available =343 kW | --> | C20 ex CAVAN | Cavan [T42,T421] | SHANKILL |  | 53.9886 | -7.321
276873 | MV/LV Substation CO***873 |  | 10 kV | _ | LV | 630 kVA :Kiosk Substation | 0.63 | --> | 0.63 | 0.5 | 0.76 |  | --> | 0.598 | 0 | 0.006 | 0 | 0 | Constrained, otherwise capacity available =588 kW | --> | C11 ex WOODFORD | Woodford [T41,T42] | KNOCKEARAGH |  | 52.0566 | -9.5035
050441Y | MV/LV Substation CU***441Y |  | 10 kV | _ | LV | 630 kVA :Building Structure | 0.63 | --> | 0.63 | 0 | 0 | Constrained, otherwise capacity available =522 kVA | --> | 0.598 | 0 | 0 | 0 | 0 | Constrained, otherwise capacity available =584 kW | --> | C23 ex ATHLONE | Athlone [T41,T42] | ATHLONE |  | 53.4238 | -7.9404
067253X | MV/LV Substation PE***253X |  | 10 kV | _ | LV | 630 kVA :Kiosk Substation | 0.63 | --> | 0.63 | 0 | 0 | Constrained, otherwise capacity available =433 kVA | --> | 0.598 | 0 | 0 | 0.5 | 0 |  | --> | C13 ex GARRYOWEN | Garryowen [T41,T42] | LIMERICK |  | 52.6587 | -8.6262
157560 | MV/LV Substation MA***560 |  | 20 kV | _ | LV | 50 kVA :Pole Substation | 0.05 | --> | 0.05 | 0.043 | 1.55 |  | --> | 0.048 | 0 | 0 | 0 | 0 | Constrained, otherwise capacity available =46 kW | --> | E11 ex CARRIGALLEN | Carrigallen [T421] | CARRICK ON SHANNON |  | 54.1174 | -7.7505
288171X | MV/LV Substation CE***171X |  | 10 kV | _ | LV | 400 kVA :Kiosk Substation | 0.4 | --> | 0.4 | 0.041 | 0.04 | Constrained, otherwise capacity available =347 kVA | --> | 0.38 | 0 | 0.005 | 0.369 | 0 |  | --> | C11 ex LITTLE BRAY | Little Bray [T41,T42] | FASSAROE |  | 53.2218 | -6.1214
014089Z | MV/LV Substation LI***089Z |  | 10 kV | _ | LV | 200 kVA :Kiosk Substation | 0.2 | --> | 0.2 | 0 | 0 | Constrained, otherwise capacity available =142 kVA | --> | 0.19 | 0 | 0.019 | 0 | 0 | Constrained, otherwise capacity available =168 kW | --> | C17 ex ATHGARVAN | Athgarvan [T41,T44] | NEWBRIDGE |  | 53.1702 | -6.7912
066696Z | MV/LV Substation AS***696Z |  | 20 kV | _ | LV | 400 kVA :Building Structure | 0.4 | --> | 0.4 | 0 | 0 | Constrained, otherwise capacity available =358 kVA | --> | 0.38 | 0 | 0 | 0 | 0 | Constrained, otherwise capacity available =374 kW | --> | E20 ex BALTRASNA | Baltrasna [T121,T122] | BALTRASNA |  | 53.5137 | -6.4169
009874Y | MV/LV Substation FE***874Y |  | 10 kV | _ | LV | 1000 kVA :Building Structure | 1 | --> | 1 | 0.5 | 8.16 |  | --> | 0.95 | 0 | 0 | 0 | 0 | Constrained, otherwise capacity available =950 kW | --> | C12 ex MOUNT MISERY | Mount Misery [T41,T42] | WATERFORD |  | 52.2675 | -7.097
075336Y | MV/LV Substation CO***336Y |  | 20 kV | _ | LV | 50 kVA :Pole Substation | 0.05 | --> | 0.05 | 0.049 | 4.38 |  | --> | 0.048 | 0 | 0 | 0.047 | 0 |  | --> | E17 ex CRANE | Crane [T122] | CRANE |  | 52.5597 | -6.3354
0184128 | MV/LV Substation MO***4128 |  | 20 kV | _ | LV | 630 kVA :Building Structure | 0.63 | --> | 0.63 | 0.5 | 3.75 |  | --> | 0.598 | 0 | 0 | 0 | 0 | Constrained, otherwise capacity available =598 kW | --> | C14 ex SMEARLA | Smearla [T41,T42] | TRIEN |  | 52.4622 | -9.386
288144 | MV/LV Substation BR***144 |  | 10 kV | _ | LV | 400 kVA :Kiosk Substation | 0.4 | --> | 0.4 | 0 | 0 | Constrained, otherwise capacity available =254 kVA | --> | 0.38 | 0 | 0.078 | 0.302 | 0 |  | --> | C19 ex SANDYFORD | Sandyford [T41,T42] | CARRICKMINES |  | 53.2788 | -6.2553
075103 | MV/LV Substation NE***103 |  | 20 kV | _ | LV | 50 kVA :Pole Substation | 0.05 | --> | 0.05 | 0.043 | 4.38 |  | --> | 0.048 | 0 | 0.007 | 0.041 | 0 |  | --> | E17 ex CRANE | Crane [T122] | CRANE |  | 52.5132 | -6.3279
067955Y | MV/LV Substation TH***955Y |  | 10 kV | _ | LV | 630 kVA :Kiosk Substation | 0.63 | --> | 0.63 | 0 | 0 | Constrained, otherwise capacity available =453 kVA | --> | 0.598 | 0 | 0 | 0 | 0 | Constrained, otherwise capacity available =574 kW | --> | C16 ex MOYLISH | Moylish [T41,T42] | ARDNACRUSHA |  | 52.6815 | -8.6597
014152Z | MV/LV Substation BR***152Z |  | 10 kV | _ | LV | 400 kVA :Kiosk Substation | 0.4 | --> | 0.4 | 0.388 | 0.63 |  | --> | 0.38 | 0 | 0 | 0 | 0 | Constrained, otherwise capacity available =378 kW | --> | C17 ex KILCULLEN | Kilcullen [T41,T42,T424] | STRATFORD |  | 53.1447 | -6.7218
120428X | MV/LV Substation CO***428X |  | 20 kV | _ | LV | 50 kVA :Pole Substation | 0.05 | --> | 0.05 | 0 | 0 | Constrained, otherwise capacity available =46 kVA | --> | 0.048 | 0 | 0 | 0 | 0 | Constrained, otherwise capacity available =47 kW | --> | E14 ex EDENDERRY | Edenderry [T421,T422] | BLAKE |  | 53.3478 | -7.0049
1204153 | MV/LV Substation ST***4153 |  | 20 kV | _ | LV | 200 kVA :Kiosk Substation | 0.2 | --> | 0.2 | 0.151 | 3.5 |  | --> | 0.19 | 0 | 0.005 | 0 | 0 | Constrained, otherwise capacity available =180 kW | --> | E12 ex DUNFIRTH | Dunfirth [T122] | DUNFIRTH |  | 53.4526 | -6.9186
250007X | MV/LV Substation WO***007X |  | 10 kV | _ | LV | 50 kVA :Pole Substation | 0.05 | --> | 0.05 | 0.05 | 1.26 |  | --> | 0.048 | 0 | 0 | 0 | 0 | Constrained, otherwise capacity available =48 kW | --> | E16 ex BALLYCROSSAUN | Ballycrossaun [T421,T422] | SOMERSET |  | 53.1008 | -8.2846
093619Z | MV/LV Substation JA***619Z |  | 10 kV | _ | LV | 630 kVA :Building Structure | 0.63 | --> | 0.63 | 0 | 0 | Constrained, otherwise capacity available =617 kVA | --> | 0.598 | 0 | 0 | 0.5 | 0 |  | --> | C21 ex UNIDARE | Unidare [T41,T42] | FINGLAS |  | 53.3964 | -6.2947
021760Y | MV/LV Substation RE***760Y |  | 20 kV | _ | LV | 50 kVA :Pole Substation | 0.05 | --> | 0.05 | 0 | 0 | Constrained, otherwise capacity available =30 kVA | --> | 0.048 | 0 | 0 | 0.045 | 0 |  | --> | C11 ex RIVERSTOWN | Riverstown [T41,T42] | KILBARRY |  | 52.0025 | -8.3257
118598Y | MV/LV Substation AG***598Y |  | 20 kV | _ | LV | 400 kVA :Kiosk Substation | 0.4 | --> | 0.4 | 0 | 0 | Constrained, otherwise capacity available =347 kVA | --> | 0.38 | 0 | 0 | 0 | 0 | Constrained, otherwise capacity available =373 kW | --> | E17 ex CREAGH | Creagh [T421,T422] | ATHLONE |  | 53.3311 | -8.3078
165958X | MV/LV Substation WA***958X |  | 10 kV | _ | LV | 200 kVA :Kiosk Substation | 0.2 | --> | 0.2 | 0 | 0 | Constrained, otherwise capacity available =178 kVA | --> | 0.19 | 0 | 0.005 | 0 | 0 | Constrained, otherwise capacity available =183 kW | --> | C15 ex CLONAKILTY | Clonakilty [T41,T42] | DUNMANWAY |  | 51.6231 | -8.8994
214725 | MV/LV Substation LI***725 |  | 10 kV | _ | LV | 50 kVA :Pole Substation | 0.05 | --> | 0.05 | 0 | 0 | Constrained, otherwise capacity available =37 kVA | --> | 0.048 | 0 | 0.011 | 0 | 0 | Constrained, otherwise capacity available =38 kW | --> | C14 ex DRUMQUIN | Drumquin [T42] | ENNIS |  | 52.8087 | -8.9689
244663X | MV/LV Substation RO***663X |  | 20 kV | _ | LV | 400 kVA :Kiosk Substation | 0.4 | --> | 0.4 | 0 | 0 | Constrained, otherwise capacity available =357 kVA | --> | 0.38 | 0 | 0.01 | 0 | 0 | Constrained, otherwise capacity available =367 kW | --> | E18 ex MILLTOWN (SR) | Milltown (sr) [T421,T422] | OUGHTRAGH |  | 52.1729 | -9.5964
037315 | MV/LV Substation FO***315 |  | 20 kV | _ | LV | 50 kVA :Pole Substation | 0.05 | --> | 0.05 | 0 | 0 | Constrained, otherwise capacity available =48 kVA | --> | 0.048 | 0 | 0.005 | 0 | 0 | Constrained, otherwise capacity available =44 kW | --> | C16 ex ENNIS NORTH | Ennis North [T41,T42] | ENNIS |  | 52.8687 | -9.033
281059X | MV/LV Substation WE***059X |  | 20 kV | _ | LV | 200 kVA :Kiosk Substation | 0.2 | --> | 0.2 | 0.15 | 17.47 |  | --> | 0.19 | 0 | 0.037 | 0.156 | 0 |  | --> | E11 ex COOLROE | Coolroe [T121,T122] | COOLROE |  | 51.8869 | -8.6187
071923 | MV/LV Substation KI***923 |  | 10 kV | _ | LV | 400 kVA :Kiosk Substation | 0.4 | --> | 0.4 | 0.284 | 5.58 |  | --> | 0.38 | 0 | 0.032 | 0.34 | 0 |  | --> | C14 ex KILCOOLE | Kilcoole [T41,T42] | FASSAROE |  | 53.1145 | -6.0649
064673X | MV/LV Substation ST***673X |  | 10 kV | _ | LV | 50 kVA :Pole Substation | 0.05 | --> | 0.05 | 0 | 0 | Constrained, otherwise capacity available =37 kVA | --> | 0.048 | 0 | 0 | 0 | 0 | Constrained, otherwise capacity available =46 kW | --> | C13 ex MORNINGTON ROAD | Mornington Road [T41,T42] | DRYBRIDGE |  | 53.7181 | -6.3128
154053Y | MV/LV Substation BR***053Y |  | 20 kV | _ | LV | 200 kVA :Pole Substation | 0.2 | --> | 0.2 | 0 | 0 | Constrained, otherwise capacity available =185 kVA | --> | 0.19 | 0 | 0.005 | 0 | 0 | Constrained, otherwise capacity available =184 kW | --> | E12 ex KILCOCK | Kilcock [T421,T422] | GRIFFINRATH |  | 53.4242 | -6.5758
037639X | MV/LV Substation MC***639X |  | 10 kV | _ | LV | 200 kVA :Building Structure | 0.2 | --> | 0.2 | 0 | 0 | Constrained, otherwise capacity available =187 kVA | --> | 0.19 | 0 | 0 | 0 | 0 | Constrained, otherwise capacity available =188 kW | --> | C20 ex CAHIRCALLA | Cahircalla [T41,T42] | ENNIS |  | 52.8245 | -8.9839
055888X | MV/LV Substation LO***888X |  | 10 kV | _ | LV | 100 kVA :Pole Substation | 0.1 | --> | 0.1 | 0 | 0 | Constrained, otherwise capacity available =93 kVA | --> | 0.095 | 0 | 0 | 0 | 0 | Constrained, otherwise capacity available =94 kW | --> | C11 ex MOUNTRATH | Mountrath [T41,T42] | PORTLAOISE |  | 52.9503 | -7.554
003976 | MV/LV Substation BA***976 |  | 10 kV | _ | LV | 50 kVA :Pole Substation | 0.05 | --> | 0.05 | 0.04 | 0.48 |  | --> | 0.048 | 0 | 0 | 0 | 0 | Constrained, otherwise capacity available =46 kW | --> | C15 ex KILMARTIN | Kilmartin [T41] | ARKLOW |  | 53.0542 | -6.0889
017110 | MV/LV Substation CR***110 |  | 20 kV | _ | LV | 200 kVA :Kiosk Substation | 0.2 | --> | 0.2 | 0.146 | 1.98 |  | --> | 0.19 | 0 | 0 | 0 | 0 | Constrained, otherwise capacity available =182 kW | --> | E14 ex RATHKEALE | Rathkeale [T421,T422] | RATHKEALE |  | 52.5178 | -8.7159
137011X | MV/LV Substation CL***011X |  | 10 kV | _ | LV | 50 kVA :Pole Substation | 0.05 | --> | 0.05 | 0.049 | 2 |  | --> | 0.048 | 0 | 0 | 0 | 0 | Constrained, otherwise capacity available =47 kW | --> | C12 ex CAUSEWAY | Causeway [T41,T42] | TRALEE |  | 52.4591 | -9.728
014332Z | MV/LV Substation BA***332Z |  | 20 kV | _ | LV | 50 kVA :Pole Substation | 0.05 | --> | 0.05 | 0.04 | 0.63 |  | --> | 0.048 | 0 | 0.006 | 0 | 0 | Constrained, otherwise capacity available =42 kW | --> | E12 ex KILCULLEN | Kilcullen [T41,T42,T424] | STRATFORD |  | 53.088 | -6.8205
026832X | MV/LV Substation PU***832X |  | 10 kV | _ | LV | 200 kVA :Building Structure | 0.2 | --> | 0.2 | 0 | 0 | Constrained, otherwise capacity available =125 kVA | --> | 0.19 | 0 | 0.043 | 0 | 0 | Constrained, otherwise capacity available =148 kW | --> | C21 ex KINSALE |  |  |  | 51.7359 | -8.4873
006332Y | MV/LV Substation AS***332Y |  | 10 kV | _ | LV | 200 kVA :Kiosk Substation | 0.2 | --> | 0.2 | 0.131 | 3.12 |  | --> | 0.19 | 0 | 0 | 0 | 0 | Constrained, otherwise capacity available =180 kW | --> | C14 ex BELLFIELD | Bellfield [T41,T42] | CRANE |  | 52.512 | -6.5767
066350X | MV/LV Substation OL***350X |  | 10 kV | _ | LV | 630 kVA :Kiosk Substation | 0.63 | --> | 0.63 | 0 | 0 | Constrained, otherwise capacity available =319 kVA | --> | 0.598 | 0 | 0.021 | 0 | 0 | Constrained, otherwise capacity available =539 kW | --> | C21 ex MALAHIDE | Malahide [T41,T42] | GLASMORE |  | 53.4507 | -6.155
067011X | MV/LV Substation G.***011X |  | 10 kV | _ | LV | 630 kVA :Kiosk Substation | 0.63 | --> | 0.63 | 0 | 0 | Constrained, otherwise capacity available =509 kVA | --> | 0.598 | 0 | 0.037 | 0.5 | 0 |  | --> | C16 ex BALLINACURRA | Ballinacurra [T41,T42] | LIMERICK |  | 52.6358 | -8.6444
009175 | MV/LV Substation IN***175 |  | 10 kV | _ | LV | 400 kVA :Building Structure | 0.4 | --> | 0.4 | 0 | 0 |  | --> | 0.38 | 0 | 0.05 | 0 | 0 | Constrained, otherwise capacity available =316 kW | --> | C15 ex WATERFORD IND EST | Waterford Ind Est [T41,T42,T44] | BUTLERSTOWN |  | 52.2472 | -7.1474
164424 | MV/LV Substation MY***424 |  | 10 kV | _ | LV | 50 kVA :Pole Substation | 0.05 | --> | 0.05 | 0 | 0 | Constrained, otherwise capacity available =40 kVA | --> | 0.048 | 0 | 0 | 0 | 0 | Constrained, otherwise capacity available =46 kW | --> | C17 ex SKIBBEREEN | Skibbereen [T41,T42] | DUNMANWAY |  | 51.5676 | -9.1591
0654114 | MV/LV Substation SC***4114 |  | 10 kV | _ | LV | 400 kVA :Building Structure | 0.4 | --> | 0.4 | 0 | 0 | Constrained, otherwise capacity available =317 kVA | --> | 0.38 | 0 | 0.005 | 0.365 | 0 |  | --> | C13 ex STEPHENSTOWN | Stephenstown [T101,T102] | FINGLAS |  | 53.6056 | -6.2021
1394067 | MV/LV Substation CL***4067 |  | 10 kV | _ | LV | 50 kVA :Pole Substation | 0.05 | --> | 0.05 | 0.05 | 4 |  | --> | 0.048 | 0 | 0 | 0 | 0 | Constrained, otherwise capacity available =48 kW | --> | C17 ex BALLYJAMESDUFF | Ballyjamesduff [T41,T42] | SHANKILL |  | 53.8642 | -7.2507
039711X | MV/LV Substation GA***711X |  | 10 kV | _ | LV | 200 kVA :Kiosk Substation | 0.2 | --> | 0.2 | 0 | 0 | Constrained, otherwise capacity available =155 kVA | --> | 0.19 | 0 | 0 | 0.184 | 0 |  | --> | C22 ex GALWAY 110KV | Galway 110kv [T102,T103] | GALWAY 110KV |  | 53.283 | -8.9772
160813Y | MV/LV Substation BA***813Y |  | 10 kV | _ | LV | 400 kVA :Kiosk Substation | 0.4 | --> | 0.4 | 0 | 0 | Constrained, otherwise capacity available =312 kVA | --> | 0.38 | 0 | 0.009 | 0 | 0 | Constrained, otherwise capacity available =361 kW | --> | C16 ex MOUNTMELLICK | Mountmellick [T41,T42] | PORTLAOISE |  | 53.1213 | -7.3148
014314Z | MV/LV Substation KI***314Z |  | 10 kV | _ | LV | 200 kVA :Kiosk Substation | 0.2 | --> | 0.2 | 0 | 0 | Constrained, otherwise capacity available =136 kVA | --> | 0.19 | 0 | 0.054 | 0 | 0 | Constrained, otherwise capacity available =141 kW | --> | C17 ex ATHGARVAN | Athgarvan [T41,T44] | NEWBRIDGE |  | 53.1712 | -6.7923
019254X | MV/LV Substation OA***254X |  | 10 kV | _ | LV | 400 kVA :Kiosk Substation | 0.4 | --> | 0.4 | 0.047 | 0.05 | Constrained, otherwise capacity available =355 kVA | --> | 0.38 | 0 | 0.021 | 0 | 0 | Constrained, otherwise capacity available =358 kW | --> | C17 ex BALLYBEGGAN | Ballybeggan [T43,T44] | TRALEE |  | 52.2797 | -9.6897
0684695 | MV/LV Substation FI***4695 |  | 10 kV | _ | LV | 1000 kVA :Building Structure | 1 | --> | 1 | 0.5 | 4.6 |  | --> | 0.95 | 0 | 0 | 0.5 | 0 |  | --> | C11 ex KINGSBRIDGE | Kingsbridge [T41,T42] | INCHICORE 220KV |  | 53.3526 | -6.2928
250908 | MV/LV Substation PO***908 |  | 10 kV | _ | LV | 200 kVA :Pole Substation | 0.2 | --> | 0.2 | 0.182 | 1.26 |  | --> | 0.19 | 0 | 0 | 0 | 0 | Constrained, otherwise capacity available =188 kW | --> | E16 ex BALLYCROSSAUN | Ballycrossaun [T421,T422] | SOMERSET |  | 53.0913 | -8.2563
031510X | MV/LV Substation BA***510X |  | 20 kV | _ | LV | 50 kVA :Pole Substation | 0.05 | --> | 0.05 | 0 | 0 | Constrained, otherwise capacity available =33 kVA | --> | 0.048 | 0 | 0 | 0 | 0 | Constrained, otherwise capacity available =45 kW | --> | E18 ex SPRINGS | Springs [T421,T422] | DUNGARVAN |  | 52.0153 | -7.5971
068868X | MV/LV Substation GU***868X |  | 10 kV | _ | LV | 1000 kVA :Building Structure | 1 | --> | 1 | 0.5 | 14.34 |  | --> | 0.95 | 0 | 0 | 0.5 | 0 |  | --> | C24 ex NORTH QUAYS | North Quays [T101,T102,T103] | POOLBEG |  | 53.3483 | -6.2419
025194 | MV/LV Substation MO***194 |  | 10 kV | _ | LV | 630 kVA :Building Structure | 0.63 | --> | 0.63 | 0.5 | 2.96 |  | --> | 0.598 | 0 | 0.006 | 0 | 0 | Constrained, otherwise capacity available =581 kW | --> | E17 ex CHARLEVILLE | Charleville [T421,T422] | CHARLEVILLE |  | 52.3572 | -8.6814
093249X | MV/LV Substation EL***249X |  | 10 kV | _ | LV | 400 kVA :Kiosk Substation | 0.4 | --> | 0.4 | 0.291 | 12.96 |  | --> | 0.38 | 0 | 0.029 | 0.343 | 0 |  | --> | C20 ex ARTANE | Artane [T101,T102] | FINGLAS |  | 53.3774 | -6.2209
0444019 | MV/LV Substation FO***4019 |  | 20 kV | _ | LV | 200 kVA :Kiosk Substation | 0.2 | --> | 0.2 | 0.152 | 0.43 |  | --> | 0.19 | 0 | 0.005 | 0 | 0 | Constrained, otherwise capacity available =180 kW | --> | C21 ex SWINFORD | Swinford [T41,T42] | CASTLEBAR |  | 53.9815 | -9.1164
054008X | MV/LV Substation CO***008X |  | 20 kV | _ | LV | 50 kVA :Pole Substation | 0.05 | --> | 0.05 | 0 | 0 | Constrained, otherwise capacity available =50 kVA | --> | 0.048 | 0 | 0 | 0 | 0 | Constrained, otherwise capacity available =48 kW | --> | C15 ex MOUNTRATH | Mountrath [T41,T42] | PORTLAOISE |  | 52.8625 | -7.4174
064598 | MV/LV Substation MA***598 |  | 20 kV | _ | LV | 400 kVA :Kiosk Substation | 0.4 | --> | 0.4 | 0 | 0 | Constrained, otherwise capacity available =225 kVA | --> | 0.38 | 0 | 0.075 | 0 | 0 | Constrained, otherwise capacity available =300 kW | --> | E15 ex DULEEK | Duleek [T421,T422] | DRYBRIDGE |  | 53.6568 | -6.4159
233898 | MV/LV Substation CU***898 |  | 20 kV | _ | LV | 200 kVA :Pole Substation | 0.2 | --> | 0.2 | 0 | 0 | Constrained, otherwise capacity available =165 kVA | --> | 0.19 | 0 | 0.011 | 0 | 0 | Constrained, otherwise capacity available =177 kW | --> | C21 ex CASTLEISLAND | Castleisland [T41,T42] | TRALEE |  | 52.1847 | -9.4969
036092 | MV/LV Substation CL***092 |  | 20 kV | _ | LV | 200 kVA :Pole Substation | 0.2 | --> | 0.2 | 0 | 0 | Constrained, otherwise capacity available =200 kVA | --> | 0.19 | 0 | 0 | 0 | 0 | Constrained, otherwise capacity available =190 kW | --> | E20 ex GARRANACANTY | Garranacanty [T421,T422] | TIPPERARY |  | 52.5614 | -8.0034
075973 | MV/LV Substation IS***973 |  | 20 kV | _ | LV | 100 kVA :Pole Substation | 0.1 | --> | 0.1 | 0.089 | 4.38 |  | --> | 0.095 | 0 | 0.011 | 0.085 | 0 |  | --> | E17 ex CRANE | Crane [T122] | CRANE |  | 52.5304 | -6.3149
238832X | MV/LV Substation MO***832X |  | 20 kV | _ | LV | 50 kVA :Pole Substation | 0.05 | --> | 0.05 | 0 | 0 | Constrained, otherwise capacity available =33 kVA | --> | 0.048 | 0 | 0 | 0 | 0 | Constrained, otherwise capacity available =45 kW | --> | E18 ex BALLINROBE | Ballinrobe [T421,T422] | DALTON |  | 53.6548 | -9.3677
293312 | MV/LV Substation MA***312 |  | 20 kV | _ | LV | 50 kVA :Pole Substation | 0.05 | --> | 0.05 | 0 | 0 | Constrained, otherwise capacity available =33 kVA | --> | 0.048 | 0 | 0.026 | 0 | 0 | Constrained, otherwise capacity available =26 kW | --> | E12 ex BALTINGLASS | Baltinglass [T421,T422] | STRATFORD |  | 52.984 | -6.6829
081377Z | MV/LV Substation SP***377Z |  | 10 kV | _ | LV | 400 kVA :Kiosk Substation | 0.4 | --> | 0.4 | 0 | 0 | Constrained, otherwise capacity available =322 kVA | --> | 0.38 | 0 | 0 | 0 | 0 | Constrained, otherwise capacity available =369 kW | --> | C19 ex CELBRIDGE | Celbridge [T41,T42] | GRIFFINRATH |  | 53.3077 | -6.6224
132205Y | MV/LV Substation BA***205Y |  | 10 kV | _ | LV | 400 kVA :Kiosk Substation | 0.4 | --> | 0.4 | 0 | 0 | Constrained, otherwise capacity available =374 kVA | --> | 0.38 | 0 | 0.005 | 0 | 0 | Constrained, otherwise capacity available =373 kW | --> | C17 ex LOUGHREA | Loughrea [T41,T42] | SOMERSET |  | 53.1956 | -8.5569
0524704 | MV/LV Substation KI***4704 |  | 20 kV | _ | LV | 50 kVA :Pole Substation | 0.05 | --> | 0.05 | 0 | 0 | Constrained, otherwise capacity available =44 kVA | --> | 0.048 | 0 | 0.005 | 0 | 0 | Constrained, otherwise capacity available =43 kW | --> | C15 ex DELVIN | Delvin [T41,T42] | MULLINGAR |  | 53.5846 | -7.1324
007757Y | MV/LV Substation HO***757Y |  | 20 kV | _ | LV | 100 kVA :Pole Substation | 0.1 | --> | 0.1 | 0.081 | 16.12 |  | --> | 0.095 | 0 | 0.006 | 0.088 | 0 |  | --> | E17 ex WEXFORD | Wexford [T121,T122] | WEXFORD |  | 52.3182 | -6.7211
137299 | MV/LV Substation RA***299 |  | 10 kV | _ | LV | 100 kVA :Pole Substation | 0.1 | --> | 0.1 | 0.1 | 2 |  | --> | 0.095 | 0 | 0 | 0 | 0 | Constrained, otherwise capacity available =95 kW | --> | C14 ex CAUSEWAY | Causeway [T41,T42] | TRALEE |  | 52.4432 | -9.6576
066338Z | MV/LV Substation AI***338Z |  | 10 kV | _ | LV | 630 kVA :Building Structure | 0.63 | --> | 0.63 | 0 | 0 | Constrained, otherwise capacity available =456 kVA | --> | 0.598 | 0 | 0 | 0 | 0 | Constrained, otherwise capacity available =574 kW | --> | E17 ex GLASMORE | Glasmore [T421,T422] | GLASMORE |  | 53.4495 | -6.2188
061829 | MV/LV Substation SH***829 |  | 10 kV | _ | LV | 50 kVA :Pole Substation | 0.05 | --> | 0.05 | 0.047 | 2.04 |  | --> | 0.048 | 0 | 0.004 | 0 | 0 | Constrained, otherwise capacity available =44 kW | --> | C19 ex BALLYBAY | Ballybay [T41,T42] | LISDRUM |  | 54.0452 | -6.8656
281584X | MV/LV Substation BE***584X |  | 10 kV | _ | LV | 400 kVA :Kiosk Substation | 0.4 | --> | 0.4 | 0 | 0 | Constrained, otherwise capacity available =288 kVA | --> | 0.38 | 0 | 0.054 | 0.324 | 0 |  | --> | C21 ex BALLINCOLLIG | Ballincollig [T41,T42] | KILBARRY |  | 51.885 | -8.5849
365255Y | MV/LV Substation RE***255Y |  | 10 kV | _ | LV | 200 kVA :Kiosk Substation | 0.2 | --> | 0.2 | 0 | 0 | Constrained, otherwise capacity available =182 kVA | --> | 0.19 | 0 | 0 | 0.188 | 0 |  | --> | C22 ex BALLYMOUNT | Ballymount [T41,T42] | INCHICORE 220KV |  | 53.321 | -6.3693
053049Z | MV/LV Substation BA***049Z |  | 10 kV | _ | LV | 50 kVA :Pole Substation | 0.05 | --> | 0.05 | 0.05 | 2.39 |  | --> | 0.048 | 0 | 0 | 0 | 0 | Constrained, otherwise capacity available =47 kW | --> | C12 ex SRAH | Srah [T41,T42] | THORNSBERRY |  | 53.295 | -7.5362
014610Z | MV/LV Substation CN***610Z |  | 10 kV | _ | LV | 200 kVA :Kiosk Substation | 0.2 | --> | 0.2 | 0.2 | 0.63 |  | --> | 0.19 | 0 | 0 | 0 | 0 | Constrained, otherwise capacity available =190 kW | --> | C17 ex KILCULLEN | Kilcullen [T41,T42,T424] | STRATFORD |  | 53.1286 | -6.7572
062161X | MV/LV Substation FR***161X |  | 10 kV | _ | LV | 630 kVA :Building Structure | 0.63 | --> | 0.63 | 0.5 | 2.33 |  | --> | 0.598 | 0 | 0 | 0 | 0 | Constrained, otherwise capacity available =597 kW | --> | C13 ex DUNDALK | Dundalk [T41,T42] | DUNDALK |  | 53.9965 | -6.4144
2484136 | MV/LV Substation CO***4136 |  | 20 kV | _ | LV | 50 kVA :Pole Substation | 0.05 | --> | 0.05 | 0.05 | 0.33 |  | --> | 0.048 | 0 | 0 | 0 | 0 | Constrained, otherwise capacity available =48 kW | --> | E33 ex TRIM | Trim [T421] | NAVAN |  | 53.4419 | -6.8261
132209Y | MV/LV Substation CO***209Y |  | 20 kV | _ | LV | 50 kVA :Pole Substation | 0.05 | --> | 0.05 | 0.049 | 1.62 |  | --> | 0.048 | 0 | 0 | 0 | 0 | Constrained, otherwise capacity available =47 kW | --> | C16 ex CURRA | Curra [T41] | SOMERSET |  | 53.0633 | -8.4224
006479X | MV/LV Substation OY***479X |  | 20 kV | _ | LV | 100 kVA :Pole Substation | 0.1 | --> | 0.1 | 0.088 | 16.12 |  | --> | 0.095 | 0 | 0.016 | 0.082 | 0 |  | --> | E21 ex WEXFORD | Wexford [T121,T122] | WEXFORD |  | 52.4245 | -6.5238
138758 | MV/LV Substation GR***758 |  | 10 kV | _ | LV | 50 kVA :Pole Substation | 0.05 | --> | 0.05 | 0.044 | 2.18 |  | --> | 0.048 | 0 | 0 | 0 | 0 | Constrained, otherwise capacity available =47 kW | --> | C18 ex BAILIEBORO | Bailieboro [T41,T42] | MEATH HILL |  | 53.8952 | -6.9668
281152Y | MV/LV Substation CA***152Y |  | 10 kV | _ | LV | 200 kVA :Kiosk Substation | 0.2 | --> | 0.2 | 0 | 0 | Constrained, otherwise capacity available =132 kVA | --> | 0.19 | 0 | 0.011 | 0 | 0 | Constrained, otherwise capacity available =172 kW | --> | C20 ex DENNEHYS CROSS | Dennehys Cross [T41,T42] | TRABEG |  | 51.878 | -8.5113
063046 | MV/LV Substation RI***046 |  | 10 kV | _ | LV | 200 kVA :Pole Substation | 0.2 | --> | 0.2 | 0 | 0 | Constrained, otherwise capacity available =196 kVA | --> | 0.19 | 0 | 0 | 0 | 0 | Constrained, otherwise capacity available =190 kW | --> | C15 ex STICKILLEN | Stickillen [T41,T42] | DRYBRIDGE |  | 53.782 | -6.6726
266725 | MV/LV Substation AR***725 |  | 20 kV | _ | LV | 400 kVA :Kiosk Substation | 0.4 | --> | 0.4 | 0 | 0 | Constrained, otherwise capacity available =346 kVA | --> | 0.38 | 0 | 0 | 0 | 0 | Constrained, otherwise capacity available =372 kW | --> | E18 ex CARNDONAGH | Carndonagh [T421,T422] | TRILLICK |  | 55.2427 | -7.2653
070626 | MV/LV Substation WO***626 |  | 10 kV | _ | LV | 50 kVA :Pole Substation | 0.05 | --> | 0.05 | 0.043 | 2.63 |  | --> | 0.048 | 0 | 0 | 0.046 | 0 |  | --> | C12 ex CLOONBANNIN | Cloonbannin [T42] | GLENLARA |  | 52.1435 | -9.123
005674X | MV/LV Substation RI***674X |  | 20 kV | _ | LV | 630 kVA :Kiosk Substation | 0.63 | --> | 0.63 | 0.5 | 17.8 |  | --> | 0.598 | 0 | 0.004 | 0.5 | 0 |  | --> | E13 ex BANOGE | Banoge [T121,T122] | BANOGE |  | 52.6451 | -6.2392
004179 | MV/LV Substation PA***179 |  | 10 kV | _ | LV | 50 kVA :Pole Substation | 0.05 | --> | 0.05 | 0 | 0 | Constrained, otherwise capacity available =49 kVA | --> | 0.048 | 0 | 0 | 0 | 0 | Constrained, otherwise capacity available =47 kW | --> | C23 ex TINAHASK | Tinahask [T41,T42] | ARKLOW |  | 52.749 | -6.3347
089323 | MV/LV Substation SL***323 |  | 20 kV | _ | LV | 200 kVA :Pole Substation | 0.2 | --> | 0.2 | 0.137 | 9.1 |  | --> | 0.19 | 0 | 0.045 | 0 | 0 | Constrained, otherwise capacity available =148 kW | --> | E17 ex ARDNAREE | Ardnaree [T42,T421] | MOY |  | 54.1203 | -9.1365
001788 | MV/LV Substation SO***788 |  | 10 kV | _ | LV | 400 kVA :Kiosk Substation | 0.4 | --> | 0.4 | 0.332 | 1.55 |  | --> | 0.38 | 0 | 0 | 0.371 | 0 |  | --> | C16 ex MONKSTOWN | Monkstown [T41,T42] | BLACKROCK |  | 53.2926 | -6.1594
0554461 | MV/LV Substation SP***4461 |  | 10 kV | _ | LV | 400 kVA :Kiosk Substation | 0.4 | --> | 0.4 | 0 | 0 | Constrained, otherwise capacity available =320 kVA | --> | 0.38 | 0 | 0 | 0 | 0 | Constrained, otherwise capacity available =369 kW | --> | C16 ex RATHDOWNEY | Rathdowney [T42] | IKERRIN |  | 52.8513 | -7.5814
066614 | MV/LV Substation AN***614 |  | 10 kV | _ | LV | 200 kVA :Kiosk Substation | 0.2 | --> | 0.2 | 0 | 0 | Constrained, otherwise capacity available =189 kVA | --> | 0.19 | 0 | 0 | 0 | 0 | Constrained, otherwise capacity available =188 kW | --> | C13 ex MALAHIDE | Malahide [T41,T42] | GLASMORE |  | 53.4226 | -6.1749
184926 | MV/LV Substation DE***926 |  | 10 kV | _ | LV | 50 kVA :Pole Substation | 0.05 | --> | 0.05 | 0.046 | 3.38 |  | --> | 0.048 | 0 | 0 | 0 | 0 | Constrained, otherwise capacity available =47 kW | --> | C17 ex CASTLEBLAYNEY | Castleblayney [T41,T42] | DUNDALK |  | 54.1112 | -6.7897
154018Z | MV/LV Substation SU***018Z |  | 10 kV | _ | LV | 200 kVA :Kiosk Substation | 0.2 | --> | 0.2 | 0 | 0 | Constrained, otherwise capacity available =176 kVA | --> | 0.19 | 0 | 0.027 | 0 | 0 | Constrained, otherwise capacity available =167 kW | --> | C12 ex COOLMINE | Coolmine [T41,T42] | FINGLAS |  | 53.3864 | -6.3935
031141 | MV/LV Substation CL***141 |  | 20 kV | _ | LV | 400 kVA :Kiosk Substation | 0.4 | --> | 0.4 | 0 | 0 | Constrained, otherwise capacity available =292 kVA | --> | 0.38 | 0 | 0.015 | 0 | 0 | Constrained, otherwise capacity available =354 kW | --> | E12 ex SPRINGS | Springs [T421,T422] | DUNGARVAN |  | 52.0822 | -7.6409
288109X | MV/LV Substation KI***109X |  | 10 kV | _ | LV | 400 kVA :Kiosk Substation | 0.4 | --> | 0.4 | 0 | 0 | Constrained, otherwise capacity available =306 kVA | --> | 0.38 | 0 | 0.018 | 0.354 | 0 |  | --> | C19 ex CARRICKMINES | Carrickmines [T41,T42] | CARRICKMINES |  | 53.2604 | -6.2087
009109 | MV/LV Substation BA***109 |  | 10 kV | _ | LV | 630 kVA :Kiosk Substation | 0.63 | --> | 0.63 | 0 | 0 | Constrained, otherwise capacity available =538 kVA | --> | 0.598 | 0 | 0.02 | 0 | 0 | Constrained, otherwise capacity available =571 kW | --> | C18 ex WATERFORD IND EST | Waterford Ind Est [T41,T42,T44] | BUTLERSTOWN |  | 52.2435 | -7.147
011320X | MV/LV Substation GA***320X |  | 10 kV | _ | LV | 200 kVA :Kiosk Substation | 0.2 | --> | 0.2 | 0.106 | 5.05 |  | --> | 0.19 | 0 | 0.033 | 0 | 0 | Constrained, otherwise capacity available =152 kW | --> | C13 ex MCDONAGH | Mcdonagh [T41,T42] | KILKENNY |  | 52.6631 | -7.2295
063532X | MV/LV Substation CL***532X |  | 10 kV | _ | LV | 100 kVA :Pole Substation | 0.1 | --> | 0.1 | 0 | 0 | Constrained, otherwise capacity available =83 kVA | --> | 0.095 | 0 | 0 | 0 | 0 | Constrained, otherwise capacity available =93 kW | --> | C15 ex STICKILLEN | Stickillen [T41,T42] | DRYBRIDGE |  | 53.8468 | -6.6564
065059Z | MV/LV Substation BU***059Z |  | 10 kV | _ | LV | 400 kVA :Kiosk Substation | 0.4 | --> | 0.4 | 0 | 0 | Constrained, otherwise capacity available =376 kVA | --> | 0.38 | 0 | 0 | 0 | 0 | Constrained, otherwise capacity available =377 kW | --> | C15 ex BALBRIGGAN | Balbriggan [T41] | GLASMORE |  | 53.6059 | -6.191
022324 | MV/LV Substation CO***324 |  | 10 kV | _ | LV | 100 kVA :Pole Substation | 0.1 | --> | 0.1 | 0 | 0 | Constrained, otherwise capacity available =84 kVA | --> | 0.095 | 0 | 0 | 0 | 0 | Constrained, otherwise capacity available =93 kW | --> | C15 ex SCARTEEN | Scarteen [T41,T42] | MALLOW |  | 52.1269 | -8.6666
2334125 | MV/LV Substation DO***4125 |  | 10 kV | _ | LV | 100 kVA :Pole Substation | 0.1 | --> | 0.1 | 0 | 0 | Constrained, otherwise capacity available =93 kVA | --> | 0.095 | 0 | 0 | 0 | 0 | Constrained, otherwise capacity available =94 kW | --> | C23 ex CASTLEISLAND | Castleisland [T41,T42] | TRALEE |  | 52.2517 | -9.4642
067177Z | MV/LV Substation EA***177Z |  | 10 kV | _ | LV | 400 kVA :Building Structure | 0.4 | --> | 0.4 | 0 | 0 | Constrained, otherwise capacity available =302 kVA | --> | 0.38 | 0 | 0.04 | 0.337 | 0 |  | --> | C22 ex GARRYOWEN | Garryowen [T41,T42] | LIMERICK |  | 52.6519 | -8.5845
047663 | MV/LV Substation CR***663 |  | 20 kV | _ | LV | 50 kVA :Pole Substation | 0.05 | --> | 0.05 | 0.043 | 1.04 |  | --> | 0.048 | 0 | 0 | 0 | 0 | Constrained, otherwise capacity available =46 kW | --> | C18 ex BOYLE | Boyle [T41,T42] | CARRICK ON SHANNON |  | 53.9164 | -8.2227
071044 | MV/LV Substation KI***044 |  | 10 kV | _ | LV | 400 kVA :Kiosk Substation | 0.4 | --> | 0.4 | 0 | 0 | Constrained, otherwise capacity available =255 kVA | --> | 0.38 | 0 | 0.037 | 0.332 | 0 |  | --> | C11 ex GREYSTONES | Greystones [T41,T42] | FASSAROE |  | 53.142 | -6.0795
074406X | MV/LV Substation CO***406X |  | 20 kV | _ | LV | 50 kVA :Pole Substation | 0.05 | --> | 0.05 | 0.044 | 8.5 |  | --> | 0.048 | 0 | 0.01 | 0 | 0 | Constrained, otherwise capacity available =39 kW | --> | E14 ex ARIGNA | Arigna [T121] | ARIGNA |  | 54.0391 | -8.0352
025133X | MV/LV Substation RI***133X |  | 10 kV | _ | LV | 100 kVA :Pole Substation | 0.1 | --> | 0.1 | 0 | 0 | Constrained, otherwise capacity available =73 kVA | --> | 0.095 | 0 | 0 | 0 | 0 | Constrained, otherwise capacity available =91 kW | --> | C11 ex KILMALLOCK | Kilmallock [T41,T42] | CHARLEVILLE |  | 52.3878 | -8.5412
377943X | MV/LV Substation DE***943X |  | 20 kV | _ | LV | 50 kVA :Pole Substation | 0.05 | --> | 0.05 | 0 | 0 | Constrained, otherwise capacity available =49 kVA | --> | 0.048 | 0 | 0 | 0 | 0 | Constrained, otherwise capacity available =47 kW | --> | E12 ex GURRANEBANE | Gurranebane [T421,T422] | OUGHTRAGH |  | 51.9702 | -10.1764
071509 | MV/LV Substation BU***509 |  | 10 kV | _ | LV | 50 kVA :Pole Substation | 0.05 | --> | 0.05 | 0.039 | 5.58 |  | --> | 0.048 | 0 | 0 | 0.046 | 0 |  | --> | C14 ex KILCOOLE | Kilcoole [T41,T42] | FASSAROE |  | 53.1054 | -6.0718
082997X | MV/LV Substation AQ***997X |  | 20 kV | _ | LV | 50 kVA :Pole Substation | 0.05 | --> | 0.05 | 0.05 | 0.64 |  | --> | 0.048 | 0 | 0 | 0 | 0 | Constrained, otherwise capacity available =48 kW | --> | E14 ex RANDALSTOWN | Randalstown [T422] | NAVAN |  | 53.7542 | -6.7445
0814166 | MV/LV Substation CA***4166 |  | 10 kV | _ | LV | 630 kVA :Building Structure | 0.63 | --> | 0.63 | 0.5 | 7.91 |  | --> | 0.598 | 0 | 0.008 | 0.5 | 0 |  | --> | C26 ex PELLETSTOWN | Pelletstown [T101,T102] | FINGLAS |  | 53.3734 | -6.3609
281321 | MV/LV Substation UC***321 |  | 10 kV | _ | LV | 50 kVA :Pole Substation | 0.05 | --> | 0.05 | 0 | 0 | Constrained, otherwise capacity available =46 kVA | --> | 0.048 | 0 | 0 | 0.047 | 0 |  | --> | C21 ex BALLINCOLLIG | Ballincollig [T41,T42] | KILBARRY |  | 51.8787 | -8.5891
034050 | MV/LV Substation CL***050 |  | 10 kV | _ | LV | 400 kVA :Building Structure | 0.4 | --> | 0.4 | 0.332 | 0.95 |  | --> | 0.38 | 0 | 0 | 0 | 0 | Constrained, otherwise capacity available =371 kW | --> | C15 ex SPA ROAD | Spa Road [T41,T42] | DOON |  | 52.3515 | -7.7038
019754 | MV/LV Substation CU***754 |  | 10 kV | _ | LV | 200 kVA :Pole Substation | 0.2 | --> | 0.2 | 0.197 | 1.54 |  | --> | 0.19 | 0 | 0 | 0 | 0 | Constrained, otherwise capacity available =190 kW | --> | C22 ex BALLYARD | Ballyard [T41,T42] | TRALEE |  | 52.2417 | -9.7965
122008X | MV/LV Substation AN***008X |  | 10 kV | _ | LV | 200 kVA :Kiosk Substation | 0.2 | --> | 0.2 | 0.162 | 4.18 |  | --> | 0.19 | 0 | 0.03 | 0 | 0 | Constrained, otherwise capacity available =162 kW | --> | C18 ex KINGSCOURT | Kingscourt [T41,T42] | MEATH HILL |  | 53.9048 | -6.8147
281277Y | MV/LV Substation AL***277Y |  | 10 kV | _ | LV | 400 kVA :Kiosk Substation | 0.4 | --> | 0.4 | 0.34 | 5.49 |  | --> | 0.38 | 0 | 0.02 | 0.357 | 0 |  | --> | C20 ex TRABEG | Trabeg [T101,T102] | TRABEG |  | 51.8792 | -8.4487
082046 | MV/LV Substation TR***046 |  | 10 kV | _ | LV | 200 kVA :Pole Substation | 0.2 | --> | 0.2 | 0 | 0 | Constrained, otherwise capacity available =136 kVA | --> | 0.19 | 0 | 0 | 0 | 0 | Constrained, otherwise capacity available =181 kW | --> | C32 ex ACADEMY STREET | Academy Street [T421,T422,T44] | NAVAN |  | 53.6444 | -6.6876
365556X | MV/LV Substation ME***556X |  | 10 kV | _ | LV | 400 kVA :Kiosk Substation | 0.4 | --> | 0.4 | 0 | 0 | Constrained, otherwise capacity available =276 kVA | --> | 0.38 | 0 | 0 | 0.363 | 0 |  | --> | C14 ex BALLYMOUNT | Ballymount [T41,T42] | INCHICORE 220KV |  | 53.3167 | -6.3543
064223Z | MV/LV Substation LI***223Z |  | 10 kV | _ | LV | 400 kVA :Kiosk Substation | 0.4 | --> | 0.4 | 0 | 0 | Constrained, otherwise capacity available =282 kVA | --> | 0.38 | 0 | 0 | 0 | 0 | Constrained, otherwise capacity available =364 kW | --> | C18 ex RATHMULLAN | Rathmullan [T41,T42] | DRYBRIDGE |  | 53.7062 | -6.3701
305441 | MV/LV Substation CO***441 |  | 10 kV | _ | LV | 50 kVA :Pole Substation | 0.05 | --> | 0.05 | 0.045 | 0.3 |  | --> | 0.048 | 0 | 0 | 0 | 0 | Constrained, otherwise capacity available =47 kW | --> | C15 ex BANAGHER | Banagher [T41,T42] | DALLOW |  | 53.189 | -7.9627
003242Y | MV/LV Substation KE***242Y |  | 10 kV | _ | LV | 400 kVA :Building Structure | 0.4 | --> | 0.4 | 0.397 | 11.58 |  | --> | 0.38 | 0 | 0 | 0 | 0 | Constrained, otherwise capacity available =380 kW | --> | C18 ex BALLYBEG | Ballybeg [T101,T102] | CARRICKMINES |  | 52.9563 | -6.1672
0254280 | MV/LV Substation RO***4280 |  | 20 kV | _ | LV | 50 kVA :Pole Substation | 0.05 | --> | 0.05 | 0.03 | 6.21 |  | --> | 0.048 | 0 | 0 | 0 | 0 | Constrained, otherwise capacity available =45 kW | --> | E28 ex MILFORD (MWR) | Milford (mwr) [T422] | CHARLEVILLE |  | 52.3993 | -8.7693
210530Y | MV/LV Substation LI***530Y |  | 10 kV | _ | LV | 100 kVA :Pole Substation | 0.1 | --> | 0.1 | 0 | 0 | Constrained, otherwise capacity available =47 kVA | --> | 0.095 | 0 | 0.024 | 0 | 0 | Constrained, otherwise capacity available =70 kW | --> | C24 ex CARRICKMACROSS | Carrickmacross [T41,T42] | MEATH HILL |  | 54.0304 | -6.756
253616Y | MV/LV Substation GL***616Y |  | 20 kV | _ | LV | 50 kVA :Pole Substation | 0.05 | --> | 0.05 | 0 | 0 | Constrained, otherwise capacity available =20 kVA | --> | 0.048 | 0 | 0 | 0 | 0 | Constrained, otherwise capacity available =43 kW | --> | E15 ex GLENAMADDY | Glenamaddy [T422] | ATHLONE |  | 53.6306 | -8.5684
377468 | MV/LV Substation CA***468 |  | 20 kV | _ | LV | 50 kVA :Pole Substation | 0.05 | --> | 0.05 | 0 | 0 | Constrained, otherwise capacity available =10 kVA | --> | 0.048 | 0 | 0 | 0 | 0 | Constrained, otherwise capacity available =42 kW | --> | E12 ex GURRANEBANE | Gurranebane [T421,T422] | OUGHTRAGH |  | 51.986 | -10.0809
032067Y | MV/LV Substation GA***067Y |  | 10 kV | _ | LV | 630 kVA :Building Structure | 0.63 | --> | 0.63 | 0 | 0 | Constrained, otherwise capacity available =490 kVA | --> | 0.598 | 0 | 0.011 | 0 | 0 | Constrained, otherwise capacity available =571 kW | --> | C16 ex TRAMORE | Tramore [T41,T42] | BUTLERSTOWN |  | 52.16 | -7.1516
008712X | MV/LV Substation CL***712X |  | 20 kV | _ | LV | 50 kVA :Pole Substation | 0.05 | --> | 0.05 | 0.038 | 0.2 |  | --> | 0.048 | 0 | 0.006 | 0 | 0 | Constrained, otherwise capacity available =41 kW | --> | E15 ex BEALISTOWN | Bealistown [T421,T422] | GREAT ISLAND |  | 52.2967 | -6.7672
004459 | MV/LV Substation BA***459 |  | 10 kV | _ | LV | 50 kVA :Pole Substation | 0.05 | --> | 0.05 | 0.042 | 0.45 |  | --> | 0.048 | 0 | 0 | 0 | 0 | Constrained, otherwise capacity available =46 kW | --> | C12 ex KILMAGIG | Kilmagig [T42] | ARKLOW |  | 52.8656 | -6.2197
154164Z | MV/LV Substation VE***164Z |  | 10 kV | _ | LV | 630 kVA :Kiosk Substation | 0.63 | --> | 0.63 | 0 | 0 | Constrained, otherwise capacity available =498 kVA | --> | 0.598 | 0 | 0 | 0 | 0 | Constrained, otherwise capacity available =580 kW | --> | C12 ex COOLMINE | Coolmine [T41,T42] | FINGLAS |  | 53.3889 | -6.3943
068644 | MV/LV Substation CR***644 |  | 10 kV | _ | LV | 400 kVA :Kiosk Substation | 0.4 | --> | 0.4 | 0.27 | 1.86 |  | --> | 0.38 | 0 | 0.037 | 0.334 | 0 |  | --> | C20 ex FAIRVIEW | Fairview [T41] | MCDERMOTT |  | 53.3695 | -6.2374
1384120 | MV/LV Substation TA***4120 |  | 10 kV | _ | LV | 400 kVA :Kiosk Substation | 0.4 | --> | 0.4 | 0.4 | 2.18 |  | --> | 0.38 | 0 | 0 | 0 | 0 | Constrained, otherwise capacity available =380 kW | --> | C24 ex BAILIEBORO | Bailieboro [T41,T42] | MEATH HILL |  | 53.9119 | -6.9697
2534585 | MV/LV Substation SH***4585 |  | 20 kV | _ | LV | 100 kVA :Pole Substation | 0.1 | --> | 0.1 | 0 | 0 | Constrained, otherwise capacity available =100 kVA | --> | 0.095 | 0 | 0 | 0 | 0 | Constrained, otherwise capacity available =95 kW | --> | E13 ex HEADFORD | Headford [T41,T42] | CLOON |  | 53.5291 | -9.0815
012745X | MV/LV Substation MO***745X |  | 20 kV | _ | LV | 30 kVA :Pole Substation | 0.03 | --> | 0.03 | 0.03 | 2.83 |  | --> | 0.028 | 0 | 0 | 0 | 0 | Constrained, otherwise capacity available =28 kW | --> | E11 ex BAGENALSTOWN | Bagenalstown [T421,T422] | CARLOW |  | 52.6992 | -6.9756
015971 | MV/LV Substation AR***971 |  | 20 kV | _ | LV | 100 kVA :Pole Substation | 0.1 | --> | 0.1 | 0 | 0 | Constrained, otherwise capacity available =70 kVA | --> | 0.095 | 0 | 0.01 | 0 | 0 | Constrained, otherwise capacity available =84 kW | --> | E13 ex BLESSINGTON | Blessington [T421,T422] | KILTEEL |  | 53.1242 | -6.6484
0684436 | MV/LV Substation VE***4436 |  | 10 kV | _ | LV | 630 kVA :Building Structure | 0.63 | --> | 0.63 | 0 | 0 | Constrained, otherwise capacity available =545 kVA | --> | 0.598 | 0 | 0.003 | 0.5 | 0 |  | --> | C18 ex CLONTARF | Clontarf [T42] | FINGLAS |  | 53.3697 | -6.1996
037207 | MV/LV Substation MA***207 |  | 10 kV | _ | LV | 50 kVA :Pole Substation | 0.05 | --> | 0.05 | 0 | 0 | Constrained, otherwise capacity available =10 kVA | --> | 0.048 | 0 | 0.01 | 0 | 0 | Constrained, otherwise capacity available =34 kW | --> | C15 ex CAHIRCALLA | Cahircalla [T41,T42] | ENNIS |  | 52.7979 | -8.9248
067084X | MV/LV Substation CL***084X |  | 10 kV | _ | LV | 400 kVA :Kiosk Substation | 0.4 | --> | 0.4 | 0 | 0 | Constrained, otherwise capacity available =300 kVA | --> | 0.38 | 0 | 0.045 | 0 | 0 | Constrained, otherwise capacity available =333 kW | --> | C20 ex CAHERDAVIN | Caherdavin [T41,T42] | ARDNACRUSHA |  | 52.6755 | -8.6843
022870 | MV/LV Substation PO***870 |  | 10 kV | _ | LV | 630 kVA :Building Structure | 0.63 | --> | 0.63 | 0.445 | 2.24 |  | --> | 0.598 | 0 | 0 | 0 | 0 | Constrained, otherwise capacity available =573 kW | --> | C13 ex CASTLETOWNROCHE | Castletownroche [T41] | MALLOW |  | 52.1545 | -8.5088
154466Z | MV/LV Substation HO***466Z |  | 20 kV | _ | LV | 50 kVA :Pole Substation | 0.05 | --> | 0.05 | 0 | 0 | Constrained, otherwise capacity available =45 kVA | --> | 0.048 | 0 | 0 | 0 | 0 | Constrained, otherwise capacity available =47 kW | --> | C21 ex MONEYCOOLEY | Moneycooley [T41,T42,T44] | GRIFFINRATH |  | 53.3937 | -6.5397
127447Y | MV/LV Substation CA***447Y |  | 10 kV | _ | LV | 100 kVA :Pole Substation | 0.1 | --> | 0.1 | 0 | 0 | Constrained, otherwise capacity available =72 kVA | --> | 0.095 | 0 | 0.005 | 0 | 0 | Constrained, otherwise capacity available =87 kW | --> | C11 ex LOUGHTAGALLA | Loughtagalla [T41,T42] | THURLES |  | 52.6745 | -7.7134
036573X | MV/LV Substation CO***573X |  | 20 kV | _ | LV | 50 kVA :Pole Substation | 0.05 | --> | 0.05 | 0 | 0 | Constrained, otherwise capacity available =44 kVA | --> | 0.048 | 0 | 0 | 0 | 0 | Constrained, otherwise capacity available =47 kW | --> | E33 ex CAPPAMORE | Cappamore [T41,T42] | ARDNACRUSHA |  | 52.5403 | -8.3613
031497Y | MV/LV Substation CO***497Y |  | 10 kV | _ | LV | 1000 kVA :Building Structure | 1 | --> | 1 | 0 | 0 | Constrained, otherwise capacity available =954 kVA | --> | 0.95 | 0 | 0.005 | 0 | 0 | Constrained, otherwise capacity available =940 kW | --> | C11 ex COLLIGAN | Colligan [T41,T42] | DUNGARVAN |  | 52.0977 | -7.6085
081058Z | MV/LV Substation LI***058Z |  | 10 kV | _ | LV | 630 kVA :Building Structure | 0.63 | --> | 0.63 | 0 | 0 | Constrained, otherwise capacity available =406 kVA | --> | 0.598 | 0 | 0 | 0 | 0 | Constrained, otherwise capacity available =569 kW | --> | C19 ex PALMERSTOWN | Palmerstown [T41,T42] | FINGLAS |  | 53.3524 | -6.3907
067208 | MV/LV Substation MO***208 |  | 10 kV | _ | LV | 400 kVA :Kiosk Substation | 0.4 | --> | 0.4 | 0 | 0 | Constrained, otherwise capacity available =400 kVA | --> | 0.38 | 0 | 0 | 0 | 0 | Constrained, otherwise capacity available =380 kW | --> | C14 ex MOYLISH | Moylish [T41,T42] | ARDNACRUSHA |  | 52.6775 | -8.6431
052006Y | MV/LV Substation SE***006Y |  | 20 kV | _ | LV | 100 kVA :Pole Substation | 0.1 | --> | 0.1 | 0.089 | 2.22 |  | --> | 0.095 | 0 | 0 | 0.094 | 0 |  | --> | E13 ex CLARA | Clara [T421,T422] | THORNSBERRY |  | 53.4424 | -7.4815
209276 | MV/LV Substation FI***276 |  | 20 kV | _ | LV | 50 kVA :Pole Substation | 0.05 | --> | 0.05 | 0 | 0 | Constrained, otherwise capacity available =40 kVA | --> | 0.048 | 0 | 0 | 0 | 0 | Constrained, otherwise capacity available =46 kW | --> | C14 ex MILFORD (NR) | Milford (nr) [T41,T42] | LETTERKENNY |  | 55.1701 | -7.5781
031595 | MV/LV Substation BA***595 |  | 20 kV | _ | LV | 200 kVA :Pole Substation | 0.2 | --> | 0.2 | 0 | 0 | Constrained, otherwise capacity available =109 kVA | --> | 0.19 | 0 | 0.15 | 0 | 0 | Constrained, otherwise capacity available =66 kW | --> | E13 ex FOXHOLE | Foxhole [T421,T422] | DUNGARVAN |  | 51.9503 | -7.8043
252876X | MV/LV Substation VE***876X |  | 20 kV | _ | LV | 50 kVA :Pole Substation | 0.05 | --> | 0.05 | 0.05 | 1.32 |  | --> | 0.048 | 0 | 0 | 0.048 | 0 |  | --> | C24 ex CLIFDEN | Clifden [T41,T42] | SCREEB |  | 53.5532 | -9.9501
0624375 | MV/LV Substation EV***4375 |  | 10 kV | _ | LV | 400 kVA :Kiosk Substation | 0.4 | --> | 0.4 | 0.323 | 2.33 |  | --> | 0.38 | 0 | 0 | 0 | 0 | Constrained, otherwise capacity available =369 kW | --> | C21 ex DUNDALK | Dundalk [T41,T42] | DUNDALK |  | 54.0033 | -6.4124
182245 | MV/LV Substation CA***245 |  | 10 kV | _ | LV | 100 kVA :Pole Substation | 0.1 | --> | 0.1 | 0 | 0 | Constrained, otherwise capacity available =100 kVA | --> | 0.095 | 0 | 0 | 0 | 0 | Constrained, otherwise capacity available =95 kW | --> | C15 ex TULLA | Tulla [T41,T42] | ENNIS |  | 52.9605 | -8.6653
066773Z | MV/LV Substation MA***773Z |  | 20 kV | _ | LV | 50 kVA :Pole Substation | 0.05 | --> | 0.05 | 0 | 0 | Constrained, otherwise capacity available =47 kVA | --> | 0.048 | 0 | 0 | 0 | 0 | Constrained, otherwise capacity available =47 kW | --> | E18 ex GLASMORE | Glasmore [T421,T422] | GLASMORE |  | 53.5292 | -6.2543
004525 | MV/LV Substation DR***525 |  | 20 kV | _ | LV | 50 kVA :Pole Substation | 0.05 | --> | 0.05 | 0 | 0 | Constrained, otherwise capacity available =48 kVA | --> | 0.048 | 0 | 0 | 0 | 0 | Constrained, otherwise capacity available =47 kW | --> | E13 ex SHILLELAGH | Shillelagh [T421,T422] | CARLOW |  | 52.8193 | -6.4099
154330 | MV/LV Substation MO***330 |  | 10 kV | _ | LV | 400 kVA :Kiosk Substation | 0.4 | --> | 0.4 | 0 | 0 | Constrained, otherwise capacity available =264 kVA | --> | 0.38 | 0 | 0.006 | 0 | 0 | Constrained, otherwise capacity available =357 kW | --> | C18 ex COOLMINE | Coolmine [T41,T42] | FINGLAS |  | 53.3905 | -6.4067
0014101 | MV/LV Substation AB***4101 |  | 10 kV | _ | LV | 1000 kVA :Building Structure | 1 | --> | 1 | 0.5 | 1.23 |  | --> | 0.95 | 0 | 0.061 | 0.5 | 0 |  | --> | C20 ex SALLYNOGGIN ROAD | Sallynoggin Road [T41,T42] | CHERRYWOOD |  | 53.2838 | -6.1397
058609Y | MV/LV Substation RA***609Y |  | 10 kV | _ | LV | 50 kVA :Pole Substation | 0.05 | --> | 0.05 | 0.036 | 0.18 |  | --> | 0.048 | 0 | 0 | 0 | 0 | Constrained, otherwise capacity available =46 kW | --> | C16 ex TOOMEVARA | Toomevara [T42] | NENAGH |  | 52.8662 | -7.9705
0124314 | MV/LV Substation TH***4314 |  | 10 kV | _ | LV | 630 kVA :Building Structure | 0.63 | --> | 0.63 | 0.5 | 1.99 |  | --> | 0.598 | 0 | 0 | 0 | 0 | Constrained, otherwise capacity available =598 kW | --> | C18 ex GRAIGUE | Graigue [T41,T42] | CARLOW |  | 52.8765 | -6.9338
281898 | MV/LV Substation TH***898 |  | 10 kV | _ | LV | 200 kVA :Kiosk Substation | 0.2 | --> | 0.2 | 0 | 0 | Constrained, otherwise capacity available =126 kVA | --> | 0.19 | 0 | 0.027 | 0 | 0 | Constrained, otherwise capacity available =160 kW | --> | C18 ex DOUGLAS | Douglas [T41,T42] | TRABEG |  | 51.8748 | -8.4289
0354173 | MV/LV Substation CL***4173 |  | 20 kV | _ | LV | 100 kVA :Pole Substation | 0.1 | --> | 0.1 | 0.099 | 0.49 |  | --> | 0.095 | 0 | 0 | 0 | 0 | Constrained, otherwise capacity available =95 kW | --> | E11 ex ARDFINNAN | Ardfinnan [T421] | CAHIR |  | 52.2765 | -7.9973
039415X | MV/LV Substation DU***415X |  | 10 kV | _ | LV | 630 kVA :Kiosk Substation | 0.63 | --> | 0.63 | 0 | 0 | Constrained, otherwise capacity available =546 kVA | --> | 0.598 | 0 | 0 | 0 | 0 | Constrained, otherwise capacity available =587 kW | --> | C13 ex HEADFORD ROAD | Headford Road [T41,T42] | GALWAY 110KV |  | 53.2836 | -9.0513
0294081 | MV/LV Substation PR***4081 |  | 10 kV | _ | LV | 200 kVA :Pole Substation | 0.2 | --> | 0.2 | 0 | 0 | Constrained, otherwise capacity available =169 kVA | --> | 0.19 | 0 | 0 | 0 | 0 | Constrained, otherwise capacity available =186 kW | --> | C17 ex KILLACLOYNE | Killacloyne [T41,T42] | MIDLETON |  | 51.911 | -8.2767
066341Z | MV/LV Substation TH***341Z |  | 20 kV | _ | LV | 100 kVA :Pole Substation | 0.1 | --> | 0.1 | 0 | 0 | Constrained, otherwise capacity available =99 kVA | --> | 0.095 | 0 | 0 | 0 | 0 | Constrained, otherwise capacity available =95 kW | --> | E15 ex BATTER LANE TEMPORARY | Batter Lane Temporary 38kv [T421] | GLASMORE |  | 53.5058 | -6.2047
154285 | MV/LV Substation CO***285 |  | 10 kV | _ | LV | 200 kVA :Building Structure | 0.2 | --> | 0.2 | 0 | 0 | Constrained, otherwise capacity available =197 kVA | --> | 0.19 | 0 | 0.005 | 0 | 0 | Constrained, otherwise capacity available =186 kW | --> | C12 ex COOLMINE | Coolmine [T41,T42] | FINGLAS |  | 53.3871 | -6.3961
365481X | MV/LV Substation CO***481X |  | 10 kV | _ | LV | 33 kVA :Pole Substation | 0.033 | --> | 0.033 | 0 | 0 | Constrained, otherwise capacity available =28 kVA | --> | 0.031 | 0 | 0 | 0.031 | 0 |  | --> | C15 ex SAGGART | Saggart [T41,T42] | GRANGE CASTLE |  | 53.2744 | -6.416
062348 | MV/LV Substation FE***348 |  | 20 kV | _ | LV | 50 kVA :Pole Substation | 0.05 | --> | 0.05 | 0.037 | 4.25 |  | --> | 0.048 | 0 | 0 | 0 | 0 | Constrained, otherwise capacity available =46 kW | --> | E15 ex JENKINSTOWN | Jenkinstown [T421,T422] | DUNDALK |  | 54.0636 | -6.3572
157076X | MV/LV Substation LE***076X |  | 20 kV | _ | LV | 50 kVA :Pole Substation | 0.05 | --> | 0.05 | 0.048 | 1.55 |  | --> | 0.048 | 0 | 0 | 0 | 0 | Constrained, otherwise capacity available =47 kW | --> | E11 ex CARRIGALLEN | Carrigallen [T421] | CARRICK ON SHANNON |  | 54.0813 | -7.7445
0094358 | MV/LV Substation EL***4358 |  | 10 kV | _ | LV | 400 kVA :Kiosk Substation | 0.4 | --> | 0.4 | 0 | 0 | Constrained, otherwise capacity available =400 kVA | --> | 0.38 | 0 | 0 | 0 | 0 | Constrained, otherwise capacity available =380 kW | --> | C21 ex WATERFORD IND EST | Waterford Ind Est [T41,T42,T44] | BUTLERSTOWN |  | 52.2306 | -7.1315
029312Y | MV/LV Substation PA***312Y |  | 10 kV | _ | LV | 400 kVA :Building Structure | 0.4 | --> | 0.4 | 0 | 0 | Constrained, otherwise capacity available =253 kVA | --> | 0.38 | 0 | 0 | 0.359 | 0 |  | --> | C17 ex MIDLETON | Midleton [T101,T102] | MIDLETON |  | 51.9145 | -8.1785
081606Y | MV/LV Substation S.***606Y |  | 10 kV | _ | LV | 50 kVA :Pole Substation | 0.05 | --> | 0.05 | 0 | 0 | Constrained, otherwise capacity available =46 kVA | --> | 0.048 | 0 | 0.005 | 0 | 0 | Constrained, otherwise capacity available =43 kW | --> | C12 ex MONEYCOOLEY | Moneycooley [T41,T42,T44] | GRIFFINRATH |  | 53.3671 | -6.5673
041261Y | MV/LV Substation BO***261Y |  | 20 kV | _ | LV | 50 kVA :Pole Substation | 0.05 | --> | 0.05 | 0 | 0 | Constrained, otherwise capacity available =46 kVA | --> | 0.048 | 0 | 0 | 0 | 0 | Constrained, otherwise capacity available =47 kW | --> | E21 ex DALTON | Dalton [T421,T422] | DALTON |  | 53.7424 | -9.0905
070483 | MV/LV Substation RA***483 |  | 10 kV | _ | LV | 200 kVA :Pole Substation | 0.2 | --> | 0.2 | 0.103 | 0.76 |  | --> | 0.19 | 0 | 0.01 | 0 | 0 | Constrained, otherwise capacity available =169 kW | --> | C11 ex RATHMORE | Rathmore [T42,T421] | KNOCKEARAGH |  | 52.08 | -9.2469
433385X | MV/LV Substation GO***385X |  | 10 kV | _ | LV | 200 kVA :Kiosk Substation | 0.2 | --> | 0.2 | 0.164 | 1.04 |  | --> | 0.19 | 0 | 0.024 | 0 | 0 | Constrained, otherwise capacity available =167 kW | --> | C12 ex BOYLE | Boyle [T41,T42] | CARRICK ON SHANNON |  | 53.8734 | -8.4051
007902Y | MV/LV Substation TH***902Y |  | 10 kV | _ | LV | 200 kVA :Kiosk Substation | 0.2 | --> | 0.2 | 0.188 | 1.4 |  | --> | 0.19 | 0 | 0.006 | 0 | 0 | Constrained, otherwise capacity available =184 kW | --> | E18 ex KILLINICK | Killinick [T421,T422] | WEXFORD |  | 52.2831 | -6.3961
204054X | MV/LV Substation SL***054X |  | 20 kV | _ | LV | 100 kVA :Pole Substation | 0.1 | --> | 0.1 | 0 | 0 | Constrained, otherwise capacity available =61 kVA | --> | 0.095 | 0 | 0.005 | 0 | 0 | Constrained, otherwise capacity available =86 kW | --> | E14 ex BUNCRANA | Buncrana [T421,T422] | TRILLICK |  | 55.1522 | -7.4534
004514Y | MV/LV Substation CA***514Y |  | 10 kV | _ | LV | 400 kVA :Kiosk Substation | 0.4 | --> | 0.4 | 0.363 | 18.08 |  | --> | 0.38 | 0 | 0 | 0.375 | 0 |  | --> | C19 ex ARKLOW | Arklow [T101,T102] | ARKLOW |  | 52.7966 | -6.154
068356X | MV/LV Substation CO***356X |  | 10 kV | _ | LV | 400 kVA :Kiosk Substation | 0.4 | --> | 0.4 | 0.389 | 1.86 |  | --> | 0.38 | 0 | 0 | 0.378 | 0 |  | --> | C16 ex FAIRVIEW | Fairview [T41] | MCDERMOTT |  | 53.3651 | -6.2439
068503X | MV/LV Substation GL***503X |  | 10 kV | _ | LV | 1000 kVA :Building Structure | 1 | --> | 1 | 0 | 0 | Constrained, otherwise capacity available =644 kVA | --> | 0.95 | 0 | 0 | 0.5 | 0 |  | --> | C21 ex CAMDEN ROW | Camden Row [T41] | FRANCIS STREET |  | 53.3395 | -6.2626
429327X | MV/LV Substation RI***327X |  | 10 kV | _ | LV | 400 kVA :Kiosk Substation | 0.4 | --> | 0.4 | 0.328 | 0.33 | Constrained, otherwise capacity available =393 kVA | --> | 0.38 | 0 | 0 | 0 | 0 | Constrained, otherwise capacity available =379 kW | --> | C12 ex ABBEYFEALE | Abbeyfeale [T42] | TRIEN |  | 52.3746 | -9.3102
365127 | MV/LV Substation WH***127 |  | 10 kV | _ | LV | 1000 kVA :Building Structure | 1 | --> | 1 | 0.5 | 13.91 |  | --> | 0.95 | 0 | 0 | 0.5 | 0 |  | --> | C20 ex COOKSTOWN | Cookstown [T101,T102] | CARRICKMINES |  | 53.2792 | -6.3782
047964 | MV/LV Substation BR***964 |  | 10 kV | _ | LV | 630 kVA :Kiosk Substation | 0.63 | --> | 0.63 | 0.387 | 1.04 |  | --> | 0.598 | 0 | 0.009 | 0 | 0 | Constrained, otherwise capacity available =558 kW | --> | C11 ex BOYLE | Boyle [T41,T42] | CARRICK ON SHANNON |  | 53.9716 | -8.3038
045013X | MV/LV Substation MO***013X |  | 10 kV | _ | LV | 50 kVA :Pole Substation | 0.05 | --> | 0.05 | 0.048 | 2.45 |  | --> | 0.048 | 0 | 0 | 0 | 0 | Constrained, otherwise capacity available =47 kW | --> | C18 ex GURTEEN | Gurteen [T41] | TONROE |  | 53.9803 | -8.4658
192177 | MV/LV Substation MO***177 |  | 20 kV | _ | LV | 100 kVA :Pole Substation | 0.1 | --> | 0.1 | 0.092 | 1.7 |  | --> | 0.095 | 0 | 0 | 0 | 0 | Constrained, otherwise capacity available =94 kW | --> | E15 ex GWEEDORE | Gweedore [T421] | ARDNAGAPPARY |  | 55.0307 | -8.1403
281566Z | MV/LV Substation FI***566Z |  | 10 kV | _ | LV | 400 kVA :Kiosk Substation | 0.4 | --> | 0.4 | 0 | 0 | Constrained, otherwise capacity available =378 kVA | --> | 0.38 | 0 | 0 | 0.377 | 0 |  | --> | C20 ex BISHOPSTOWN | Bishopstown [T41,T42] | KILBARRY |  | 51.8795 | -8.5198
1584205 | MV/LV Substation BA***4205 |  | 20 kV | _ | LV | 50 kVA :Pole Substation | 0.05 | --> | 0.05 | 0 | 0 | Constrained, otherwise capacity available =50 kVA | --> | 0.048 | 0 | 0 | 0 | 0 | Constrained, otherwise capacity available =48 kW | --> | C19 ex ENNISTYMON | Ennistymon [T41,T42] | ENNIS |  | 53.0509 | -9.2278
026578 | MV/LV Substation AR***578 |  | 10 kV | _ | LV | 200 kVA :Pole Substation | 0.2 | --> | 0.2 | 0 | 0 | Constrained, otherwise capacity available =148 kVA | --> | 0.19 | 0 | 0.035 | 0 | 0 | Constrained, otherwise capacity available =157 kW | --> | C15 ex KINSALE | Kinsale [T41,T42] | BANDON |  | 51.7047 | -8.5025
012489 | MV/LV Substation KI***489 |  | 10 kV | _ | LV | 50 kVA :Pole Substation | 0.05 | --> | 0.05 | 0 | 0 | Constrained, otherwise capacity available =31 kVA | --> | 0.048 | 0 | 0 | 0 | 0 | Constrained, otherwise capacity available =45 kW | --> | C20 ex POLLERTON | Pollerton [T41,T42] | CARLOW |  | 52.8075 | -6.8989
068386X | MV/LV Substation AD***386X |  | 10 kV | _ | LV | 1000 kVA :Building Structure | 1 | --> | 1 | 0 | 0 | Constrained, otherwise capacity available =831 kVA | --> | 0.95 | 0 | 0.02 | 0.5 | 0 |  | --> | C13 ex GLASNEVIN | Glasnevin [T41] | FINGLAS |  | 53.3776 | -6.278
006256Y | MV/LV Substation SP***256Y |  | 20 kV | _ | LV | 200 kVA :Kiosk Substation | 0.2 | --> | 0.2 | 0 | 0 | Constrained, otherwise capacity available =162 kVA | --> | 0.19 | 0 | 0 | 0 | 0 | Constrained, otherwise capacity available =185 kW | --> | E11 ex CLONROCHE | Clonroche [T421,T422] | WEXFORD |  | 52.4446 | -6.7141
050031 | MV/LV Substation GR***031 |  | 10 kV | _ | LV | 630 kVA :Kiosk Substation | 0.63 | --> | 0.63 | 0.5 | 7.61 |  | --> | 0.598 | 0 | 0 | 0 | 0 | Constrained, otherwise capacity available =597 kW | --> | C14 ex GARRYCASTLE | Garrycastle [T41,T42] | ATHLONE |  | 53.4239 | -7.9298
093043Y | MV/LV Substation WO***043Y |  | 10 kV | _ | LV | 400 kVA :Kiosk Substation | 0.4 | --> | 0.4 | 0 | 0 | Constrained, otherwise capacity available =244 kVA | --> | 0.38 | 0 | 0.007 | 0.353 | 0 |  | --> | C16 ex SANTRY | Santry [T41,T42] | FINGLAS |  | 53.399 | -6.2309
0074470 | MV/LV Substation AR***4470 |  | 10 kV | _ | LV | 630 kVA :Kiosk Substation | 0.63 | --> | 0.63 | 0 | 0 | Constrained, otherwise capacity available =630 kVA | --> | 0.598 | 0 | 0 | 0 | 0 | Constrained, otherwise capacity available =598 kW | --> | C20 ex MULGANNON | Mulgannon [T41,T42] | WEXFORD |  | 52.3221 | -6.4771
070779X | MV/LV Substation DU***779X |  | 20 kV | _ | LV | 200 kVA :Pole Substation | 0.2 | --> | 0.2 | 0.2 | 0.76 |  | --> | 0.19 | 0 | 0 | 0 | 0 | Constrained, otherwise capacity available =190 kW | --> | E17 ex RATHMORE | Rathmore [T42,T421] | KNOCKEARAGH |  | 52.0617 | -9.0617
164980 | MV/LV Substation PO***980 |  | 10 kV | _ | LV | 50 kVA :Pole Substation | 0.05 | --> | 0.05 | 0 | 0 | Constrained, otherwise capacity available =46 kVA | --> | 0.048 | 0 | 0 | 0 | 0 | Constrained, otherwise capacity available =47 kW | --> | C15 ex SKIBBEREEN | Skibbereen [T41,T42] | DUNMANWAY |  | 51.5282 | -9.2749
0464051 | MV/LV Substation SL***4051 |  | 10 kV | _ | LV | 200 kVA :Pole Substation | 0.2 | --> | 0.2 | 0.144 | 5.78 |  | --> | 0.19 | 0 | 0 | 0.182 | 0 |  | --> | C20 ex OAKFIELD | Oakfield [T41,T42] | SLIGO |  | 54.272 | -8.5442
065196Z | MV/LV Substation DU***196Z |  | 20 kV | _ | LV | 400 kVA :Kiosk Substation | 0.4 | --> | 0.4 | 0 | 0 | Constrained, otherwise capacity available =270 kVA | --> | 0.38 | 0 | 0.015 | 0 | 0 | Constrained, otherwise capacity available =351 kW | --> | E15 ex BATTER LANE TEMPORARY | Batter Lane Temporary 38kv [T421] | GLASMORE |  | 53.5246 | -6.174
176723X | MV/LV Substation KI***723X |  | 10 kV | _ | LV | 200 kVA :Pole Substation | 0.2 | --> | 0.2 | 0.146 | 18.78 |  | --> | 0.19 | 0 | 0.014 | 0.172 | 0 |  | --> | E11 ex HARTNETTS CROSS | Hartnetts Cross [T121,T422] | HARTNETTS CROSS |  | 51.9116 | -8.9694
077598 | MV/LV Substation MO***598 |  | 20 kV | _ | LV | 400 kVA :Kiosk Substation | 0.4 | --> | 0.4 | 0 | 0 | Constrained, otherwise capacity available =232 kVA | --> | 0.38 | 0 | 0.026 | 0 | 0 | Constrained, otherwise capacity available =337 kW | --> | E16 ex PATRICKSWELL | Patrickswell [T421,T422] | LIMERICK |  | 52.5616 | -8.7944
120428Y | MV/LV Substation KI***428Y |  | 20 kV | _ | LV | 50 kVA :Pole Substation | 0.05 | --> | 0.05 | 0.029 | 3.5 |  | --> | 0.048 | 0 | 0.016 | 0 | 0 | Constrained, otherwise capacity available =33 kW | --> | E11 ex DUNFIRTH | Dunfirth [T122] | DUNFIRTH |  | 53.3831 | -6.8877
081289Y | MV/LV Substation KI***289Y |  | 10 kV | _ | LV | 400 kVA :Kiosk Substation | 0.4 | --> | 0.4 | 0 | 0 | Constrained, otherwise capacity available =307 kVA | --> | 0.38 | 0 | 0.016 | 0 | 0 | Constrained, otherwise capacity available =355 kW | --> | C20 ex MONEYCOOLEY | Moneycooley [T41,T42,T44] | GRIFFINRATH |  | 53.3723 | -6.5937
003107 | MV/LV Substation AS***107 |  | 10 kV | _ | LV | 200 kVA :Kiosk Substation | 0.2 | --> | 0.2 | 0.049 | 11.58 |  | --> | 0.19 | 0 | 0.013 | 0 | 0 | Constrained, otherwise capacity available =159 kW | --> | C19 ex BALLYBEG | Ballybeg [T101,T102] | CARRICKMINES |  | 53.0077 | -6.1099
365044Y | MV/LV Substation AY***044Y |  | 10 kV | _ | LV | 200 kVA :Pole Substation | 0.2 | --> | 0.2 | 0 | 0 | Constrained, otherwise capacity available =135 kVA | --> | 0.19 | 0 | 0 | 0 | 0 | Constrained, otherwise capacity available =181 kW | --> | C18 ex CELBRIDGE | Celbridge [T41,T42] | GRIFFINRATH |  | 53.2993 | -6.4911
062698Y | MV/LV Substation TO***698Y |  | 20 kV | _ | LV | 50 kVA :Pole Substation | 0.05 | --> | 0.05 | 0.043 | 2.33 |  | --> | 0.048 | 0 | 0 | 0 | 0 | Constrained, otherwise capacity available =46 kW | --> | C18 ex DUNDALK | Dundalk [T41,T42] | DUNDALK |  | 54.0214 | -6.4306
070856 | MV/LV Substation BO***856 |  | 10 kV | _ | LV | 630 kVA :Building Structure | 0.63 | --> | 0.63 | 0.5 | 2.63 |  | --> | 0.598 | 0 | 0 | 0.221 | 0 | Constrained, otherwise capacity available =592 kW | --> | C12 ex CLOONBANNIN | Cloonbannin [T42] | GLENLARA |  | 52.1587 | -9.0721
2654119 | MV/LV Substation AR***4119 |  | 20 kV | _ | LV | 100 kVA :Pole Substation | 0.1 | --> | 0.1 | 0.098 | 2.56 |  | --> | 0.095 | 0 | 0 | 0.095 | 0 |  | --> | C18 ex KILLESHANDRA | Killeshandra [T41,T42] | GORTAWEE |  | 53.9188 | -7.5819
068398 | MV/LV Substation TU***398 |  | 10 kV | _ | LV | 400 kVA :Kiosk Substation | 0.4 | --> | 0.4 | 0.217 | 3 |  | --> | 0.38 | 0 | 0.008 | 0.348 | 0 |  | --> | C37 ex INCHICORE CENTRAL | Inchicore Central [T43,T45] | INCHICORE 220KV |  | 53.3409 | -6.3135
074876 | MV/LV Substation SE***876 |  | 20 kV | _ | LV | 50 kVA :Pole Substation | 0.05 | --> | 0.05 | 0.029 | 8.5 |  | --> | 0.048 | 0 | 0 | 0 | 0 | Constrained, otherwise capacity available =45 kW | --> | E14 ex ARIGNA | Arigna [T121] | ARIGNA |  | 54.0504 | -8.041
058941X | MV/LV Substation BK***941X |  | 20 kV | _ | LV | 50 kVA :Pole Substation | 0.05 | --> | 0.05 | 0 | 0 | Constrained, otherwise capacity available =27 kVA | --> | 0.048 | 0 | 0 | 0 | 0 | Constrained, otherwise capacity available =44 kW | --> | C17 ex KYLEERAGH | Kyleeragh [T41,T42] | NENAGH |  | 52.9862 | -8.1
058659Y | MV/LV Substation LO***659Y |  | 10 kV | _ | LV | 50 kVA :Pole Substation | 0.05 | --> | 0.05 | 0.05 | 3 |  | --> | 0.048 | 0 | 0 | 0 | 0 | Constrained, otherwise capacity available =48 kW | --> | C25 ex NENAGH | Nenagh [T41,T42] | NENAGH |  | 52.7727 | -8.0884
184203X | MV/LV Substation CO***203X |  | 10 kV | _ | LV | 200 kVA :Pole Substation | 0.2 | --> | 0.2 | 0.179 | 3.38 |  | --> | 0.19 | 0 | 0.013 | 0 | 0 | Constrained, otherwise capacity available =178 kW | --> | C17 ex CASTLEBLAYNEY | Castleblayney [T41,T42] | DUNDALK |  | 54.1298 | -6.829
029268 | MV/LV Substation DU***268 |  | 20 kV | _ | LV | 200 kVA :Pole Substation | 0.2 | --> | 0.2 | 0 | 0 | Constrained, otherwise capacity available =181 kVA | --> | 0.19 | 0 | 0 | 0 | 0 | Constrained, otherwise capacity available =187 kW | --> | E12 ex CARRIGSHANE | Carrigshane [T422] | MIDLETON |  | 51.9128 | -8.1205
071831 | MV/LV Substation TH***831 |  | 10 kV | _ | LV | 100 kVA :Pole Substation | 0.1 | --> | 0.1 | 0.095 | 5.58 |  | --> | 0.095 | 0 | 0.005 | 0.091 | 0 |  | --> | C12 ex KILCOOLE | Kilcoole [T41,T42] | FASSAROE |  | 53.0803 | -6.0659
062116Y | MV/LV Substation MO***116Y |  | 10 kV | _ | LV | 400 kVA :Kiosk Substation | 0.4 | --> | 0.4 | 0.308 | 3.12 |  | --> | 0.38 | 0 | 0.034 | 0 | 0 | Constrained, otherwise capacity available =342 kW | --> | C12 ex MARSHES | Marshes [T41,T42] | DUNDALK |  | 53.9932 | -6.3845
154309 | MV/LV Substation SU***309 |  | 10 kV | _ | LV | 630 kVA :Building Structure | 0.63 | --> | 0.63 | 0.2 | 7.91 |  | --> | 0.598 | 0 | 0 | 0.5 | 0 |  | --> | C23 ex PELLETSTOWN | Pelletstown [T101,T102] | FINGLAS |  | 53.3863 | -6.3782
015717Z | MV/LV Substation DO***717Z |  | 10 kV | _ | LV | 200 kVA :Kiosk Substation | 0.2 | --> | 0.2 | 0 | 0 | Constrained, otherwise capacity available =137 kVA | --> | 0.19 | 0 | 0.015 | 0 | 0 | Constrained, otherwise capacity available =170 kW | --> | C18 ex NAAS | Naas [T41,T42] | KILTEEL |  | 53.1677 | -6.7099
066552X | MV/LV Substation RA***552X |  | 20 kV | _ | LV | 50 kVA :Pole Substation | 0.05 | --> | 0.05 | 0 | 0 | Constrained, otherwise capacity available =33 kVA | --> | 0.048 | 0 | 0 | 0.045 | 0 |  | --> | C24 ex MACETOWN | Macetown [T101,T102] | MACETOWN |  | 53.4982 | -6.5312
067621X | MV/LV Substation BA***621X |  | 20 kV | _ | LV | 50 kVA :Pole Substation | 0.05 | --> | 0.05 | 0 | 0 | Constrained, otherwise capacity available =23 kVA | --> | 0.048 | 0 | 0.019 | 0 | 0 | Constrained, otherwise capacity available =30 kW | --> | E21 ex CRATLOE | Cratloe [T421,T422] | ARDNACRUSHA |  | 52.7139 | -8.7646
005765X | MV/LV Substation GO***765X |  | 20 kV | _ | LV | 100 kVA :Pole Substation | 0.1 | --> | 0.1 | 0.062 | 17.8 |  | --> | 0.095 | 0 | 0 | 0.09 | 0 |  | --> | E19 ex BANOGE | Banoge [T121,T122] | BANOGE |  | 52.6114 | -6.3065
009304Y | MV/LV Substation CH***304Y |  | 10 kV | _ | LV | 400 kVA :Kiosk Substation | 0.4 | --> | 0.4 | 0.378 | 0.53 |  | --> | 0.38 | 0 | 0 | 0 | 0 | Constrained, otherwise capacity available =377 kW | --> | C16 ex MANOR STREET | Manor Street [T41,T42] | WATERFORD |  | 52.2509 | -7.1045
3774003 | MV/LV Substation TU***4003 |  | 20 kV | _ | LV | 50 kVA :Pole Substation | 0.05 | --> | 0.05 | 0 | 0 | Constrained, otherwise capacity available =47 kVA | --> | 0.048 | 0 | 0 | 0 | 0 | Constrained, otherwise capacity available =47 kW | --> | E16 ex GURRANEBANE | Gurranebane [T421,T422] | OUGHTRAGH |  | 51.8777 | -10.1914
365810X | MV/LV Substation FE***810X |  | 10 kV | _ | LV | 400 kVA :Kiosk Substation | 0.4 | --> | 0.4 | 0 | 0 | Constrained, otherwise capacity available =277 kVA | --> | 0.38 | 0 | 0.017 | 0.35 | 0 |  | --> | C22 ex OLDBAWN | Oldbawn [T41,T42] | COOKSTOWN |  | 53.273 | -6.3456
405122 | MV/LV Substation TH***122 |  | 20 kV | _ | LV | 50 kVA :Pole Substation | 0.05 | --> | 0.05 | 0.043 | 3.03 |  | --> | 0.048 | 0 | 0 | 0 | 0 | Constrained, otherwise capacity available =46 kW | --> | E14 ex MOVILLE | Moville [T421,T422] | TRILLICK |  | 55.1853 | -7.0547
025087 | MV/LV Substation LO***087 |  | 10 kV | _ | LV | 200 kVA :Kiosk Substation | 0.2 | --> | 0.2 | 0.142 | 2.96 |  | --> | 0.19 | 0 | 0.011 | 0 | 0 | Constrained, otherwise capacity available =174 kW | --> | E17 ex CHARLEVILLE | Charleville [T421,T422] | CHARLEVILLE |  | 52.3554 | -8.6898
039406 | MV/LV Substation TE***406 |  | 10 kV | _ | LV | 200 kVA :Kiosk Substation | 0.2 | --> | 0.2 | 0 | 0 | Constrained, otherwise capacity available =187 kVA | --> | 0.19 | 0 | 0 | 0 | 0 | Constrained, otherwise capacity available =188 kW | --> | C18 ex HEADFORD ROAD | Headford Road [T41,T42] | GALWAY 110KV |  | 53.2853 | -9.0567
265017Y | MV/LV Substation BO***017Y |  | 20 kV | _ | LV | 400 kVA :Kiosk Substation | 0.4 | --> | 0.4 | 0.066 | 0.07 | Constrained, otherwise capacity available =285 kVA | --> | 0.38 | 0 | 0.003 | 0 | 0 | Constrained, otherwise capacity available =362 kW | --> | E15 ex BALLYCONNELL | Ballyconnell [T421,T422] | GORTAWEE |  | 54.1127 | -7.5707
009395Y | MV/LV Substation TO***395Y |  | 10 kV | _ | LV | 200 kVA :Kiosk Substation | 0.2 | --> | 0.2 | 0 | 0 | Constrained, otherwise capacity available =200 kVA | --> | 0.19 | 0 | 0 | 0 | 0 | Constrained, otherwise capacity available =190 kW | --> | C12 ex WATERFORD IND EST | Waterford Ind Est [T41,T42,T44] | BUTLERSTOWN |  | 52.2476 | -7.1512
053697 | MV/LV Substation KI***697 |  | 10 kV | _ | LV | 100 kVA :Pole Substation | 0.1 | --> | 0.1 | 0 | 0 | Constrained, otherwise capacity available =58 kVA | --> | 0.095 | 0 | 0.005 | 0.085 | 0 |  | --> | C21 ex CLONMINCH | Clonminch [T41,T422] | THORNSBERRY |  | 53.2133 | -7.4509
031630X | MV/LV Substation CO***630X |  | 20 kV | _ | LV | 100 kVA :Pole Substation | 0.1 | --> | 0.1 | 0 | 0 | Constrained, otherwise capacity available =86 kVA | --> | 0.095 | 0 | 0.015 | 0 | 0 | Constrained, otherwise capacity available =82 kW | --> | C17 ex COLLIGAN | Colligan [T41,T42] | DUNGARVAN |  | 52.0805 | -7.6604
021495Z | MV/LV Substation FL***495Z |  | 10 kV | _ | LV | 400 kVA :Building Structure | 0.4 | --> | 0.4 | 0.297 | 6.78 |  | --> | 0.38 | 0 | 0 | 0.366 | 0 |  | --> | C13 ex CASTLEVIEW | Castleview [T101,T102] | CASTLEVIEW |  | 51.8957 | -8.3584
1424208 | MV/LV Substation SE***4208 |  | 10 kV | _ | LV | 400 kVA :Building Structure | 0.4 | --> | 0.4 | 0 | 0 | Constrained, otherwise capacity available =400 kVA | --> | 0.38 | 0 | 0 | 0 | 0 | Constrained, otherwise capacity available =380 kW | --> | C16 ex ATHENRY | Athenry [T41,T42] | GALWAY 110KV |  | 53.2917 | -8.7525
293289Y | MV/LV Substation B/***289Y |  | 20 kV | _ | LV | 100 kVA :Pole Substation | 0.1 | --> | 0.1 | 0.097 | 0.43 |  | --> | 0.095 | 0 | 0.005 | 0 | 0 | Constrained, otherwise capacity available =91 kW | --> | E18 ex TULLOW | Tullow [T421,T422] | CARLOW |  | 52.8724 | -6.4831
009199 | MV/LV Substation HA***199 |  | 10 kV | _ | LV | 400 kVA :Kiosk Substation | 0.4 | --> | 0.4 | 0.27 | 0.95 |  | --> | 0.38 | 0 | 0.037 | 0 | 0 | Constrained, otherwise capacity available =334 kW | --> | C25 ex TYCOR | Tycor [T41,T42] | WATERFORD |  | 52.2598 | -7.1356
062567X | MV/LV Substation GI***567X |  | 10 kV | _ | LV | 50 kVA :Pole Substation | 0.05 | --> | 0.05 | 0.041 | 1.03 |  | --> | 0.048 | 0 | 0.006 | 0 | 0 | Constrained, otherwise capacity available =42 kW | --> | C18 ex LITTLE MILLS | Little Mills [T41] | DUNDALK |  | 53.9726 | -6.43
031104 | MV/LV Substation TH***104 |  | 20 kV | _ | LV | 200 kVA :Pole Substation | 0.2 | --> | 0.2 | 0 | 0 | Constrained, otherwise capacity available =171 kVA | --> | 0.19 | 0 | 0.005 | 0 | 0 | Constrained, otherwise capacity available =182 kW | --> | E18 ex SPRINGS | Springs [T421,T422] | DUNGARVAN |  | 52.0457 | -7.6582
068140X | MV/LV Substation CH***140X |  | 10 kV | _ | LV | 1000 kVA :Building Structure | 1 | --> | 1 | 0.287 | 9.99 |  | --> | 0.95 | 0 | 0 | 0.5 | 0 |  | --> | C24 ex HAROLDS CROSS | Harolds Cross [T101,T102] | POOLBEG |  | 53.3314 | -6.2592
009455Y | MV/LV Substation SU***455Y |  | 10 kV | _ | LV | 630 kVA :Building Structure | 0.63 | --> | 0.63 | 0.5 | 3.82 |  | --> | 0.598 | 0 | 0 | 0 | 0 | Constrained, otherwise capacity available =596 kW | --> | C13 ex WATERFORD | Waterford [T41,T42] | WATERFORD |  | 52.264 | -7.1205
118652X | MV/LV Substation B ***652X |  | 20 kV | _ | LV | 100 kVA :Pole Substation | 0.1 | --> | 0.1 | 0 | 0 | Constrained, otherwise capacity available =78 kVA | --> | 0.095 | 0 | 0 | 0 | 0 | Constrained, otherwise capacity available =92 kW | --> | E11 ex CREAGH | Creagh [T421,T422] | ATHLONE |  | 53.4394 | -8.3021
340778 | MV/LV Substation AR***778 |  | 10 kV | _ | LV | 50 kVA :Pole Substation | 0.05 | --> | 0.05 | 0 | 0 | Constrained, otherwise capacity available =12 kVA | --> | 0.048 | 0 | 0.004 | 0 | 0 | Constrained, otherwise capacity available =39 kW | --> | C18 ex DUNGLOE | Dungloe [T41,T42] | ARDNAGAPPARY |  | 54.9891 | -8.4988
368807 | MV/LV Substation RE***807 |  | 20 kV | _ | LV | 50 kVA :Pole Substation | 0.05 | --> | 0.05 | 0 | 0 | Constrained, otherwise capacity available =49 kVA | --> | 0.048 | 0 | 0 | 0 | 0 | Constrained, otherwise capacity available =47 kW | --> | E17 ex DALTON | Dalton [T421,T422] | DALTON |  | 53.7795 | -8.8388
048105 | MV/LV Substation PI***105 |  | 20 kV | _ | LV | 50 kVA :Pole Substation | 0.05 | --> | 0.05 | 0.038 | 2.03 |  | --> | 0.048 | 0 | 0 | 0 | 0 | Constrained, otherwise capacity available =46 kW | --> | E15 ex MOHILL | Mohill [T421,T422] | CARRICK ON SHANNON |  | 54.02 | -7.8297
093287X | MV/LV Substation EN***287X |  | 10 kV | _ | LV | 200 kVA :Kiosk Substation | 0.2 | --> | 0.2 | 0.153 | 12.96 |  | --> | 0.19 | 0 | 0.003 | 0.181 | 0 |  | --> | C17 ex ARTANE | Artane [T101,T102] | FINGLAS |  | 53.3856 | -6.1935
127830Y | MV/LV Substation GA***830Y |  | 10 kV | _ | LV | 630 kVA :Kiosk Substation | 0.63 | --> | 0.63 | 0 | 0 | Constrained, otherwise capacity available =599 kVA | --> | 0.598 | 0 | 0.005 | 0 | 0 | Constrained, otherwise capacity available =591 kW | --> | C14 ex HOLYCROSS ROAD | Holycross Road [T41,T42] | THURLES |  | 52.6762 | -7.8151
067045Z | MV/LV Substation CR***045Z |  | 20 kV | _ | LV | 100 kVA :Pole Substation | 0.1 | --> | 0.1 | 0 | 0 | Constrained, otherwise capacity available =96 kVA | --> | 0.095 | 0 | 0 | 0 | 0 | Constrained, otherwise capacity available =94 kW | --> | E18 ex PATRICKSWELL | Patrickswell [T421,T422] | LIMERICK |  | 52.5772 | -8.6713
081060X | MV/LV Substation EL***060X |  | 10 kV | _ | LV | 400 kVA :Building Structure | 0.4 | --> | 0.4 | 0 | 0 | Constrained, otherwise capacity available =347 kVA | --> | 0.38 | 0 | 0 | 0.373 | 0 |  | --> | C17 ex INCHICORE NORTH | Inchicore North [T41] | INCHICORE 220KV |  | 53.3335 | -6.3519
039681X | MV/LV Substation CA***681X |  | 10 kV | _ | LV | 400 kVA :Building Structure | 0.4 | --> | 0.4 | 0 | 0 | Constrained, otherwise capacity available =399 kVA | --> | 0.38 | 0 | 0 | 0.38 | 0 |  | --> | C23 ex GALWAY 110KV | Galway 110kv [T102,T103] | GALWAY 110KV |  | 53.2849 | -9.0358
064961Y | MV/LV Substation GL***961Y |  | 20 kV | _ | LV | 200 kVA :Kiosk Substation | 0.2 | --> | 0.2 | 0 | 0 | Constrained, otherwise capacity available =134 kVA | --> | 0.19 | 0 | 0.018 | 0 | 0 | Constrained, otherwise capacity available =167 kW | --> | E15 ex JULIANSTOWN | Julianstown [T421,T422] | DRYBRIDGE |  | 53.6292 | -6.2753
031878X | MV/LV Substation RA***878X |  | 20 kV | _ | LV | 200 kVA :Pole Substation | 0.2 | --> | 0.2 | 0 | 0 | Constrained, otherwise capacity available =163 kVA | --> | 0.19 | 0 | 0 | 0 | 0 | Constrained, otherwise capacity available =185 kW | --> | E17 ex SPRINGS | Springs [T421,T422] | DUNGARVAN |  | 52.1072 | -7.6558
017916 | MV/LV Substation BO***916 |  | 10 kV | _ | LV | 400 kVA :Kiosk Substation | 0.4 | --> | 0.4 | 0.323 | 1.05 |  | --> | 0.38 | 0 | 0.011 | 0 | 0 | Constrained, otherwise capacity available =361 kW | --> | C15 ex NEWCASTLEWEST | Newcastlewest [T41,T42] | RATHKEALE |  | 52.4449 | -9.0587
001063 | MV/LV Substation SH***063 |  | 10 kV | _ | LV | 400 kVA :Kiosk Substation | 0.4 | --> | 0.4 | 0.041 | 0.04 | Constrained, otherwise capacity available =280 kVA | --> | 0.38 | 0 | 0.019 | 0.349 | 0 |  | --> | C16 ex LITTLE BRAY | Little Bray [T41,T42] | FASSAROE |  | 53.2302 | -6.1172
068746X | MV/LV Substation GR***746X |  | 10 kV | _ | LV | 1000 kVA :Building Structure | 1 | --> | 1 | 0.5 | 28.43 |  | --> | 0.95 | 0 | 0 | 0.5 | 0 |  | --> | C38 ex BEDFORD ROW | Bedford Row [T41,T42,T43,T44] | FRANCIS STREET |  | 53.3425 | -6.2588
210585X | MV/LV Substation LI***585X |  | 10 kV | _ | LV | 50 kVA :Pole Substation | 0.05 | --> | 0.05 | 0 | 0 | Constrained, otherwise capacity available =30 kVA | --> | 0.048 | 0 | 0.021 | 0 | 0 | Constrained, otherwise capacity available =29 kW | --> | C17 ex CARRICKMACROSS | Carrickmacross [T41,T42] | MEATH HILL |  | 53.9773 | -6.7009
014673Z | MV/LV Substation MU***673Z |  | 10 kV | _ | LV | 400 kVA :Building Structure | 0.4 | --> | 0.4 | 0 | 0 | Constrained, otherwise capacity available =73 kVA | --> | 0.38 | 0 | 0.16 | 0 | 0 | Constrained, otherwise capacity available =241 kW | --> | C14 ex ATHGARVAN | Athgarvan [T41,T44] | NEWBRIDGE |  | 53.1776 | -6.7779
156218Z | MV/LV Substation NE***218Z |  | 20 kV | _ | LV | 400 kVA :Kiosk Substation | 0.4 | --> | 0.4 | 0.367 | 2.47 |  | --> | 0.38 | 0 | 0.04 | 0 | 0 | Constrained, otherwise capacity available =346 kW | --> | E13 ex TELAYDON | Telaydon [T42,T421] | LISDRUM |  | 54.2542 | -7.0004
2144115 | MV/LV Substation CN***4115 |  | 10 kV | _ | LV | 400 kVA :Kiosk Substation | 0.4 | --> | 0.4 | 0 | 0 | Constrained, otherwise capacity available =397 kVA | --> | 0.38 | 0 | 0 | 0 | 0 | Constrained, otherwise capacity available =380 kW | --> | C14 ex DRUMQUIN | Drumquin [T42] | ENNIS |  | 52.8123 | -8.9666
009002 | MV/LV Substation BA***002 |  | 10 kV | _ | LV | 630 kVA :Kiosk Substation | 0.63 | --> | 0.63 | 0.295 | 3.82 |  | --> | 0.598 | 0 | 0.011 | 0 | 0 | Constrained, otherwise capacity available =543 kW | --> | C19 ex WATERFORD | Waterford [T41,T42] | WATERFORD |  | 52.2601 | -7.1173
0374207 | MV/LV Substation CL***4207 |  | 20 kV | _ | LV | 100 kVA :Pole Substation | 0.1 | --> | 0.1 | 0.094 | 13.05 |  | --> | 0.095 | 0 | 0 | 0.094 | 0 |  | --> | C19 ex ENNIS | Ennis [T101,T102] | ENNIS |  | 52.8368 | -8.8529
082896X | MV/LV Substation FA***896X |  | 20 kV | _ | LV | 100 kVA :Pole Substation | 0.1 | --> | 0.1 | 0 | 0 | Constrained, otherwise capacity available =93 kVA | --> | 0.095 | 0 | 0 | 0 | 0 | Constrained, otherwise capacity available =94 kW | --> | E17 ex ACADEMY STREET | Academy Street [T421,T422,T44] | NAVAN |  | 53.6112 | -6.6959
138753 | MV/LV Substation BA***753 |  | 10 kV | _ | LV | 200 kVA :Pole Substation | 0.2 | --> | 0.2 | 0.2 | 2.18 |  | --> | 0.19 | 0 | 0 | 0 | 0 | Constrained, otherwise capacity available =190 kW | --> | C26 ex BAILIEBORO | Bailieboro [T41,T42] | MEATH HILL |  | 53.9305 | -6.9704
037137 | MV/LV Substation MA***137 |  | 10 kV | _ | LV | 200 kVA :Pole Substation | 0.2 | --> | 0.2 | 0 | 0 | Constrained, otherwise capacity available =131 kVA | --> | 0.19 | 0 | 0.015 | 0 | 0 | Constrained, otherwise capacity available =169 kW | --> | C20 ex CAHIRCALLA | Cahircalla [T41,T42] | ENNIS |  | 52.8299 | -8.9969
366695 | MV/LV Substation MU***695 |  | 10 kV | _ | LV | 400 kVA :Building Structure | 0.4 | --> | 0.4 | 0.362 | 0.45 |  | --> | 0.38 | 0 | 0 | 0 | 0 | Constrained, otherwise capacity available =375 kW | --> | C12 ex CARRAROE | Carraroe [T42] | SCREEB |  | 53.2921 | -9.551
0824519 | MV/LV Substation BL***4519 |  | 10 kV | _ | LV | 50 kVA :Pole Substation | 0.05 | --> | 0.05 | 0.05 | 2.01 |  | --> | 0.048 | 0 | 0 | 0 | 0 | Constrained, otherwise capacity available =48 kW | --> | C16 ex ABBEYLAND | Abbeyland [T41,T42] | NAVAN |  | 53.6567 | -6.6968
125708 | MV/LV Substation BA***708 |  | 10 kV | _ | LV | 200 kVA :Pole Substation | 0.2 | --> | 0.2 | 0 | 0 | Constrained, otherwise capacity available =163 kVA | --> | 0.19 | 0 | 0 | 0 | 0 | Constrained, otherwise capacity available =185 kW | --> | C20 ex CLOONLOUGH | Cloonlough [T41,T42] | BARRYMORE |  | 52.2443 | -8.2575
139480X | MV/LV Substation ST***480X |  | 20 kV | _ | LV | 200 kVA :Pole Substation | 0.2 | --> | 0.2 | 0 | 0 | Constrained, otherwise capacity available =164 kVA | --> | 0.19 | 0 | 0.004 | 0 | 0 | Constrained, otherwise capacity available =182 kW | --> | E21 ex FINEA | Finea [T421,T422] | SHANKILL |  | 53.8623 | -7.3185
255848 | MV/LV Substation NO***848 |  | 20 kV | _ | LV | 400 kVA :Building Structure | 0.4 | --> | 0.4 | 0 | 0 | Constrained, otherwise capacity available =18 kVA | --> | 0.38 | 0 | 0.011 | 0 | 0 | Constrained, otherwise capacity available =350 kW | --> | E18 ex KILLYBEGS | Killybegs [T422] | BINBANE |  | 54.6298 | -8.4473
119721X | MV/LV Substation RO***721X |  | 10 kV | _ | LV | 200 kVA :Kiosk Substation | 0.2 | --> | 0.2 | 0.049 | 4.16 |  | --> | 0.19 | 0 | 0.058 | 0.125 | 0 |  | --> | C22 ex NEWMARKET (SR) | Newmarket (sr) [T41,T42] | GLENLARA |  | 52.2137 | -8.9943
288307 | MV/LV Substation TH***307 |  | 10 kV | _ | LV | 400 kVA :Kiosk Substation | 0.4 | --> | 0.4 | 0.041 | 0.04 | Constrained, otherwise capacity available =260 kVA | --> | 0.38 | 0 | 0.06 | 0.316 | 0 |  | --> | C15 ex LITTLE BRAY | Little Bray [T41,T42] | FASSAROE |  | 53.214 | -6.1096
0694101 | MV/LV Substation CA***4101 |  | 10 kV | _ | LV | 630 kVA :Building Structure | 0.63 | --> | 0.63 | 0.5 | 3 |  | --> | 0.598 | 0 | 0 | 0.5 | 0 |  | --> | C31 ex INCHICORE CENTRAL | Inchicore Central [T43,T45] | INCHICORE 220KV |  | 53.3267 | -6.3334
039492X | MV/LV Substation AR***492X |  | 10 kV | _ | LV | 200 kVA :Kiosk Substation | 0.2 | --> | 0.2 | 0.18 | 11.03 |  | --> | 0.19 | 0 | 0 | 0.187 | 0 |  | --> | C23 ex SALTHILL | Salthill [T101,T102] | SALTHILL |  | 53.2708 | -9.1085
093281X | MV/LV Substation AS***281X |  | 10 kV | _ | LV | 400 kVA :Kiosk Substation | 0.4 | --> | 0.4 | 0 | 0 | Constrained, otherwise capacity available =258 kVA | --> | 0.38 | 0 | 0.066 | 0.311 | 0 |  | --> | C22 ex HOWTH JUNCTION | Howth Junction [T41,T42] | GRANGE (DR) |  | 53.3827 | -6.1744
2104251 | MV/LV Substation CT***4251 |  | 10 kV | _ | LV | 400 kVA :Building Structure | 0.4 | --> | 0.4 | 0 | 0 | Constrained, otherwise capacity available =400 kVA | --> | 0.38 | 0 | 0 | 0 | 0 | Constrained, otherwise capacity available =380 kW | --> | C18 ex CARRICKMACROSS | Carrickmacross [T41,T42] | MEATH HILL |  | 53.9698 | -6.7134
281567Z | MV/LV Substation WI***567Z |  | 10 kV | _ | LV | 200 kVA :Kiosk Substation | 0.2 | --> | 0.2 | 0 | 0 | Constrained, otherwise capacity available =175 kVA | --> | 0.19 | 0 | 0 | 0 | 0 | Constrained, otherwise capacity available =187 kW | --> | C20 ex DENNEHYS CROSS | Dennehys Cross [T41,T42] | TRABEG |  | 51.8769 | -8.5078
118776X | MV/LV Substation MT***776X |  | 20 kV | _ | LV | 50 kVA :Pole Substation | 0.05 | --> | 0.05 | 0 | 0 | Constrained, otherwise capacity available =47 kVA | --> | 0.048 | 0 | 0 | 0 | 0 | Constrained, otherwise capacity available =47 kW | --> | E15 ex CREAGH | Creagh [T421,T422] | ATHLONE |  | 53.3187 | -8.0755
015999Y | MV/LV Substation OL***999Y |  | 10 kV | _ | LV | 200 kVA :Kiosk Substation | 0.2 | --> | 0.2 | 0.112 | 12.6 |  | --> | 0.19 | 0 | 0.032 | 0.154 | 0 |  | --> | C19 ex MONREAD | Monread [T101,T102] | MONREAD |  | 53.2314 | -6.6573
068122X | MV/LV Substation BL***122X |  | 10 kV | _ | LV | 630 kVA :Building Structure | 0.63 | --> | 0.63 | 0 | 0 | Constrained, otherwise capacity available =502 kVA | --> | 0.598 | 0 | 0 | 0.5 | 0 |  | --> | C18 ex CAMDEN ROW | Camden Row [T41] | FRANCIS STREET |  | 53.3374 | -6.2758
012140 | MV/LV Substation NE***140 |  | 10 kV | _ | LV | 200 kVA :Kiosk Substation | 0.2 | --> | 0.2 | 0 | 0 | Constrained, otherwise capacity available =138 kVA | --> | 0.19 | 0 | 0.006 | 0 | 0 | Constrained, otherwise capacity available =177 kW | --> | C19 ex POLLERTON | Pollerton [T41,T42] | CARLOW |  | 52.8329 | -6.9211
032186Y | MV/LV Substation NE***186Y |  | 10 kV | _ | LV | 50 kVA :Pole Substation | 0.05 | --> | 0.05 | 0 | 0 | Constrained, otherwise capacity available =46 kVA | --> | 0.048 | 0 | 0.009 | 0 | 0 | Constrained, otherwise capacity available =40 kW | --> | C12 ex TRAMORE | Tramore [T41,T42] | BUTLERSTOWN |  | 52.1484 | -7.1705
001800 | MV/LV Substation VI***800 |  | 10 kV | _ | LV | 200 kVA :Kiosk Substation | 0.2 | --> | 0.2 | 0.126 | 4.01 |  | --> | 0.19 | 0 | 0.01 | 0.172 | 0 |  | --> | C15 ex BALLINCLEA | Ballinclea [T41] | CHERRYWOOD |  | 53.2753 | -6.1062
049162X | MV/LV Substation RI***162X |  | 10 kV | _ | LV | 50 kVA :Pole Substation | 0.05 | --> | 0.05 | 0.045 | 0.13 |  | --> | 0.048 | 0 | 0 | 0 | 0 | Constrained, otherwise capacity available =47 kW | --> | C14 ex BALLYMAHON | Ballymahon [T41,T42] | ATHLONE |  | 53.6463 | -7.7341
066097 | MV/LV Substation YE***097 |  | 10 kV | _ | LV | 200 kVA :Kiosk Substation | 0.2 | --> | 0.2 | 0 | 0 | Constrained, otherwise capacity available =56 kVA | --> | 0.19 | 0 | 0.037 | 0 | 0 | Constrained, otherwise capacity available =142 kW | --> | C21 ex MALAHIDE | Malahide [T41,T42] | GLASMORE |  | 53.4491 | -6.1638
033433 | MV/LV Substation KI***433 |  | 10 kV | _ | LV | 200 kVA :Pole Substation | 0.2 | --> | 0.2 | 0 | 0 | Constrained, otherwise capacity available =156 kVA | --> | 0.19 | 0 | 0.02 | 0 | 0 | Constrained, otherwise capacity available =169 kW | --> | C16 ex DEERPARK | Deerpark [T41,T42] | BALLYDINE |  | 52.4031 | -7.5391
2884214 | MV/LV Substation LI***4214 |  | 10 kV | _ | LV | 1000 kVA :Building Structure | 1 | --> | 1 | 0 | 0 | Constrained, otherwise capacity available =1000 kVA | --> | 0.95 | 0 | 0 | 0.5 | 0 |  | --> | C19 ex CARRICKMINES | Carrickmines [T41,T42] | CARRICKMINES |  | 53.2644 | -6.2129
2934342 | MV/LV Substation DR***4342 |  | 10 kV | _ | LV | 50 kVA :Pole Substation | 0.05 | --> | 0.05 | 0 | 0 | Constrained, otherwise capacity available =50 kVA | --> | 0.048 | 0 | 0 | 0 | 0 | Constrained, otherwise capacity available =48 kW | --> | E19 ex SHILLELAGH | Shillelagh [T421,T422] | CARLOW |  | 52.7228 | -6.5729
082580 | MV/LV Substation EN***580 |  | 20 kV | _ | LV | 50 kVA :Pole Substation | 0.05 | --> | 0.05 | 0 | 0 | Constrained, otherwise capacity available =49 kVA | --> | 0.048 | 0 | 0 | 0 | 0 | Constrained, otherwise capacity available =47 kW | --> | E17 ex ACADEMY STREET | Academy Street [T421,T422,T44] | NAVAN |  | 53.5711 | -6.6843
067405Y | MV/LV Substation WO***405Y |  | 10 kV | _ | LV | 50 kVA :Pole Substation | 0.05 | --> | 0.05 | 0 | 0 | Constrained, otherwise capacity available =28 kVA | --> | 0.048 | 0 | 0.005 | 0 | 0 | Constrained, otherwise capacity available =41 kW | --> | E16 ex CRATLOE | Cratloe [T421,T422] | ARDNACRUSHA |  | 52.6951 | -8.7324
066871Z | MV/LV Substation SH***871Z |  | 10 kV | _ | LV | 400 kVA :Building Structure | 0.4 | --> | 0.4 | 0 | 0 | Constrained, otherwise capacity available =355 kVA | --> | 0.38 | 0 | 0.011 | 0.366 | 0 |  | --> | C11 ex HOWTH JUNCTION | Howth Junction [T41,T42] | GRANGE (DR) |  | 53.38 | -6.1622
032367Y | MV/LV Substation MO***367Y |  | 20 kV | _ | LV | 200 kVA :Kiosk Substation | 0.2 | --> | 0.2 | 0 | 0 | Constrained, otherwise capacity available =140 kVA | --> | 0.19 | 0 | 0.022 | 0 | 0 | Constrained, otherwise capacity available =165 kW | --> | C19 ex TRAMORE | Tramore [T41,T42] | BUTLERSTOWN |  | 52.1715 | -7.1586
001706 | MV/LV Substation ME***706 |  | 10 kV | _ | LV | 200 kVA :Kiosk Substation | 0.2 | --> | 0.2 | 0.101 | 0.86 |  | --> | 0.19 | 0 | 0.005 | 0.172 | 0 |  | --> | C16 ex BELFIELD | Belfield [T41,T42] | BLACKROCK |  | 53.3188 | -6.2102
066554Z | MV/LV Substation ST***554Z |  | 20 kV | _ | LV | 400 kVA :Kiosk Substation | 0.4 | --> | 0.4 | 0 | 0 | Constrained, otherwise capacity available =316 kVA | --> | 0.38 | 0 | 0.005 | 0 | 0 | Constrained, otherwise capacity available =365 kW | --> | E18 ex BALTRASNA | Baltrasna [T121,T122] | BALTRASNA |  | 53.5107 | -6.4685
046911 | MV/LV Substation YE***911 |  | 10 kV | _ | LV | 400 kVA :Kiosk Substation | 0.4 | --> | 0.4 | 0.221 | 5.48 |  | --> | 0.38 | 0 | 0.015 | 0.344 | 0 |  | --> | C17 ex BALLYTIVNAN | Ballytivnan [T41,T42] | SLIGO |  | 54.3064 | -8.5643
069769 | MV/LV Substation NO***769 |  | 10 kV | _ | LV | 630 kVA :Building Structure | 0.63 | --> | 0.63 | 0.5 | 0.98 |  | --> | 0.598 | 0 | 0 | 0.5 | 0 |  | --> | C15 ex LEESON STREET | Leeson Street [T41,T42] | MILLTOWN (DR) |  | 53.3287 | -6.254
081387X | MV/LV Substation IS***387X |  | 10 kV | _ | LV | 200 kVA :Pole Substation | 0.2 | --> | 0.2 | 0 | 0 | Constrained, otherwise capacity available =192 kVA | --> | 0.19 | 0 | 0 | 0 | 0 | Constrained, otherwise capacity available =189 kW | --> | C17 ex PALMERSTOWN | Palmerstown [T41,T42] | FINGLAS |  | 53.3426 | -6.3828
1204257 | MV/LV Substation OA***4257 |  | 20 kV | _ | LV | 400 kVA :Kiosk Substation | 0.4 | --> | 0.4 | 0 | 0 | Constrained, otherwise capacity available =373 kVA | --> | 0.38 | 0 | 0.032 | 0 | 0 | Constrained, otherwise capacity available =352 kW | --> | E20 ex EDENDERRY | Edenderry [T421,T422] | BLAKE |  | 53.333 | -7.0644
1654157 | MV/LV Substation CU***4157 |  | 10 kV | _ | LV | 100 kVA :Pole Substation | 0.1 | --> | 0.1 | 0 | 0 | Constrained, otherwise capacity available =100 kVA | --> | 0.095 | 0 | 0 | 0 | 0 | Constrained, otherwise capacity available =95 kW | --> | C16 ex CLONAKILTY | Clonakilty [T41,T42] | DUNMANWAY |  | 51.6349 | -8.8678
039040Y | MV/LV Substation CO***040Y |  | 10 kV | _ | LV | 400 kVA :Kiosk Substation | 0.4 | --> | 0.4 | 0 | 0 | Constrained, otherwise capacity available =388 kVA | --> | 0.38 | 0 | 0 | 0.378 | 0 |  | --> | C21 ex GALWAY 110KV | Galway 110kv [T102,T103] | GALWAY 110KV |  | 53.2815 | -8.9863
0374099 | MV/LV Substation RU***4099 |  | 20 kV | _ | LV | 100 kVA :Pole Substation | 0.1 | --> | 0.1 | 0 | 0 | Constrained, otherwise capacity available =100 kVA | --> | 0.095 | 0 | 0 | 0 | 0 | Constrained, otherwise capacity available =95 kW | --> | C11 ex ENNIS NORTH | Ennis North [T41,T42] | ENNIS |  | 52.9277 | -8.9922
001126X | MV/LV Substation RM***126X |  | 10 kV | _ | LV | 200 kVA :Kiosk Substation | 0.2 | --> | 0.2 | 0.2 | 13.42 |  | --> | 0.19 | 0 | 0 | 0.19 | 0 |  | --> | C14 ex POTTERY ROAD | Pottery Road [T101,T102] | CARRICKMINES |  | 53.2763 | -6.1614
066882X | MV/LV Substation MU***882X |  | 20 kV | _ | LV | 50 kVA :Pole Substation | 0.05 | --> | 0.05 | 0 | 0 | Constrained, otherwise capacity available =48 kVA | --> | 0.048 | 0 | 0 | 0.047 | 0 |  | --> | C24 ex MACETOWN | Macetown [T101,T102] | MACETOWN |  | 53.4725 | -6.4522
012389Y | MV/LV Substation KI***389Y |  | 10 kV | _ | LV | 400 kVA :Kiosk Substation | 0.4 | --> | 0.4 | 0.388 | 1.99 |  | --> | 0.38 | 0 | 0.001 | 0 | 0 | Constrained, otherwise capacity available =378 kW | --> | C11 ex GRAIGUE | Graigue [T41,T42] | CARLOW |  | 52.8321 | -6.9339
082103 | MV/LV Substation PR***103 |  | 10 kV | _ | LV | 200 kVA :Kiosk Substation | 0.2 | --> | 0.2 | 0.137 | 2.01 |  | --> | 0.19 | 0 | 0.007 | 0 | 0 | Constrained, otherwise capacity available =176 kW | --> | C12 ex ABBEYLAND | Abbeyland [T41,T42] | NAVAN |  | 53.6658 | -6.6794
042890 | MV/LV Substation LU***890 |  | 20 kV | _ | LV | 50 kVA :Pole Substation | 0.05 | --> | 0.05 | 0 | 0 | Constrained, otherwise capacity available =38 kVA | --> | 0.048 | 0 | 0.005 | 0 | 0 | Constrained, otherwise capacity available =42 kW | --> | E17 ex WINDSOR | Windsor [T421,T422] | CASTLEBAR |  | 53.8686 | -9.1965
3654018 | MV/LV Substation SP***4018 |  | 10 kV | _ | LV | 400 kVA :Kiosk Substation | 0.4 | --> | 0.4 | 0 | 0 | Constrained, otherwise capacity available =400 kVA | --> | 0.38 | 0 | 0 | 0.38 | 0 |  | --> | C15 ex TYMON | Tymon [T41,T42] | COOKSTOWN |  | 53.2917 | -6.327
204224 | MV/LV Substation DA***224 |  | 20 kV | _ | LV | 50 kVA :Pole Substation | 0.05 | --> | 0.05 | 0 | 0 | Constrained, otherwise capacity available =25 kVA | --> | 0.048 | 0 | 0.045 | 0 | 0 | Constrained, otherwise capacity available =11 kW | --> | E13 ex CARNDONAGH | Carndonagh [T421,T422] | TRILLICK |  | 55.2573 | -7.4009
067007X | MV/LV Substation PL***007X |  | 10 kV | _ | LV | 200 kVA :Kiosk Substation | 0.2 | --> | 0.2 | 0.179 | 13.8 |  | --> | 0.19 | 0 | 0.006 | 0.183 | 0 |  | --> | C18 ex SINGLAND | Singland [T101,T102] | SINGLAND |  | 52.673 | -8.5665
0134161 | MV/LV Substation GR***4161 |  | 10 kV | _ | LV | 50 kVA :Pole Substation | 0.05 | --> | 0.05 | 0.05 | 0.12 |  | --> | 0.048 | 0 | 0 | 0.048 | 0 |  | --> | C23 ex ATHY | Athy [T101,T102] | ATHY |  | 52.909 | -6.94
008009 | MV/LV Substation RO***009 |  | 10 kV | _ | LV | 400 kVA :Kiosk Substation | 0.4 | --> | 0.4 | 0.198 | 0.24 |  | --> | 0.38 | 0 | 0.023 | 0 | 0 | Constrained, otherwise capacity available =334 kW | --> | C27 ex ROSBERCON | Rosbercon [T41,T42] | WATERFORD |  | 52.3988 | -6.9517
067225X | MV/LV Substation CL***225X |  | 10 kV | _ | LV | 50 kVA :Pole Substation | 0.05 | --> | 0.05 | 0 | 0 | Constrained, otherwise capacity available =40 kVA | --> | 0.048 | 0 | 0 | 0 | 0 | Constrained, otherwise capacity available =46 kW | --> | C18 ex CAHERDAVIN | Caherdavin [T41,T42] | ARDNACRUSHA |  | 52.664 | -8.6687
069296 | MV/LV Substation EV***296 |  | 10 kV | _ | LV | 630 kVA :Kiosk Substation | 0.63 | --> | 0.63 | 0 | 0 | Constrained, otherwise capacity available =486 kVA | --> | 0.598 | 0 | 0.041 | 0.5 | 0 |  | --> | C21 ex BALLYBODEN | Ballyboden [T41,T42] | COOKSTOWN |  | 53.2855 | -6.292
0144395 | MV/LV Substation CU***4395 |  | 10 kV | _ | LV | 400 kVA :Kiosk Substation | 0.4 | --> | 0.4 | 0.4 | 0.63 |  | --> | 0.38 | 0 | 0 | 0 | 0 | Constrained, otherwise capacity available =380 kW | --> | C16 ex KILCULLEN | Kilcullen [T41,T42,T424] | STRATFORD |  | 53.1227 | -6.8261
209462X | MV/LV Substation DO***462X |  | 20 kV | _ | LV | 630 kVA :Building Structure | 0.63 | --> | 0.63 | 0 | 0 | Constrained, otherwise capacity available =592 kVA | --> | 0.598 | 0 | 0.04 | 0 | 0 | Constrained, otherwise capacity available =564 kW | --> | C21 ex MILFORD (NR) | Milford (nr) [T41,T42] | LETTERKENNY |  | 55.1944 | -7.8356
093229Z | MV/LV Substation SA***229Z |  | 10 kV | _ | LV | 200 kVA :Kiosk Substation | 0.2 | --> | 0.2 | 0 | 0 | Constrained, otherwise capacity available =156 kVA | --> | 0.19 | 0 | 0 | 0.184 | 0 |  | --> | C17 ex SANTRY | Santry [T41,T42] | FINGLAS |  | 53.4049 | -6.2459
064779Y | MV/LV Substation AM***779Y |  | 20 kV | _ | LV | 630 kVA :Building Structure | 0.63 | --> | 0.63 | 0 | 0 | Constrained, otherwise capacity available =348 kVA | --> | 0.598 | 0 | 0.01 | 0 | 0 | Constrained, otherwise capacity available =552 kW | --> | E16 ex JULIANSTOWN | Julianstown [T421,T422] | DRYBRIDGE |  | 53.6989 | -6.2461
023444Y | MV/LV Substation SH***444Y |  | 20 kV | _ | LV | 400 kVA :Kiosk Substation | 0.4 | --> | 0.4 | 0 | 0 | Constrained, otherwise capacity available =272 kVA | --> | 0.38 | 0 | 0.027 | 0 | 0 | Constrained, otherwise capacity available =342 kW | --> | E11 ex CASTLELYONS | Castlelyons [T421,T422] | BARRYMORE |  | 52.0792 | -8.2777
005611 | MV/LV Substation BA***611 |  | 20 kV | _ | LV | 50 kVA :Pole Substation | 0.05 | --> | 0.05 | 0.04 | 17.8 |  | --> | 0.048 | 0 | 0 | 0.046 | 0 |  | --> | E21 ex BANOGE | Banoge [T121,T122] | BANOGE |  | 52.6775 | -6.3732
127109Z | MV/LV Substation WI***109Z |  | 10 kV | _ | LV | 400 kVA :Kiosk Substation | 0.4 | --> | 0.4 | 0.378 | 5.89 |  | --> | 0.38 | 0 | 0 | 0 | 0 | Constrained, otherwise capacity available =377 kW | --> | C18 ex CASHEL | Cashel [T41,T42] | CAHIR |  | 52.5117 | -7.8015
026484 | MV/LV Substation NA***484 |  | 10 kV | _ | LV | 100 kVA :Pole Substation | 0.1 | --> | 0.1 | 0.087 | 8.66 |  | --> | 0.095 | 0 | 0.02 | 0 | 0 | Constrained, otherwise capacity available =78 kW | --> | C13 ex BANDON | Bandon [T101,T42] | BANDON |  | 51.7267 | -8.7682
001214 | MV/LV Substation MO***214 |  | 10 kV | _ | LV | 400 kVA :Kiosk Substation | 0.4 | --> | 0.4 | 0.247 | 1.16 |  | --> | 0.38 | 0 | 0.064 | 0.311 | 0 |  | --> | C22 ex MOUNT MERRION | Mount Merrion [T41,T42] | CARRICKMINES |  | 53.2979 | -6.2271
011595Z | MV/LV Substation DI***595Z |  | 10 kV | _ | LV | 50 kVA :Pole Substation | 0.05 | --> | 0.05 | 0 | 0 | Constrained, otherwise capacity available =45 kVA | --> | 0.048 | 0 | 0 | 0 | 0 | Constrained, otherwise capacity available =47 kW | --> | C11 ex ROSEHILL | Rosehill [T41,T42] | KILKENNY |  | 52.6478 | -7.2847
2534358 | MV/LV Substation ST***4358 |  | 10 kV | _ | LV | 100 kVA :Pole Substation | 0.1 | --> | 0.1 | 0.097 | 10.7 |  | --> | 0.095 | 0 | 0 | 0 | 0 | Constrained, otherwise capacity available =95 kW | --> | C22 ex CLOON | Cloon [T42,T421] | CLOON |  | 53.5158 | -8.8441
0544235 | MV/LV Substation SC***4235 |  | 10 kV | _ | LV | 200 kVA :Kiosk Substation | 0.2 | --> | 0.2 | 0 | 0 | Constrained, otherwise capacity available =160 kVA | --> | 0.19 | 0 | 0.006 | 0 | 0 | Constrained, otherwise capacity available =180 kW | --> | C12 ex PALLAS | Pallas [T41,T42] | PORTLAOISE |  | 53.0366 | -7.3147
014830Z | MV/LV Substation WY***830Z |  | 10 kV | _ | LV | 50 kVA :Pole Substation | 0.05 | --> | 0.05 | 0 | 0 | Constrained, otherwise capacity available =37 kVA | --> | 0.048 | 0 | 0 | 0 | 0 | Constrained, otherwise capacity available =46 kW | --> | C14 ex ATHGARVAN | Athgarvan [T41,T44] | NEWBRIDGE |  | 53.1906 | -6.7747
068120 | MV/LV Substation BA***120 |  | 10 kV | _ | LV | 1000 kVA :Building Structure | 1 | --> | 1 | 0.296 | 11.14 |  | --> | 0.95 | 0 | 0.011 | 0.5 | 0 |  | --> | C14 ex CABRA | Cabra [T101,T102] | FINGLAS |  | 53.3694 | -6.2898
021132Z | MV/LV Substation BL***132Z |  | 10 kV | _ | LV | 100 kVA :Pole Substation | 0.1 | --> | 0.1 | 0 | 0 | Constrained, otherwise capacity available =65 kVA | --> | 0.095 | 0 | 0.028 | 0.069 | 0 |  | --> | C31 ex KILBARRY | Kilbarry [T101,T43] | KILBARRY |  | 51.9347 | -8.4583
154558Z | MV/LV Substation OR***558Z |  | 10 kV | _ | LV | 400 kVA :Building Structure | 0.4 | --> | 0.4 | 0 | 0 | Constrained, otherwise capacity available =380 kVA | --> | 0.38 | 0 | 0 | 0 | 0 | Constrained, otherwise capacity available =377 kW | --> | C20 ex BALLYCOOLIN | Ballycoolin [T41,T42,T43] | FINGLAS |  | 53.4101 | -6.353
001048X | MV/LV Substation DA***048X |  | 10 kV | _ | LV | 400 kVA :Building Structure | 0.4 | --> | 0.4 | 0.4 | 1.23 |  | --> | 0.38 | 0 | 0 | 0.38 | 0 |  | --> | C23 ex SALLYNOGGIN ROAD | Sallynoggin Road [T41,T42] | CHERRYWOOD |  | 53.2768 | -6.1058
078271 | MV/LV Substation PA***271 |  | 10 kV | _ | LV | 200 kVA :Kiosk Substation | 0.2 | --> | 0.2 | 0 | 0 | Constrained, otherwise capacity available =166 kVA | --> | 0.19 | 0 | 0 | 0 | 0 | Constrained, otherwise capacity available =185 kW | --> | C11 ex CHARLESTOWN | Charlestown [T41] | TONROE |  | 53.9594 | -8.8012
255914 | MV/LV Substation BR***914 |  | 20 kV | _ | LV | 200 kVA :Pole Substation | 0.2 | --> | 0.2 | 0 | 0 | Constrained, otherwise capacity available =162 kVA | --> | 0.19 | 0 | 0 | 0 | 0 | Constrained, otherwise capacity available =185 kW | --> | E18 ex KILLYBEGS | Killybegs [T422] | BINBANE |  | 54.6245 | -8.4523
007797X | MV/LV Substation DR***797X |  | 10 kV | _ | LV | 100 kVA :Pole Substation | 0.1 | --> | 0.1 | 0 | 0 | Constrained, otherwise capacity available =96 kVA | --> | 0.095 | 0 | 0 | 0 | 0 | Constrained, otherwise capacity available =94 kW | --> | C20 ex MULGANNON | Mulgannon [T41,T42] | WEXFORD |  | 52.3106 | -6.4541
082036 | MV/LV Substation SW***036 |  | 10 kV | _ | LV | 50 kVA :Pole Substation | 0.05 | --> | 0.05 | 0.038 | 2.01 |  | --> | 0.048 | 0 | 0.012 | 0 | 0 | Constrained, otherwise capacity available =37 kW | --> | C12 ex ABBEYLAND | Abbeyland [T41,T42] | NAVAN |  | 53.6653 | -6.6671
119248Y | MV/LV Substation CO***248Y |  | 20 kV | _ | LV | 50 kVA :Pole Substation | 0.05 | --> | 0.05 | 0 | 0 | Constrained, otherwise capacity available =42 kVA | --> | 0.048 | 0 | 0 | 0 | 0 | Constrained, otherwise capacity available =46 kW | --> | C18 ex KANTURK | Kanturk [T41,T42] | GLENLARA |  | 52.0962 | -8.9929
068060 | MV/LV Substation MO***060 |  | 10 kV | _ | LV | 630 kVA :Kiosk Substation | 0.63 | --> | 0.63 | 0 | 0 | Constrained, otherwise capacity available =107 kVA | --> | 0.598 | 0 | 0.162 | 0.403 | 0 |  | --> | C20 ex CLONTARF | Clontarf [T42] | FINGLAS |  | 53.3672 | -6.1937
0384083 | MV/LV Substation CL***4083 |  | 20 kV | _ | LV | 50 kVA :Pole Substation | 0.05 | --> | 0.05 | 0 | 0 | Constrained, otherwise capacity available =46 kVA | --> | 0.048 | 0 | 0.01 | 0 | 0 | Constrained, otherwise capacity available =40 kW | --> | E11 ex KILCOLGAN | Kilcolgan [T42,T421] | GALWAY 110KV |  | 53.1297 | -8.9274
0414004 | MV/LV Substation CU***4004 |  | 20 kV | _ | LV | 200 kVA :Kiosk Substation | 0.2 | --> | 0.2 | 0 | 0 | Constrained, otherwise capacity available =180 kVA | --> | 0.19 | 0 | 0 | 0 | 0 | Constrained, otherwise capacity available =187 kW | --> | E14 ex DALTON | Dalton [T421,T422] | DALTON |  | 53.7975 | -8.9201
067402X | MV/LV Substation PA***402X |  | 20 kV | _ | LV | 50 kVA :Pole Substation | 0.05 | --> | 0.05 | 0.037 | 13.8 |  | --> | 0.048 | 0 | 0.005 | 0.042 | 0 |  | --> | C14 ex SINGLAND | Singland [T101,T102] | SINGLAND |  | 52.5928 | -8.4677
161633 | MV/LV Substation GO***633 |  | 20 kV | _ | LV | 200 kVA :Pole Substation | 0.2 | --> | 0.2 | 0.142 | 11.03 |  | --> | 0.19 | 0 | 0.004 | 0.179 | 0 |  | --> | C27 ex SALTHILL | Salthill [T101,T102] | SALTHILL |  | 53.3404 | -9.1844
036088 | MV/LV Substation SO***088 |  | 20 kV | _ | LV | 50 kVA :Pole Substation | 0.05 | --> | 0.05 | 0 | 0 | Constrained, otherwise capacity available =34 kVA | --> | 0.048 | 0 | 0 | 0 | 0 | Constrained, otherwise capacity available =45 kW | --> | E18 ex GARRANACANTY | Garranacanty [T421,T422] | TIPPERARY |  | 52.5077 | -8.2033
009403X | MV/LV Substation PO***403X |  | 10 kV | _ | LV | 200 kVA :Pole Substation | 0.2 | --> | 0.2 | 0.171 | 0.95 |  | --> | 0.19 | 0 | 0 | 0 | 0 | Constrained, otherwise capacity available =186 kW | --> | C25 ex TYCOR | Tycor [T41,T42] | WATERFORD |  | 52.2504 | -7.1624
0684517 | MV/LV Substation PO***4517 |  | 10 kV | _ | LV | 1000 kVA :Building Structure | 1 | --> | 1 | 0.5 | 14.34 |  | --> | 0.95 | 0 | 0 | 0.5 | 0 |  | --> | C13 ex NORTH QUAYS | North Quays [T101,T102,T103] | POOLBEG |  | 53.3608 | -6.2397
065120 | MV/LV Substation CA***120 |  | 10 kV | _ | LV | 200 kVA :Kiosk Substation | 0.2 | --> | 0.2 | 0 | 0 | Constrained, otherwise capacity available =120 kVA | --> | 0.19 | 0 | 0.061 | 0.134 | 0 |  | --> | C29 ex STEPHENSTOWN | Stephenstown [T101,T102] | FINGLAS |  | 53.5977 | -6.1822
064273Y | MV/LV Substation MC***273Y |  | 10 kV | _ | LV | 630 kVA :Kiosk Substation | 0.63 | --> | 0.63 | 0 | 0 | Constrained, otherwise capacity available =552 kVA | --> | 0.598 | 0 | 0 | 0 | 0 | Constrained, otherwise capacity available =588 kW | --> | C18 ex RATHMULLAN | Rathmullan [T41,T42] | DRYBRIDGE |  | 53.7015 | -6.3612
066014X | MV/LV Substation CH***014X |  | 10 kV | _ | LV | 400 kVA :Kiosk Substation | 0.4 | --> | 0.4 | 0 | 0 | Constrained, otherwise capacity available =201 kVA | --> | 0.38 | 0 | 0.086 | 0 | 0 | Constrained, otherwise capacity available =288 kW | --> | C19 ex MALAHIDE | Malahide [T41,T42] | GLASMORE |  | 53.4517 | -6.1651
064583 | MV/LV Substation CO***583 |  | 20 kV | _ | LV | 100 kVA :Pole Substation | 0.1 | --> | 0.1 | 0 | 0 | Constrained, otherwise capacity available =87 kVA | --> | 0.095 | 0 | 0.006 | 0 | 0 | Constrained, otherwise capacity available =89 kW | --> | E15 ex DULEEK | Duleek [T421,T422] | DRYBRIDGE |  | 53.6667 | -6.4181
281384 | MV/LV Substation SU***384 |  | 10 kV | _ | LV | 400 kVA :Kiosk Substation | 0.4 | --> | 0.4 | 0 | 0 | Constrained, otherwise capacity available =255 kVA | --> | 0.38 | 0 | 0.024 | 0 | 0 | Constrained, otherwise capacity available =342 kW | --> | C20 ex DENNEHYS CROSS | Dennehys Cross [T41,T42] | TRABEG |  | 51.8812 | -8.5058
021095X | MV/LV Substation BU***095X |  | 10 kV | _ | LV | 50 kVA :Pole Substation | 0.05 | --> | 0.05 | 0 | 0 | Constrained, otherwise capacity available =33 kVA | --> | 0.048 | 0 | 0.004 | 0.042 | 0 |  | --> | C12 ex RIVERSTOWN | Riverstown [T41,T42] | KILBARRY |  | 51.9641 | -8.4112
009099 | MV/LV Substation AI***099 |  | 10 kV | _ | LV | 400 kVA :Kiosk Substation | 0.4 | --> | 0.4 | 0.264 | 3.82 |  | --> | 0.38 | 0 | 0.011 | 0 | 0 | Constrained, otherwise capacity available =353 kW | --> | C17 ex WATERFORD | Waterford [T41,T42] | WATERFORD |  | 52.2614 | -7.1304
081679Y | MV/LV Substation ST***679Y |  | 10 kV | _ | LV | 400 kVA :Kiosk Substation | 0.4 | --> | 0.4 | 0 | 0 | Constrained, otherwise capacity available =343 kVA | --> | 0.38 | 0 | 0.01 | 0 | 0 | Constrained, otherwise capacity available =365 kW | --> | C16 ex MONEYCOOLEY | Moneycooley [T41,T42,T44] | GRIFFINRATH |  | 53.3766 | -6.5873
068149X | MV/LV Substation WI***149X |  | 10 kV | _ | LV | 630 kVA :Building Structure | 0.63 | --> | 0.63 | 0.283 | 9.02 |  | --> | 0.598 | 0 | 0 | 0.5 | 0 |  | --> | C17 ex MISERY HILL | Misery Hill [T101,T102] | POOLBEG |  | 53.3455 | -6.2445
152016 | MV/LV Substation CA***016 |  | 20 kV | _ | LV | 200 kVA :Pole Substation | 0.2 | --> | 0.2 | 0 | 0 | Constrained, otherwise capacity available =171 kVA | --> | 0.19 | 0 | 0.005 | 0 | 0 | Constrained, otherwise capacity available =182 kW | --> | E31 ex CAPPAMORE | Cappamore [T41,T42] | ARDNACRUSHA |  | 52.6135 | -8.3338
066217 | MV/LV Substation ED***217 |  | 10 kV | _ | LV | 400 kVA :Building Structure | 0.4 | --> | 0.4 | 0.195 | 12.96 |  | --> | 0.38 | 0 | 0.009 | 0.344 | 0 |  | --> | C17 ex ARTANE | Artane [T101,T102] | FINGLAS |  | 53.3842 | -6.1819
012258Y | MV/LV Substation CA***258Y |  | 20 kV | _ | LV | 50 kVA :Pole Substation | 0.05 | --> | 0.05 | 0.043 | 1.99 |  | --> | 0.048 | 0 | 0 | 0 | 0 | Constrained, otherwise capacity available =46 kW | --> | C19 ex GRAIGUE | Graigue [T41,T42] | CARLOW |  | 52.7855 | -6.971
156898Y | MV/LV Substation TY***898Y |  | 20 kV | _ | LV | 100 kVA :Pole Substation | 0.1 | --> | 0.1 | 0.079 | 2.47 |  | --> | 0.095 | 0 | 0 | 0 | 0 | Constrained, otherwise capacity available =92 kW | --> | E19 ex TELAYDON | Telaydon [T42,T421] | LISDRUM |  | 54.2948 | -7.0169
117208Y | MV/LV Substation AB***208Y |  | 20 kV | _ | LV | 630 kVA :Kiosk Substation | 0.63 | --> | 0.63 | 0 | 0 | Constrained, otherwise capacity available =475 kVA | --> | 0.598 | 0 | 0 | 0.5 | 0 |  | --> | E17 ex MANORHAMILTON | Manorhamilton [T422] | SLIGO |  | 54.2308 | -8.3029
209340 | MV/LV Substation PL***340 |  | 10 kV | _ | LV | 50 kVA :Pole Substation | 0.05 | --> | 0.05 | 0 | 0 | Constrained, otherwise capacity available =50 kVA | --> | 0.048 | 0 | 0 | 0 | 0 | Constrained, otherwise capacity available =48 kW | --> | C16 ex MILFORD (NR) | Milford (nr) [T41,T42] | LETTERKENNY |  | 55.0584 | -7.8059
006142 | MV/LV Substation CH***142 |  | 10 kV | _ | LV | 50 kVA :Pole Substation | 0.05 | --> | 0.05 | 0.04 | 3.12 |  | --> | 0.048 | 0 | 0 | 0 | 0 | Constrained, otherwise capacity available =46 kW | --> | C11 ex BELLFIELD | Bellfield [T41,T42] | CRANE |  | 52.5044 | -6.5982
154324Z | MV/LV Substation CL***324Z |  | 10 kV | _ | LV | 50 kVA :Pole Substation | 0.05 | --> | 0.05 | 0 | 0 | Constrained, otherwise capacity available =46 kVA | --> | 0.048 | 0 | 0 | 0 | 0 | Constrained, otherwise capacity available =47 kW | --> | C14 ex COOLMINE | Coolmine [T41,T42] | FINGLAS |  | 53.3817 | -6.4132
068145 | MV/LV Substation MA***145 |  | 10 kV | _ | LV | 1000 kVA :Building Structure | 1 | --> | 1 | 0.5 | 9.02 |  | --> | 0.95 | 0 | 0 | 0.5 | 0 |  | --> | C25 ex MISERY HILL | Misery Hill [T101,T102] | POOLBEG |  | 53.345 | -6.2497
048023 | MV/LV Substation GO***023 |  | 20 kV | _ | LV | 400 kVA :Kiosk Substation | 0.4 | --> | 0.4 | 0.33 | 2.03 |  | --> | 0.38 | 0 | 0.003 | 0 | 0 | Constrained, otherwise capacity available =368 kW | --> | E15 ex MOHILL | Mohill [T421,T422] | CARRICK ON SHANNON |  | 54.0533 | -7.8053
164860X | MV/LV Substation KI***860X |  | 10 kV | _ | LV | 50 kVA :Pole Substation | 0.05 | --> | 0.05 | 0.045 | 0.88 |  | --> | 0.048 | 0 | 0 | 0 | 0 | Constrained, otherwise capacity available =47 kW | --> | C22 ex ROSS CARBERY | Ross Carbery [T41,T42] | DUNMANWAY |  | 51.6267 | -9.1077
120389Y | MV/LV Substation WO***389Y |  | 10 kV | _ | LV | 400 kVA :Kiosk Substation | 0.4 | --> | 0.4 | 0 | 0 | Constrained, otherwise capacity available =100 kVA | --> | 0.38 | 0 | 0.074 | 0 | 0 | Constrained, otherwise capacity available =282 kW | --> | C15 ex BLAKE | Blake [T41,T42] | BLAKE |  | 53.2844 | -6.8588
281356Y | MV/LV Substation BA***356Y |  | 10 kV | _ | LV | 200 kVA :Pole Substation | 0.2 | --> | 0.2 | 0 | 0 | Constrained, otherwise capacity available =146 kVA | --> | 0.19 | 0 | 0.009 | 0.176 | 0 |  | --> | C26 ex BISHOPSTOWN | Bishopstown [T41,T42] | KILBARRY |  | 51.8916 | -8.5887
049245X | MV/LV Substation RI***245X |  | 10 kV | _ | LV | 50 kVA :Pole Substation | 0.05 | --> | 0.05 | 0.049 | 0.13 |  | --> | 0.048 | 0 | 0.005 | 0 | 0 | Constrained, otherwise capacity available =44 kW | --> | C14 ex BALLYMAHON | Ballymahon [T41,T42] | ATHLONE |  | 53.6282 | -7.6967
127556X | MV/LV Substation GA***556X |  | 10 kV | _ | LV | 50 kVA :Pole Substation | 0.05 | --> | 0.05 | 0 | 0 | Constrained, otherwise capacity available =46 kVA | --> | 0.048 | 0 | 0 | 0 | 0 | Constrained, otherwise capacity available =47 kW | --> | C11 ex HOLYCROSS ROAD | Holycross Road [T41,T42] | THURLES |  | 52.6048 | -7.8605
068912 | MV/LV Substation ST***912 |  | 10 kV | _ | LV | 400 kVA :Building Structure | 0.4 | --> | 0.4 | 0.298 | 1.37 |  | --> | 0.38 | 0 | 0 | 0.366 | 0 |  | --> | C20 ex SOUTH KING STREET | South King Street [T41,T42] | FRANCIS STREET |  | 53.3423 | -6.2571
090414X | MV/LV Substation MO***414X |  | 10 kV | _ | LV | 100 kVA :Pole Substation | 0.1 | --> | 0.1 | 0.1 | 3.16 |  | --> | 0.095 | 0 | 0 | 0 | 0 | Constrained, otherwise capacity available =95 kW | --> | C20 ex ENNISKEANE | Enniskeane [T41,T42] | BANDON |  | 51.787 | -8.954
429110X | MV/LV Substation FO***110X |  | 10 kV | _ | LV | 200 kVA :Kiosk Substation | 0.2 | --> | 0.2 | 0.158 | 5.75 |  | --> | 0.19 | 0 | 0 | 0 | 0 | Constrained, otherwise capacity available =184 kW | --> | E15 ex ABBEYFEALE | Abbeyfeale [T421] | TRIEN |  | 52.3857 | -9.2945
1324059 | MV/LV Substation KI***4059 |  | 20 kV | _ | LV | 50 kVA :Pole Substation | 0.05 | --> | 0.05 | 0 | 0 | Constrained, otherwise capacity available =50 kVA | --> | 0.048 | 0 | 0 | 0 | 0 | Constrained, otherwise capacity available =48 kW | --> | E30 ex LOUGHREA | Loughrea [T41,T42] | SOMERSET |  | 53.2511 | -8.6693
019062 | MV/LV Substation CO***062 |  | 10 kV | _ | LV | 400 kVA :Kiosk Substation | 0.4 | --> | 0.4 | 0.259 | 1.54 |  | --> | 0.38 | 0 | 0.048 | 0 | 0 | Constrained, otherwise capacity available =325 kW | --> | C17 ex BALLYARD | Ballyard [T41,T42] | TRALEE |  | 52.259 | -9.6918
176422Y | MV/LV Substation DR***422Y |  | 20 kV | _ | LV | 50 kVA :Pole Substation | 0.05 | --> | 0.05 | 0 | 0 | Constrained, otherwise capacity available =32 kVA | --> | 0.048 | 0 | 0 | 0 | 0 | Constrained, otherwise capacity available =45 kW | --> | E11 ex MACROOM | Macroom [T422] | MACROOM |  | 51.9665 | -8.7898
366957 | MV/LV Substation EI***957 |  | 20 kV | _ | LV | 630 kVA :Building Structure | 0.63 | --> | 0.63 | 0.393 | 0.45 |  | --> | 0.598 | 0 | 0 | 0 | 0 | Constrained, otherwise capacity available =597 kW | --> | C14 ex CARRAROE | Carraroe [T42] | SCREEB |  | 53.2677 | -9.5562
007342Z | MV/LV Substation BU***342Z |  | 20 kV | _ | LV | 50 kVA :Pole Substation | 0.05 | --> | 0.05 | 0.041 | 1.4 |  | --> | 0.048 | 0 | 0.01 | 0 | 0 | Constrained, otherwise capacity available =39 kW | --> | E13 ex KILLINICK | Killinick [T421,T422] | WEXFORD |  | 52.2165 | -6.3949
067849Y | MV/LV Substation BL***849Y |  | 10 kV | _ | LV | 50 kVA :Pole Substation | 0.05 | --> | 0.05 | 0 | 0 | Constrained, otherwise capacity available =18 kVA | --> | 0.048 | 0 | 0.005 | 0 | 0 | Constrained, otherwise capacity available =39 kW | --> | C17 ex GILLOGUE | Gillogue [T41,T42] | ARDNACRUSHA |  | 52.7145 | -8.5958
237490 | MV/LV Substation BO***490 |  | 10 kV | _ | LV | 50 kVA :Pole Substation | 0.05 | --> | 0.05 | 0 | 0 | Constrained, otherwise capacity available =43 kVA | --> | 0.048 | 0 | 0.007 | 0 | 0 | Constrained, otherwise capacity available =41 kW | --> | C11 ex KILSARAN | Kilsaran [T42] | DRYBRIDGE |  | 53.8768 | -6.4247
068894 | MV/LV Substation EC***894 |  | 10 kV | _ | LV | 630 kVA :Kiosk Substation | 0.63 | --> | 0.63 | 0.257 | 2.6 |  | --> | 0.598 | 0 | 0.011 | 0.5 | 0 |  | --> | C18 ex WOLFE TONE STREET | Wolfe Tone Street [T101,T102] | FINGLAS |  | 53.3588 | -6.2685
093210 | MV/LV Substation CA***210 |  | 10 kV | _ | LV | 200 kVA :Building Structure | 0.2 | --> | 0.2 | 0 | 0 | Constrained, otherwise capacity available =177 kVA | --> | 0.19 | 0 | 0.011 | 0.179 | 0 |  | --> | C22 ex UNIDARE | Unidare [T41,T42] | FINGLAS |  | 53.3918 | -6.3231
293316Y | MV/LV Substation MO***316Y |  | 20 kV | _ | LV | 200 kVA :Pole Substation | 0.2 | --> | 0.2 | 0 | 0 | Constrained, otherwise capacity available =164 kVA | --> | 0.19 | 0 | 0 | 0 | 0 | Constrained, otherwise capacity available =185 kW | --> | E17 ex BALTINGLASS | Baltinglass [T421,T422] | STRATFORD |  | 52.8825 | -6.6758
461040X | MV/LV Substation MU***040X |  | 10 kV | _ | LV | 50 kVA :Pole Substation | 0.05 | --> | 0.05 | 0.041 | 2.33 |  | --> | 0.048 | 0 | 0 | 0 | 0 | Constrained, otherwise capacity available =46 kW | --> | E17 ex MOY | Moy [T421,T422] | MOY |  | 54.1041 | -9.1685
019127 | MV/LV Substation SP***127 |  | 10 kV | _ | LV | 400 kVA :Kiosk Substation | 0.4 | --> | 0.4 | 0.313 | 2.18 |  | --> | 0.38 | 0 | 0.01 | 0 | 0 | Constrained, otherwise capacity available =360 kW | --> | C18 ex BALLYRICKARD | Ballyrickard [T41,T42] | TRALEE |  | 52.2723 | -9.7172
089262X | MV/LV Substation TH***262X |  | 10 kV | _ | LV | 50 kVA :Pole Substation | 0.05 | --> | 0.05 | 0.043 | 9.1 |  | --> | 0.048 | 0 | 0 | 0 | 0 | Constrained, otherwise capacity available =46 kW | --> | C18 ex ARDNAREE | Ardnaree [T42,T421] | MOY |  | 54.103 | -9.1433
276462 | MV/LV Substation BA***462 |  | 10 kV | _ | LV | 100 kVA :Pole Substation | 0.1 | --> | 0.1 | 0.027 | 0.76 |  | --> | 0.095 | 0 | 0.016 | 0 | 0 | Constrained, otherwise capacity available =73 kW | --> | C12 ex WOODFORD | Woodford [T41,T42] | KNOCKEARAGH |  | 52.0605 | -9.3378
1614150 | MV/LV Substation AN***4150 |  | 20 kV | _ | LV | 400 kVA :Kiosk Substation | 0.4 | --> | 0.4 | 0.306 | 11.03 |  | --> | 0.38 | 0 | 0 | 0.367 | 0 |  | --> | C27 ex SALTHILL | Salthill [T101,T102] | SALTHILL |  | 53.3351 | -9.1787
044885 | MV/LV Substation MO***885 |  | 20 kV | _ | LV | 200 kVA :Kiosk Substation | 0.2 | --> | 0.2 | 0.189 | 0.43 |  | --> | 0.19 | 0 | 0 | 0 | 0 | Constrained, otherwise capacity available =189 kW | --> | C21 ex SWINFORD | Swinford [T41,T42] | CASTLEBAR |  | 53.9835 | -9.1092
0684564 | MV/LV Substation EL***4564 |  | 10 kV | _ | LV | 630 kVA :Kiosk Substation | 0.63 | --> | 0.63 | 0.5 | 7.91 |  | --> | 0.598 | 0 | 0 | 0.5 | 0 |  | --> | C24 ex PELLETSTOWN | Pelletstown [T101,T102] | FINGLAS |  | 53.3766 | -6.3298
062073 | MV/LV Substation SE***073 |  | 10 kV | _ | LV | 400 kVA :Kiosk Substation | 0.4 | --> | 0.4 | 0.361 | 5.69 |  | --> | 0.38 | 0 | 0 | 0 | 0 | Constrained, otherwise capacity available =375 kW | --> | C23 ex RAMPARTS | Ramparts [T41,T42] | DUNDALK |  | 54.0051 | -6.398
067497X | MV/LV Substation BL***497X |  | 10 kV | _ | LV | 100 kVA :Pole Substation | 0.1 | --> | 0.1 | 0 | 0 | Constrained, otherwise capacity available =46 kVA | --> | 0.095 | 0 | 0 | 0 | 0 | Constrained, otherwise capacity available =87 kW | --> | C17 ex GILLOGUE | Gillogue [T41,T42] | ARDNACRUSHA |  | 52.7107 | -8.5998
068580 | MV/LV Substation GL***580 |  | 10 kV | _ | LV | 400 kVA :Building Structure | 0.4 | --> | 0.4 | 0.187 | 12.96 |  | --> | 0.38 | 0 | 0.021 | 0.334 | 0 |  | --> | C21 ex ARTANE | Artane [T101,T102] | FINGLAS |  | 53.3841 | -6.2399
062512 | MV/LV Substation D/***512 |  | 20 kV | _ | LV | 50 kVA :Pole Substation | 0.05 | --> | 0.05 | 0.048 | 4.25 |  | --> | 0.048 | 0 | 0 | 0 | 0 | Constrained, otherwise capacity available =47 kW | --> | E15 ex JENKINSTOWN | Jenkinstown [T421,T422] | DUNDALK |  | 54.0407 | -6.3379
093365 | MV/LV Substation P ***365 |  | 10 kV | _ | LV | 400 kVA :Kiosk Substation | 0.4 | --> | 0.4 | 0 | 0 | Constrained, otherwise capacity available =297 kVA | --> | 0.38 | 0 | 0.048 | 0.33 | 0 |  | --> | C11 ex GRANGE (DR) | Grange (dr) [T41,T42] | GRANGE (DR) |  | 53.3907 | -6.1523
018734 | MV/LV Substation DE***734 |  | 10 kV | _ | LV | 100 kVA :Pole Substation | 0.1 | --> | 0.1 | 0.088 | 3.75 |  | --> | 0.095 | 0 | 0 | 0 | 0 | Constrained, otherwise capacity available =93 kW | --> | C18 ex SMEARLA | Smearla [T41,T42] | TRIEN |  | 52.4026 | -9.5375
196035 | MV/LV Substation PI***035 |  | 10 kV | _ | LV | 400 kVA :Kiosk Substation | 0.4 | --> | 0.4 | 0 | 0 | Constrained, otherwise capacity available =241 kVA | --> | 0.38 | 0 | 0.012 | 0 | 0 | Constrained, otherwise capacity available =349 kW | --> | C15 ex TRIM | Trim [T41,T42] | NAVAN |  | 53.5612 | -6.796
018396Z | MV/LV Substation KE***396Z |  | 10 kV | _ | LV | 630 kVA :Kiosk Substation | 0.63 | --> | 0.63 | 0.392 | 3.75 |  | --> | 0.598 | 0 | 0 | 0 | 0 | Constrained, otherwise capacity available =584 kW | --> | C19 ex SMEARLA | Smearla [T41,T42] | TRIEN |  | 52.4352 | -9.3899
068174 | MV/LV Substation BO***174 |  | 10 kV | _ | LV | 630 kVA :Building Structure | 0.63 | --> | 0.63 | 0 | 0 | Constrained, otherwise capacity available =630 kVA | --> | 0.598 | 0 | 0 | 0.5 | 0 |  | --> | C18 ex WATLING STREET | Watling Street [T41,T42] | FRANCIS STREET |  | 53.3473 | -6.2768
019377 | MV/LV Substation RO***377 |  | 10 kV | _ | LV | 200 kVA :Kiosk Substation | 0.2 | --> | 0.2 | 0.128 | 2.18 |  | --> | 0.19 | 0 | 0.024 | 0 | 0 | Constrained, otherwise capacity available =162 kW | --> | C19 ex BALLYRICKARD | Ballyrickard [T41,T42] | TRALEE |  | 52.2771 | -9.7114
093282X | MV/LV Substation CA***282X |  | 10 kV | _ | LV | 400 kVA :Kiosk Substation | 0.4 | --> | 0.4 | 0 | 0 | Constrained, otherwise capacity available =283 kVA | --> | 0.38 | 0 | 0 | 0.364 | 0 |  | --> | C22 ex GRANGE (DR) | Grange (dr) [T41,T42] | GRANGE (DR) |  | 53.4068 | -6.2035
204229X | MV/LV Substation LO***229X |  | 10 kV | _ | LV | 400 kVA :Kiosk Substation | 0.4 | --> | 0.4 | 0 | 0 | Constrained, otherwise capacity available =304 kVA | --> | 0.38 | 0 | 0.01 | 0 | 0 | Constrained, otherwise capacity available =359 kW | --> | E16 ex BUNCRANA | Buncrana [T421,T422] | TRILLICK |  | 55.1277 | -7.4536
032339Y | MV/LV Substation MO***339Y |  | 10 kV | _ | LV | 200 kVA :Kiosk Substation | 0.2 | --> | 0.2 | 0 | 0 | Constrained, otherwise capacity available =140 kVA | --> | 0.19 | 0 | 0.046 | 0 | 0 | Constrained, otherwise capacity available =148 kW | --> | C23 ex TRAMORE | Tramore [T41,T42] | BUTLERSTOWN |  | 52.1723 | -7.1551
012701 | MV/LV Substation RA***701 |  | 10 kV | _ | LV | 100 kVA :Pole Substation | 0.1 | --> | 0.1 | 0 | 0 | Constrained, otherwise capacity available =89 kVA | --> | 0.095 | 0 | 0 | 0 | 0 | Constrained, otherwise capacity available =94 kW | --> | C20 ex POLLERTON | Pollerton [T41,T42] | CARLOW |  | 52.8 | -6.8821
154120Z | MV/LV Substation LI***120Z |  | 10 kV | _ | LV | 400 kVA :Kiosk Substation | 0.4 | --> | 0.4 | 0 | 0 | Constrained, otherwise capacity available =224 kVA | --> | 0.38 | 0 | 0.045 | 0.322 | 0 |  | --> | C41 ex COLLEGE PARK | College Park [T101,T102,T103] | COLLEGE PARK |  | 53.4052 | -6.4314
0684427 | MV/LV Substation LI***4427 |  | 10 kV | _ | LV | 1000 kVA :Building Structure | 1 | --> | 1 | 0 | 0 | Constrained, otherwise capacity available =862 kVA | --> | 0.95 | 0 | 0 | 0.5 | 0 |  | --> | C13 ex DRUMCONDRA | Drumcondra [T41,T42] | MCDERMOTT |  | 53.3724 | -6.2537
065487Z | MV/LV Substation BA***487Z |  | 10 kV | _ | LV | 50 kVA :Pole Substation | 0.05 | --> | 0.05 | 0 | 0 | Constrained, otherwise capacity available =50 kVA | --> | 0.048 | 0 | 0 | 0 | 0 | Constrained, otherwise capacity available =48 kW | --> | C16 ex LOUGHSHINNY | Loughshinny [T41,T42] | GLASMORE |  | 53.5884 | -6.1826
136824 | MV/LV Substation ES***824 |  | 10 kV | _ | LV | 200 kVA :Kiosk Substation | 0.2 | --> | 0.2 | 0 | 0 | Constrained, otherwise capacity available =71 kVA | --> | 0.19 | 0 | 0.017 | 0 | 0 | Constrained, otherwise capacity available =159 kW | --> | C12 ex ROSCOMMON | Roscommon [T41,T42] | LANESBORO |  | 53.6368 | -8.1918
157217X | MV/LV Substation CU***217X |  | 20 kV | _ | LV | 50 kVA :Pole Substation | 0.05 | --> | 0.05 | 0.037 | 2.03 |  | --> | 0.048 | 0 | 0 | 0 | 0 | Constrained, otherwise capacity available =46 kW | --> | E15 ex MOHILL | Mohill [T421,T422] | CARRICK ON SHANNON |  | 54.023 | -7.7959
066741X | MV/LV Substation TA***741X |  | 20 kV | _ | LV | 400 kVA :Kiosk Substation | 0.4 | --> | 0.4 | 0 | 0 | Constrained, otherwise capacity available =362 kVA | --> | 0.38 | 0 | 0.04 | 0.345 | 0 |  | --> | C24 ex MACETOWN | Macetown [T101,T102] | MACETOWN |  | 53.4851 | -6.4784
204316X | MV/LV Substation IN***316X |  | 20 kV | _ | LV | 50 kVA :Pole Substation | 0.05 | --> | 0.05 | 0.043 | 2.02 |  | --> | 0.048 | 0 | 0 | 0 | 0 | Constrained, otherwise capacity available =47 kW | --> | E17 ex BALLYMACARRY | Ballymacarry [T421] | TRILLICK |  | 55.0609 | -7.4417
130205X | MV/LV Substation BR***205X |  | 20 kV | _ | LV | 200 kVA :Pole Substation | 0.2 | --> | 0.2 | 0.136 | 2.55 |  | --> | 0.19 | 0 | 0.015 | 0 | 0 | Constrained, otherwise capacity available =170 kW | --> | E16 ex EDGEWORTHSTOWN | Edgeworthstown [T421,T422] | RICHMOND |  | 53.702 | -7.6157
049800Y | MV/LV Substation AN***800Y |  | 10 kV | _ | LV | 400 kVA :Kiosk Substation | 0.4 | --> | 0.4 | 0.213 | 0.21 | Constrained, otherwise capacity available =253 kVA | --> | 0.38 | 0 | 0 | 0 | 0 | Constrained, otherwise capacity available =359 kW | --> | E14 ex LONGFORD | Longford [T421,T422] | RICHMOND |  | 53.7269 | -7.8052
023596 | MV/LV Substation BA***596 |  | 20 kV | _ | LV | 200 kVA :Pole Substation | 0.2 | --> | 0.2 | 0 | 0 | Constrained, otherwise capacity available =162 kVA | --> | 0.19 | 0 | 0 | 0 | 0 | Constrained, otherwise capacity available =185 kW | --> | E12 ex CASTLELYONS | Castlelyons [T421,T422] | BARRYMORE |  | 52.0485 | -8.2648
366934 | MV/LV Substation AR***934 |  | 10 kV | _ | LV | 630 kVA :Building Structure | 0.63 | --> | 0.63 | 0.446 | 0.45 | Constrained, otherwise capacity available =575 kVA | --> | 0.598 | 0 | 0 | 0 | 0 | Constrained, otherwise capacity available =591 kW | --> | C12 ex CARRAROE | Carraroe [T42] | SCREEB |  | 53.2916 | -9.5518
066360 | MV/LV Substation TH***360 |  | 10 kV | _ | LV | 630 kVA :Kiosk Substation | 0.63 | --> | 0.63 | 0 | 0 | Constrained, otherwise capacity available =475 kVA | --> | 0.598 | 0 | 0.031 | 0.5 | 0 |  | --> | C22 ex HOWTH JUNCTION | Howth Junction [T41,T42] | GRANGE (DR) |  | 53.3879 | -6.154
276051 | MV/LV Substation SE***051 |  | 10 kV | _ | LV | 400 kVA :Building Structure | 0.4 | --> | 0.4 | 0.195 | 0.76 |  | --> | 0.38 | 0 | 0 | 0 | 0 | Constrained, otherwise capacity available =351 kW | --> | C18 ex WOODFORD | Woodford [T41,T42] | KNOCKEARAGH |  | 52.0515 | -9.5217
039615X | MV/LV Substation FA***615X |  | 10 kV | _ | LV | 630 kVA :Kiosk Substation | 0.63 | --> | 0.63 | 0.5 | 11.03 |  | --> | 0.598 | 0 | 0 | 0.5 | 0 |  | --> | C17 ex SALTHILL | Salthill [T101,T102] | SALTHILL |  | 53.268 | -9.123
067076X | MV/LV Substation RO***076X |  | 10 kV | _ | LV | 630 kVA :Building Structure | 0.63 | --> | 0.63 | 0 | 0 | Constrained, otherwise capacity available =622 kVA | --> | 0.598 | 0 | 0 | 0.5 | 0 |  | --> | C22 ex ROCHES STREET | Roches Street [T41,T42] | LIMERICK |  | 52.6647 | -8.6275
150536 | MV/LV Substation ST***536 |  | 20 kV | _ | LV | 200 kVA :Pole Substation | 0.2 | --> | 0.2 | 0.153 | 3.96 |  | --> | 0.19 | 0 | 0.011 | 0 | 0 | Constrained, otherwise capacity available =175 kW | --> | E18 ex STRANORLAR | Stranorlar [T421,T422] | LETTERKENNY |  | 54.8064 | -7.7503
340712 | MV/LV Substation MA***712 |  | 10 kV | _ | LV | 1000 kVA :Kiosk Substation | 1 | --> | 1 | 0 | 0 | Constrained, otherwise capacity available =425 kVA | --> | 0.95 | 0 | 0.148 | 0 | 0 | Constrained, otherwise capacity available =763 kW | --> | C16 ex DUNGLOE | Dungloe [T41,T42] | ARDNAGAPPARY |  | 54.9493 | -8.3585
160010Y | MV/LV Substation RA***010Y |  | 10 kV | _ | LV | 100 kVA :Pole Substation | 0.1 | --> | 0.1 | 0 | 0 | Constrained, otherwise capacity available =97 kVA | --> | 0.095 | 0 | 0.002 | 0 | 0 | Constrained, otherwise capacity available =93 kW | --> | C20 ex MOUNTMELLICK | Mountmellick [T41,T42] | PORTLAOISE |  | 53.0638 | -7.2863
010453X | MV/LV Substation MO***453X |  | 10 kV | _ | LV | 50 kVA :Pole Substation | 0.05 | --> | 0.05 | 0 | 0 | Constrained, otherwise capacity available =44 kVA | --> | 0.048 | 0 | 0 | 0 | 0 | Constrained, otherwise capacity available =47 kW | --> | C17 ex GRAIGUENAMANAGH | Graiguenamanagh [T41,T42] | KILKENNY |  | 52.554 | -6.9755
029345 | MV/LV Substation TH***345 |  | 20 kV | _ | LV | 400 kVA :Kiosk Substation | 0.4 | --> | 0.4 | 0 | 0 | Constrained, otherwise capacity available =293 kVA | --> | 0.38 | 0 | 0.029 | 0 | 0 | Constrained, otherwise capacity available =344 kW | --> | C13 ex CLOYNE | Cloyne [T41] | MIDLETON |  | 51.8295 | -8.0132
031808 | MV/LV Substation FL***808 |  | 20 kV | _ | LV | 200 kVA :Pole Substation | 0.2 | --> | 0.2 | 0 | 0 | Constrained, otherwise capacity available =42 kVA | --> | 0.19 | 0 | 0.005 | 0 | 0 | Constrained, otherwise capacity available =164 kW | --> | E12 ex KILMACTHOMAS | Kilmacthomas [T421,T422] | DUNGARVAN |  | 52.2056 | -7.4247
251036 | MV/LV Substation PO***036 |  | 10 kV | _ | LV | 100 kVA :Pole Substation | 0.1 | --> | 0.1 | 0 | 0 | Constrained, otherwise capacity available =86 kVA | --> | 0.095 | 0 | 0 | 0 | 0 | Constrained, otherwise capacity available =93 kW | --> | C12 ex PARKMORE | Parkmore [T41,T42] | GALWAY 110KV |  | 53.3093 | -8.9936
156690X | MV/LV Substation MU***690X |  | 20 kV | _ | LV | 400 kVA :Kiosk Substation | 0.4 | --> | 0.4 | 0.399 | 2.47 |  | --> | 0.38 | 0 | 0 | 0 | 0 | Constrained, otherwise capacity available =380 kW | --> | E19 ex TELAYDON | Telaydon [T42,T421] | LISDRUM |  | 54.3048 | -6.919
238613X | MV/LV Substation GO***613X |  | 20 kV | _ | LV | 50 kVA :Pole Substation | 0.05 | --> | 0.05 | 0 | 0 | Constrained, otherwise capacity available =39 kVA | --> | 0.048 | 0 | 0 | 0 | 0 | Constrained, otherwise capacity available =46 kW | --> | E18 ex BALLINROBE | Ballinrobe [T421,T422] | DALTON |  | 53.6353 | -9.3837
054259Y | MV/LV Substation CA***259Y |  | 20 kV | _ | LV | 50 kVA :Pole Substation | 0.05 | --> | 0.05 | 0 | 0 | Constrained, otherwise capacity available =50 kVA | --> | 0.048 | 0 | 0 | 0 | 0 | Constrained, otherwise capacity available =48 kW | --> | E12 ex ABBEYLEIX | Abbeyleix [T422] | PORTLAOISE |  | 52.9778 | -7.2834
3654251 | MV/LV Substation AI***4251 |  | 10 kV | _ | LV | 1000 kVA :Building Structure | 1 | --> | 1 | 0 | 0 | Constrained, otherwise capacity available =1000 kVA | --> | 0.95 | 0 | 0 | 0.5 | 0 |  | --> | C14 ex BELGARD | Belgard [T41,T42] | COOKSTOWN |  | 53.293 | -6.3674
238522X | MV/LV Substation PA***522X |  | 20 kV | _ | LV | 50 kVA :Pole Substation | 0.05 | --> | 0.05 | 0 | 0 | Constrained, otherwise capacity available =41 kVA | --> | 0.048 | 0 | 0 | 0 | 0 | Constrained, otherwise capacity available =46 kW | --> | E13 ex BALLINROBE | Ballinrobe [T421,T422] | DALTON |  | 53.6986 | -9.2802
007994Y | MV/LV Substation MC***994Y |  | 10 kV | _ | LV | 50 kVA :Pole Substation | 0.05 | --> | 0.05 | 0 | 0 | Constrained, otherwise capacity available =12 kVA | --> | 0.048 | 0 | 0.005 | 0 | 0 | Constrained, otherwise capacity available =38 kW | --> | C20 ex MULGANNON | Mulgannon [T41,T42] | WEXFORD |  | 52.3237 | -6.48
0644229 | MV/LV Substation BR***4229 |  | 10 kV | _ | LV | 200 kVA :Pole Substation | 0.2 | --> | 0.2 | 0 | 0 | Constrained, otherwise capacity available =162 kVA | --> | 0.19 | 0 | 0.02 | 0 | 0 | Constrained, otherwise capacity available =170 kW | --> | C20 ex TERMONFECKIN ROAD | Termonfeckin Road [T41,T42] | DRYBRIDGE |  | 53.7385 | -6.2745
4954027 | MV/LV Substation MU***4027 |  | 20 kV | _ | LV | 200 kVA :Pole Substation | 0.2 | --> | 0.2 | 0.2 | 1.5 |  | --> | 0.19 | 0 | 0 | 0.19 | 0 |  | --> | E18 ex ACHILL | Achill [T422] | CARROWBEG |  | 53.9061 | -9.7853
0504034 | MV/LV Substation BA***4034 |  | 10 kV | _ | LV | 50 kVA :Pole Substation | 0.05 | --> | 0.05 | 0.046 | 7.61 |  | --> | 0.048 | 0 | 0 | 0 | 0 | Constrained, otherwise capacity available =47 kW | --> | C19 ex GARRYCASTLE | Garrycastle [T41,T42] | ATHLONE |  | 53.3473 | -7.8427
043401 | MV/LV Substation SE***401 |  | 10 kV | _ | LV | 100 kVA :Pole Substation | 0.1 | --> | 0.1 | 0.05 | 0.43 |  | --> | 0.095 | 0 | 0.004 | 0 | 0 | Constrained, otherwise capacity available =85 kW | --> | C13 ex SWINFORD | Swinford [T41,T42] | CASTLEBAR |  | 53.926 | -8.9635
355899 | MV/LV Substation GO***899 |  | 10 kV | _ | LV | 50 kVA :Pole Substation | 0.05 | --> | 0.05 | 0.039 | 0.06 |  | --> | 0.048 | 0 | 0.006 | 0 | 0 | Constrained, otherwise capacity available =42 kW | --> | C17 ex TUBBERCURRY | Tubbercurry [T41,T42] | TONROE |  | 54.0747 | -8.9114
068982 | MV/LV Substation RO***982 |  | 10 kV | _ | LV | 400 kVA :Building Structure | 0.4 | --> | 0.4 | 0.345 | 11.14 |  | --> | 0.38 | 0 | 0 | 0.372 | 0 |  | --> | C17 ex CABRA | Cabra [T101,T102] | FINGLAS |  | 53.3735 | -6.2912
017309X | MV/LV Substation GA***309X |  | 20 kV | _ | LV | 50 kVA :Pole Substation | 0.05 | --> | 0.05 | 0.036 | 1.98 |  | --> | 0.048 | 0 | 0 | 0 | 0 | Constrained, otherwise capacity available =46 kW | --> | E12 ex RATHKEALE | Rathkeale [T421,T422] | RATHKEALE |  | 52.416 | -8.9389
281320 | MV/LV Substation TH***320 |  | 10 kV | _ | LV | 1000 kVA :Building Structure | 1 | --> | 1 | 0 | 0 | Constrained, otherwise capacity available =928 kVA | --> | 0.95 | 0 | 0 | 0.5 | 0 |  | --> | C21 ex BALLINCOLLIG | Ballincollig [T41,T42] | KILBARRY |  | 51.8837 | -8.5918
233135 | MV/LV Substation RA***135 |  | 10 kV | _ | LV | 50 kVA :Pole Substation | 0.05 | --> | 0.05 | 0 | 0 | Constrained, otherwise capacity available =26 kVA | --> | 0.048 | 0 | 0.011 | 0 | 0 | Constrained, otherwise capacity available =36 kW | --> | C23 ex CASTLEISLAND | Castleisland [T41,T42] | TRALEE |  | 52.3004 | -9.3791
017139Z | MV/LV Substation WI***139Z |  | 10 kV | _ | LV | 400 kVA :Kiosk Substation | 0.4 | --> | 0.4 | 0.353 | 1.05 |  | --> | 0.38 | 0 | 0.005 | 0 | 0 | Constrained, otherwise capacity available =370 kW | --> | C15 ex NEWCASTLEWEST | Newcastlewest [T41,T42] | RATHKEALE |  | 52.4467 | -9.0447
006537Y | MV/LV Substation BR***537Y |  | 10 kV | _ | LV | 400 kVA :Kiosk Substation | 0.4 | --> | 0.4 | 0.3 | 3.12 |  | --> | 0.38 | 0 | 0.006 | 0 | 0 | Constrained, otherwise capacity available =362 kW | --> | C11 ex BELLFIELD | Bellfield [T41,T42] | CRANE |  | 52.5102 | -6.5904
026557X | MV/LV Substation RI***557X |  | 20 kV | _ | LV | 50 kVA :Pole Substation | 0.05 | --> | 0.05 | 0 | 0 | Constrained, otherwise capacity available =26 kVA | --> | 0.048 | 0 | 0.021 | 0 | 0 | Constrained, otherwise capacity available =28 kW | --> | C17 ex KINSALE | Kinsale [T41,T42] | BANDON |  | 51.7995 | -8.5778
120391Y | MV/LV Substation BL***391Y |  | 20 kV | _ | LV | 200 kVA :Pole Substation | 0.2 | --> | 0.2 | 0 | 0 | Constrained, otherwise capacity available =143 kVA | --> | 0.19 | 0 | 0.003 | 0 | 0 | Constrained, otherwise capacity available =180 kW | --> | E18 ex EDENDERRY | Edenderry [T421,T422] | BLAKE |  | 53.3416 | -7.0486
345665 | MV/LV Substation UP***665 |  | 20 kV | _ | LV | 50 kVA :Pole Substation | 0.05 | --> | 0.05 | 0 | 0 | Constrained, otherwise capacity available =44 kVA | --> | 0.048 | 0 | 0 | 0.047 | 0 |  | --> | E15 ex MANORHAMILTON | Manorhamilton [T422] | SLIGO |  | 54.2856 | -7.9441
017112Z | MV/LV Substation WO***112Z |  | 10 kV | _ | LV | 200 kVA :Kiosk Substation | 0.2 | --> | 0.2 | 0.143 | 1.05 |  | --> | 0.19 | 0 | 0.01 | 0 | 0 | Constrained, otherwise capacity available =175 kW | --> | C15 ex NEWCASTLEWEST | Newcastlewest [T41,T42] | RATHKEALE |  | 52.4441 | -9.0486
013932Y | MV/LV Substation WO***932Y |  | 10 kV | _ | LV | 400 kVA :Building Structure | 0.4 | --> | 0.4 | 0.121 | 0.12 | Constrained, otherwise capacity available =373 kVA | --> | 0.38 | 0 | 0.006 | 0.372 | 0 |  | --> | C19 ex ATHY | Athy [T101,T102] | ATHY |  | 52.9929 | -6.999
0244037 | MV/LV Substation KN***4037 |  | 10 kV | _ | LV | 100 kVA :Pole Substation | 0.1 | --> | 0.1 | 0.082 | 2.14 |  | --> | 0.095 | 0 | 0 | 0 | 0 | Constrained, otherwise capacity available =92 kW | --> | C14 ex BUTTEVANT | Buttevant [T41,T42] | MALLOW |  | 52.2504 | -8.8052
495378 | MV/LV Substation MU***378 |  | 20 kV | _ | LV | 50 kVA :Pole Substation | 0.05 | --> | 0.05 | 0.043 | 1.5 |  | --> | 0.048 | 0 | 0 | 0.046 | 0 |  | --> | E18 ex ACHILL | Achill [T422] | CARROWBEG |  | 53.9067 | -9.771
206877 | MV/LV Substation TR***877 |  | 20 kV | _ | LV | 630 kVA :Building Structure | 0.63 | --> | 0.63 | 0.5 | 1.6 |  | --> | 0.598 | 0 | 0.01 | 0 | 0 | Constrained, otherwise capacity available =588 kW | --> | E12 ex BELMULLET | Belmullet [T421] | BELLACORICK |  | 54.2199 | -9.9854
027042 | MV/LV Substation DR***042 |  | 10 kV | _ | LV | 200 kVA :Pole Substation | 0.2 | --> | 0.2 | 0.197 | 7.79 |  | --> | 0.19 | 0 | 0 | 0 | 0 | Constrained, otherwise capacity available =190 kW | --> | C17 ex DUNMANWAY | Dunmanway [T422,T43] | DUNMANWAY |  | 51.7332 | -8.9947
3654093 | MV/LV Substation DR***4093 |  | 10 kV | _ | LV | 400 kVA :Kiosk Substation | 0.4 | --> | 0.4 | 0 | 0 | Constrained, otherwise capacity available =400 kVA | --> | 0.38 | 0 | 0 | 0.38 | 0 |  | --> | C16 ex SAGGART | Saggart [T41,T42] | GRANGE CASTLE |  | 53.2793 | -6.4505
015043 | MV/LV Substation RO***043 |  | 20 kV | _ | LV | 200 kVA :Pole Substation | 0.2 | --> | 0.2 | 0 | 0 | Constrained, otherwise capacity available =200 kVA | --> | 0.19 | 0 | 0 | 0 | 0 | Constrained, otherwise capacity available =190 kW | --> | E13 ex BLESSINGTON | Blessington [T421,T422] | KILTEEL |  | 53.1865 | -6.5358
180954X | MV/LV Substation CU***954X |  | 10 kV | _ | LV | 200 kVA :Kiosk Substation | 0.2 | --> | 0.2 | 0.159 | 0.68 |  | --> | 0.19 | 0 | 0.009 | 0 | 0 | Constrained, otherwise capacity available =178 kW | --> | C24 ex MULLAGH | Mullagh [T44] | MEATH HILL |  | 53.8103 | -6.9435
196083X | MV/LV Substation PO***083X |  | 10 kV | _ | LV | 200 kVA :Pole Substation | 0.2 | --> | 0.2 | 0 | 0 | Constrained, otherwise capacity available =189 kVA | --> | 0.19 | 0 | 0 | 0 | 0 | Constrained, otherwise capacity available =189 kW | --> | C18 ex ATHBOY | Athboy [T42] | NAVAN |  | 53.6204 | -6.8595
0064324 | MV/LV Substation DR***4324 |  | 20 kV | _ | LV | 50 kVA :Pole Substation | 0.05 | --> | 0.05 | 0 | 0 | Constrained, otherwise capacity available =45 kVA | --> | 0.048 | 0 | 0 | 0 | 0 | Constrained, otherwise capacity available =47 kW | --> | E16 ex CLONROCHE | Clonroche [T421,T422] | WEXFORD |  | 52.4964 | -6.682
007755Z | MV/LV Substation CH***755Z |  | 10 kV | _ | LV | 630 kVA :Kiosk Substation | 0.63 | --> | 0.63 | 0 | 0 | Constrained, otherwise capacity available =444 kVA | --> | 0.598 | 0 | 0.016 | 0 | 0 | Constrained, otherwise capacity available =561 kW | --> | C20 ex MULGANNON | Mulgannon [T41,T42] | WEXFORD |  | 52.3044 | -6.4583
049662X | MV/LV Substation FA***662X |  | 10 kV | _ | LV | 200 kVA :Kiosk Substation | 0.2 | --> | 0.2 | 0.15 | 2.8 |  | --> | 0.19 | 0 | 0 | 0 | 0 | Constrained, otherwise capacity available =183 kW | --> | C17 ex GLEBE | Glebe [T41,T42] | RICHMOND |  | 53.7198 | -7.7885
068320X | MV/LV Substation TR***320X |  | 10 kV | _ | LV | 1000 kVA :Building Structure | 1 | --> | 1 | 0.5 | 3 |  | --> | 0.95 | 0 | 0 | 0.5 | 0 |  | --> | C37 ex INCHICORE CENTRAL | Inchicore Central [T43,T45] | INCHICORE 220KV |  | 53.3382 | -6.3208
081184Z | MV/LV Substation FE***184Z |  | 10 kV | _ | LV | 400 kVA :Kiosk Substation | 0.4 | --> | 0.4 | 0.351 | 7.91 |  | --> | 0.38 | 0 | 0.005 | 0.37 | 0 |  | --> | C23 ex PELLETSTOWN | Pelletstown [T101,T102] | FINGLAS |  | 53.3737 | -6.4024
052009Z | MV/LV Substation CO***009Z |  | 10 kV | _ | LV | 400 kVA :Kiosk Substation | 0.4 | --> | 0.4 | 0.317 | 10.9 |  | --> | 0.38 | 0 | 0.019 | 0.354 | 0 |  | --> | C14 ex MULLINGAR | Mullingar [T101,T102] | MULLINGAR |  | 53.5399 | -7.3598
0334378 | MV/LV Substation KI***4378 |  | 20 kV | _ | LV | 50 kVA :Pole Substation | 0.05 | --> | 0.05 | 0 | 0 | Constrained, otherwise capacity available =50 kVA | --> | 0.048 | 0 | 0 | 0 | 0 | Constrained, otherwise capacity available =48 kW | --> | C18 ex DEERPARK | Deerpark [T41,T42] | BALLYDINE |  | 52.4461 | -7.4105
015735Z | MV/LV Substation LI***735Z |  | 10 kV | _ | LV | 400 kVA :Kiosk Substation | 0.4 | --> | 0.4 | 0 | 0 | Constrained, otherwise capacity available =349 kVA | --> | 0.38 | 0 | 0 | 0 | 0 | Constrained, otherwise capacity available =373 kW | --> | C17 ex SALLINS | Sallins [T41,T42] | GRIFFINRATH |  | 53.2873 | -6.6837
046119 | MV/LV Substation DE***119 |  | 10 kV | _ | LV | 400 kVA :Building Structure | 0.4 | --> | 0.4 | 0 | 0 | Constrained, otherwise capacity available =326 kVA | --> | 0.38 | 0 | 0 | 0.37 | 0 |  | --> | C12 ex CRANMORE | Cranmore [T41,T42] | SLIGO |  | 54.2632 | -8.4752
071026 | MV/LV Substation MI***026 |  | 10 kV | _ | LV | 100 kVA :Pole Substation | 0.1 | --> | 0.1 | 0 | 0 | Constrained, otherwise capacity available =12 kVA | --> | 0.095 | 0 | 0.026 | 0.063 | 0 |  | --> | C22 ex GREYSTONES | Greystones [T41,T42] | FASSAROE |  | 53.1325 | -6.0742
021906 | MV/LV Substation ST***906 |  | 20 kV | _ | LV | 50 kVA :Pole Substation | 0.05 | --> | 0.05 | 0 | 0 | Constrained, otherwise capacity available =36 kVA | --> | 0.048 | 0 | 0 | 0 | 0 | Constrained, otherwise capacity available =46 kW | --> | E16 ex CURRALEIGH | Curraleigh [T421,T422] | KILBARRY |  | 51.9923 | -8.7551
003566 | MV/LV Substation TI***566 |  | 10 kV | _ | LV | 50 kVA :Pole Substation | 0.05 | --> | 0.05 | 0.018 | 0.48 |  | --> | 0.048 | 0 | 0 | 0 | 0 | Constrained, otherwise capacity available =43 kW | --> | C20 ex KILMARTIN | Kilmartin [T41] | ARKLOW |  | 53.0238 | -6.1628
255738 | MV/LV Substation ST***738 |  | 20 kV | _ | LV | 50 kVA :Pole Substation | 0.05 | --> | 0.05 | 0 | 0 | Constrained, otherwise capacity available =45 kVA | --> | 0.048 | 0 | 0 | 0 | 0 | Constrained, otherwise capacity available =47 kW | --> | E20 ex KILLYBEGS | Killybegs [T422] | BINBANE |  | 54.6485 | -8.4385
023443Y | MV/LV Substation PA***443Y |  | 20 kV | _ | LV | 400 kVA :Kiosk Substation | 0.4 | --> | 0.4 | 0 | 0 | Constrained, otherwise capacity available =222 kVA | --> | 0.38 | 0 | 0.057 | 0 | 0 | Constrained, otherwise capacity available =313 kW | --> | E11 ex CASTLELYONS | Castlelyons [T421,T422] | BARRYMORE |  | 52.075 | -8.2845
132970X | MV/LV Substation HO***970X |  | 20 kV | _ | LV | 200 kVA :Pole Substation | 0.2 | --> | 0.2 | 0 | 0 | Constrained, otherwise capacity available =171 kVA | --> | 0.19 | 0 | 0 | 0 | 0 | Constrained, otherwise capacity available =186 kW | --> | E28 ex LOUGHREA | Loughrea [T41,T42] | SOMERSET |  | 53.1757 | -8.3966
0684562 | MV/LV Substation SH***4562 |  | 10 kV | _ | LV | 1000 kVA :Building Structure | 1 | --> | 1 | 0 | 0 | Constrained, otherwise capacity available =1000 kVA | --> | 0.95 | 0 | 0 | 0.5 | 0 |  | --> | C21 ex CAMDEN ROW | Camden Row [T41] | FRANCIS STREET |  | 53.3415 | -6.2677
022667X | MV/LV Substation GO***667X |  | 20 kV | _ | LV | 50 kVA :Pole Substation | 0.05 | --> | 0.05 | 0 | 0 | Constrained, otherwise capacity available =39 kVA | --> | 0.048 | 0 | 0 | 0 | 0 | Constrained, otherwise capacity available =46 kW | --> | C18 ex SCARTEEN | Scarteen [T41,T42] | MALLOW |  | 52.1439 | -8.7172
007194Z | MV/LV Substation PA***194Z |  | 20 kV | _ | LV | 400 kVA :Kiosk Substation | 0.4 | --> | 0.4 | 0.333 | 1.4 |  | --> | 0.38 | 0 | 0.013 | 0 | 0 | Constrained, otherwise capacity available =361 kW | --> | E12 ex KILLINICK | Killinick [T421,T422] | WEXFORD |  | 52.2488 | -6.3421
053189 | MV/LV Substation PA***189 |  | 10 kV | _ | LV | 50 kVA :Pole Substation | 0.05 | --> | 0.05 | 0.02 | 3.28 |  | --> | 0.048 | 0 | 0.003 | 0.041 | 0 |  | --> | C23 ex SRAH | Srah [T43] | THORNSBERRY |  | 53.2829 | -7.4864
007985X | MV/LV Substation WE***985X |  | 10 kV | _ | LV | 200 kVA :Kiosk Substation | 0.2 | --> | 0.2 | 0 | 0 | Constrained, otherwise capacity available =137 kVA | --> | 0.19 | 0 | 0 | 0 | 0 | Constrained, otherwise capacity available =181 kW | --> | C20 ex MULGANNON | Mulgannon [T41,T42] | WEXFORD |  | 52.3058 | -6.4596
039526X | MV/LV Substation AN***526X |  | 10 kV | _ | LV | 200 kVA :Kiosk Substation | 0.2 | --> | 0.2 | 0 | 0 | Constrained, otherwise capacity available =164 kVA | --> | 0.19 | 0 | 0.01 | 0.178 | 0 |  | --> | C22 ex GALWAY 110KV | Galway 110kv [T102,T103] | GALWAY 110KV |  | 53.2906 | -8.9929
167240Y | MV/LV Substation PI***240Y |  | 20 kV | _ | LV | 50 kVA :Pole Substation | 0.05 | --> | 0.05 | 0 | 0 | Constrained, otherwise capacity available =42 kVA | --> | 0.048 | 0 | 0 | 0 | 0 | Constrained, otherwise capacity available =46 kW | --> | E21 ex WHITECHURCH | Whitechurch [T421,T422] | KILBARRY |  | 51.9523 | -8.4527
075390 | MV/LV Substation KI***390 |  | 20 kV | _ | LV | 50 kVA :Pole Substation | 0.05 | --> | 0.05 | 0.032 | 4.38 |  | --> | 0.048 | 0 | 0.02 | 0.03 | 0 |  | --> | E18 ex CRANE | Crane [T122] | CRANE |  | 52.5044 | -6.2923
2534470 | MV/LV Substation GI***4470 |  | 20 kV | _ | LV | 50 kVA :Pole Substation | 0.05 | --> | 0.05 | 0 | 0 | Constrained, otherwise capacity available =50 kVA | --> | 0.048 | 0 | 0 | 0 | 0 | Constrained, otherwise capacity available =48 kW | --> | C23 ex TUAM NORTH | Tuam North [T41,T42] | CLOON |  | 53.5432 | -8.7554
365013X | MV/LV Substation BR***013X |  | 10 kV | _ | LV | 630 kVA :Building Structure | 0.63 | --> | 0.63 | 0 | 0 | Constrained, otherwise capacity available =421 kVA | --> | 0.598 | 0 | 0 | 0.5 | 0 |  | --> | C21 ex BELGARD | Belgard [T41,T42] | COOKSTOWN |  | 53.2879 | -6.3514
037877X | MV/LV Substation NE***877X |  | 10 kV | _ | LV | 50 kVA :Pole Substation | 0.05 | --> | 0.05 | 0 | 0 | Constrained, otherwise capacity available =47 kVA | --> | 0.048 | 0 | 0.01 | 0 | 0 | Constrained, otherwise capacity available =40 kW | --> | C20 ex CAHIRCALLA | Cahircalla [T41,T42] | ENNIS |  | 52.8101 | -9.0171
214740 | MV/LV Substation IS***740 |  | 10 kV | _ | LV | 50 kVA :Pole Substation | 0.05 | --> | 0.05 | 0 | 0 | Constrained, otherwise capacity available =42 kVA | --> | 0.048 | 0 | 0.005 | 0 | 0 | Constrained, otherwise capacity available =43 kW | --> | C14 ex DRUMQUIN | Drumquin [T42] | ENNIS |  | 52.7653 | -8.9949
1544180 | MV/LV Substation KI***4180 |  | 10 kV | _ | LV | 400 kVA :Kiosk Substation | 0.4 | --> | 0.4 | 0 | 0 | Constrained, otherwise capacity available =396 kVA | --> | 0.38 | 0 | 0 | 0 | 0 | Constrained, otherwise capacity available =379 kW | --> | C18 ex BALLYCOOLIN | Ballycoolin [T41,T42,T43] | FINGLAS |  | 53.4032 | -6.3669
032122 | MV/LV Substation BO***122 |  | 20 kV | _ | LV | 100 kVA :Building Structure | 0.1 | --> | 0.1 | 0 | 0 | Constrained, otherwise capacity available =93 kVA | --> | 0.095 | 0 | 0.08 | 0 | 0 | Constrained, otherwise capacity available =35 kW | --> | C21 ex TRAMORE | Tramore [T41,T42] | BUTLERSTOWN |  | 52.1608 | -7.3709
281199Z | MV/LV Substation BA***199Z |  | 10 kV | _ | LV | 200 kVA :Kiosk Substation | 0.2 | --> | 0.2 | 0 | 0 | Constrained, otherwise capacity available =134 kVA | --> | 0.19 | 0 | 0.048 | 0 | 0 | Constrained, otherwise capacity available =145 kW | --> | C15 ex CARRIGALINE | Carrigaline [T41,T42] | BARNAHELY |  | 51.8182 | -8.4023
014024 | MV/LV Substation SI***024 |  | 10 kV | _ | LV | 400 kVA :Kiosk Substation | 0.4 | --> | 0.4 | 0 | 0 | Constrained, otherwise capacity available =341 kVA | --> | 0.38 | 0 | 0 | 0 | 0 | Constrained, otherwise capacity available =372 kW | --> | C12 ex ATHGARVAN | Athgarvan [T41,T44] | NEWBRIDGE |  | 53.1726 | -6.7961
209194 | MV/LV Substation FL***194 |  | 10 kV | _ | LV | 100 kVA :Pole Substation | 0.1 | --> | 0.1 | 0 | 0 | Constrained, otherwise capacity available =78 kVA | --> | 0.095 | 0 | 0 | 0 | 0 | Constrained, otherwise capacity available =92 kW | --> | C19 ex MILFORD (NR) | Milford (nr) [T41,T42] | LETTERKENNY |  | 55.0388 | -7.6376
033033 | MV/LV Substation CO***033 |  | 10 kV | _ | LV | 400 kVA :Kiosk Substation | 0.4 | --> | 0.4 | 0 | 0 | Constrained, otherwise capacity available =318 kVA | --> | 0.38 | 0 | 0.016 | 0 | 0 | Constrained, otherwise capacity available =357 kW | --> | C15 ex DEERPARK | Deerpark [T41,T42] | BALLYDINE |  | 52.3419 | -7.4107
037259 | MV/LV Substation BA***259 |  | 20 kV | _ | LV | 50 kVA :Pole Substation | 0.05 | --> | 0.05 | 0.042 | 13.05 |  | --> | 0.048 | 0 | 0 | 0.046 | 0 |  | --> | C19 ex ENNIS | Ennis [T101,T102] | ENNIS |  | 52.8377 | -8.852
074136X | MV/LV Substation RO***136X |  | 10 kV | _ | LV | 100 kVA :Pole Substation | 0.1 | --> | 0.1 | 0 | 0 | Constrained, otherwise capacity available =56 kVA | --> | 0.095 | 0 | 0.023 | 0 | 0 | Constrained, otherwise capacity available =72 kW | --> | C17 ex CARRICK ON SHANNON | Carrick On Shannon [T41,T42] | CARRICK ON SHANNON |  | 53.9391 | -8.0759
258440 | MV/LV Substation IR***440 |  | 20 kV | _ | LV | 200 kVA :Pole Substation | 0.2 | --> | 0.2 | 0.198 | 1.86 |  | --> | 0.19 | 0 | 0 | 0 | 0 | Constrained, otherwise capacity available =190 kW | --> | E17 ex CREESLOUGH | Creeslough [T421] | ARDNAGAPPARY |  | 55.1492 | -7.9281
056705X | MV/LV Substation BU***705X |  | 20 kV | _ | LV | 50 kVA :Pole Substation | 0.05 | --> | 0.05 | 0.048 | 1.26 |  | --> | 0.048 | 0 | 0 | 0 | 0 | Constrained, otherwise capacity available =47 kW | --> | E15 ex BALLYCROSSAUN | Ballycrossaun [T421,T422] | SOMERSET |  | 53.0721 | -8.1428
050441X | MV/LV Substation KI***441X |  | 10 kV | _ | LV | 50 kVA :Pole Substation | 0.05 | --> | 0.05 | 0.046 | 7.61 |  | --> | 0.048 | 0 | 0 | 0 | 0 | Constrained, otherwise capacity available =47 kW | --> | C19 ex GARRYCASTLE | Garrycastle [T41,T42] | ATHLONE |  | 53.3764 | -7.8612
017914 | MV/LV Substation PO***914 |  | 10 kV | _ | LV | 100 kVA :Pole Substation | 0.1 | --> | 0.1 | 0.074 | 1.05 |  | --> | 0.095 | 0 | 0 | 0 | 0 | Constrained, otherwise capacity available =91 kW | --> | C14 ex NEWCASTLEWEST | Newcastlewest [T41,T42] | RATHKEALE |  | 52.4524 | -9.0449
067146X | MV/LV Substation VI***146X |  | 10 kV | _ | LV | 400 kVA :Kiosk Substation | 0.4 | --> | 0.4 | 0 | 0 | Constrained, otherwise capacity available =300 kVA | --> | 0.38 | 0 | 0 | 0 | 0 | Constrained, otherwise capacity available =366 kW | --> | C12 ex CAHERDAVIN | Caherdavin [T41,T42] | ARDNACRUSHA |  | 52.6605 | -8.6569
0774111 | MV/LV Substation TO***4111 |  | 20 kV | _ | LV | 50 kVA :Pole Substation | 0.05 | --> | 0.05 | 0 | 0 | Constrained, otherwise capacity available =42 kVA | --> | 0.048 | 0 | 0 | 0 | 0 | Constrained, otherwise capacity available =46 kW | --> | E16 ex PATRICKSWELL | Patrickswell [T421,T422] | LIMERICK |  | 52.5679 | -8.8322
018645 | MV/LV Substation CL***645 |  | 10 kV | _ | LV | 200 kVA :Pole Substation | 0.2 | --> | 0.2 | 0.111 | 3.75 |  | --> | 0.19 | 0 | 0.01 | 0 | 0 | Constrained, otherwise capacity available =170 kW | --> | C13 ex SMEARLA | Smearla [T41,T42] | TRIEN |  | 52.4575 | -9.4897
108261X | MV/LV Substation RO***261X |  | 10 kV | _ | LV | 200 kVA :Kiosk Substation | 0.2 | --> | 0.2 | 0.189 | 1.57 |  | --> | 0.19 | 0 | 0 | 0 | 0 | Constrained, otherwise capacity available =188 kW | --> | C16 ex BALLYSHANNON | Ballyshannon [T41,T42] | CATHALEENS FALL |  | 54.566 | -8.2167
036066 | MV/LV Substation LI***066 |  | 20 kV | _ | LV | 200 kVA :Pole Substation | 0.2 | --> | 0.2 | 0 | 0 | Constrained, otherwise capacity available =78 kVA | --> | 0.19 | 0 | 0 | 0 | 0 | Constrained, otherwise capacity available =173 kW | --> | E18 ex GARRANACANTY | Garranacanty [T421,T422] | TIPPERARY |  | 52.5016 | -8.2
037014Y | MV/LV Substation RE***014Y |  | 10 kV | _ | LV | 200 kVA :Pole Substation | 0.2 | --> | 0.2 | 0 | 0 | Constrained, otherwise capacity available =188 kVA | --> | 0.19 | 0 | 0 | 0 | 0 | Constrained, otherwise capacity available =188 kW | --> | C19 ex ENNIS NORTH | Ennis North [T41,T42] | ENNIS |  | 52.8669 | -8.9796
032494Y | MV/LV Substation WE***494Y |  | 20 kV | _ | LV | 50 kVA :Pole Substation | 0.05 | --> | 0.05 | 0 | 0 | Constrained, otherwise capacity available =48 kVA | --> | 0.048 | 0 | 0 | 0 | 0 | Constrained, otherwise capacity available =47 kW | --> | C21 ex TRAMORE | Tramore [T41,T42] | BUTLERSTOWN |  | 52.146 | -7.1824
281924Z | MV/LV Substation ME***924Z |  | 10 kV | _ | LV | 100 kVA :Pole Substation | 0.1 | --> | 0.1 | 0 | 0 | Constrained, otherwise capacity available =99 kVA | --> | 0.095 | 0 | 0.005 | 0.091 | 0 |  | --> | C11 ex BALLINCOLLIG | Ballincollig [T41,T42] | KILBARRY |  | 51.8298 | -8.645
017114Z | MV/LV Substation AR***114Z |  | 10 kV | _ | LV | 400 kVA :Kiosk Substation | 0.4 | --> | 0.4 | 0.307 | 1.05 |  | --> | 0.38 | 0 | 0.01 | 0 | 0 | Constrained, otherwise capacity available =360 kW | --> | C15 ex NEWCASTLEWEST | Newcastlewest [T41,T42] | RATHKEALE |  | 52.4436 | -9.0545
048196X | MV/LV Substation DR***196X |  | 20 kV | _ | LV | 100 kVA :Pole Substation | 0.1 | --> | 0.1 | 0.098 | 1.31 |  | --> | 0.095 | 0 | 0 | 0 | 0 | Constrained, otherwise capacity available =95 kW | --> | C14 ex ROOSKY | Roosky [T41] | RICHMOND |  | 53.8588 | -7.9229
047107X | MV/LV Substation AR***107X |  | 10 kV | _ | LV | 50 kVA :Pole Substation | 0.05 | --> | 0.05 | 0.031 | 1.04 |  | --> | 0.048 | 0 | 0 | 0 | 0 | Constrained, otherwise capacity available =45 kW | --> | C17 ex BOYLE | Boyle [T41,T42] | CARRICK ON SHANNON |  | 53.9725 | -8.2014
109244 | MV/LV Substation BA***244 |  | 20 kV | _ | LV | 100 kVA :Pole Substation | 0.1 | --> | 0.1 | 0 | 0 | Constrained, otherwise capacity available =46 kVA | --> | 0.095 | 0 | 0.03 | 0 | 0 | Constrained, otherwise capacity available =65 kW | --> | E17 ex DRUMLINE | Drumline [T421,T422] | DRUMLINE |  | 52.7603 | -8.8924
012992 | MV/LV Substation BR***992 |  | 10 kV | _ | LV | 400 kVA :Kiosk Substation | 0.4 | --> | 0.4 | 0.152 | 1.99 |  | --> | 0.38 | 0 | 0.021 | 0 | 0 | Constrained, otherwise capacity available =329 kW | --> | C14 ex GRAIGUE | Graigue [T41,T42] | CARLOW |  | 52.8366 | -6.939
021558X | MV/LV Substation LO***558X |  | 10 kV | _ | LV | 200 kVA :Pole Substation | 0.2 | --> | 0.2 | 0 | 0 | Constrained, otherwise capacity available =156 kVA | --> | 0.19 | 0 | 0.03 | 0.162 | 0 |  | --> | C15 ex MAYFIELD | Mayfield [T41,T42] | KILBARRY |  | 51.9105 | -8.4152
0124277 | MV/LV Substation KI***4277 |  | 20 kV | _ | LV | 50 kVA :Pole Substation | 0.05 | --> | 0.05 | 0.039 | 2.83 |  | --> | 0.048 | 0 | 0.025 | 0 | 0 | Constrained, otherwise capacity available =28 kW | --> | E12 ex BAGENALSTOWN | Bagenalstown [T421,T422] | CARLOW |  | 52.6738 | -6.9563
034358 | MV/LV Substation BO***358 |  | 20 kV | _ | LV | 50 kVA :Pole Substation | 0.05 | --> | 0.05 | 0.05 | 0.57 |  | --> | 0.048 | 0 | 0 | 0 | 0 | Constrained, otherwise capacity available =47 kW | --> | E23 ex LAWLESSTOWN | Lawlesstown [T42,T421] | DOON |  | 52.2871 | -7.7133
164393 | MV/LV Substation OL***393 |  | 10 kV | _ | LV | 50 kVA :Pole Substation | 0.05 | --> | 0.05 | 0 | 0 | Constrained, otherwise capacity available =45 kVA | --> | 0.048 | 0 | 0 | 0 | 0 | Constrained, otherwise capacity available =47 kW | --> | C15 ex SKIBBEREEN | Skibbereen [T41,T42] | DUNMANWAY |  | 51.5331 | -9.3171
355221X | MV/LV Substation QU***221X |  | 10 kV | _ | LV | 50 kVA :Pole Substation | 0.05 | --> | 0.05 | 0.04 | 0.06 |  | --> | 0.048 | 0 | 0 | 0 | 0 | Constrained, otherwise capacity available =46 kW | --> | C18 ex TUBBERCURRY | Tubbercurry [T41,T42] | TONROE |  | 54.0551 | -8.6439
220087X | MV/LV Substation KI***087X |  | 20 kV | _ | LV | 50 kVA :Pole Substation | 0.05 | --> | 0.05 | 0.047 | 2.33 |  | --> | 0.048 | 0 | 0.005 | 0 | 0 | Constrained, otherwise capacity available =43 kW | --> | E14 ex MOY | Moy [T421,T422] | MOY |  | 54.2142 | -9.226
1564087 | MV/LV Substation TA***4087 |  | 20 kV | _ | LV | 33 kVA :Pole Substation | 0.033 | --> | 0.033 | 0.032 | 2.47 |  | --> | 0.031 | 0 | 0.006 | 0 | 0 | Constrained, otherwise capacity available =27 kW | --> | E13 ex TELAYDON | Telaydon [T42,T421] | LISDRUM |  | 54.3217 | -7.1151
099645X | MV/LV Substation GL***645X |  | 10 kV | _ | LV | 400 kVA :Kiosk Substation | 0.4 | --> | 0.4 | 0.221 | 5.45 |  | --> | 0.38 | 0 | 0 | 0 | 0 | Constrained, otherwise capacity available =355 kW | --> | C14 ex GORTLEE | Gortlee [T41,T42] | LETTERKENNY |  | 54.9576 | -7.744
023261Y | MV/LV Substation DU***261Y |  | 10 kV | _ | LV | 400 kVA :Kiosk Substation | 0.4 | --> | 0.4 | 0 | 0 | Constrained, otherwise capacity available =298 kVA | --> | 0.38 | 0 | 0.096 | 0 | 0 | Constrained, otherwise capacity available =295 kW | --> | C20 ex COOLCARRON | Coolcarron [T41,T42] | BARRYMORE |  | 52.1314 | -8.2864
054149Z | MV/LV Substation PA***149Z |  | 10 kV | _ | LV | 1000 kVA :Building Structure | 1 | --> | 1 | 0 | 0 | Constrained, otherwise capacity available =844 kVA | --> | 0.95 | 0 | 0 | 0 | 0 | Constrained, otherwise capacity available =928 kW | --> | E16 ex PORTLAOISE | Portlaoise [T423,T424] | PORTLAOISE |  | 53.0257 | -7.3002
066003Y | MV/LV Substation SE***003Y |  | 10 kV | _ | LV | 200 kVA :Kiosk Substation | 0.2 | --> | 0.2 | 0 | 0 | Constrained, otherwise capacity available =148 kVA | --> | 0.19 | 0 | 0.03 | 0 | 0 | Constrained, otherwise capacity available =160 kW | --> | C17 ex SWORDS | Swords [T41,T42] | GLASMORE |  | 53.463 | -6.2124
093133X | MV/LV Substation BE***133X |  | 10 kV | _ | LV | 400 kVA :Kiosk Substation | 0.4 | --> | 0.4 | 0 | 0 | Constrained, otherwise capacity available =287 kVA | --> | 0.38 | 0 | 0.033 | 0.34 | 0 |  | --> | C22 ex HOWTH JUNCTION | Howth Junction [T41,T42] | GRANGE (DR) |  | 53.3849 | -6.1693
012892 | MV/LV Substation GR***892 |  | 10 kV | _ | LV | 50 kVA :Pole Substation | 0.05 | --> | 0.05 | 0.033 | 1.99 |  | --> | 0.048 | 0 | 0 | 0 | 0 | Constrained, otherwise capacity available =45 kW | --> | C18 ex GRAIGUE | Graigue [T41,T42] | CARLOW |  | 52.8423 | -6.9334
056658X | MV/LV Substation CO***658X |  | 20 kV | _ | LV | 50 kVA :Pole Substation | 0.05 | --> | 0.05 | 0.039 | 0.89 |  | --> | 0.048 | 0 | 0.01 | 0 | 0 | Constrained, otherwise capacity available =38 kW | --> | E20 ex BIRR | Birr [T41,T422] | DALLOW |  | 53.0717 | -7.9345
068369 | MV/LV Substation DE***369 |  | 10 kV | _ | LV | 630 kVA :Building Structure | 0.63 | --> | 0.63 | 0.387 | 7.2 |  | --> | 0.598 | 0 | 0 | 0.5 | 0 |  | --> | C19 ex TRINITY | Trinity [T101,T102] | POOLBEG |  | 53.3426 | -6.2469
0694177 | MV/LV Substation GA***4177 |  | 10 kV | _ | LV | 630 kVA :Kiosk Substation | 0.63 | --> | 0.63 | 0.5 | 9.99 |  | --> | 0.598 | 0 | 0 | 0.5 | 0 |  | --> | C12 ex HAROLDS CROSS | Harolds Cross [T101,T102] | POOLBEG |  | 53.3247 | -6.2797
058169 | MV/LV Substation PO***169 |  | 10 kV | _ | LV | 400 kVA :Kiosk Substation | 0.4 | --> | 0.4 | 0.371 | 3 |  | --> | 0.38 | 0 | 0.005 | 0 | 0 | Constrained, otherwise capacity available =372 kW | --> | C21 ex NENAGH | Nenagh [T41,T42] | NENAGH |  | 52.8842 | -8.3478
082050 | MV/LV Substation BA***050 |  | 10 kV | _ | LV | 200 kVA :Kiosk Substation | 0.2 | --> | 0.2 | 0 | 0 | Constrained, otherwise capacity available =118 kVA | --> | 0.19 | 0 | 0.03 | 0 | 0 | Constrained, otherwise capacity available =156 kW | --> | C30 ex ACADEMY STREET | Academy Street [T421,T422,T44] | NAVAN |  | 53.6531 | -6.6691
062827Y | MV/LV Substation BO***827Y |  | 20 kV | _ | LV | 200 kVA :Kiosk Substation | 0.2 | --> | 0.2 | 0.162 | 4.25 |  | --> | 0.19 | 0 | 0.012 | 0 | 0 | Constrained, otherwise capacity available =176 kW | --> | E18 ex JENKINSTOWN | Jenkinstown [T421,T422] | DUNDALK |  | 54.0834 | -6.2547
018388Z | MV/LV Substation AR***388Z |  | 10 kV | _ | LV | 100 kVA :Pole Substation | 0.1 | --> | 0.1 | 0.067 | 3.75 |  | --> | 0.095 | 0 | 0.045 | 0 | 0 | Constrained, otherwise capacity available =57 kW | --> | C12 ex SMEARLA | Smearla [T41,T42] | TRIEN |  | 52.4488 | -9.4988
001308 | MV/LV Substation CL***308 |  | 10 kV | _ | LV | 200 kVA :Kiosk Substation | 0.2 | --> | 0.2 | 0.111 | 4.01 |  | --> | 0.19 | 0 | 0.02 | 0.163 | 0 |  | --> | C15 ex BALLINCLEA | Ballinclea [T41] | CHERRYWOOD |  | 53.2763 | -6.097
031877 | MV/LV Substation CU***877 |  | 20 kV | _ | LV | 100 kVA :Pole Substation | 0.1 | --> | 0.1 | 0 | 0 | Constrained, otherwise capacity available =92 kVA | --> | 0.095 | 0 | 0.01 | 0 | 0 | Constrained, otherwise capacity available =86 kW | --> | E17 ex KILMACTHOMAS | Kilmacthomas [T421,T422] | DUNGARVAN |  | 52.2017 | -7.4373
043890 | MV/LV Substation HA***890 |  | 20 kV | _ | LV | 1000 kVA :Building Structure | 1 | --> | 1 | 0.429 | 0.43 | Constrained, otherwise capacity available =989 kVA | --> | 0.95 | 0 | 0 | 0 | 0 | Constrained, otherwise capacity available =948 kW | --> | C20 ex SWINFORD | Swinford [T41,T42] | CASTLEBAR |  | 53.8599 | -8.8481
244305 | MV/LV Substation TU***305 |  | 20 kV | _ | LV | 50 kVA :Pole Substation | 0.05 | --> | 0.05 | 0 | 0 | Constrained, otherwise capacity available =42 kVA | --> | 0.048 | 0 | 0 | 0 | 0 | Constrained, otherwise capacity available =46 kW | --> | E12 ex MILLTOWN (SR) | Milltown (sr) [T421,T422] | OUGHTRAGH |  | 52.0968 | -9.8296
014497Z | MV/LV Substation EL***497Z |  | 10 kV | _ | LV | 50 kVA :Pole Substation | 0.05 | --> | 0.05 | 0 | 0 | Constrained, otherwise capacity available =47 kVA | --> | 0.048 | 0 | 0.005 | 0 | 0 | Constrained, otherwise capacity available =43 kW | --> | C19 ex KILDARE | Kildare [T41,T42] | NEWBRIDGE |  | 53.1856 | -6.9875
366037 | MV/LV Substation SR***037 |  | 20 kV | _ | LV | 50 kVA :Pole Substation | 0.05 | --> | 0.05 | 0.047 | 0.45 |  | --> | 0.048 | 0 | 0 | 0 | 0 | Constrained, otherwise capacity available =47 kW | --> | C16 ex CARRAROE | Carraroe [T42] | SCREEB |  | 53.271 | -9.5834
005086Y | MV/LV Substation SE***086Y |  | 10 kV | _ | LV | 630 kVA :Building Structure | 0.63 | --> | 0.63 | 0.5 | 17.8 |  | --> | 0.598 | 0 | 0 | 0.5 | 0 |  | --> | E24 ex BANOGE | Banoge [T121,T122] | BANOGE |  | 52.6764 | -6.2158
093063Y | MV/LV Substation HO***063Y |  | 10 kV | _ | LV | 400 kVA :Kiosk Substation | 0.4 | --> | 0.4 | 0 | 0 | Constrained, otherwise capacity available =349 kVA | --> | 0.38 | 0 | 0 | 0.373 | 0 |  | --> | C11 ex SUTTON | Sutton [T41,T42] | GRANGE (DR) |  | 53.388 | -6.0654
050098Y | MV/LV Substation WO***098Y |  | 10 kV | _ | LV | 400 kVA :Kiosk Substation | 0.4 | --> | 0.4 | 0.29 | 6.49 |  | --> | 0.38 | 0 | 0.046 | 0 | 0 | Constrained, otherwise capacity available =330 kW | --> | C17 ex BUSHFIELD | Bushfield [T41,T42] | ATHLONE |  | 53.4332 | -7.8987
0664091 | MV/LV Substation CL***4091 |  | 10 kV | _ | LV | 400 kVA :Building Structure | 0.4 | --> | 0.4 | 0 | 0 | Constrained, otherwise capacity available =347 kVA | --> | 0.38 | 0 | 0.005 | 0.369 | 0 |  | --> | C20 ex COLLINSTOWN | Collinstown [T41,T42] | GRANGE (DR) |  | 53.4281 | -6.2149
1824070 | MV/LV Substation PI***4070 |  | 10 kV | _ | LV | 50 kVA :Pole Substation | 0.05 | --> | 0.05 | 0 | 0 | Constrained, otherwise capacity available =50 kVA | --> | 0.048 | 0 | 0 | 0 | 0 | Constrained, otherwise capacity available =48 kW | --> | C11 ex SCARIFF | Scariff [T42] | ENNIS |  | 52.8522 | -8.4784
233482 | MV/LV Substation BA***482 |  | 10 kV | _ | LV | 30 kVA :Pole Substation | 0.03 | --> | 0.03 | 0 | 0 | Constrained, otherwise capacity available =25 kVA | --> | 0.028 | 0 | 0 | 0 | 0 | Constrained, otherwise capacity available =28 kW | --> | C23 ex CASTLEISLAND | Castleisland [T41,T42] | TRALEE |  | 52.3203 | -9.3607
1544159 | MV/LV Substation MO***4159 |  | 10 kV | _ | LV | 400 kVA :Building Structure | 0.4 | --> | 0.4 | 0 | 0 | Constrained, otherwise capacity available =400 kVA | --> | 0.38 | 0 | 0 | 0 | 0 | Constrained, otherwise capacity available =380 kW | --> | C18 ex COOLMINE | Coolmine [T41,T42] | FINGLAS |  | 53.3904 | -6.4058
109009 | MV/LV Substation EA***009 |  | 10 kV | _ | LV | 400 kVA :Building Structure | 0.4 | --> | 0.4 | 0 | 0 | Constrained, otherwise capacity available =335 kVA | --> | 0.38 | 0 | 0 | 0.371 | 0 |  | --> | C16 ex SHANNON | Shannon [T41,T42] | DRUMLINE |  | 52.6971 | -8.9005
293515X | MV/LV Substation BA***515X |  | 20 kV | _ | LV | 50 kVA :Pole Substation | 0.05 | --> | 0.05 | 0 | 0 | Constrained, otherwise capacity available =40 kVA | --> | 0.048 | 0 | 0.025 | 0 | 0 | Constrained, otherwise capacity available =28 kW | --> | E13 ex BALTINGLASS | Baltinglass [T421,T422] | STRATFORD |  | 52.8722 | -6.7547
176077Y | MV/LV Substation TU***077Y |  | 20 kV | _ | LV | 100 kVA :Pole Substation | 0.1 | --> | 0.1 | 0 | 0 | Constrained, otherwise capacity available =97 kVA | --> | 0.095 | 0 | 0 | 0 | 0 | Constrained, otherwise capacity available =95 kW | --> | E11 ex MACROOM | Macroom [T422] | MACROOM |  | 51.9404 | -8.7587
0214192 | MV/LV Substation GL***4192 |  | 20 kV | _ | LV | 400 kVA :Kiosk Substation | 0.4 | --> | 0.4 | 0 | 0 | Constrained, otherwise capacity available =347 kVA | --> | 0.38 | 0 | 0.066 | 0 | 0 | Constrained, otherwise capacity available =324 kW | --> | E21 ex CURRALEIGH | Curraleigh [T421,T422] | KILBARRY |  | 51.9675 | -8.6463
139031 | MV/LV Substation ST***031 |  | 10 kV | _ | LV | 200 kVA :Pole Substation | 0.2 | --> | 0.2 | 0.114 | 4 |  | --> | 0.19 | 0 | 0 | 0 | 0 | Constrained, otherwise capacity available =178 kW | --> | C18 ex BALLYJAMESDUFF | Ballyjamesduff [T41,T42] | SHANKILL |  | 53.8664 | -7.1981
1254198 | MV/LV Substation GA***4198 |  | 20 kV | _ | LV | 50 kVA :Pole Substation | 0.05 | --> | 0.05 | 0.044 | 0.22 |  | --> | 0.048 | 0 | 0 | 0 | 0 | Constrained, otherwise capacity available =47 kW | --> | C16 ex KILSHANNY | Kilshanny [T41,T42] | CAHIR |  | 52.3113 | -8.1847
014095X | MV/LV Substation SH***095X |  | 10 kV | _ | LV | 50 kVA :Pole Substation | 0.05 | --> | 0.05 | 0.043 | 0.63 |  | --> | 0.048 | 0 | 0 | 0 | 0 | Constrained, otherwise capacity available =46 kW | --> | C16 ex KILCULLEN | Kilcullen [T41,T42,T424] | STRATFORD |  | 53.131 | -6.8675
127813 | MV/LV Substation PA***813 |  | 10 kV | _ | LV | 50 kVA :Pole Substation | 0.05 | --> | 0.05 | 0 | 0 | Constrained, otherwise capacity available =42 kVA | --> | 0.048 | 0 | 0 | 0 | 0 | Constrained, otherwise capacity available =46 kW | --> | C17 ex HOLYCROSS ROAD | Holycross Road [T41,T42] | THURLES |  | 52.7252 | -7.9663
006352 | MV/LV Substation KI***352 |  | 20 kV | _ | LV | 100 kVA :Pole Substation | 0.1 | --> | 0.1 | 0 | 0 | Constrained, otherwise capacity available =66 kVA | --> | 0.095 | 0 | 0.018 | 0 | 0 | Constrained, otherwise capacity available =77 kW | --> | E16 ex CLONROCHE | Clonroche [T421,T422] | WEXFORD |  | 52.5232 | -6.7449
158878 | MV/LV Substation SM***878 |  | 20 kV | _ | LV | 50 kVA :Pole Substation | 0.05 | --> | 0.05 | 0 | 0 | Constrained, otherwise capacity available =47 kVA | --> | 0.048 | 0 | 0 | 0 | 0 | Constrained, otherwise capacity available =47 kW | --> | C22 ex ENNISTYMON | Ennistymon [T41,T42] | ENNIS |  | 52.9923 | -9.268
008029 | MV/LV Substation ST***029 |  | 10 kV | _ | LV | 400 kVA :Building Structure | 0.4 | --> | 0.4 | 0.239 | 0.24 | Constrained, otherwise capacity available =381 kVA | --> | 0.38 | 0 | 0.004 | 0 | 0 | Constrained, otherwise capacity available =374 kW | --> | C15 ex ROSBERCON | Rosbercon [T41,T42] | WATERFORD |  | 52.3934 | -6.953
093163 | MV/LV Substation TO***163 |  | 10 kV | _ | LV | 400 kVA :Kiosk Substation | 0.4 | --> | 0.4 | 0.195 | 5.82 |  | --> | 0.38 | 0 | 0.047 | 0.316 | 0 |  | --> | C19 ex COOLOCK | Coolock [T41,T42] | FINGLAS |  | 53.3903 | -6.1837
210598Y | MV/LV Substation UM***598Y |  | 10 kV | _ | LV | 50 kVA :Pole Substation | 0.05 | --> | 0.05 | 0.05 | 2.04 |  | --> | 0.048 | 0 | 0 | 0 | 0 | Constrained, otherwise capacity available =48 kW | --> | C19 ex BALLYBAY | Ballybay [T41,T42] | LISDRUM |  | 54.0227 | -6.8256
176534 | MV/LV Substation DR***534 |  | 20 kV | _ | LV | 50 kVA :Pole Substation | 0.05 | --> | 0.05 | 0 | 0 | Constrained, otherwise capacity available =39 kVA | --> | 0.048 | 0 | 0 | 0 | 0 | Constrained, otherwise capacity available =46 kW | --> | E11 ex MACROOM | Macroom [T422] | MACROOM |  | 51.968 | -8.7938
0684619 | MV/LV Substation EA***4619 |  | 10 kV | _ | LV | 630 kVA :Building Structure | 0.63 | --> | 0.63 | 0.5 | 14.34 |  | --> | 0.598 | 0 | 0 | 0.5 | 0 |  | --> | C39 ex NORTH QUAYS | North Quays [T101,T102,T103] | POOLBEG |  | 53.3577 | -6.233
099574X | MV/LV Substation SW***574X |  | 10 kV | _ | LV | 630 kVA :Building Structure | 0.63 | --> | 0.63 | 0 | 0 | Constrained, otherwise capacity available =571 kVA | --> | 0.598 | 0 | 0 | 0 | 0 | Constrained, otherwise capacity available =590 kW | --> | C18 ex CULLION | Cullion [T41,T42] | LETTERKENNY |  | 54.946 | -7.7294
037131 | MV/LV Substation AS***131 |  | 10 kV | _ | LV | 200 kVA :Kiosk Substation | 0.2 | --> | 0.2 | 0.13 | 13.05 |  | --> | 0.19 | 0 | 0.023 | 0.163 | 0 |  | --> | C18 ex ENNIS | Ennis [T101,T102] | ENNIS |  | 52.8649 | -8.9782
120057 | MV/LV Substation CH***057 |  | 20 kV | _ | LV | 200 kVA :Pole Substation | 0.2 | --> | 0.2 | 0 | 0 | Constrained, otherwise capacity available =105 kVA | --> | 0.19 | 0 | 0.014 | 0 | 0 | Constrained, otherwise capacity available =166 kW | --> | E18 ex EDENDERRY | Edenderry [T421,T422] | BLAKE |  | 53.3394 | -7.0504
056319 | MV/LV Substation ER***319 |  | 20 kV | _ | LV | 50 kVA :Pole Substation | 0.05 | --> | 0.05 | 0.05 | 0.89 |  | --> | 0.048 | 0 | 0 | 0 | 0 | Constrained, otherwise capacity available =48 kW | --> | E24 ex BIRR | Birr [T41,T422] | DALLOW |  | 53.1241 | -7.8752
036266X | MV/LV Substation KI***266X |  | 20 kV | _ | LV | 200 kVA :Pole Substation | 0.2 | --> | 0.2 | 0 | 0 | Constrained, otherwise capacity available =198 kVA | --> | 0.19 | 0 | 0 | 0 | 0 | Constrained, otherwise capacity available =190 kW | --> | E19 ex GARRANACANTY | Garranacanty [T421,T422] | TIPPERARY |  | 52.4192 | -7.9983
0664500 | MV/LV Substation GL***4500 |  | 20 kV | _ | LV | 50 kVA :Pole Substation | 0.05 | --> | 0.05 | 0 | 0 | Constrained, otherwise capacity available =46 kVA | --> | 0.048 | 0 | 0.006 | 0 | 0 | Constrained, otherwise capacity available =43 kW | --> | E21 ex ASHBOURNE | Ashbourne [T421,T422] | FINGLAS |  | 53.4774 | -6.3259
021265 | MV/LV Substation KI***265 |  | 10 kV | _ | LV | 100 kVA :Pole Substation | 0.1 | --> | 0.1 | 0.1 | 6.78 |  | --> | 0.095 | 0 | 0 | 0.095 | 0 |  | --> | C16 ex CASTLEVIEW | Castleview [T101,T102] | CASTLEVIEW |  | 51.9084 | -8.3607
233037X | MV/LV Substation KN***037X |  | 20 kV | _ | LV | 50 kVA :Pole Substation | 0.05 | --> | 0.05 | 0 | 0 | Constrained, otherwise capacity available =48 kVA | --> | 0.048 | 0 | 0 | 0 | 0 | Constrained, otherwise capacity available =47 kW | --> | C21 ex CASTLEISLAND | Castleisland [T41,T42] | TRALEE |  | 52.1687 | -9.3643
009584X | MV/LV Substation KI***584X |  | 10 kV | _ | LV | 50 kVA :Pole Substation | 0.05 | --> | 0.05 | 0 | 0 | Constrained, otherwise capacity available =48 kVA | --> | 0.048 | 0 | 0.023 | 0 | 0 | Constrained, otherwise capacity available =30 kW | --> | C15 ex GRANAGH | Granagh [T41,T42] | WATERFORD |  | 52.3127 | -7.1741
066331 | MV/LV Substation BR***331 |  | 10 kV | _ | LV | 400 kVA :Kiosk Substation | 0.4 | --> | 0.4 | 0 | 0 | Constrained, otherwise capacity available =257 kVA | --> | 0.38 | 0 | 0.074 | 0 | 0 | Constrained, otherwise capacity available =305 kW | --> | C19 ex SWORDS | Swords [T41,T42] | GLASMORE |  | 53.4579 | -6.2293
176991X | MV/LV Substation DR***991X |  | 20 kV | _ | LV | 100 kVA :Pole Substation | 0.1 | --> | 0.1 | 0 | 0 | Constrained, otherwise capacity available =80 kVA | --> | 0.095 | 0 | 0.03 | 0 | 0 | Constrained, otherwise capacity available =70 kW | --> | E12 ex MACROOM | Macroom [T422] | MACROOM |  | 51.9309 | -8.9658
093208Z | MV/LV Substation BA***208Z |  | 10 kV | _ | LV | 400 kVA :Building Structure | 0.4 | --> | 0.4 | 0.33 | 2.86 |  | --> | 0.38 | 0 | 0 | 0.37 | 0 |  | --> | C19 ex BALLYMUN | Ballymun [T41,T42] | FINGLAS |  | 53.3905 | -6.2653
156690 | MV/LV Substation GL***690 |  | 20 kV | _ | LV | 200 kVA :Pole Substation | 0.2 | --> | 0.2 | 0.124 | 2.47 |  | --> | 0.19 | 0 | 0 | 0 | 0 | Constrained, otherwise capacity available =179 kW | --> | E19 ex TELAYDON | Telaydon [T42,T421] | LISDRUM |  | 54.3207 | -6.8912
071042 | MV/LV Substation UP***042 |  | 10 kV | _ | LV | 200 kVA :Kiosk Substation | 0.2 | --> | 0.2 | 0 | 0 | Constrained, otherwise capacity available =141 kVA | --> | 0.19 | 0 | 0.027 | 0.162 | 0 |  | --> | C17 ex GREYSTONES | Greystones [T41,T42] | FASSAROE |  | 53.1445 | -6.0826
046192X | MV/LV Substation GR***192X |  | 10 kV | _ | LV | 200 kVA :Pole Substation | 0.2 | --> | 0.2 | 0.184 | 4.13 |  | --> | 0.19 | 0 | 0 | 0.188 | 0 |  | --> | C13 ex AGHAGAD | Aghagad [T41,T42] | SLIGO |  | 54.393 | -8.5195
014765Z | MV/LV Substation CO***765Z |  | 10 kV | _ | LV | 200 kVA :Kiosk Substation | 0.2 | --> | 0.2 | 0 | 0 | Constrained, otherwise capacity available =160 kVA | --> | 0.19 | 0 | 0 | 0 | 0 | Constrained, otherwise capacity available =184 kW | --> | C12 ex MORRISTOWN | Morristown [T41,T42] | NEWBRIDGE |  | 53.1841 | -6.8011
2044073 | MV/LV Substation AG***4073 |  | 20 kV | _ | LV | 200 kVA :Pole Substation | 0.2 | --> | 0.2 | 0 | 0 | Constrained, otherwise capacity available =200 kVA | --> | 0.19 | 0 | 0 | 0 | 0 | Constrained, otherwise capacity available =190 kW | --> | E17 ex BUNCRANA | Buncrana [T421,T422] | TRILLICK |  | 55.1283 | -7.4129
065335Z | MV/LV Substation DU***335Z |  | 10 kV | _ | LV | 200 kVA :Kiosk Substation | 0.2 | --> | 0.2 | 0 | 0 | Constrained, otherwise capacity available =157 kVA | --> | 0.19 | 0 | 0.011 | 0.176 | 0 |  | --> | C22 ex STEPHENSTOWN | Stephenstown [T101,T102] | FINGLAS |  | 53.6161 | -6.2068
042125Y | MV/LV Substation CU***125Y |  | 10 kV | _ | LV | 50 kVA :Pole Substation | 0.05 | --> | 0.05 | 0 | 0 | Constrained, otherwise capacity available =48 kVA | --> | 0.048 | 0 | 0 | 0 | 0 | Constrained, otherwise capacity available =47 kW | --> | C20 ex KNOCKAPHUNTA | Knockaphunta [T41,T42] | CASTLEBAR |  | 53.8118 | -9.2
130988 | MV/LV Substation MI***988 |  | 20 kV | _ | LV | 630 kVA :Kiosk Substation | 0.63 | --> | 0.63 | 0.252 | 2.55 |  | --> | 0.598 | 0 | 0 | 0 | 0 | Constrained, otherwise capacity available =571 kW | --> | E18 ex EDGEWORTHSTOWN | Edgeworthstown [T421,T422] | RICHMOND |  | 53.645 | -7.5792
0664421 | MV/LV Substation WE***4421 |  | 20 kV | _ | LV | 630 kVA :Kiosk Substation | 0.63 | --> | 0.63 | 0 | 0 | Constrained, otherwise capacity available =630 kVA | --> | 0.598 | 0 | 0 | 0 | 0 | Constrained, otherwise capacity available =598 kW | --> | E18 ex BALTRASNA | Baltrasna [T121,T122] | BALTRASNA |  | 53.4987 | -6.455
067198Y | MV/LV Substation RO***198Y |  | 10 kV | _ | LV | 400 kVA :Kiosk Substation | 0.4 | --> | 0.4 | 0 | 0 | Constrained, otherwise capacity available =274 kVA | --> | 0.38 | 0 | 0.054 | 0.322 | 0 |  | --> | C20 ex RAHEEN | Raheen [T41,T42] | LIMERICK |  | 52.6252 | -8.6462
461029X | MV/LV Substation CO***029X |  | 10 kV | _ | LV | 100 kVA :Pole Substation | 0.1 | --> | 0.1 | 0.034 | 0.74 |  | --> | 0.095 | 0 | 0.094 | 0 | 0 | Constrained, otherwise capacity available =16 kW | --> | C15 ex RAHANS | Rahans [T41] | MOY |  | 54.0908 | -9.1687
052375Z | MV/LV Substation BE***375Z |  | 10 kV | _ | LV | 200 kVA :Kiosk Substation | 0.2 | --> | 0.2 | 0 | 0 | Constrained, otherwise capacity available =190 kVA | --> | 0.19 | 0 | 0 | 0 | 0 | Constrained, otherwise capacity available =189 kW | --> | C21 ex BALLINDERRY | Ballinderry [T41,T422] | MULLINGAR |  | 53.5137 | -7.339
060382Y | MV/LV Substation DR***382Y |  | 10 kV | _ | LV | 100 kVA :Pole Substation | 0.1 | --> | 0.1 | 0.059 | 2.57 |  | --> | 0.095 | 0 | 0 | 0 | 0 | Constrained, otherwise capacity available =89 kW | --> | C17 ex ERRIGAL | Errigal [T41,T422] | SHANKILL |  | 54.1327 | -7.0982
007420Y | MV/LV Substation SI***420Y |  | 10 kV | _ | LV | 400 kVA :Kiosk Substation | 0.4 | --> | 0.4 | 0 | 0 | Constrained, otherwise capacity available =328 kVA | --> | 0.38 | 0 | 0.006 | 0 | 0 | Constrained, otherwise capacity available =366 kW | --> | C20 ex MULGANNON | Mulgannon [T41,T42] | WEXFORD |  | 52.3052 | -6.4656
503551 | MV/LV Substation CO***551 |  | 10 kV | _ | LV | 200 kVA :Pole Substation | 0.2 | --> | 0.2 | 0.144 | 1.69 |  | --> | 0.19 | 0 | 0 | 0 | 0 | Constrained, otherwise capacity available =182 kW | --> | C16 ex NEWTOWNCUNNINGHAM | Newtowncunningham [T41,T42] | LETTERKENNY |  | 54.9979 | -7.51
120546X | MV/LV Substation BA***546X |  | 20 kV | _ | LV | 1000 kVA :Building Structure | 1 | --> | 1 | 0 | 0 | Constrained, otherwise capacity available =989 kVA | --> | 0.95 | 0 | 0 | 0 | 0 | Constrained, otherwise capacity available =948 kW | --> | E20 ex EDENDERRY | Edenderry [T421,T422] | BLAKE |  | 53.334 | -7.1391
032953X | MV/LV Substation CA***953X |  | 10 kV | _ | LV | 200 kVA :Kiosk Substation | 0.2 | --> | 0.2 | 0 | 0 | Constrained, otherwise capacity available =112 kVA | --> | 0.19 | 0 | 0.104 | 0 | 0 | Constrained, otherwise capacity available =101 kW | --> | C25 ex TRAMORE | Tramore [T41,T42] | BUTLERSTOWN |  | 52.1498 | -7.1679
1544423 | MV/LV Substation CO***4423 |  | 10 kV | _ | LV | 400 kVA :Kiosk Substation | 0.4 | --> | 0.4 | 0 | 0 | Constrained, otherwise capacity available =265 kVA | --> | 0.38 | 0 | 0.028 | 0 | 0 | Constrained, otherwise capacity available =340 kW | --> | C17 ex CASTLEKNOCK | Castleknock [T41,T42] | FINGLAS |  | 53.3728 | -6.3751
130402 | MV/LV Substation LI***402 |  | 20 kV | _ | LV | 50 kVA :Pole Substation | 0.05 | --> | 0.05 | 0.046 | 2.55 |  | --> | 0.048 | 0 | 0 | 0 | 0 | Constrained, otherwise capacity available =47 kW | --> | E13 ex EDGEWORTHSTOWN | Edgeworthstown [T421,T422] | RICHMOND |  | 53.708 | -7.5948
125510 | MV/LV Substation ST***510 |  | 20 kV | _ | LV | 100 kVA :Pole Substation | 0.1 | --> | 0.1 | 0 | 0 | Constrained, otherwise capacity available =76 kVA | --> | 0.095 | 0 | 0.005 | 0 | 0 | Constrained, otherwise capacity available =88 kW | --> | C15 ex CLOONLOUGH | Cloonlough [T41,T42] | BARRYMORE |  | 52.2468 | -8.4178
0684417 | MV/LV Substation SP***4417 |  | 10 kV | _ | LV | 1000 kVA :Building Structure | 1 | --> | 1 | 0.5 | 14.34 |  | --> | 0.95 | 0 | 0 | 0.5 | 0 |  | --> | C22 ex NORTH QUAYS | North Quays [T101,T102,T103] | POOLBEG |  | 53.3486 | -6.236
365036Y | MV/LV Substation WE***036Y |  | 10 kV | _ | LV | 50 kVA :Pole Substation | 0.05 | --> | 0.05 | 0 | 0 | Constrained, otherwise capacity available =42 kVA | --> | 0.048 | 0 | 0.006 | 0 | 0 | Constrained, otherwise capacity available =42 kW | --> | C18 ex CELBRIDGE | Celbridge [T41,T42] | GRIFFINRATH |  | 53.3042 | -6.4801
0814312 | MV/LV Substation ST***4312 |  | 10 kV | _ | LV | 1000 kVA :Building Structure | 1 | --> | 1 | 0 | 0 | Constrained, otherwise capacity available =755 kVA | --> | 0.95 | 0 | 0.012 | 0.5 | 0 |  | --> | C12 ex LIFFEY VALLEY | Liffey Valley [T41,T42] | INCHICORE 220KV |  | 53.3545 | -6.4049
075184Y | MV/LV Substation CU***184Y |  | 20 kV | _ | LV | 100 kVA :Pole Substation | 0.1 | --> | 0.1 | 0.081 | 4.38 |  | --> | 0.095 | 0 | 0.01 | 0.085 | 0 |  | --> | E17 ex CRANE | Crane [T122] | CRANE |  | 52.5521 | -6.3378
0074417 | MV/LV Substation CA***4417 |  | 20 kV | _ | LV | 50 kVA :Pole Substation | 0.05 | --> | 0.05 | 0.05 | 1.4 |  | --> | 0.048 | 0 | 0 | 0 | 0 | Constrained, otherwise capacity available =48 kW | --> | E13 ex KILLINICK | Killinick [T421,T422] | WEXFORD |  | 52.1873 | -6.3677
068214X | MV/LV Substation EA***214X |  | 10 kV | _ | LV | 630 kVA :Building Structure | 0.63 | --> | 0.63 | 0.5 | 14.34 |  | --> | 0.598 | 0 | 0 | 0.5 | 0 |  | --> | C17 ex NORTH QUAYS | North Quays [T101,T102,T103] | POOLBEG |  | 53.3578 | -6.2295
288200 | MV/LV Substation BA***200 |  | 10 kV | _ | LV | 50 kVA :Pole Substation | 0.05 | --> | 0.05 | 0.029 | 19.52 |  | --> | 0.048 | 0 | 0.013 | 0.035 | 0 |  | --> | C30 ex TANEY | Taney [T101,T102] | CARRICKMINES |  | 53.278 | -6.2358
059463 | MV/LV Substation CO***463 |  | 10 kV | _ | LV | 50 kVA :Pole Substation | 0.05 | --> | 0.05 | 0 | 0 | Constrained, otherwise capacity available =43 kVA | --> | 0.048 | 0 | 0 | 0 | 0 | Constrained, otherwise capacity available =46 kW | --> | C20 ex CAVAN | Cavan [T42,T421] | SHANKILL |  | 53.9901 | -7.2485
020383 | MV/LV Substation LE***383 |  | 10 kV | _ | LV | 200 kVA :Kiosk Substation | 0.2 | --> | 0.2 | 0 | 0 | Constrained, otherwise capacity available =154 kVA | --> | 0.19 | 0 | 0 | 0 | 0 | Constrained, otherwise capacity available =184 kW | --> | C18 ex COOLCORCORAN | Coolcorcoran [T41,T42] | KNOCKEARAGH |  | 52.0701 | -9.5732
068086 | MV/LV Substation HA***086 |  | 10 kV | _ | LV | 630 kVA :Building Structure | 0.63 | --> | 0.63 | 0 | 0 | Constrained, otherwise capacity available =310 kVA | --> | 0.598 | 0 | 0.058 | 0.5 | 0 |  | --> | C17 ex WHITEHALL | Whitehall [T41] | FINGLAS |  | 53.3814 | -6.2649
139663X | MV/LV Substation BI***663X |  | 10 kV | _ | LV | 100 kVA :Pole Substation | 0.1 | --> | 0.1 | 0.1 | 4 |  | --> | 0.095 | 0 | 0 | 0 | 0 | Constrained, otherwise capacity available =95 kW | --> | C18 ex BALLYJAMESDUFF | Ballyjamesduff [T41,T42] | SHANKILL |  | 53.8817 | -7.1736
006336 | MV/LV Substation FI***336 |  | 20 kV | _ | LV | 50 kVA :Pole Substation | 0.05 | --> | 0.05 | 0.042 | 4.38 |  | --> | 0.048 | 0 | 0 | 0.046 | 0 |  | --> | E13 ex CRANE | Crane [T122] | CRANE |  | 52.5006 | -6.5151
0624211 | MV/LV Substation BE***4211 |  | 20 kV | _ | LV | 200 kVA :Pole Substation | 0.2 | --> | 0.2 | 0.128 | 4.25 |  | --> | 0.19 | 0 | 0 | 0 | 0 | Constrained, otherwise capacity available =180 kW | --> | E16 ex JENKINSTOWN | Jenkinstown [T421,T422] | DUNDALK |  | 54.0127 | -6.3021
149297X | MV/LV Substation CH***297X |  | 10 kV | _ | LV | 630 kVA :Building Structure | 0.63 | --> | 0.63 | 0 | 0 | Constrained, otherwise capacity available =557 kVA | --> | 0.598 | 0 | 0.2 | 0 | 0 | Constrained, otherwise capacity available =446 kW | --> | C13 ex DONEGAL | Donegal [T41,T42] | CATHALEENS FALL |  | 54.6353 | -8.1181
0664204 | MV/LV Substation BE***4204 |  | 20 kV | _ | LV | 630 kVA :Kiosk Substation | 0.63 | --> | 0.63 | 0 | 0 | Constrained, otherwise capacity available =390 kVA | --> | 0.598 | 0 | 0.158 | 0 | 0 | Constrained, otherwise capacity available =448 kW | --> | E15 ex BATTER LANE TEMPORARY | Batter Lane Temporary 38kv [T421] | GLASMORE |  | 53.4927 | -6.16
0934316 | MV/LV Substation WH***4316 |  | 10 kV | _ | LV | 400 kVA :Kiosk Substation | 0.4 | --> | 0.4 | 0 | 0 | Constrained, otherwise capacity available =346 kVA | --> | 0.38 | 0 | 0 | 0.373 | 0 |  | --> | C33 ex KILMORE | Kilmore [T101,T102,T103] | FINGLAS |  | 53.4044 | -6.2563
069218 | MV/LV Substation HU***218 |  | 10 kV | _ | LV | 400 kVA :Building Structure | 0.4 | --> | 0.4 | 0 | 0 | Constrained, otherwise capacity available =336 kVA | --> | 0.38 | 0 | 0.02 | 0.356 | 0 |  | --> | C20 ex DONNYBROOK | Donnybrook [T41,T42] | MILLTOWN (DR) |  | 53.331 | -6.233
023033Y | MV/LV Substation CO***033Y |  | 10 kV | _ | LV | 400 kVA :Building Structure | 0.4 | --> | 0.4 | 0 | 0 | Constrained, otherwise capacity available =132 kVA | --> | 0.38 | 0 | 0 | 0 | 0 | Constrained, otherwise capacity available =342 kW | --> | C19 ex CURRAGLASS | Curraglass [T41] | BARRYMORE |  | 52.0932 | -8.1034
1384073 | MV/LV Substation LE***4073 |  | 10 kV | _ | LV | 50 kVA :Pole Substation | 0.05 | --> | 0.05 | 0.047 | 1.52 |  | --> | 0.048 | 0 | 0.005 | 0 | 0 | Constrained, otherwise capacity available =43 kW | --> | C18 ex SHERCOCK | Shercock [T41,T42] | MEATH HILL |  | 53.9807 | -6.8832
117529Y | MV/LV Substation KN***529Y |  | 20 kV | _ | LV | 200 kVA :Kiosk Substation | 0.2 | --> | 0.2 | 0 | 0 | Constrained, otherwise capacity available =186 kVA | --> | 0.19 | 0 | 0 | 0 | 0 | Constrained, otherwise capacity available =188 kW | --> | E14 ex COLLOONEY | Collooney [T421,T422] | SLIGO |  | 54.1783 | -8.5043
038500 | MV/LV Substation LA***500 |  | 20 kV | _ | LV | 50 kVA :Pole Substation | 0.05 | --> | 0.05 | 0 | 0 | Constrained, otherwise capacity available =22 kVA | --> | 0.048 | 0 | 0 | 0 | 0 | Constrained, otherwise capacity available =44 kW | --> | E15 ex GORT | Gort [T41,T42] | ENNIS |  | 53.1401 | -8.8094
276294 | MV/LV Substation MU***294 |  | 10 kV | _ | LV | 400 kVA :Kiosk Substation | 0.4 | --> | 0.4 | 0.326 | 0.76 |  | --> | 0.38 | 0 | 0 | 0 | 0 | Constrained, otherwise capacity available =370 kW | --> | C13 ex WOODFORD | Woodford [T41,T42] | KNOCKEARAGH |  | 52.0243 | -9.4885
012399Y | MV/LV Substation CA***399Y |  | 10 kV | _ | LV | 200 kVA :Kiosk Substation | 0.2 | --> | 0.2 | 0 | 0 | Constrained, otherwise capacity available =85 kVA | --> | 0.19 | 0 | 0.035 | 0 | 0 | Constrained, otherwise capacity available =148 kW | --> | C11 ex POLLERTON | Pollerton [T41,T42] | CARLOW |  | 52.8482 | -6.9053
429814 | MV/LV Substation CH***814 |  | 10 kV | _ | LV | 400 kVA :Kiosk Substation | 0.4 | --> | 0.4 | 0.309 | 5.75 |  | --> | 0.38 | 0 | 0.006 | 0 | 0 | Constrained, otherwise capacity available =363 kW | --> | E15 ex ABBEYFEALE | Abbeyfeale [T421] | TRIEN |  | 52.3868 | -9.3007
060757X | MV/LV Substation LI***757X |  | 10 kV | _ | LV | 50 kVA :Pole Substation | 0.05 | --> | 0.05 | 0.036 | 2.57 |  | --> | 0.048 | 0 | 0 | 0 | 0 | Constrained, otherwise capacity available =46 kW | --> | C19 ex ERRIGAL | Errigal [T41,T422] | SHANKILL |  | 54.0712 | -7.0651
288014X | MV/LV Substation HO***014X |  | 10 kV | _ | LV | 400 kVA :Building Structure | 0.4 | --> | 0.4 | 0.326 | 1.16 |  | --> | 0.38 | 0 | 0 | 0.372 | 0 |  | --> | C17 ex BREWERY ROAD | Brewery Road [T41,T42] | CARRICKMINES |  | 53.281 | -6.2175
039584X | MV/LV Substation BO***584X |  | 10 kV | _ | LV | 400 kVA :Kiosk Substation | 0.4 | --> | 0.4 | 0 | 0 | Constrained, otherwise capacity available =342 kVA | --> | 0.38 | 0 | 0.011 | 0.364 | 0 |  | --> | C28 ex GALWAY 110KV | Galway 110kv [T102,T103] | GALWAY 110KV |  | 53.2944 | -9.0318
0114056 | MV/LV Substation N1***4056 |  | 10 kV | _ | LV | 50 kVA :Pole Substation | 0.05 | --> | 0.05 | 0 | 0 | Constrained, otherwise capacity available =45 kVA | --> | 0.048 | 0 | 0 | 0 | 0 | Constrained, otherwise capacity available =47 kW | --> | C23 ex GORESBRIDGE | Goresbridge [T41,T42] | KILKENNY |  | 52.6788 | -7.0325
081016Z | MV/LV Substation OA***016Z |  | 10 kV | _ | LV | 400 kVA :Building Structure | 0.4 | --> | 0.4 | 0 | 0 | Constrained, otherwise capacity available =316 kVA | --> | 0.38 | 0 | 0 | 0.368 | 0 |  | --> | C34 ex CLONDALKIN | Clondalkin [T41,T42,T44] | INCHICORE 220KV |  | 53.3238 | -6.3685
0234274 | MV/LV Substation GL***4274 |  | 20 kV | _ | LV | 100 kVA :Pole Substation | 0.1 | --> | 0.1 | 0 | 0 | Constrained, otherwise capacity available =66 kVA | --> | 0.095 | 0 | 0 | 0 | 0 | Constrained, otherwise capacity available =90 kW | --> | C14 ex FERMOY NORTH | Fermoy North [T41,T42] | BARRYMORE |  | 52.1914 | -8.3595
192551 | MV/LV Substation JA***551 |  | 10 kV | _ | LV | 100 kVA :Pole Substation | 0.1 | --> | 0.1 | 0.072 | 1.56 |  | --> | 0.095 | 0 | 0 | 0 | 0 | Constrained, otherwise capacity available =91 kW | --> | C13 ex DERRYBEG | Derrybeg [T41,T42] | ARDNAGAPPARY |  | 55.027 | -8.2721
093312X | MV/LV Substation CA***312X |  | 10 kV | _ | LV | 400 kVA :Kiosk Substation | 0.4 | --> | 0.4 | 0.352 | 12.96 |  | --> | 0.38 | 0 | 0.009 | 0.367 | 0 |  | --> | C23 ex ARTANE | Artane [T101,T102] | FINGLAS |  | 53.3822 | -6.2114
099996 | MV/LV Substation FI***996 |  | 10 kV | _ | LV | 50 kVA :Pole Substation | 0.05 | --> | 0.05 | 0 | 0 | Constrained, otherwise capacity available =50 kVA | --> | 0.048 | 0 | 0 | 0 | 0 | Constrained, otherwise capacity available =48 kW | --> | C15 ex CULLION | Cullion [T41,T42] | LETTERKENNY |  | 54.945 | -7.6215
156337X | MV/LV Substation DR***337X |  | 20 kV | _ | LV | 50 kVA :Pole Substation | 0.05 | --> | 0.05 | 0.048 | 2.47 |  | --> | 0.048 | 0 | 0 | 0 | 0 | Constrained, otherwise capacity available =47 kW | --> | E19 ex TELAYDON | Telaydon [T42,T421] | LISDRUM |  | 54.2813 | -7.0455
495571X | MV/LV Substation BE***571X |  | 20 kV | _ | LV | 100 kVA :Pole Substation | 0.1 | --> | 0.1 | 0.089 | 1.5 |  | --> | 0.095 | 0 | 0 | 0.094 | 0 |  | --> | E17 ex ACHILL | Achill [T422] | CARROWBEG |  | 53.9775 | -10.0756
293659X | MV/LV Substation BA***659X |  | 20 kV | _ | LV | 200 kVA :Pole Substation | 0.2 | --> | 0.2 | 0 | 0 | Constrained, otherwise capacity available =170 kVA | --> | 0.19 | 0 | 0 | 0 | 0 | Constrained, otherwise capacity available =186 kW | --> | E17 ex BALTINGLASS | Baltinglass [T421,T422] | STRATFORD |  | 52.932 | -6.6791
093121 | MV/LV Substation KI***121 |  | 10 kV | _ | LV | 630 kVA :Building Structure | 0.63 | --> | 0.63 | 0.397 | 12.96 |  | --> | 0.598 | 0 | 0.053 | 0.5 | 0 |  | --> | C22 ex ARTANE | Artane [T101,T102] | FINGLAS |  | 53.3925 | -6.2197
281569Y | MV/LV Substation TH***569Y |  | 10 kV | _ | LV | 200 kVA :Kiosk Substation | 0.2 | --> | 0.2 | 0 | 0 | Constrained, otherwise capacity available =137 kVA | --> | 0.19 | 0 | 0.009 | 0 | 0 | Constrained, otherwise capacity available =174 kW | --> | C22 ex KILMONEY | Kilmoney [T41,T42] | TRABEG |  | 51.8072 | -8.3949
067049 | MV/LV Substation TH***049 |  | 10 kV | _ | LV | 400 kVA :Kiosk Substation | 0.4 | --> | 0.4 | 0 | 0 | Constrained, otherwise capacity available =133 kVA | --> | 0.38 | 0 | 0.065 | 0 | 0 | Constrained, otherwise capacity available =294 kW | --> | C13 ex CORBALLY | Corbally [T41,T42] | ARDNACRUSHA |  | 52.6701 | -8.6322
281360 | MV/LV Substation BO***360 |  | 10 kV | _ | LV | 200 kVA :Pole Substation | 0.2 | --> | 0.2 | 0 | 0 | Constrained, otherwise capacity available =156 kVA | --> | 0.19 | 0 | 0.005 | 0.18 | 0 |  | --> | C24 ex BISHOPSTOWN | Bishopstown [T41,T42] | KILBARRY |  | 51.8556 | -8.5156
068277X | MV/LV Substation RI***277X |  | 10 kV | _ | LV | 1000 kVA :Building Structure | 1 | --> | 1 | 0.5 | 14.34 |  | --> | 0.95 | 0 | 0 | 0.5 | 0 |  | --> | C31 ex NORTH QUAYS | North Quays [T101,T102,T103] | POOLBEG |  | 53.3579 | -6.2348
0684020 | MV/LV Substation AL***4020 |  | 10 kV | _ | LV | 630 kVA :Kiosk Substation | 0.63 | --> | 0.63 | 0.5 | 1.86 |  | --> | 0.598 | 0 | 0 | 0.5 | 0 |  | --> | C17 ex FAIRVIEW | Fairview [T41] | MCDERMOTT |  | 53.3624 | -6.2249
238008 | MV/LV Substation O ***008 |  | 20 kV | _ | LV | 630 kVA :Building Structure | 0.63 | --> | 0.63 | 0 | 0 | Constrained, otherwise capacity available =538 kVA | --> | 0.598 | 0 | 0 | 0 | 0 | Constrained, otherwise capacity available =586 kW | --> | E12 ex BALLINROBE | Ballinrobe [T421,T422] | DALTON |  | 53.6246 | -9.2198
009460Y | MV/LV Substation SH***460Y |  | 10 kV | _ | LV | 200 kVA :Kiosk Substation | 0.2 | --> | 0.2 | 0.12 | 3.82 |  | --> | 0.19 | 0 | 0.003 | 0 | 0 | Constrained, otherwise capacity available =177 kW | --> | C14 ex WATERFORD | Waterford [T41,T42] | WATERFORD |  | 52.2653 | -7.1385
118040 | MV/LV Substation WO***040 |  | 20 kV | _ | LV | 200 kVA :Pole Substation | 0.2 | --> | 0.2 | 0 | 0 | Constrained, otherwise capacity available =164 kVA | --> | 0.19 | 0 | 0.013 | 0 | 0 | Constrained, otherwise capacity available =175 kW | --> | E17 ex CREAGH | Creagh [T421,T422] | ATHLONE |  | 53.3295 | -8.1933
122694 | MV/LV Substation FI***694 |  | 10 kV | _ | LV | 200 kVA :Kiosk Substation | 0.2 | --> | 0.2 | 0.159 | 4.18 |  | --> | 0.19 | 0 | 0.02 | 0 | 0 | Constrained, otherwise capacity available =169 kW | --> | C18 ex KINGSCOURT | Kingscourt [T41,T42] | MEATH HILL |  | 53.9022 | -6.8082
0144452 | MV/LV Substation RI***4452 |  | 20 kV | _ | LV | 630 kVA :Kiosk Substation | 0.63 | --> | 0.63 | 0.5 | 0.63 |  | --> | 0.598 | 0 | 0 | 0 | 0 | Constrained, otherwise capacity available =598 kW | --> | E11 ex KILCULLEN | Kilcullen [T41,T42,T424] | STRATFORD |  | 53.1315 | -6.7346
0684118 | MV/LV Substation BO***4118 |  | 10 kV | _ | LV | 1000 kVA :Building Structure | 1 | --> | 1 | 0 | 0 | Constrained, otherwise capacity available =1000 kVA | --> | 0.95 | 0 | 0 | 0.5 | 0 |  | --> | C15 ex WATLING STREET | Watling Street [T41,T42] | FRANCIS STREET |  | 53.345 | -6.2834
253563X | MV/LV Substation MI***563X |  | 20 kV | _ | LV | 400 kVA :Kiosk Substation | 0.4 | --> | 0.4 | 0 | 0 | Constrained, otherwise capacity available =305 kVA | --> | 0.38 | 0 | 0.021 | 0 | 0 | Constrained, otherwise capacity available =351 kW | --> | C23 ex TUAM NORTH | Tuam North [T41,T42] | CLOON |  | 53.6158 | -8.9001
025709X | MV/LV Substation ST***709X |  | 10 kV | _ | LV | 100 kVA :Pole Substation | 0.1 | --> | 0.1 | 0.071 | 6.21 |  | --> | 0.095 | 0 | 0 | 0 | 0 | Constrained, otherwise capacity available =91 kW | --> | E24 ex MILFORD (MWR) | Milford (mwr) [T422] | CHARLEVILLE |  | 52.3385 | -8.9
039609X | MV/LV Substation SE***609X |  | 10 kV | _ | LV | 50 kVA :Pole Substation | 0.05 | --> | 0.05 | 0 | 0 | Constrained, otherwise capacity available =44 kVA | --> | 0.048 | 0 | 0.01 | 0 | 0 | Constrained, otherwise capacity available =39 kW | --> | C15 ex ORANMORE | Oranmore [T41,T44] | GALWAY 110KV |  | 53.2385 | -8.9429
032186 | MV/LV Substation AR***186 |  | 20 kV | _ | LV | 100 kVA :Pole Substation | 0.1 | --> | 0.1 | 0 | 0 | Constrained, otherwise capacity available =91 kVA | --> | 0.095 | 0 | 0.011 | 0 | 0 | Constrained, otherwise capacity available =86 kW | --> | C21 ex TRAMORE | Tramore [T41,T42] | BUTLERSTOWN |  | 52.1664 | -7.2541
237091X | MV/LV Substation NE***091X |  | 10 kV | _ | LV | 100 kVA :Pole Substation | 0.1 | --> | 0.1 | 0 | 0 | Constrained, otherwise capacity available =97 kVA | --> | 0.095 | 0 | 0 | 0 | 0 | Constrained, otherwise capacity available =95 kW | --> | C17 ex DUNLEER | Dunleer [T41,T42] | DRYBRIDGE |  | 53.8589 | -6.4242
049973X | MV/LV Substation LO***973X |  | 10 kV | _ | LV | 100 kVA :Pole Substation | 0.1 | --> | 0.1 | 0.086 | 0.21 |  | --> | 0.095 | 0 | 0 | 0 | 0 | Constrained, otherwise capacity available =93 kW | --> | E19 ex LONGFORD | Longford [T421,T422] | RICHMOND |  | 53.7048 | -7.825
067172Y | MV/LV Substation TH***172Y |  | 10 kV | _ | LV | 200 kVA :Kiosk Substation | 0.2 | --> | 0.2 | 0 | 0 | Constrained, otherwise capacity available =177 kVA | --> | 0.19 | 0 | 0.02 | 0.172 | 0 |  | --> | C16 ex BALLINACURRA | Ballinacurra [T41,T42] | LIMERICK |  | 52.632 | -8.6372
249498X | MV/LV Substation GA***498X |  | 20 kV | _ | LV | 100 kVA :Pole Substation | 0.1 | --> | 0.1 | 0 | 0 | Constrained, otherwise capacity available =45 kVA | --> | 0.095 | 0 | 0 | 0 | 0 | Constrained, otherwise capacity available =87 kW | --> | C25 ex KILCLOHER | Kilcloher [T41,T42] | DUNGARVAN |  | 52.1516 | -7.7024
0154418 | MV/LV Substation MO***4418 |  | 10 kV | _ | LV | 400 kVA :Kiosk Substation | 0.4 | --> | 0.4 | 0.4 | 12.6 |  | --> | 0.38 | 0 | 0 | 0.38 | 0 |  | --> | C20 ex MONREAD | Monread [T101,T102] | MONREAD |  | 53.237 | -6.6456
064959 | MV/LV Substation CO***959 |  | 20 kV | _ | LV | 50 kVA :Pole Substation | 0.05 | --> | 0.05 | 0 | 0 | Constrained, otherwise capacity available =29 kVA | --> | 0.048 | 0 | 0.007 | 0 | 0 | Constrained, otherwise capacity available =39 kW | --> | E15 ex DULEEK | Duleek [T421,T422] | DRYBRIDGE |  | 53.665 | -6.4162
081451X | MV/LV Substation EL***451X |  | 10 kV | _ | LV | 630 kVA :Kiosk Substation | 0.63 | --> | 0.63 | 0 | 0 | Constrained, otherwise capacity available =431 kVA | --> | 0.598 | 0 | 0.006 | 0.5 | 0 |  | --> | C12 ex SEMPERIT | Semperit [T41,T42,T43] | GRANGE CASTLE |  | 53.3394 | -6.3729
0814248 | MV/LV Substation MO***4248 |  | 10 kV | _ | LV | 1000 kVA :Building Structure | 1 | --> | 1 | 0 | 0 | Constrained, otherwise capacity available =960 kVA | --> | 0.95 | 0 | 0.01 | 0 | 0 | Constrained, otherwise capacity available =937 kW | --> | C12 ex MONEYCOOLEY | Moneycooley [T41,T42,T44] | GRIFFINRATH |  | 53.36 | -6.553
093542Z | MV/LV Substation EL***542Z |  | 10 kV | _ | LV | 400 kVA :Building Structure | 0.4 | --> | 0.4 | 0.317 | 7.91 |  | --> | 0.38 | 0 | 0 | 0.368 | 0 |  | --> | C26 ex PELLETSTOWN | Pelletstown [T101,T102] | FINGLAS |  | 53.3889 | -6.3509
065290Z | MV/LV Substation MA***290Z |  | 10 kV | _ | LV | 50 kVA :Pole Substation | 0.05 | --> | 0.05 | 0 | 0 | Constrained, otherwise capacity available =42 kVA | --> | 0.048 | 0 | 0 | 0 | 0 | Constrained, otherwise capacity available =46 kW | --> | C16 ex LOUGHSHINNY | Loughshinny [T41,T42] | GLASMORE |  | 53.5596 | -6.1869
019346X | MV/LV Substation DA***346X |  | 10 kV | _ | LV | 400 kVA :Kiosk Substation | 0.4 | --> | 0.4 | 0.332 | 2.18 |  | --> | 0.38 | 0 | 0 | 0 | 0 | Constrained, otherwise capacity available =371 kW | --> | C11 ex BALLYRICKARD | Ballyrickard [T41,T42] | TRALEE |  | 52.2826 | -9.7077
048229X | MV/LV Substation BR***229X |  | 20 kV | _ | LV | 100 kVA :Pole Substation | 0.1 | --> | 0.1 | 0.1 | 2.03 |  | --> | 0.095 | 0 | 0 | 0 | 0 | Constrained, otherwise capacity available =95 kW | --> | E11 ex MOHILL | Mohill [T421,T422] | CARRICK ON SHANNON |  | 53.9148 | -7.7808
023349Y | MV/LV Substation MO***349Y |  | 10 kV | _ | LV | 50 kVA :Pole Substation | 0.05 | --> | 0.05 | 0 | 0 | Constrained, otherwise capacity available =38 kVA | --> | 0.048 | 0 | 0 | 0 | 0 | Constrained, otherwise capacity available =46 kW | --> | C13 ex CURRAGLASS | Curraglass [T41] | BARRYMORE |  | 52.0868 | -8.0094
243076 | MV/LV Substation CA***076 |  | 20 kV | _ | LV | 100 kVA :Pole Substation | 0.1 | --> | 0.1 | 0 | 0 | Constrained, otherwise capacity available =94 kVA | --> | 0.095 | 0 | 0 | 0 | 0 | Constrained, otherwise capacity available =94 kW | --> | E17 ex INCH | Inch [T421,T422] | OUGHTRAGH |  | 52.2326 | -9.9252
0344203 | MV/LV Substation LA***4203 |  | 10 kV | _ | LV | 50 kVA :Pole Substation | 0.05 | --> | 0.05 | 0.05 | 0.95 |  | --> | 0.048 | 0 | 0 | 0 | 0 | Constrained, otherwise capacity available =48 kW | --> | C18 ex SPA ROAD | Spa Road [T41,T42] | DOON |  | 52.3611 | -7.6576
002055 | MV/LV Substation CU***055 |  | 10 kV | _ | LV | 400 kVA :Kiosk Substation | 0.4 | --> | 0.4 | 0.208 | 2.36 |  | --> | 0.38 | 0 | 0.098 | 0.28 | 0 |  | --> | C19 ex BRAY | Bray [T41,T42] | FASSAROE |  | 53.1933 | -6.0972
0624179 | MV/LV Substation NE***4179 |  | 10 kV | _ | LV | 630 kVA :Kiosk Substation | 0.63 | --> | 0.63 | 0.5 | 5.69 |  | --> | 0.598 | 0 | 0 | 0 | 0 | Constrained, otherwise capacity available =590 kW | --> | C24 ex RAMPARTS | Ramparts [T41,T42] | DUNDALK |  | 53.9989 | -6.4041
075570X | MV/LV Substation OL***570X |  | 20 kV | _ | LV | 50 kVA :Pole Substation | 0.05 | --> | 0.05 | 0.046 | 0.58 |  | --> | 0.048 | 0 | 0.01 | 0 | 0 | Constrained, otherwise capacity available =40 kW | --> | E15 ex FERNS | Ferns [T421] | CRANE |  | 52.5924 | -6.4922
037300Y | MV/LV Substation KI***300Y |  | 20 kV | _ | LV | 100 kVA :Pole Substation | 0.1 | --> | 0.1 | 0 | 0 | Constrained, otherwise capacity available =94 kVA | --> | 0.095 | 0 | 0.004 | 0 | 0 | Constrained, otherwise capacity available =91 kW | --> | C11 ex ENNIS NORTH | Ennis North [T41,T42] | ENNIS |  | 52.9443 | -9.0598
081182 | MV/LV Substation IN***182 |  | 10 kV | _ | LV | 400 kVA :Building Structure | 0.4 | --> | 0.4 | 0 | 0 | Constrained, otherwise capacity available =296 kVA | --> | 0.38 | 0 | 0.015 | 0.354 | 0 |  | --> | C12 ex SEMPERIT | Semperit [T41,T42,T43] | GRANGE CASTLE |  | 53.3398 | -6.3632
281117 | MV/LV Substation CO***117 |  | 10 kV | _ | LV | 400 kVA :Building Structure | 0.4 | --> | 0.4 | 0.161 | 7.88 |  | --> | 0.38 | 0 | 0 | 0.346 | 0 |  | --> | C11 ex LIBERTY STREET | Liberty Street [T101,T102] | LIBERTY STREET |  | 51.8997 | -8.4771
059381X | MV/LV Substation TI***381X |  | 10 kV | _ | LV | 100 kVA :Pole Substation | 0.1 | --> | 0.1 | 0 | 0 | Constrained, otherwise capacity available =68 kVA | --> | 0.095 | 0 | 0.008 | 0 | 0 | Constrained, otherwise capacity available =85 kW | --> | C11 ex DERRYCRAMPH | Derrycramph [T41,T42] | SHANKILL |  | 53.9766 | -7.3498
365118X | MV/LV Substation WO***118X |  | 10 kV | _ | LV | 630 kVA :Building Structure | 0.63 | --> | 0.63 | 0 | 0 | Constrained, otherwise capacity available =509 kVA | --> | 0.598 | 0 | 0 | 0.5 | 0 |  | --> | C20 ex INCHICORE NORTH | Inchicore North [T41] | INCHICORE 220KV |  | 53.3288 | -6.3543
154595Z | MV/LV Substation BR***595Z |  | 20 kV | _ | LV | 50 kVA :Pole Substation | 0.05 | --> | 0.05 | 0 | 0 | Constrained, otherwise capacity available =49 kVA | --> | 0.048 | 0 | 0 | 0 | 0 | Constrained, otherwise capacity available =47 kW | --> | E12 ex KILCOCK | Kilcock [T421,T422] | GRIFFINRATH |  | 53.424 | -6.5701
054030X | MV/LV Substation LE***030X |  | 10 kV | _ | LV | 200 kVA :Pole Substation | 0.2 | --> | 0.2 | 0 | 0 | Constrained, otherwise capacity available =103 kVA | --> | 0.19 | 0 | 0 | 0 | 0 | Constrained, otherwise capacity available =176 kW | --> | C16 ex PALLAS | Pallas [T41,T42] | PORTLAOISE |  | 53.0327 | -7.3294
495652X | MV/LV Substation RO***652X |  | 20 kV | _ | LV | 100 kVA :Pole Substation | 0.1 | --> | 0.1 | 0.093 | 1.5 |  | --> | 0.095 | 0 | 0.005 | 0.09 | 0 |  | --> | E18 ex ACHILL | Achill [T422] | CARROWBEG |  | 53.9029 | -9.7234
067730X | MV/LV Substation BR***730X |  | 20 kV | _ | LV | 50 kVA :Pole Substation | 0.05 | --> | 0.05 | 0 | 0 | Constrained, otherwise capacity available =37 kVA | --> | 0.048 | 0 | 0 | 0 | 0 | Constrained, otherwise capacity available =46 kW | --> | E21 ex CRATLOE | Cratloe [T421,T422] | ARDNACRUSHA |  | 52.7012 | -8.7798
276049 | MV/LV Substation CA***049 |  | 10 kV | _ | LV | 400 kVA :Kiosk Substation | 0.4 | --> | 0.4 | 0.348 | 0.76 |  | --> | 0.38 | 0 | 0.009 | 0 | 0 | Constrained, otherwise capacity available =366 kW | --> | C11 ex WOODFORD | Woodford [T41,T42] | KNOCKEARAGH |  | 52.059 | -9.4784
068850 | MV/LV Substation MA***850 |  | 10 kV | _ | LV | 630 kVA :Kiosk Substation | 0.63 | --> | 0.63 | 0.462 | 1.86 |  | --> | 0.598 | 0 | 0 | 0.5 | 0 |  | --> | C15 ex FAIRVIEW | Fairview [T41] | MCDERMOTT |  | 53.3652 | -6.2271
167208Z | MV/LV Substation FA***208Z |  | 20 kV | _ | LV | 50 kVA :Pole Substation | 0.05 | --> | 0.05 | 0 | 0 | Constrained, otherwise capacity available =29 kVA | --> | 0.048 | 0 | 0 | 0 | 0 | Constrained, otherwise capacity available =45 kW | --> | E15 ex WHITECHURCH | Whitechurch [T421,T422] | KILBARRY |  | 51.9791 | -8.521
054042Z | MV/LV Substation AS***042Z |  | 10 kV | _ | LV | 200 kVA :Kiosk Substation | 0.2 | --> | 0.2 | 0 | 0 | Constrained, otherwise capacity available =166 kVA | --> | 0.19 | 0 | 0 | 0 | 0 | Constrained, otherwise capacity available =185 kW | --> | C21 ex PALLAS | Pallas [T41,T42] | PORTLAOISE |  | 53.0334 | -7.3086
081634Y | MV/LV Substation K ***634Y |  | 10 kV | _ | LV | 400 kVA :Kiosk Substation | 0.4 | --> | 0.4 | 0 | 0 | Constrained, otherwise capacity available =349 kVA | --> | 0.38 | 0 | 0.005 | 0 | 0 | Constrained, otherwise capacity available =369 kW | --> | C19 ex CELBRIDGE | Celbridge [T41,T42] | GRIFFINRATH |  | 53.3109 | -6.6105
192657 | MV/LV Substation KI***657 |  | 20 kV | _ | LV | 50 kVA :Pole Substation | 0.05 | --> | 0.05 | 0.042 | 1.7 |  | --> | 0.048 | 0 | 0.01 | 0 | 0 | Constrained, otherwise capacity available =39 kW | --> | E15 ex GWEEDORE | Gweedore [T421] | ARDNAGAPPARY |  | 55.1397 | -8.1357
0684358 | MV/LV Substation LO***4358 |  | 10 kV | _ | LV | 400 kVA :Building Structure | 0.4 | --> | 0.4 | 0.204 | 28.43 |  | --> | 0.38 | 0 | 0 | 0.358 | 0 |  | --> | C44 ex BEDFORD ROW | Bedford Row [T41,T42,T43,T44] | FRANCIS STREET |  | 53.3442 | -6.2684
075900 | MV/LV Substation MO***900 |  | 20 kV | _ | LV | 100 kVA :Pole Substation | 0.1 | --> | 0.1 | 0.053 | 4.38 |  | --> | 0.095 | 0 | 0.025 | 0.07 | 0 |  | --> | E18 ex CRANE | Crane [T122] | CRANE |  | 52.5271 | -6.4796
039468X | MV/LV Substation FE***468X |  | 10 kV | _ | LV | 400 kVA :Kiosk Substation | 0.4 | --> | 0.4 | 0 | 0 | Constrained, otherwise capacity available =251 kVA | --> | 0.38 | 0 | 0.014 | 0.349 | 0 |  | --> | C21 ex GALWAY 110KV | Galway 110kv [T102,T103] | GALWAY 110KV |  | 53.2855 | -8.9857
007606X | MV/LV Substation CA***606X |  | 20 kV | _ | LV | 200 kVA :Pole Substation | 0.2 | --> | 0.2 | 0.154 | 0.2 |  | --> | 0.19 | 0 | 0 | 0 | 0 | Constrained, otherwise capacity available =184 kW | --> | E15 ex BEALISTOWN | Bealistown [T421,T422] | GREAT ISLAND |  | 52.2409 | -6.7323
046169X | MV/LV Substation FA***169X |  | 10 kV | _ | LV | 630 kVA :Kiosk Substation | 0.63 | --> | 0.63 | 0.451 | 5.78 |  | --> | 0.598 | 0 | 0.03 | 0.5 | 0 |  | --> | C20 ex OAKFIELD | Oakfield [T41,T42] | SLIGO |  | 54.2723 | -8.4959
237214X | MV/LV Substation TH***214X |  | 10 kV | _ | LV | 200 kVA :Kiosk Substation | 0.2 | --> | 0.2 | 0 | 0 | Constrained, otherwise capacity available =140 kVA | --> | 0.19 | 0 | 0 | 0 | 0 | Constrained, otherwise capacity available =182 kW | --> | C12 ex KILSARAN | Kilsaran [T42] | DRYBRIDGE |  | 53.8834 | -6.3452
0214026 | MV/LV Substation GU***4026 |  | 20 kV | _ | LV | 50 kVA :Pole Substation | 0.05 | --> | 0.05 | 0 | 0 | Constrained, otherwise capacity available =33 kVA | --> | 0.048 | 0 | 0 | 0 | 0 | Constrained, otherwise capacity available =45 kW | --> | E21 ex CURRALEIGH | Curraleigh [T421,T422] | KILBARRY |  | 51.9118 | -8.6564
071942 | MV/LV Substation RE***942 |  | 10 kV | _ | LV | 50 kVA :Pole Substation | 0.05 | --> | 0.05 | 0 | 0 | Constrained, otherwise capacity available =50 kVA | --> | 0.048 | 0 | 0 | 0.048 | 0 |  | --> | C14 ex GREYSTONES | Greystones [T41,T42] | FASSAROE |  | 53.1441 | -6.1515
365613X | MV/LV Substation MU***613X |  | 10 kV | _ | LV | 200 kVA :Kiosk Substation | 0.2 | --> | 0.2 | 0 | 0 | Constrained, otherwise capacity available =149 kVA | --> | 0.19 | 0 | 0.005 | 0.179 | 0 |  | --> | C15 ex OLDBAWN | Oldbawn [T41,T42] | COOKSTOWN |  | 53.287 | -6.3454
192271X | MV/LV Substation WE***271X |  | 10 kV | _ | LV | 100 kVA :Pole Substation | 0.1 | --> | 0.1 | 0 | 0 | Constrained, otherwise capacity available =67 kVA | --> | 0.095 | 0 | 0.005 | 0 | 0 | Constrained, otherwise capacity available =87 kW | --> | C00 ex TORY ISLAND |  |  |  | 55.2644 | -8.2314
021981X | MV/LV Substation HA***981X |  | 10 kV | _ | LV | 400 kVA :Kiosk Substation | 0.4 | --> | 0.4 | 0 | 0 | Constrained, otherwise capacity available =304 kVA | --> | 0.38 | 0 | 0.052 | 0 | 0 | Constrained, otherwise capacity available =328 kW | --> | C22 ex KILBARRY |  |  |  | 51.9068 | -8.4996
0814181 | MV/LV Substation GA***4181 |  | 20 kV | _ | LV | 630 kVA :Kiosk Substation | 0.63 | --> | 0.63 | 0 | 0 | Constrained, otherwise capacity available =539 kVA | --> | 0.598 | 0 | 0.026 | 0.5 | 0 |  | --> | E20 ex ADAMSTOWN | Adamstown [T121,T122] | INCHICORE 220KV |  | 53.348 | -6.4637
039365X | MV/LV Substation CA***365X |  | 10 kV | _ | LV | 400 kVA :Kiosk Substation | 0.4 | --> | 0.4 | 0 | 0 | Constrained, otherwise capacity available =291 kVA | --> | 0.38 | 0 | 0 | 0.365 | 0 |  | --> | C22 ex GALWAY 110KV | Galway 110kv [T102,T103] | GALWAY 110KV |  | 53.2869 | -8.999
001187 | MV/LV Substation BA***187 |  | 10 kV | _ | LV | 400 kVA :Kiosk Substation | 0.4 | --> | 0.4 | 0.217 | 1.23 |  | --> | 0.38 | 0 | 0.056 | 0.313 | 0 |  | --> | C23 ex SALLYNOGGIN ROAD | Sallynoggin Road [T41,T42] | CHERRYWOOD |  | 53.2776 | -6.1166
1654192 | MV/LV Substation CR***4192 |  | 10 kV | _ | LV | 50 kVA :Pole Substation | 0.05 | --> | 0.05 | 0 | 0 | Constrained, otherwise capacity available =38 kVA | --> | 0.048 | 0 | 0 | 0 | 0 | Constrained, otherwise capacity available =46 kW | --> | C14 ex CLONAKILTY | Clonakilty [T41,T42] | DUNMANWAY |  | 51.5664 | -8.9202
039381 | MV/LV Substation KN***381 |  | 10 kV | _ | LV | 400 kVA :Kiosk Substation | 0.4 | --> | 0.4 | 0.332 | 11.03 |  | --> | 0.38 | 0 | 0.025 | 0.352 | 0 |  | --> | C26 ex SALTHILL | Salthill [T101,T102] | SALTHILL |  | 53.2662 | -9.1113
049375X | MV/LV Substation MC***375X |  | 10 kV | _ | LV | 50 kVA :Pole Substation | 0.05 | --> | 0.05 | 0.03 | 0.13 |  | --> | 0.048 | 0 | 0 | 0 | 0 | Constrained, otherwise capacity available =45 kW | --> | C14 ex BALLYMAHON | Ballymahon [T41,T42] | ATHLONE |  | 53.6252 | -7.8204
0664258 | MV/LV Substation BE***4258 |  | 20 kV | _ | LV | 630 kVA :Kiosk Substation | 0.63 | --> | 0.63 | 0 | 0 | Constrained, otherwise capacity available =630 kVA | --> | 0.598 | 0 | 0 | 0 | 0 | Constrained, otherwise capacity available =598 kW | --> | E15 ex BATTER LANE TEMPORARY | Batter Lane Temporary 38kv [T421] | GLASMORE |  | 53.4926 | -6.1565
082783Y | MV/LV Substation OA***783Y |  | 20 kV | _ | LV | 400 kVA :Kiosk Substation | 0.4 | --> | 0.4 | 0 | 0 | Constrained, otherwise capacity available =294 kVA | --> | 0.38 | 0 | 0.021 | 0 | 0 | Constrained, otherwise capacity available =350 kW | --> | E15 ex ACADEMY STREET | Academy Street [T421,T422,T44] | NAVAN |  | 53.638 | -6.6698
039409 | MV/LV Substation SI***409 |  | 10 kV | _ | LV | 400 kVA :Building Structure | 0.4 | --> | 0.4 | 0 | 0 | Constrained, otherwise capacity available =332 kVA | --> | 0.38 | 0 | 0.01 | 0.363 | 0 |  | --> | C24 ex GALWAY 110KV | Galway 110kv [T102,T103] | GALWAY 110KV |  | 53.2809 | -9.0061
0664037 | MV/LV Substation PO***4037 |  | 20 kV | _ | LV | 400 kVA :Building Structure | 0.4 | --> | 0.4 | 0 | 0 |  | --> | 0.38 | 0 | 0 | 0 | 0 | Constrained, otherwise capacity available =351 kW | --> | E11 ex GLASMORE | Glasmore [T421,T422] | GLASMORE |  | 53.4866 | -6.1195
340411 | MV/LV Substation MO***411 |  | 10 kV | _ | LV | 100 kVA :Pole Substation | 0.1 | --> | 0.1 | 0 | 0 | Constrained, otherwise capacity available =91 kVA | --> | 0.095 | 0 | 0 | 0 | 0 | Constrained, otherwise capacity available =94 kW | --> | C18 ex DUNGLOE | Dungloe [T41,T42] | ARDNAGAPPARY |  | 54.9573 | -8.3573
006200 | MV/LV Substation AB***200 |  | 20 kV | _ | LV | 100 kVA :Pole Substation | 0.1 | --> | 0.1 | 0.083 | 4.38 |  | --> | 0.095 | 0 | 0 | 0.093 | 0 |  | --> | E13 ex CRANE | Crane [T122] | CRANE |  | 52.4448 | -6.3452
016056Z | MV/LV Substation CA***056Z |  | 10 kV | _ | LV | 200 kVA :Kiosk Substation | 0.2 | --> | 0.2 | 0 | 0 | Constrained, otherwise capacity available =168 kVA | --> | 0.19 | 0 | 0 | 0 | 0 | Constrained, otherwise capacity available =186 kW | --> | C16 ex LEIXLIP | Leixlip [T41,T42] | GRIFFINRATH |  | 53.3484 | -6.5312
081412Z | MV/LV Substation TH***412Z |  | 10 kV | _ | LV | 400 kVA :Kiosk Substation | 0.4 | --> | 0.4 | 0 | 0 | Constrained, otherwise capacity available =355 kVA | --> | 0.38 | 0 | 0 | 0 | 0 | Constrained, otherwise capacity available =374 kW | --> | C12 ex MONEYCOOLEY | Moneycooley [T41,T42,T44] | GRIFFINRATH |  | 53.3529 | -6.5479
093094 | MV/LV Substation DU***094 |  | 10 kV | _ | LV | 100 kVA :Pole Substation | 0.1 | --> | 0.1 | 0.071 | 7.91 |  | --> | 0.095 | 0 | 0 | 0.091 | 0 |  | --> | C26 ex PELLETSTOWN | Pelletstown [T101,T102] | FINGLAS |  | 53.3855 | -6.3381
069772 | MV/LV Substation GR***772 |  | 10 kV | _ | LV | 630 kVA :Kiosk Substation | 0.63 | --> | 0.63 | 0 | 0 | Constrained, otherwise capacity available =610 kVA | --> | 0.598 | 0 | 0 | 0.5 | 0 |  | --> | C11 ex BALLYBODEN | Ballyboden [T41,T42] | COOKSTOWN |  | 53.2809 | -6.2841
093260Z | MV/LV Substation KI***260Z |  | 10 kV | _ | LV | 400 kVA :Kiosk Substation | 0.4 | --> | 0.4 | 0 | 0 | Constrained, otherwise capacity available =273 kVA | --> | 0.38 | 0 | 0.008 | 0.356 | 0 |  | --> | C19 ex GRANGE (DR) | Grange (dr) [T41,T42] | GRANGE (DR) |  | 53.3954 | -6.1671
110933 | MV/LV Substation CI***933 |  | 10 kV | _ | LV | 200 kVA :Pole Substation | 0.2 | --> | 0.2 | 0.198 | 0.76 |  | --> | 0.19 | 0 | 0 | 0 | 0 | Constrained, otherwise capacity available =190 kW | --> | C16 ex KENMARE | Kenmare [T42] | KNOCKEARAGH |  | 51.8867 | -9.5781
068539 | MV/LV Substation HO***539 |  | 10 kV | _ | LV | 630 kVA :Kiosk Substation | 0.63 | --> | 0.63 | 0.251 | 1.86 |  | --> | 0.598 | 0 | 0.019 | 0.5 | 0 |  | --> | C17 ex FAIRVIEW | Fairview [T41] | MCDERMOTT |  | 53.364 | -6.2192
003511Y | MV/LV Substation CA***511Y |  | 10 kV | _ | LV | 200 kVA :Kiosk Substation | 0.2 | --> | 0.2 | 0.185 | 11.58 |  | --> | 0.19 | 0 | 0 | 0 | 0 | Constrained, otherwise capacity available =188 kW | --> | C17 ex BALLYBEG | Ballybeg [T101,T102] | CARRICKMINES |  | 52.9702 | -6.0347
015375Z | MV/LV Substation SL***375Z |  | 10 kV | _ | LV | 400 kVA :Kiosk Substation | 0.4 | --> | 0.4 | 0 | 0 | Constrained, otherwise capacity available =274 kVA | --> | 0.38 | 0 | 0.029 | 0 | 0 | Constrained, otherwise capacity available =341 kW | --> | C11 ex NAAS | Naas [T41,T42] | KILTEEL |  | 53.2071 | -6.6528
154450Z | MV/LV Substation DU***450Z |  | 20 kV | _ | LV | 400 kVA :Kiosk Substation | 0.4 | --> | 0.4 | 0 | 0 | Constrained, otherwise capacity available =246 kVA | --> | 0.38 | 0 | 0.073 | 0 | 0 | Constrained, otherwise capacity available =304 kW | --> | C17 ex MONEYCOOLEY | Moneycooley [T41,T42,T44] | GRIFFINRATH |  | 53.4144 | -6.483
099139X | MV/LV Substation GL***139X |  | 10 kV | _ | LV | 50 kVA :Pole Substation | 0.05 | --> | 0.05 | 0 | 0 | Constrained, otherwise capacity available =46 kVA | --> | 0.048 | 0 | 0 | 0 | 0 | Constrained, otherwise capacity available =47 kW | --> | C12 ex CULLION | Cullion [T41,T42] | LETTERKENNY |  | 54.9403 | -7.8386
066522Z | MV/LV Substation CA***522Z |  | 20 kV | _ | LV | 400 kVA :Kiosk Substation | 0.4 | --> | 0.4 | 0 | 0 | Constrained, otherwise capacity available =363 kVA | --> | 0.38 | 0 | 0.004 | 0 | 0 | Constrained, otherwise capacity available =372 kW | --> | E11 ex GLASMORE | Glasmore [T421,T422] | GLASMORE |  | 53.4938 | -6.1397
0094241 | MV/LV Substation ST***4241 |  | 10 kV | _ | LV | 630 kVA :Building Structure | 0.63 | --> | 0.63 | 0.5 | 0.53 | Constrained, otherwise capacity available =630 kVA | --> | 0.598 | 0 | 0 | 0 | 0 | Constrained, otherwise capacity available =598 kW | --> | C16 ex MANOR STREET | Manor Street [T41,T42] | WATERFORD |  | 52.25 | -7.1041
176232 | MV/LV Substation BA***232 |  | 20 kV | _ | LV | 100 kVA :Pole Substation | 0.1 | --> | 0.1 | 0.097 | 18.78 |  | --> | 0.095 | 0 | 0 | 0.095 | 0 |  | --> | E13 ex HARTNETTS CROSS | Hartnetts Cross [T121,T422] | HARTNETTS CROSS |  | 51.8713 | -9.2452
039193 | MV/LV Substation MC***193 |  | 10 kV | _ | LV | 400 kVA :Building Structure | 0.4 | --> | 0.4 | 0 | 0 | Constrained, otherwise capacity available =381 kVA | --> | 0.38 | 0 | 0 | 0.377 | 0 |  | --> | C17 ex GALWAY 110KV | Galway 110kv [T102,T103] | GALWAY 110KV |  | 53.2912 | -9.0139
042936 | MV/LV Substation CO***936 |  | 10 kV | _ | LV | 100 kVA :Pole Substation | 0.1 | --> | 0.1 | 0 | 0 | Constrained, otherwise capacity available =92 kVA | --> | 0.095 | 0 | 0 | 0 | 0 | Constrained, otherwise capacity available =94 kW | --> | C20 ex KNOCKAPHUNTA | Knockaphunta [T41,T42] | CASTLEBAR |  | 53.8154 | -9.261
293160X | MV/LV Substation TI***160X |  | 20 kV | _ | LV | 200 kVA :Pole Substation | 0.2 | --> | 0.2 | 0 | 0 | Constrained, otherwise capacity available =51 kVA | --> | 0.19 | 0 | 0.067 | 0 | 0 | Constrained, otherwise capacity available =119 kW | --> | E13 ex SHILLELAGH | Shillelagh [T421,T422] | CARLOW |  | 52.7993 | -6.4661
063403 | MV/LV Substation BO***403 |  | 10 kV | _ | LV | 50 kVA :Pole Substation | 0.05 | --> | 0.05 | 0 | 0 | Constrained, otherwise capacity available =44 kVA | --> | 0.048 | 0 | 0.006 | 0 | 0 | Constrained, otherwise capacity available =42 kW | --> | C19 ex BALLYBAILIE | Ballybailie [T41,T42] | DUNDALK |  | 53.8535 | -6.5693
006955X | MV/LV Substation KI***955X |  | 20 kV | _ | LV | 50 kVA :Pole Substation | 0.05 | --> | 0.05 | 0.045 | 4.38 |  | --> | 0.048 | 0 | 0 | 0.047 | 0 |  | --> | E13 ex CRANE | Crane [T122] | CRANE |  | 52.4905 | -6.5002
018030 | MV/LV Substation GR***030 |  | 10 kV | _ | LV | 50 kVA :Pole Substation | 0.05 | --> | 0.05 | 0.049 | 3.75 |  | --> | 0.048 | 0 | 0 | 0 | 0 | Constrained, otherwise capacity available =47 kW | --> | C11 ex SMEARLA | Smearla [T41,T42] | TRIEN |  | 52.4383 | -9.4555
276566 | MV/LV Substation MU***566 |  | 10 kV | _ | LV | 400 kVA :Building Structure | 0.4 | --> | 0.4 | 0.338 | 0.76 |  | --> | 0.38 | 0 | 0.1 | 0 | 0 | Constrained, otherwise capacity available =297 kW | --> | C13 ex WOODFORD | Woodford [T41,T42] | KNOCKEARAGH |  | 52.0179 | -9.5042
150300 | MV/LV Substation CR***300 |  | 20 kV | _ | LV | 200 kVA :Pole Substation | 0.2 | --> | 0.2 | 0.16 | 3.96 |  | --> | 0.19 | 0 | 0 | 0 | 0 | Constrained, otherwise capacity available =184 kW | --> | E18 ex STRANORLAR | Stranorlar [T421,T422] | LETTERKENNY |  | 54.7855 | -7.6909
461047 | MV/LV Substation KE***047 |  | 10 kV | _ | LV | 400 kVA :Building Structure | 0.4 | --> | 0.4 | 0.338 | 2.33 |  | --> | 0.38 | 0 | 0.007 | 0 | 0 | Constrained, otherwise capacity available =366 kW | --> | E17 ex MOY | Moy [T421,T422] | MOY |  | 54.1126 | -9.1606
067105X | MV/LV Substation VA***105X |  | 10 kV | _ | LV | 400 kVA :Building Structure | 0.4 | --> | 0.4 | 0 | 0 | Constrained, otherwise capacity available =268 kVA | --> | 0.38 | 0 | 0.015 | 0 | 0 | Constrained, otherwise capacity available =350 kW | --> | C15 ex CASTLETROY | Castletroy [T41,T42] | ARDNACRUSHA |  | 52.6704 | -8.554
062221 | MV/LV Substation P ***221 |  | 10 kV | _ | LV | 400 kVA :Building Structure | 0.4 | --> | 0.4 | 0.363 | 5.69 |  | --> | 0.38 | 0 | 0 | 0 | 0 | Constrained, otherwise capacity available =375 kW | --> | C24 ex RAMPARTS | Ramparts [T41,T42] | DUNDALK |  | 54.001 | -6.4011
1544221 | MV/LV Substation TH***4221 |  | 10 kV | _ | LV | 630 kVA :Kiosk Substation | 0.63 | --> | 0.63 | 0 | 0 | Constrained, otherwise capacity available =569 kVA | --> | 0.598 | 0 | 0.013 | 0.5 | 0 |  | --> | C23 ex MACETOWN | Macetown [T101,T102] | MACETOWN |  | 53.4153 | -6.4599
3454017 | MV/LV Substation KI***4017 |  | 20 kV | _ | LV | 50 kVA :Pole Substation | 0.05 | --> | 0.05 | 0 | 0 | Constrained, otherwise capacity available =50 kVA | --> | 0.048 | 0 | 0 | 0.048 | 0 |  | --> | E15 ex MANORHAMILTON | Manorhamilton [T422] | SLIGO |  | 54.3582 | -8.0376
005162Y | MV/LV Substation CO***162Y |  | 20 kV | _ | LV | 100 kVA :Pole Substation | 0.1 | --> | 0.1 | 0.083 | 17.8 |  | --> | 0.095 | 0 | 0 | 0.093 | 0 |  | --> | E19 ex BANOGE | Banoge [T121,T122] | BANOGE |  | 52.603 | -6.2948
365779X | MV/LV Substation AV***779X |  | 10 kV | _ | LV | 630 kVA :Kiosk Substation | 0.63 | --> | 0.63 | 0 | 0 | Constrained, otherwise capacity available =477 kVA | --> | 0.598 | 0 | 0.016 | 0.5 | 0 |  | --> | C19 ex OLDBAWN | Oldbawn [T41,T42] | COOKSTOWN |  | 53.2853 | -6.3493
154549 | MV/LV Substation PI***549 |  | 20 kV | _ | LV | 50 kVA :Pole Substation | 0.05 | --> | 0.05 | 0 | 0 | Constrained, otherwise capacity available =30 kVA | --> | 0.048 | 0 | 0 | 0.045 | 0 |  | --> | C21 ex MACETOWN | Macetown [T101,T102] | MACETOWN |  | 53.4562 | -6.4766
154356Z | MV/LV Substation MT***356Z |  | 10 kV | _ | LV | 200 kVA :Kiosk Substation | 0.2 | --> | 0.2 | 0 | 0 | Constrained, otherwise capacity available =125 kVA | --> | 0.19 | 0 | 0.033 | 0.155 | 0 |  | --> | C39 ex COLLEGE PARK | College Park [T101,T102,T103] | COLLEGE PARK |  | 53.4218 | -6.3898
067636X | MV/LV Substation C/***636X |  | 10 kV | _ | LV | 200 kVA :Pole Substation | 0.2 | --> | 0.2 | 0 | 0 | Constrained, otherwise capacity available =63 kVA | --> | 0.19 | 0 | 0 | 0 | 0 | Constrained, otherwise capacity available =174 kW | --> | C19 ex CASTLETROY | Castletroy [T41,T42] | ARDNACRUSHA |  | 52.6686 | -8.5501
025278 | MV/LV Substation BA***278 |  | 10 kV | _ | LV | 50 kVA :Pole Substation | 0.05 | --> | 0.05 | 0.042 | 1.93 |  | --> | 0.048 | 0 | 0 | 0 | 0 | Constrained, otherwise capacity available =46 kW | --> | C15 ex MILFORD (MWR) | Milford (mwr) [T41] | CHARLEVILLE |  | 52.2972 | -8.8441
017219Z | MV/LV Substation QU***219Z |  | 10 kV | _ | LV | 50 kVA :Pole Substation | 0.05 | --> | 0.05 | 0.05 | 4.23 |  | --> | 0.048 | 0 | 0 | 0 | 0 | Constrained, otherwise capacity available =48 kW | --> | C17 ex CHURCHTOWN | Churchtown [T41] | RATHKEALE |  | 52.4565 | -9.0648
248793X | MV/LV Substation BA***793X |  | 20 kV | _ | LV | 50 kVA :Pole Substation | 0.05 | --> | 0.05 | 0.046 | 3.5 |  | --> | 0.048 | 0 | 0 | 0 | 0 | Constrained, otherwise capacity available =47 kW | --> | E13 ex DUNFIRTH | Dunfirth [T122] | DUNFIRTH |  | 53.3971 | -6.7167
093523 | MV/LV Substation FO***523 |  | 10 kV | _ | LV | 630 kVA :Building Structure | 0.63 | --> | 0.63 | 0.405 | 7.91 |  | --> | 0.598 | 0 | 0 | 0.5 | 0 |  | --> | C26 ex PELLETSTOWN | Pelletstown [T101,T102] | FINGLAS |  | 53.3812 | -6.338
0674161 | MV/LV Substation CI***4161 |  | 10 kV | _ | LV | 1000 kVA :Building Structure | 1 | --> | 1 | 0 | 0 | Constrained, otherwise capacity available =985 kVA | --> | 0.95 | 0 | 0 | 0 | 0 | Constrained, otherwise capacity available =948 kW | --> | C20 ex DOCK ROAD | Dock Road [T41,T42] | LIMERICK |  | 52.6416 | -8.6465
069480 | MV/LV Substation BA***480 |  | 10 kV | _ | LV | 400 kVA :Building Structure | 0.4 | --> | 0.4 | 0 | 0 | Constrained, otherwise capacity available =234 kVA | --> | 0.38 | 0 | 0.128 | 0.262 | 0 |  | --> | C13 ex BALLYBODEN | Ballyboden [T41,T42] | COOKSTOWN |  | 53.2874 | -6.2765
012758X | MV/LV Substation RO***758X |  | 20 kV | _ | LV | 100 kVA :Pole Substation | 0.1 | --> | 0.1 | 0.053 | 2.83 |  | --> | 0.095 | 0 | 0.008 | 0 | 0 | Constrained, otherwise capacity available =82 kW | --> | E12 ex BAGENALSTOWN | Bagenalstown [T421,T422] | CARLOW |  | 52.6974 | -6.9617
039196 | MV/LV Substation CO***196 |  | 10 kV | _ | LV | 630 kVA :Kiosk Substation | 0.63 | --> | 0.63 | 0.5 | 11.03 |  | --> | 0.598 | 0 | 0.03 | 0.5 | 0 |  | --> | C34 ex SALTHILL | Salthill [T101,T102] | SALTHILL |  | 53.2784 | -9.0716
0584436 | MV/LV Substation CA***4436 |  | 10 kV | _ | LV | 630 kVA :Kiosk Substation | 0.63 | --> | 0.63 | 0.5 | 3 |  | --> | 0.598 | 0 | 0 | 0 | 0 | Constrained, otherwise capacity available =595 kW | --> | C20 ex NENAGH | Nenagh [T41,T42] | NENAGH |  | 52.8587 | -8.1969
0684093 | MV/LV Substation LE***4093 |  | 10 kV | _ | LV | 630 kVA :Kiosk Substation | 0.63 | --> | 0.63 | 0.5 | 9.99 |  | --> | 0.598 | 0 | 0 | 0.5 | 0 |  | --> | C23 ex HAROLDS CROSS | Harolds Cross [T101,T102] | POOLBEG |  | 53.3325 | -6.2741
038115Y | MV/LV Substation LA***115Y |  | 20 kV | _ | LV | 50 kVA :Pole Substation | 0.05 | --> | 0.05 | 0 | 0 | Constrained, otherwise capacity available =50 kVA | --> | 0.048 | 0 | 0 | 0 | 0 | Constrained, otherwise capacity available =48 kW | --> | E15 ex GORT | Gort [T41,T42] | ENNIS |  | 53.1394 | -8.8016
081285Z | MV/LV Substation CE***285Z |  | 10 kV | _ | LV | 200 kVA :Kiosk Substation | 0.2 | --> | 0.2 | 0 | 0 | Constrained, otherwise capacity available =200 kVA | --> | 0.19 | 0 | 0 | 0 | 0 | Constrained, otherwise capacity available =190 kW | --> | C12 ex MONEYCOOLEY | Moneycooley [T41,T42,T44] | GRIFFINRATH |  | 53.359 | -6.5334
251817 | MV/LV Substation CO***817 |  | 10 kV | _ | LV | 200 kVA :Kiosk Substation | 0.2 | --> | 0.2 | 0 | 0 | Constrained, otherwise capacity available =178 kVA | --> | 0.19 | 0 | 0 | 0 | 0 | Constrained, otherwise capacity available =187 kW | --> | C28 ex CLAREGALWAY | Claregalway [T42,T421] | GALWAY 110KV |  | 53.3173 | -8.9814
020997 | MV/LV Substation CU***997 |  | 10 kV | _ | LV | 100 kVA :Pole Substation | 0.1 | --> | 0.1 | 0 | 0 | Constrained, otherwise capacity available =80 kVA | --> | 0.095 | 0 | 0.015 | 0 | 0 | Constrained, otherwise capacity available =81 kW | --> | C18 ex COOLCORCORAN | Coolcorcoran [T41,T42] | KNOCKEARAGH |  | 52.0615 | -9.6609
064342Z | MV/LV Substation DO***342Z |  | 10 kV | _ | LV | 200 kVA :Kiosk Substation | 0.2 | --> | 0.2 | 0 | 0 | Constrained, otherwise capacity available =145 kVA | --> | 0.19 | 0 | 0 | 0 | 0 | Constrained, otherwise capacity available =182 kW | --> | E11 ex SLANE | Slane [T421] | DRYBRIDGE |  | 53.7806 | -6.4909
007333Z | MV/LV Substation HA***333Z |  | 20 kV | _ | LV | 400 kVA :Kiosk Substation | 0.4 | --> | 0.4 | 0.259 | 1.4 |  | --> | 0.38 | 0 | 0.035 | 0 | 0 | Constrained, otherwise capacity available =334 kW | --> | E20 ex KILLINICK | Killinick [T421,T422] | WEXFORD |  | 52.2307 | -6.5493
068562 | MV/LV Substation KI***562 |  | 10 kV | _ | LV | 630 kVA :Kiosk Substation | 0.63 | --> | 0.63 | 0.382 | 7.91 |  | --> | 0.598 | 0 | 0.046 | 0.5 | 0 |  | --> | C24 ex PELLETSTOWN | Pelletstown [T101,T102] | FINGLAS |  | 53.371 | -6.3217
067269Y | MV/LV Substation IR***269Y |  | 10 kV | _ | LV | 400 kVA :Building Structure | 0.4 | --> | 0.4 | 0 | 0 | Constrained, otherwise capacity available =378 kVA | --> | 0.38 | 0 | 0.05 | 0 | 0 | Constrained, otherwise capacity available =340 kW | --> | C20 ex DOCK ROAD | Dock Road [T41,T42] | LIMERICK |  | 52.6531 | -8.6602
154524Z | MV/LV Substation CR***524Z |  | 10 kV | _ | LV | 400 kVA :Kiosk Substation | 0.4 | --> | 0.4 | 0 | 0 | Constrained, otherwise capacity available =324 kVA | --> | 0.38 | 0 | 0.015 | 0.358 | 0 |  | --> | C39 ex COLLEGE PARK | College Park [T101,T102,T103] | COLLEGE PARK |  | 53.4198 | -6.3976
077695 | MV/LV Substation BA***695 |  | 20 kV | _ | LV | 200 kVA :Pole Substation | 0.2 | --> | 0.2 | 0 | 0 | Constrained, otherwise capacity available =115 kVA | --> | 0.19 | 0 | 0.1 | 0 | 0 | Constrained, otherwise capacity available =104 kW | --> | E15 ex PATRICKSWELL | Patrickswell [T421,T422] | LIMERICK |  | 52.5925 | -8.7331
082098Z | MV/LV Substation BR***098Z |  | 10 kV | _ | LV | 400 kVA :Kiosk Substation | 0.4 | --> | 0.4 | 0.321 | 2.01 |  | --> | 0.38 | 0 | 0.019 | 0 | 0 | Constrained, otherwise capacity available =355 kW | --> | C12 ex ABBEYLAND | Abbeyland [T41,T42] | NAVAN |  | 53.6589 | -6.6695
162165X | MV/LV Substation MO***165X |  | 10 kV | _ | LV | 400 kVA :Kiosk Substation | 0.4 | --> | 0.4 | 0.388 | 7.25 |  | --> | 0.38 | 0 | 0 | 0 | 0 | Constrained, otherwise capacity available =378 kW | --> | C18 ex CONVOY | Convoy [T41,T42] | LETTERKENNY |  | 54.875 | -7.6024
011550Y | MV/LV Substation TU***550Y |  | 10 kV | _ | LV | 50 kVA :Pole Substation | 0.05 | --> | 0.05 | 0 | 0 | Constrained, otherwise capacity available =49 kVA | --> | 0.048 | 0 | 0 | 0 | 0 | Constrained, otherwise capacity available =47 kW | --> | C17 ex ROSEHILL | Rosehill [T41,T42] | KILKENNY |  | 52.5684 | -7.3466
0684659 | MV/LV Substation AS***4659 |  | 10 kV | _ | LV | 630 kVA :Kiosk Substation | 0.63 | --> | 0.63 | 0.5 | 7.91 |  | --> | 0.598 | 0 | 0 | 0.5 | 0 |  | --> | C24 ex PELLETSTOWN | Pelletstown [T101,T102] | FINGLAS |  | 53.3747 | -6.3182
265678 | MV/LV Substation AG***678 |  | 20 kV | _ | LV | 50 kVA :Pole Substation | 0.05 | --> | 0.05 | 0.046 | 0.07 |  | --> | 0.048 | 0 | 0 | 0 | 0 | Constrained, otherwise capacity available =47 kW | --> | E17 ex BALLYCONNELL | Ballyconnell [T421,T422] | GORTAWEE |  | 54.0973 | -7.5788
064731Y | MV/LV Substation TE***731Y |  | 10 kV | _ | LV | 400 kVA :Kiosk Substation | 0.4 | --> | 0.4 | 0 | 0 | Constrained, otherwise capacity available =291 kVA | --> | 0.38 | 0 | 0.038 | 0 | 0 | Constrained, otherwise capacity available =337 kW | --> | C16 ex TERMONFECKIN ROAD | Termonfeckin Road [T41,T42] | DRYBRIDGE |  | 53.7277 | -6.3295
061375X | MV/LV Substation NE***375X |  | 10 kV | _ | LV | 200 kVA :Pole Substation | 0.2 | --> | 0.2 | 0.192 | 2.04 |  | --> | 0.19 | 0 | 0 | 0 | 0 | Constrained, otherwise capacity available =189 kW | --> | C12 ex BALLYBAY | Ballybay [T41,T42] | LISDRUM |  | 54.1184 | -7.0164
5904060 | MV/LV Substation KN***4060 |  | 20 kV | _ | LV | 100 kVA :Pole Substation | 0.1 | --> | 0.1 | 0.078 | 1.43 |  | --> | 0.095 | 0 | 0.05 | 0 | 0 | Constrained, otherwise capacity available =55 kW | --> | E17 ex CONG | Cong [T421,T422] | CLOON |  | 53.5414 | -9.2431
033360 | MV/LV Substation KI***360 |  | 10 kV | _ | LV | 50 kVA :Pole Substation | 0.05 | --> | 0.05 | 0 | 0 | Constrained, otherwise capacity available =41 kVA | --> | 0.048 | 0 | 0 | 0 | 0 | Constrained, otherwise capacity available =46 kW | --> | C16 ex DEERPARK | Deerpark [T41,T42] | BALLYDINE |  | 52.4032 | -7.5297
1194028 | MV/LV Substation CO***4028 |  | 10 kV | _ | LV | 100 kVA :Pole Substation | 0.1 | --> | 0.1 | 0.098 | 4.16 |  | --> | 0.095 | 0 | 0.005 | 0.091 | 0 |  | --> | C15 ex NEWMARKET (SR) | Newmarket (sr) [T41,T42] | GLENLARA |  | 52.23 | -9.0625
0664115 | MV/LV Substation MI***4115 |  | 20 kV | _ | LV | 400 kVA :Kiosk Substation | 0.4 | --> | 0.4 | 0 | 0 | Constrained, otherwise capacity available =306 kVA | --> | 0.38 | 0 | 0.049 | 0 | 0 | Constrained, otherwise capacity available =331 kW | --> | E13 ex GLASMORE | Glasmore [T421,T422] | GLASMORE |  | 53.4738 | -6.2436
064698Y | MV/LV Substation GL***698Y |  | 10 kV | _ | LV | 200 kVA :Kiosk Substation | 0.2 | --> | 0.2 | 0 | 0 | Constrained, otherwise capacity available =165 kVA | --> | 0.19 | 0 | 0.026 | 0 | 0 | Constrained, otherwise capacity available =166 kW | --> | C14 ex DRYBRIDGE | Drybridge [T41,T42] | DRYBRIDGE |  | 53.7928 | -6.4186
008481X | MV/LV Substation CO***481X |  | 10 kV | _ | LV | 50 kVA :Pole Substation | 0.05 | --> | 0.05 | 0 | 0 | Constrained, otherwise capacity available =48 kVA | --> | 0.048 | 0 | 0.005 | 0 | 0 | Constrained, otherwise capacity available =44 kW | --> | E17 ex KNOCKMULLEN | Knockmullen [T42,T421] | GREAT ISLAND |  | 52.4008 | -6.9212
062880 | MV/LV Substation RA***880 |  | 20 kV | _ | LV | 50 kVA :Pole Substation | 0.05 | --> | 0.05 | 0.036 | 19.76 |  | --> | 0.048 | 0 | 0.006 | 0.041 | 0 |  | --> | E19 ex MULLAGHARLIN | Mullagharlin [T121,T122] | MULLAGHARLIN |  | 53.9737 | -6.476
238941 | MV/LV Substation CA***941 |  | 20 kV | _ | LV | 50 kVA :Pole Substation | 0.05 | --> | 0.05 | 0.03 | 1.43 |  | --> | 0.048 | 0 | 0.015 | 0 | 0 | Constrained, otherwise capacity available =34 kW | --> | E16 ex CONG | Cong [T421,T422] | CLOON |  | 53.6146 | -9.2314
156700Y | MV/LV Substation TU***700Y |  | 20 kV | _ | LV | 100 kVA :Pole Substation | 0.1 | --> | 0.1 | 0.084 | 2.1 |  | --> | 0.095 | 0 | 0.015 | 0 | 0 | Constrained, otherwise capacity available =82 kW | --> | E11 ex LISDRUM | Lisdrum [T422] | LISDRUM |  | 54.2669 | -6.9187
032568Y | MV/LV Substation AI***568Y |  | 20 kV | _ | LV | 630 kVA :Kiosk Substation | 0.63 | --> | 0.63 | 0 | 0 | Constrained, otherwise capacity available =583 kVA | --> | 0.598 | 0 | 0 | 0 | 0 | Constrained, otherwise capacity available =592 kW | --> | E14 ex KILCARRAGH | Kilcarragh [T421,T422] | BUTLERSTOWN |  | 52.1867 | -7.0805
069676 | MV/LV Substation HE***676 |  | 10 kV | _ | LV | 630 kVA :Building Structure | 0.63 | --> | 0.63 | 0.352 | 9.28 |  | --> | 0.598 | 0 | 0 | 0.5 | 0 |  | --> | C06 ex PEMBROKE | Pembroke [T41,T42,T43,T44] | RINGSEND |  | 53.3281 | -6.2317
008187Z | MV/LV Substation BA***187Z |  | 20 kV | _ | LV | 50 kVA :Pole Substation | 0.05 | --> | 0.05 | 0.033 | 0.2 |  | --> | 0.048 | 0 | 0.005 | 0 | 0 | Constrained, otherwise capacity available =42 kW | --> | E15 ex BEALISTOWN | Bealistown [T421,T422] | GREAT ISLAND |  | 52.2835 | -6.8423
001853 | MV/LV Substation HO***853 |  | 10 kV | _ | LV | 400 kVA :Kiosk Substation | 0.4 | --> | 0.4 | 0 | 0 | Constrained, otherwise capacity available =282 kVA | --> | 0.38 | 0 | 0.036 | 0.337 | 0 |  | --> | C13 ex DUNDRUM | Dundrum [T41,T42] | BLACKROCK |  | 53.2863 | -6.2279
070817X | MV/LV Substation KI***817X |  | 10 kV | _ | LV | 50 kVA :Pole Substation | 0.05 | --> | 0.05 | 0.048 | 2.63 |  | --> | 0.048 | 0 | 0 | 0.047 | 0 |  | --> | C12 ex CLOONBANNIN | Cloonbannin [T42] | GLENLARA |  | 52.1754 | -9.1648
154394Z | MV/LV Substation BE***394Z |  | 10 kV | _ | LV | 200 kVA :Kiosk Substation | 0.2 | --> | 0.2 | 0 | 0 | Constrained, otherwise capacity available =158 kVA | --> | 0.19 | 0 | 0.01 | 0.177 | 0 |  | --> | C39 ex COLLEGE PARK | College Park [T101,T102,T103] | COLLEGE PARK |  | 53.4226 | -6.3906
035426X | MV/LV Substation OU***426X |  | 10 kV | _ | LV | 630 kVA :Building Structure | 0.63 | --> | 0.63 | 0.5 | 6.17 |  | --> | 0.598 | 0 | 0 | 0 | 0 | Constrained, otherwise capacity available =597 kW | --> | C24 ex CAHIR | Cahir [T41,T42] | CAHIR |  | 52.4338 | -7.8857
037618X | MV/LV Substation CO***618X |  | 10 kV | _ | LV | 200 kVA :Kiosk Substation | 0.2 | --> | 0.2 | 0 | 0 | Constrained, otherwise capacity available =158 kVA | --> | 0.19 | 0 | 0.019 | 0 | 0 | Constrained, otherwise capacity available =170 kW | --> | C15 ex CAHIRCALLA | Cahircalla [T41,T42] | ENNIS |  | 52.834 | -8.9779
0074509 | MV/LV Substation FO***4509 |  | 20 kV | _ | LV | 400 kVA :Kiosk Substation | 0.4 | --> | 0.4 | 0.4 | 16.12 |  | --> | 0.38 | 0 | 0 | 0.38 | 0 |  | --> | E20 ex WEXFORD | Wexford [T121,T122] | WEXFORD |  | 52.2869 | -6.5306
069477 | MV/LV Substation MO***477 |  | 10 kV | _ | LV | 400 kVA :Kiosk Substation | 0.4 | --> | 0.4 | 0 | 0 | Constrained, otherwise capacity available =194 kVA | --> | 0.38 | 0 | 0.07 | 0.299 | 0 |  | --> | C12 ex BALLYBODEN | Ballyboden [T41,T42] | COOKSTOWN |  | 53.2778 | -6.295
293267Z | MV/LV Substation C.***267Z |  | 20 kV | _ | LV | 200 kVA :Pole Substation | 0.2 | --> | 0.2 | 0.189 | 0.43 |  | --> | 0.19 | 0 | 0.005 | 0 | 0 | Constrained, otherwise capacity available =185 kW | --> | E15 ex TULLOW | Tullow [T421,T422] | CARLOW |  | 52.8059 | -6.7454
036877X | MV/LV Substation GO***877X |  | 20 kV | _ | LV | 50 kVA :Pole Substation | 0.05 | --> | 0.05 | 0 | 0 | Constrained, otherwise capacity available =37 kVA | --> | 0.048 | 0 | 0 | 0 | 0 | Constrained, otherwise capacity available =46 kW | --> | E20 ex GARRANACANTY | Garranacanty [T421,T422] | TIPPERARY |  | 52.4979 | -7.9772
288229 | MV/LV Substation GE***229 |  | 10 kV | _ | LV | 400 kVA :Building Structure | 0.4 | --> | 0.4 | 0.294 | 1.16 |  | --> | 0.38 | 0 | 0 | 0.365 | 0 |  | --> | C17 ex BREWERY ROAD | Brewery Road [T41,T42] | CARRICKMINES |  | 53.2806 | -6.2174
003423 | MV/LV Substation BA***423 |  | 10 kV | _ | LV | 100 kVA :Pole Substation | 0.1 | --> | 0.1 | 0.091 | 11.58 |  | --> | 0.095 | 0 | 0 | 0 | 0 | Constrained, otherwise capacity available =94 kW | --> | C17 ex BALLYBEG | Ballybeg [T101,T102] | CARRICKMINES |  | 52.9097 | -6.0436
046872 | MV/LV Substation HA***872 |  | 10 kV | _ | LV | 200 kVA :Kiosk Substation | 0.2 | --> | 0.2 | 0 | 0 | Constrained, otherwise capacity available =198 kVA | --> | 0.19 | 0 | 0 | 0.19 | 0 |  | --> | C12 ex CRANMORE | Cranmore [T41,T42] | SLIGO |  | 54.2309 | -8.4541
125742 | MV/LV Substation BA***742 |  | 20 kV | _ | LV | 100 kVA :Pole Substation | 0.1 | --> | 0.1 | 0 | 0 | Constrained, otherwise capacity available =87 kVA | --> | 0.095 | 0 | 0.005 | 0 | 0 | Constrained, otherwise capacity available =90 kW | --> | C15 ex CLOONLOUGH | Cloonlough [T41,T42] | BARRYMORE |  | 52.2349 | -8.3335
047243 | MV/LV Substation CH***243 |  | 10 kV | _ | LV | 100 kVA :Pole Substation | 0.1 | --> | 0.1 | 0.06 | 1.04 |  | --> | 0.095 | 0 | 0.008 | 0 | 0 | Constrained, otherwise capacity available =84 kW | --> | C15 ex BOYLE | Boyle [T41,T42] | CARRICK ON SHANNON |  | 53.9694 | -8.2943
049041Z | MV/LV Substation AN***041Z |  | 10 kV | _ | LV | 400 kVA :Kiosk Substation | 0.4 | --> | 0.4 | 0.322 | 2.8 |  | --> | 0.38 | 0 | 0 | 0 | 0 | Constrained, otherwise capacity available =369 kW | --> | C12 ex GLEBE | Glebe [T41,T42] | RICHMOND |  | 53.7259 | -7.7972
0134060 | MV/LV Substation KI***4060 |  | 20 kV | _ | LV | 50 kVA :Pole Substation | 0.05 | --> | 0.05 | 0.05 | 0.12 |  | --> | 0.048 | 0 | 0 | 0.048 | 0 |  | --> | E62 ex ATHY | Athy [T101,T102] | ATHY |  | 53.04 | -6.9012
041237 | MV/LV Substation IR***237 |  | 20 kV | _ | LV | 100 kVA :Pole Substation | 0.1 | --> | 0.1 | 0 | 0 | Constrained, otherwise capacity available =69 kVA | --> | 0.095 | 0 | 0.005 | 0 | 0 | Constrained, otherwise capacity available =87 kW | --> | E18 ex DALTON | Dalton [T421,T422] | DALTON |  | 53.663 | -8.8863
081247X | MV/LV Substation ST***247X |  | 10 kV | _ | LV | 50 kVA :Pole Substation | 0.05 | --> | 0.05 | 0 | 0 | Constrained, otherwise capacity available =24 kVA | --> | 0.048 | 0 | 0 | 0 | 0 | Constrained, otherwise capacity available =44 kW | --> | C12 ex CASTLEKNOCK | Castleknock [T41,T42] | FINGLAS |  | 53.3626 | -6.3862
154617 | MV/LV Substation AL***617 |  | 10 kV | _ | LV | 630 kVA :Kiosk Substation | 0.63 | --> | 0.63 | 0 | 0 | Constrained, otherwise capacity available =484 kVA | --> | 0.598 | 0 | 0.034 | 0 | 0 | Constrained, otherwise capacity available =553 kW | --> | C14 ex COOLMINE | Coolmine [T41,T42] | FINGLAS |  | 53.3872 | -6.428
021475 | MV/LV Substation BA***475 |  | 10 kV | _ | LV | 100 kVA :Pole Substation | 0.1 | --> | 0.1 | 0 | 0 | Constrained, otherwise capacity available =89 kVA | --> | 0.095 | 0 | 0.005 | 0.09 | 0 |  | --> | C16 ex RIVERSTOWN | Riverstown [T41,T42] | KILBARRY |  | 51.943 | -8.3328
007071 | MV/LV Substation KE***071 |  | 10 kV | _ | LV | 630 kVA :Kiosk Substation | 0.63 | --> | 0.63 | 0.5 | 1.4 |  | --> | 0.598 | 0 | 0.21 | 0 | 0 | Constrained, otherwise capacity available =432 kW | --> | E18 ex KILLINICK | Killinick [T421,T422] | WEXFORD |  | 52.2758 | -6.3879
066801X | MV/LV Substation CO***801X |  | 10 kV | _ | LV | 50 kVA :Pole Substation | 0.05 | --> | 0.05 | 0 | 0 | Constrained, otherwise capacity available =15 kVA | --> | 0.048 | 0 | 0.005 | 0 | 0 | Constrained, otherwise capacity available =39 kW | --> | E11 ex ASHBOURNE | Ashbourne [T421,T422] | FINGLAS |  | 53.4593 | -6.3483
363713 | MV/LV Substation LI***713 |  | 20 kV | _ | LV | 100 kVA :Pole Substation | 0.1 | --> | 0.1 | 0.088 | 3.25 |  | --> | 0.095 | 0 | 0.01 | 0 | 0 | Constrained, otherwise capacity available =86 kW | --> | E15 ex BALLYBUNION | Ballybunion [T421,T422] | TRIEN |  | 52.505 | -9.6469
0714072 | MV/LV Substation AR***4072 |  | 10 kV | _ | LV | 1000 kVA :Building Structure | 1 | --> | 1 | 0 | 0 | Constrained, otherwise capacity available =1000 kVA | --> | 0.95 | 0 | 0 | 0.5 | 0 | Constrained, otherwise capacity available =950 kW | --> | C22 ex GREYSTONES | Greystones [T41,T42] | FASSAROE |  | 53.1273 | -6.0789
154458Z | MV/LV Substation MO***458Z |  | 10 kV | _ | LV | 400 kVA :Kiosk Substation | 0.4 | --> | 0.4 | 0 | 0 | Constrained, otherwise capacity available =305 kVA | --> | 0.38 | 0 | 0.029 | 0.345 | 0 |  | --> | C39 ex COLLEGE PARK | College Park [T101,T102,T103] | COLLEGE PARK |  | 53.4223 | -6.3926
034058 | MV/LV Substation CO***058 |  | 10 kV | _ | LV | 200 kVA :Pole Substation | 0.2 | --> | 0.2 | 0.161 | 0.95 |  | --> | 0.19 | 0 | 0.029 | 0 | 0 | Constrained, otherwise capacity available =163 kW | --> | C18 ex SPA ROAD | Spa Road [T41,T42] | DOON |  | 52.351 | -7.6859
039513X | MV/LV Substation CL***513X |  | 10 kV | _ | LV | 630 kVA :Kiosk Substation | 0.63 | --> | 0.63 | 0 | 0 | Constrained, otherwise capacity available =570 kVA | --> | 0.598 | 0 | 0.016 | 0 | 0 | Constrained, otherwise capacity available =578 kW | --> | C18 ex ORANMORE | Oranmore [T41,T44] | GALWAY 110KV |  | 53.2668 | -8.9213
018236Z | MV/LV Substation MU***236Z |  | 20 kV | _ | LV | 200 kVA :Pole Substation | 0.2 | --> | 0.2 | 0.149 | 3.75 |  | --> | 0.19 | 0 | 0 | 0 | 0 | Constrained, otherwise capacity available =183 kW | --> | C18 ex SMEARLA | Smearla [T41,T42] | TRIEN |  | 52.2988 | -9.5453
066423 | MV/LV Substation RA***423 |  | 20 kV | _ | LV | 50 kVA :Pole Substation | 0.05 | --> | 0.05 | 0 | 0 | Constrained, otherwise capacity available =32 kVA | --> | 0.048 | 0 | 0.014 | 0 | 0 | Constrained, otherwise capacity available =34 kW | --> | E21 ex ASHBOURNE | Ashbourne [T421,T422] | FINGLAS |  | 53.4875 | -6.2968
165918X | MV/LV Substation SP***918X |  | 10 kV | _ | LV | 50 kVA :Pole Substation | 0.05 | --> | 0.05 | 0 | 0 | Constrained, otherwise capacity available =46 kVA | --> | 0.048 | 0 | 0 | 0 | 0 | Constrained, otherwise capacity available =47 kW | --> | C16 ex CLONAKILTY | Clonakilty [T41,T42] | DUNMANWAY |  | 51.6264 | -8.8821
258449 | MV/LV Substation AR***449 |  | 20 kV | _ | LV | 100 kVA :Pole Substation | 0.1 | --> | 0.1 | 0.001 | 1.86 |  | --> | 0.095 | 0 | 0 | 0 | 0 | Constrained, otherwise capacity available =81 kW | --> | E17 ex CREESLOUGH | Creeslough [T421] | ARDNAGAPPARY |  | 55.159 | -7.8633
062182X | MV/LV Substation DA***182X |  | 10 kV | _ | LV | 100 kVA :Pole Substation | 0.1 | --> | 0.1 | 0.1 | 1.03 |  | --> | 0.095 | 0 | 0.05 | 0 | 0 | Constrained, otherwise capacity available =58 kW | --> | C18 ex LITTLE MILLS | Little Mills [T41] | DUNDALK |  | 53.9285 | -6.4646
007418Y | MV/LV Substation PA***418Y |  | 10 kV | _ | LV | 630 kVA :Kiosk Substation | 0.63 | --> | 0.63 | 0 | 0 | Constrained, otherwise capacity available =457 kVA | --> | 0.598 | 0 | 0.018 | 0 | 0 | Constrained, otherwise capacity available =561 kW | --> | C14 ex MULGANNON | Mulgannon [T41,T42] | WEXFORD |  | 52.334 | -6.4573
237153X | MV/LV Substation RA***153X |  | 10 kV | _ | LV | 100 kVA :Pole Substation | 0.1 | --> | 0.1 | 0 | 0 | Constrained, otherwise capacity available =73 kVA | --> | 0.095 | 0 | 0 | 0 | 0 | Constrained, otherwise capacity available =91 kW | --> | C12 ex DUNLEER | Dunleer [T41,T42] | DRYBRIDGE |  | 53.8036 | -6.404
210547X | MV/LV Substation GR***547X |  | 10 kV | _ | LV | 100 kVA :Pole Substation | 0.1 | --> | 0.1 | 0 | 0 | Constrained, otherwise capacity available =56 kVA | --> | 0.095 | 0 | 0 | 0 | 0 | Constrained, otherwise capacity available =89 kW | --> | C20 ex CARRICKMACROSS | Carrickmacross [T41,T42] | MEATH HILL |  | 53.9684 | -6.852
0154353 | MV/LV Substation ST***4353 |  | 10 kV | _ | LV | 630 kVA :Kiosk Substation | 0.63 | --> | 0.63 | 0 | 0 | Constrained, otherwise capacity available =541 kVA | --> | 0.598 | 0 | 0.005 | 0 | 0 | Constrained, otherwise capacity available =582 kW | --> | C11 ex NAAS | Naas [T41,T42] | KILTEEL |  | 53.2113 | -6.6445
288136 | MV/LV Substation WO***136 |  | 10 kV | _ | LV | 400 kVA :Kiosk Substation | 0.4 | --> | 0.4 | 0 | 0 | Constrained, otherwise capacity available =313 kVA | --> | 0.38 | 0 | 0.015 | 0.357 | 0 |  | --> | C19 ex SANDYFORD | Sandyford [T41,T42] | CARRICKMINES |  | 53.2721 | -6.2493
042730X | MV/LV Substation MC***730X |  | 10 kV | _ | LV | 400 kVA :Kiosk Substation | 0.4 | --> | 0.4 | 0 | 0 | Constrained, otherwise capacity available =314 kVA | --> | 0.38 | 0 | 0.013 | 0 | 0 | Constrained, otherwise capacity available =358 kW | --> | C13 ex KNOCKAPHUNTA | Knockaphunta [T41,T42] | CASTLEBAR |  | 53.853 | -9.2891
0174081 | MV/LV Substation BA***4081 |  | 20 kV | _ | LV | 50 kVA :Pole Substation | 0.05 | --> | 0.05 | 0.048 | 1.98 |  | --> | 0.048 | 0 | 0 | 0 | 0 | Constrained, otherwise capacity available =47 kW | --> | E12 ex RATHKEALE | Rathkeale [T421,T422] | RATHKEALE |  | 52.4638 | -8.9118
0014227 | MV/LV Substation CO***4227 |  | 10 kV | _ | LV | 1000 kVA :Building Structure | 1 | --> | 1 | 0 | 0 | Constrained, otherwise capacity available =1000 kVA | --> | 0.95 | 0 | 0 | 0.5 | 0 |  | --> | C15 ex LOUGHLINSTOWN | Loughlinstown [T41,T42] | CARRICKMINES |  | 53.2401 | -6.1211
0504323 | MV/LV Substation KI***4323 |  | 20 kV | _ | LV | 400 kVA :Building Structure | 0.4 | --> | 0.4 | 0 | 0 | Constrained, otherwise capacity available =291 kVA | --> | 0.38 | 0 | 0 | 0 | 0 | Constrained, otherwise capacity available =365 kW | --> | C22 ex ATHLONE | Athlone [T41,T42] | ATHLONE |  | 53.4229 | -8.0372
068524X | MV/LV Substation BY***524X |  | 10 kV | _ | LV | 1000 kVA :Building Structure | 1 | --> | 1 | 0.5 | 2.6 |  | --> | 0.95 | 0 | 0 | 0.5 | 0 |  | --> | C28 ex WOLFE TONE STREET | Wolfe Tone Street [T101,T102] | FINGLAS |  | 53.3472 | -6.2651
041502X | MV/LV Substation BA***502X |  | 20 kV | _ | LV | 50 kVA :Pole Substation | 0.05 | --> | 0.05 | 0 | 0 | Constrained, otherwise capacity available =41 kVA | --> | 0.048 | 0 | 0 | 0 | 0 | Constrained, otherwise capacity available =46 kW | --> | E14 ex DALTON | Dalton [T421,T422] | DALTON |  | 53.7663 | -8.9715
142378 | MV/LV Substation AT***378 |  | 10 kV | _ | LV | 200 kVA :Pole Substation | 0.2 | --> | 0.2 | 0 | 0 | Constrained, otherwise capacity available =195 kVA | --> | 0.19 | 0 | 0 | 0 | 0 | Constrained, otherwise capacity available =189 kW | --> | C16 ex ATHENRY | Athenry [T41,T42] | GALWAY 110KV |  | 53.3056 | -8.7562
060196Y | MV/LV Substation MA***196Y |  | 10 kV | _ | LV | 100 kVA :Pole Substation | 0.1 | --> | 0.1 | 0.08 | 2.57 |  | --> | 0.095 | 0 | 0.011 | 0 | 0 | Constrained, otherwise capacity available =84 kW | --> | C17 ex ERRIGAL | Errigal [T41,T422] | SHANKILL |  | 54.0732 | -7.0892
0184041 | MV/LV Substation LY***4041 |  | 20 kV | _ | LV | 50 kVA :Pole Substation | 0.05 | --> | 0.05 | 0.045 | 3.75 |  | --> | 0.048 | 0 | 0 | 0 | 0 | Constrained, otherwise capacity available =47 kW | --> | C18 ex SMEARLA | Smearla [T41,T42] | TRIEN |  | 52.3507 | -9.4947
160438Y | MV/LV Substation AS***438Y |  | 10 kV | _ | LV | 400 kVA :Kiosk Substation | 0.4 | --> | 0.4 | 0 | 0 | Constrained, otherwise capacity available =288 kVA | --> | 0.38 | 0 | 0.014 | 0 | 0 | Constrained, otherwise capacity available =354 kW | --> | C15 ex MOUNTMELLICK | Mountmellick [T41,T42] | PORTLAOISE |  | 53.1178 | -7.3225
176545 | MV/LV Substation RY***545 |  | 20 kV | _ | LV | 50 kVA :Pole Substation | 0.05 | --> | 0.05 | 0 | 0 | Constrained, otherwise capacity available =42 kVA | --> | 0.048 | 0 | 0 | 0 | 0 | Constrained, otherwise capacity available =46 kW | --> | E11 ex MACROOM | Macroom [T422] | MACROOM |  | 51.9866 | -8.8482
003524Y | MV/LV Substation WO***524Y |  | 10 kV | _ | LV | 630 kVA :Kiosk Substation | 0.63 | --> | 0.63 | 0.5 | 11.58 |  | --> | 0.598 | 0 | 0 | 0 | 0 | Constrained, otherwise capacity available =595 kW | --> | C14 ex BALLYBEG | Ballybeg [T101,T102] | CARRICKMINES |  | 52.9937 | -6.087
049287 | MV/LV Substation GO***287 |  | 10 kV | _ | LV | 400 kVA :Building Structure | 0.4 | --> | 0.4 | 0.364 | 2.8 |  | --> | 0.38 | 0 | 0 | 0 | 0 | Constrained, otherwise capacity available =375 kW | --> | C17 ex GLEBE | Glebe [T41,T42] | RICHMOND |  | 53.7274 | -7.7858
013608Y | MV/LV Substation KI***608Y |  | 20 kV | _ | LV | 400 kVA :Kiosk Substation | 0.4 | --> | 0.4 | 0.121 | 0.12 | Constrained, otherwise capacity available =250 kVA | --> | 0.38 | 0 | 0 | 0.359 | 0 |  | --> | C12 ex ATHY | Athy [T101,T102] | ATHY |  | 52.9445 | -6.8838
340239X | MV/LV Substation RO***239X |  | 10 kV | _ | LV | 100 kVA :Pole Substation | 0.1 | --> | 0.1 | 0 | 0 | Constrained, otherwise capacity available =75 kVA | --> | 0.095 | 0 | 0 | 0 | 0 | Constrained, otherwise capacity available =92 kW | --> | C18 ex DUNGLOE | Dungloe [T41,T42] | ARDNAGAPPARY |  | 54.984 | -8.4271
005553X | MV/LV Substation RI***553X |  | 20 kV | _ | LV | 200 kVA :Pole Substation | 0.2 | --> | 0.2 | 0.11 | 17.8 |  | --> | 0.19 | 0 | 0 | 0.177 | 0 |  | --> | E13 ex BANOGE | Banoge [T121,T122] | BANOGE |  | 52.6372 | -6.235
349119 | MV/LV Substation PA***119 |  | 20 kV | _ | LV | 400 kVA :Kiosk Substation | 0.4 | --> | 0.4 | 0.318 | 2.35 |  | --> | 0.38 | 0 | 0 | 0 | 0 | Constrained, otherwise capacity available =369 kW | --> | C15 ex KILTIMAGH | Kiltimagh [T41] | CASTLEBAR |  | 53.8577 | -8.9938
015651Z | MV/LV Substation SO***651Z |  | 10 kV | _ | LV | 400 kVA :Kiosk Substation | 0.4 | --> | 0.4 | 0 | 0 | Constrained, otherwise capacity available =197 kVA | --> | 0.38 | 0 | 0.04 | 0 | 0 | Constrained, otherwise capacity available =322 kW | --> | C17 ex NAAS | Naas [T41,T42] | KILTEEL |  | 53.2131 | -6.6984
265084Y | MV/LV Substation MI***084Y |  | 20 kV | _ | LV | 100 kVA :Pole Substation | 0.1 | --> | 0.1 | 0.087 | 2.56 |  | --> | 0.095 | 0 | 0.006 | 0.089 | 0 |  | --> | C17 ex KILLESHANDRA | Killeshandra [T41,T42] | GORTAWEE |  | 54.0689 | -7.4805
266266X | MV/LV Substation SU***266X |  | 20 kV | _ | LV | 630 kVA :Building Structure | 0.63 | --> | 0.63 | 0 | 0 | Constrained, otherwise capacity available =532 kVA | --> | 0.598 | 0 | 0 | 0 | 0 | Constrained, otherwise capacity available =585 kW | --> | E18 ex CARNDONAGH | Carndonagh [T421,T422] | TRILLICK |  | 55.2523 | -7.2594
066310Z | MV/LV Substation CO***310Z |  | 10 kV | _ | LV | 400 kVA :Kiosk Substation | 0.4 | --> | 0.4 | 0 | 0 | Constrained, otherwise capacity available =377 kVA | --> | 0.38 | 0 | 0 | 0.377 | 0 |  | --> | C20 ex COLLINSTOWN | Collinstown [T41,T42] | GRANGE (DR) |  | 53.4276 | -6.2287
081294Y | MV/LV Substation RI***294Y |  | 10 kV | _ | LV | 200 kVA :Kiosk Substation | 0.2 | --> | 0.2 | 0 | 0 | Constrained, otherwise capacity available =138 kVA | --> | 0.19 | 0 | 0.02 | 0 | 0 | Constrained, otherwise capacity available =166 kW | --> | C12 ex LEIXLIP | Leixlip [T41,T42] | GRIFFINRATH |  | 53.3668 | -6.487
281262Y | MV/LV Substation DE***262Y |  | 10 kV | _ | LV | 400 kVA :Kiosk Substation | 0.4 | --> | 0.4 | 0 | 0 | Constrained, otherwise capacity available =341 kVA | --> | 0.38 | 0 | 0.032 | 0 | 0 | Constrained, otherwise capacity available =348 kW | --> | C21 ex DOUGLAS | Douglas [T41,T42] | TRABEG |  | 51.8781 | -8.4194
154540Z | MV/LV Substation AL***540Z |  | 10 kV | _ | LV | 400 kVA :Kiosk Substation | 0.4 | --> | 0.4 | 0 | 0 | Constrained, otherwise capacity available =357 kVA | --> | 0.38 | 0 | 0.053 | 0.335 | 0 |  | --> | C39 ex COLLEGE PARK | College Park [T101,T102,T103] | COLLEGE PARK |  | 53.4344 | -6.3775
165185Y | MV/LV Substation SN***185Y |  | 10 kV | _ | LV | 630 kVA :Building Structure | 0.63 | --> | 0.63 | 0 | 0 | Constrained, otherwise capacity available =580 kVA | --> | 0.598 | 0 | 0 | 0 | 0 | Constrained, otherwise capacity available =592 kW | --> | C15 ex CLONAKILTY | Clonakilty [T41,T42] | DUNMANWAY |  | 51.6177 | -8.8946
0784025 | MV/LV Substation PU***4025 |  | 10 kV | _ | LV | 50 kVA :Pole Substation | 0.05 | --> | 0.05 | 0 | 0 | Constrained, otherwise capacity available =46 kVA | --> | 0.048 | 0 | 0 | 0 | 0 | Constrained, otherwise capacity available =47 kW | --> | C13 ex CHARLESTOWN | Charlestown [T41] | TONROE |  | 53.9136 | -8.831
119112Y | MV/LV Substation BO***112Y |  | 10 kV | _ | LV | 50 kVA :Pole Substation | 0.05 | --> | 0.05 | 0 | 0 | Constrained, otherwise capacity available =42 kVA | --> | 0.048 | 0 | 0.01 | 0 | 0 | Constrained, otherwise capacity available =39 kW | --> | C11 ex KANTURK | Kanturk [T41,T42] | GLENLARA |  | 52.1763 | -8.8778
064499Y | MV/LV Substation TI***499Y |  | 10 kV | _ | LV | 50 kVA :Pole Substation | 0.05 | --> | 0.05 | 0 | 0 | Constrained, otherwise capacity available =29 kVA | --> | 0.048 | 0 | 0.01 | 0 | 0 | Constrained, otherwise capacity available =37 kW | --> | C14 ex DRYBRIDGE | Drybridge [T41,T42] | DRYBRIDGE |  | 53.7915 | -6.4217
252473X | MV/LV Substation CO***473X |  | 10 kV | _ | LV | 50 kVA :Pole Substation | 0.05 | --> | 0.05 | 0.048 | 1.32 |  | --> | 0.048 | 0 | 0 | 0.047 | 0 |  | --> | C15 ex CLIFDEN | Clifden [T41,T42] | SCREEB |  | 53.4784 | -10.0233
067221Z | MV/LV Substation EV***221Z |  | 10 kV | _ | LV | 630 kVA :Kiosk Substation | 0.63 | --> | 0.63 | 0.482 | 13.8 |  | --> | 0.598 | 0 | 0.035 | 0.5 | 0 |  | --> | C20 ex SINGLAND | Singland [T101,T102] | SINGLAND |  | 52.6507 | -8.5617
0534288 | MV/LV Substation ME***4288 |  | 20 kV | _ | LV | 50 kVA :Pole Substation | 0.05 | --> | 0.05 | 0 | 0 | Constrained, otherwise capacity available =41 kVA | --> | 0.048 | 0 | 0 | 0.046 | 0 |  | --> | E20 ex CLONMINCH | Clonminch [T41,T422] | THORNSBERRY |  | 53.2547 | -7.4107
156429Z | MV/LV Substation CL***429Z |  | 10 kV | _ | LV | 400 kVA :Kiosk Substation | 0.4 | --> | 0.4 | 0.4 | 2.47 |  | --> | 0.38 | 0 | 0 | 0 | 0 | Constrained, otherwise capacity available =380 kW | --> | E21 ex TELAYDON | Telaydon [T42,T421] | LISDRUM |  | 54.2456 | -6.9522
066889X | MV/LV Substation BL***889X |  | 20 kV | _ | LV | 100 kVA :Pole Substation | 0.1 | --> | 0.1 | 0 | 0 | Constrained, otherwise capacity available =78 kVA | --> | 0.095 | 0 | 0 | 0 | 0 | Constrained, otherwise capacity available =92 kW | --> | E15 ex BATTER LANE TEMPORARY | Batter Lane Temporary 38kv [T421] | GLASMORE |  | 53.5007 | -6.1953
026956X | MV/LV Substation PR***956X |  | 10 kV | _ | LV | 200 kVA :Pole Substation | 0.2 | --> | 0.2 | 0.194 | 8.66 |  | --> | 0.19 | 0 | 0 | 0 | 0 | Constrained, otherwise capacity available =189 kW | --> | C13 ex BANDON | Bandon [T101,T42] | BANDON |  | 51.7476 | -8.7768
258721 | MV/LV Substation KI***721 |  | 20 kV | _ | LV | 400 kVA :Kiosk Substation | 0.4 | --> | 0.4 | 0.331 | 1.86 |  | --> | 0.38 | 0 | 0.021 | 0 | 0 | Constrained, otherwise capacity available =355 kW | --> | E17 ex CREESLOUGH | Creeslough [T421] | ARDNAGAPPARY |  | 55.1812 | -7.9644
0294029 | MV/LV Substation DE***4029 |  | 20 kV | _ | LV | 400 kVA :Kiosk Substation | 0.4 | --> | 0.4 | 0 | 0 | Constrained, otherwise capacity available =323 kVA | --> | 0.38 | 0 | 0.005 | 0 | 0 | Constrained, otherwise capacity available =366 kW | --> | E12 ex CARRIGSHANE | Carrigshane [T422] | MIDLETON |  | 51.8972 | -8.0469
037701X | MV/LV Substation WO***701X |  | 10 kV | _ | LV | 200 kVA :Kiosk Substation | 0.2 | --> | 0.2 | 0 | 0 | Constrained, otherwise capacity available =164 kVA | --> | 0.19 | 0 | 0.013 | 0 | 0 | Constrained, otherwise capacity available =175 kW | --> | C15 ex ENNIS NORTH | Ennis North [T41,T42] | ENNIS |  | 52.8414 | -9.0322
162372X | MV/LV Substation PO***372X |  | 10 kV | _ | LV | 50 kVA :Pole Substation | 0.05 | --> | 0.05 | 0.05 | 0.25 |  | --> | 0.048 | 0 | 0 | 0 | 0 | Constrained, otherwise capacity available =48 kW | --> | C11 ex ROSSGEIR | Rossgeir [T41,T42] | LETTERKENNY |  | 54.8201 | -7.5063
0674351 | MV/LV Substation NE***4351 |  | 10 kV | _ | LV | 630 kVA :Kiosk Substation | 0.63 | --> | 0.63 | 0 | 0 | Constrained, otherwise capacity available =607 kVA | --> | 0.598 | 0 | 0.014 | 0 | 0 | Constrained, otherwise capacity available =585 kW | --> | C21 ex CASTLETROY | Castletroy [T41,T42] | ARDNACRUSHA |  | 52.6614 | -8.5451
0684501 | MV/LV Substation RO***4501 |  | 10 kV | _ | LV | 1000 kVA :Building Structure | 1 | --> | 1 | 0 | 0 | Constrained, otherwise capacity available =1000 kVA | --> | 0.95 | 0 | 0 | 0.5 | 0 |  | --> | C13 ex GRANBY ROW | Granby Row [T41] | MCDERMOTT |  | 53.3536 | -6.2628
034055Y | MV/LV Substation CL***055Y |  | 10 kV | _ | LV | 200 kVA :Kiosk Substation | 0.2 | --> | 0.2 | 0.165 | 5.88 |  | --> | 0.19 | 0 | 0 | 0 | 0 | Constrained, otherwise capacity available =185 kW | --> | C12 ex ARDGEEHA | Ardgeeha [T41,T42] | DOON |  | 52.3588 | -7.6945
138146X | MV/LV Substation TH***146X |  | 10 kV | _ | LV | 50 kVA :Pole Substation | 0.05 | --> | 0.05 | 0.008 | 1.52 |  | --> | 0.048 | 0 | 0 | 0 | 0 | Constrained, otherwise capacity available =41 kW | --> | C18 ex SHERCOCK | Shercock [T41,T42] | MEATH HILL |  | 53.998 | -6.8908
062161 | MV/LV Substation MU***161 |  | 20 kV | _ | LV | 100 kVA :Pole Substation | 0.1 | --> | 0.1 | 0.077 | 4.25 |  | --> | 0.095 | 0 | 0.008 | 0 | 0 | Constrained, otherwise capacity available =86 kW | --> | E18 ex JENKINSTOWN | Jenkinstown [T421,T422] | DUNDALK |  | 54.0789 | -6.2496
0294379 | MV/LV Substation FI***4379 |  | 10 kV | _ | LV | 400 kVA :Kiosk Substation | 0.4 | --> | 0.4 | 0 | 0 | Constrained, otherwise capacity available =400 kVA | --> | 0.38 | 0 | 0 | 0.38 | 0 |  | --> | C22 ex MIDLETON | Midleton [T101,T102] | MIDLETON |  | 51.9181 | -8.1862
007119 | MV/LV Substation MO***119 |  | 20 kV | _ | LV | 200 kVA :Pole Substation | 0.2 | --> | 0.2 | 0.146 | 16.12 |  | --> | 0.19 | 0 | 0 | 0.182 | 0 |  | --> | E17 ex WEXFORD | Wexford [T121,T122] | WEXFORD |  | 52.324 | -6.6606
068485 | MV/LV Substation KI***485 |  | 10 kV | _ | LV | 1000 kVA :Building Structure | 1 | --> | 1 | 0.433 | 20.78 |  | --> | 0.95 | 0 | 0.008 | 0.5 | 0 |  | --> | C23 ex HEUSTON SQUARE | Heuston Square [T101,T102] | INCHICORE 220KV |  | 53.3428 | -6.3081
068737 | MV/LV Substation WH***737 |  | 10 kV | _ | LV | 400 kVA :Kiosk Substation | 0.4 | --> | 0.4 | 0 | 0 | Constrained, otherwise capacity available =391 kVA | --> | 0.38 | 0 | 0 | 0.379 | 0 |  | --> | C11 ex WHITEHALL | Whitehall [T41] | FINGLAS |  | 53.3769 | -6.2511
265182 | MV/LV Substation MA***182 |  | 20 kV | _ | LV | 200 kVA :Pole Substation | 0.2 | --> | 0.2 | 0.052 | 2.56 |  | --> | 0.19 | 0 | 0.03 | 0.147 | 0 |  | --> | C18 ex KILLESHANDRA | Killeshandra [T41,T42] | GORTAWEE |  | 53.9223 | -7.5803
068439 | MV/LV Substation AR***439 |  | 10 kV | _ | LV | 1000 kVA :Building Structure | 1 | --> | 1 | 0.5 | 28.43 |  | --> | 0.95 | 0 | 0 | 0.5 | 0 |  | --> | C38 ex BEDFORD ROW | Bedford Row [T41,T42,T43,T44] | FRANCIS STREET |  | 53.3431 | -6.2595
036416X | MV/LV Substation BA***416X |  | 20 kV | _ | LV | 400 kVA :Kiosk Substation | 0.4 | --> | 0.4 | 0 | 0 | Constrained, otherwise capacity available =302 kVA | --> | 0.38 | 0 | 0 | 0 | 0 | Constrained, otherwise capacity available =366 kW | --> | E19 ex GARRANACANTY | Garranacanty [T421,T422] | TIPPERARY |  | 52.4498 | -8.0666
055140Y | MV/LV Substation MO***140Y |  | 10 kV | _ | LV | 400 kVA :Kiosk Substation | 0.4 | --> | 0.4 | 0 | 0 | Constrained, otherwise capacity available =316 kVA | --> | 0.38 | 0 | 0.008 | 0 | 0 | Constrained, otherwise capacity available =362 kW | --> | C16 ex RATHDOWNEY | Rathdowney [T42] | IKERRIN |  | 52.8541 | -7.5951
068484X | MV/LV Substation GA***484X |  | 10 kV | _ | LV | 1000 kVA :Building Structure | 1 | --> | 1 | 0.5 | 9.02 |  | --> | 0.95 | 0 | 0 | 0.5 | 0 |  | --> | C13 ex MISERY HILL | Misery Hill [T101,T102] | POOLBEG |  | 53.3434 | -6.2405
053686Y | MV/LV Substation CL***686Y |  | 10 kV | _ | LV | 200 kVA :Kiosk Substation | 0.2 | --> | 0.2 | 0 | 0 | Constrained, otherwise capacity available =139 kVA | --> | 0.19 | 0 | 0.007 | 0.176 | 0 |  | --> | C23 ex CLONMINCH | Clonminch [T41,T422] | THORNSBERRY |  | 53.266 | -7.4749
067569Y | MV/LV Substation NO***569Y |  | 10 kV | _ | LV | 630 kVA :Building Structure | 0.63 | --> | 0.63 | 0.478 | 6.81 |  | --> | 0.598 | 0 | 0.015 | 0.5 | 0 |  | --> | C04 ex AHANE | Ahane [T102] | AHANE |  | 52.6625 | -8.5038
293587Z | MV/LV Substation AB***587Z |  | 20 kV | _ | LV | 400 kVA :Kiosk Substation | 0.4 | --> | 0.4 | 0 | 0 | Constrained, otherwise capacity available =279 kVA | --> | 0.38 | 0 | 0.022 | 0 | 0 | Constrained, otherwise capacity available =347 kW | --> | E13 ex BALTINGLASS | Baltinglass [T421,T422] | STRATFORD |  | 52.9068 | -6.8408
0684038 | MV/LV Substation ST***4038 |  | 10 kV | _ | LV | 1000 kVA :Building Structure | 1 | --> | 1 | 0.5 | 1.37 |  | --> | 0.95 | 0 | 0 | 0.5 | 0 |  | --> | C18 ex SOUTH KING STREET | South King Street [T41,T42] | FRANCIS STREET |  | 53.3422 | -6.2654
061369 | MV/LV Substation TA***369 |  | 10 kV | _ | LV | 50 kVA :Pole Substation | 0.05 | --> | 0.05 | 0.046 | 2.04 |  | --> | 0.048 | 0 | 0 | 0 | 0 | Constrained, otherwise capacity available =47 kW | --> | C17 ex BALLYBAY | Ballybay [T41,T42] | LISDRUM |  | 54.1195 | -6.8941
069642 | MV/LV Substation SW***642 |  | 10 kV | _ | LV | 630 kVA :Kiosk Substation | 0.63 | --> | 0.63 | 0.5 | 9.28 |  | --> | 0.598 | 0 | 0 | 0.5 | 0 |  | --> | C21 ex PEMBROKE | Pembroke [T41,T42,T43,T44] | RINGSEND |  | 53.3316 | -6.2289
154482Z | MV/LV Substation MO***482Z |  | 10 kV | _ | LV | 200 kVA :Kiosk Substation | 0.2 | --> | 0.2 | 0 | 0 | Constrained, otherwise capacity available =106 kVA | --> | 0.19 | 0 | 0.014 | 0.166 | 0 |  | --> | C39 ex COLLEGE PARK | College Park [T101,T102,T103] | COLLEGE PARK |  | 53.4226 | -6.3951
014725X | MV/LV Substation LI***725X |  | 10 kV | _ | LV | 630 kVA :Kiosk Substation | 0.63 | --> | 0.63 | 0 | 0 | Constrained, otherwise capacity available =498 kVA | --> | 0.598 | 0 | 0.037 | 0 | 0 | Constrained, otherwise capacity available =553 kW | --> | C12 ex MORRISTOWN | Morristown [T41,T42] | NEWBRIDGE |  | 53.1831 | -6.7926
0554013 | MV/LV Substation GR***4013 |  | 10 kV | _ | LV | 50 kVA :Pole Substation | 0.05 | --> | 0.05 | 0 | 0 | Constrained, otherwise capacity available =41 kVA | --> | 0.048 | 0 | 0 | 0 | 0 | Constrained, otherwise capacity available =46 kW | --> | C18 ex RATHDOWNEY | Rathdowney [T42] | IKERRIN |  | 52.91 | -7.6124
012329Y | MV/LV Substation AU***329Y |  | 10 kV | _ | LV | 100 kVA :Pole Substation | 0.1 | --> | 0.1 | 0 | 0 | Constrained, otherwise capacity available =82 kVA | --> | 0.095 | 0 | 0 | 0 | 0 | Constrained, otherwise capacity available =92 kW | --> | C20 ex POLLERTON | Pollerton [T41,T42] | CARLOW |  | 52.8402 | -6.8796
1364308 | MV/LV Substation EM***4308 |  | 10 kV | _ | LV | 50 kVA :Pole Substation | 0.05 | --> | 0.05 | 0 | 0 | Constrained, otherwise capacity available =36 kVA | --> | 0.048 | 0 | 0 | 0 | 0 | Constrained, otherwise capacity available =46 kW | --> | C19 ex ROSCOMMON | Roscommon [T41,T42] | LANESBORO |  | 53.6588 | -8.296
116342 | MV/LV Substation KN***342 |  | 20 kV | _ | LV | 100 kVA :Pole Substation | 0.1 | --> | 0.1 | 0.081 | 8.1 |  | --> | 0.095 | 0 | 0 | 0 | 0 | Constrained, otherwise capacity available =92 kW | --> | E11 ex WESTPORT | Westport [T421,T422] | CASTLEBAR |  | 53.7786 | -9.5787
081642X | MV/LV Substation CO***642X |  | 10 kV | _ | LV | 400 kVA :Building Structure | 0.4 | --> | 0.4 | 0 | 0 | Constrained, otherwise capacity available =400 kVA | --> | 0.38 | 0 | 0 | 0.38 | 0 |  | --> | C14 ex INCHICORE NORTH | Inchicore North [T41] | INCHICORE 220KV |  | 53.3475 | -6.3436
067024Z | MV/LV Substation CR***024Z |  | 10 kV | _ | LV | 400 kVA :Kiosk Substation | 0.4 | --> | 0.4 | 0 | 0 | Constrained, otherwise capacity available =361 kVA | --> | 0.38 | 0 | 0.005 | 0.371 | 0 |  | --> | C14 ex RAHEEN | Raheen [T41,T42] | LIMERICK |  | 52.6407 | -8.6495
001037 | MV/LV Substation BA***037 |  | 10 kV | _ | LV | 400 kVA :Building Structure | 0.4 | --> | 0.4 | 0 | 0 | Constrained, otherwise capacity available =16 kVA | --> | 0.38 | 0 | 0.078 | 0.266 | 0 |  | --> | C13 ex LOUGHLINSTOWN | Loughlinstown [T41,T42] | CARRICKMINES |  | 53.2521 | -6.1247
034023 | MV/LV Substation TI***023 |  | 10 kV | _ | LV | 400 kVA :Kiosk Substation | 0.4 | --> | 0.4 | 0.345 | 5.88 |  | --> | 0.38 | 0 | 0 | 0 | 0 | Constrained, otherwise capacity available =372 kW | --> | C13 ex ARDGEEHA | Ardgeeha [T41,T42] | DOON |  | 52.3609 | -7.6879
001863 | MV/LV Substation ST***863 |  | 10 kV | _ | LV | 400 kVA :Kiosk Substation | 0.4 | --> | 0.4 | 0.286 | 1.16 |  | --> | 0.38 | 0 | 0.058 | 0.321 | 0 |  | --> | C18 ex BREWERY ROAD | Brewery Road [T41,T42] | CARRICKMINES |  | 53.2815 | -6.2066
365065X | MV/LV Substation M.***065X |  | 10 kV | _ | LV | 630 kVA :Kiosk Substation | 0.63 | --> | 0.63 | 0 | 0 | Constrained, otherwise capacity available =586 kVA | --> | 0.598 | 0 | 0 | 0.5 | 0 |  | --> | C17 ex CLONDALKIN | Clondalkin [T41,T42,T44] | INCHICORE 220KV |  | 53.3275 | -6.3982
139774Y | MV/LV Substation FI***774Y |  | 10 kV | _ | LV | 50 kVA :Pole Substation | 0.05 | --> | 0.05 | 0 | 0 | Constrained, otherwise capacity available =4 kVA | --> | 0.048 | 0 | 0 | 0 | 0 | Constrained, otherwise capacity available =41 kW | --> | E18 ex FINEA | Finea [T421,T422] | SHANKILL |  | 53.7851 | -7.3967
036094Y | MV/LV Substation CA***094Y |  | 10 kV | _ | LV | 630 kVA :Building Structure | 0.63 | --> | 0.63 | 0 | 0 | Constrained, otherwise capacity available =630 kVA | --> | 0.598 | 0 | 0 | 0 | 0 | Constrained, otherwise capacity available =598 kW | --> | E17 ex GARRANACANTY | Garranacanty [T421,T422] | TIPPERARY |  | 52.48 | -8.155
216849 | MV/LV Substation SH***849 |  | 20 kV | _ | LV | 50 kVA :Pole Substation | 0.05 | --> | 0.05 | 0 | 0 | Constrained, otherwise capacity available =50 kVA | --> | 0.048 | 0 | 0 | 0 | 0 | Constrained, otherwise capacity available =47 kW | --> | C26 ex GLENTIES | Glenties [T41,T42] | BINBANE |  | 54.8392 | -8.2158
081106 | MV/LV Substation SH***106 |  | 10 kV | _ | LV | 630 kVA :Building Structure | 0.63 | --> | 0.63 | 0 | 0 | Constrained, otherwise capacity available =615 kVA | --> | 0.598 | 0 | 0 | 0.5 | 0 |  | --> | C14 ex INCHICORE NORTH | Inchicore North [T41] | INCHICORE 220KV |  | 53.3362 | -6.3382
003595Y | MV/LV Substation BA***595Y |  | 10 kV | _ | LV | 50 kVA :Pole Substation | 0.05 | --> | 0.05 | 0.048 | 11.58 |  | --> | 0.048 | 0 | 0 | 0 | 0 | Constrained, otherwise capacity available =47 kW | --> | C17 ex BALLYBEG | Ballybeg [T101,T102] | CARRICKMINES |  | 52.9068 | -6.0467
037138 | MV/LV Substation SH***138 |  | 10 kV | _ | LV | 1000 kVA :Building Structure | 1 | --> | 1 | 0.5 | 13.05 |  | --> | 0.95 | 0 | 0 | 0.5 | 0 |  | --> | C12 ex ENNIS | Ennis [T101,T102] | ENNIS |  | 52.8458 | -8.9765
029241 | MV/LV Substation CA***241 |  | 10 kV | _ | LV | 400 kVA :Kiosk Substation | 0.4 | --> | 0.4 | 0 | 0 | Constrained, otherwise capacity available =308 kVA | --> | 0.38 | 0 | 0.049 | 0 | 0 | Constrained, otherwise capacity available =331 kW | --> | C11 ex CARRIGTWOHILL |  |  |  | 51.9116 | -8.2566
2884077 | MV/LV Substation WI***4077 |  | 10 kV | _ | LV | 630 kVA :Kiosk Substation | 0.63 | --> | 0.63 | 0 | 0 | Constrained, otherwise capacity available =536 kVA | --> | 0.598 | 0 | 0.071 | 0.5 | 0 |  | --> | C17 ex CARRICKMINES | Carrickmines [T41,T42] | CARRICKMINES |  | 53.2448 | -6.1881
139844X | MV/LV Substation CA***844X |  | 20 kV | _ | LV | 50 kVA :Pole Substation | 0.05 | --> | 0.05 | 0 | 0 | Constrained, otherwise capacity available =25 kVA | --> | 0.048 | 0 | 0.011 | 0 | 0 | Constrained, otherwise capacity available =36 kW | --> | E21 ex FINEA | Finea [T421,T422] | SHANKILL |  | 53.8019 | -7.3923
363712 | MV/LV Substation B/***712 |  | 20 kV | _ | LV | 630 kVA :Kiosk Substation | 0.63 | --> | 0.63 | 0.5 | 3.25 |  | --> | 0.598 | 0 | 0.005 | 0 | 0 | Constrained, otherwise capacity available =583 kW | --> | E18 ex BALLYBUNION | Ballybunion [T421,T422] | TRIEN |  | 52.5117 | -9.6712
082112 | MV/LV Substation MC***112 |  | 10 kV | _ | LV | 400 kVA :Building Structure | 0.4 | --> | 0.4 | 0 | 0 | Constrained, otherwise capacity available =289 kVA | --> | 0.38 | 0 | 0.054 | 0 | 0 | Constrained, otherwise capacity available =324 kW | --> | C32 ex ACADEMY STREET | Academy Street [T421,T422,T44] | NAVAN |  | 53.6446 | -6.6935
093062 | MV/LV Substation MA***062 |  | 10 kV | _ | LV | 400 kVA :Kiosk Substation | 0.4 | --> | 0.4 | 0.213 | 12.96 |  | --> | 0.38 | 0 | 0.031 | 0.331 | 0 |  | --> | C24 ex ARTANE | Artane [T101,T102] | FINGLAS |  | 53.3865 | -6.2145
065436X | MV/LV Substation LO***436X |  | 10 kV | _ | LV | 50 kVA :Pole Substation | 0.05 | --> | 0.05 | 0 | 0 | Constrained, otherwise capacity available =43 kVA | --> | 0.048 | 0 | 0.01 | 0 | 0 | Constrained, otherwise capacity available =39 kW | --> | C15 ex LOUGHSHINNY | Loughshinny [T41,T42] | GLASMORE |  | 53.546 | -6.0894
0254110 | MV/LV Substation SP***4110 |  | 20 kV | _ | LV | 50 kVA :Pole Substation | 0.05 | --> | 0.05 | 0.048 | 2.96 |  | --> | 0.048 | 0 | 0 | 0 | 0 | Constrained, otherwise capacity available =47 kW | --> | E12 ex CHARLEVILLE | Charleville [T421,T422] | CHARLEVILLE |  | 52.334 | -8.7184
0934239 | MV/LV Substation QU***4239 |  | 10 kV | _ | LV | 630 kVA :Building Structure | 0.63 | --> | 0.63 | 0 | 0 | Constrained, otherwise capacity available =546 kVA | --> | 0.598 | 0 | 0.005 | 0.5 | 0 |  | --> | C26 ex POPPINTREE | Poppintree [T101,T102] | FINGLAS |  | 53.4213 | -6.3236
078109 | MV/LV Substation EI***109 |  | 10 kV | _ | LV | 200 kVA :Kiosk Substation | 0.2 | --> | 0.2 | 0 | 0 | Constrained, otherwise capacity available =185 kVA | --> | 0.19 | 0 | 0 | 0 | 0 | Constrained, otherwise capacity available =188 kW | --> | C13 ex CHARLESTOWN | Charlestown [T41] | TONROE |  | 53.9144 | -8.804
144692 | MV/LV Substation CL***692 |  | 10 kV | _ | LV | 100 kVA :Pole Substation | 0.1 | --> | 0.1 | 0 | 0 | Constrained, otherwise capacity available =57 kVA | --> | 0.095 | 0 | 0.002 | 0 | 0 | Constrained, otherwise capacity available =88 kW | --> | C11 ex CASTLECOMER | Castlecomer [T41,T42] | BALLYRAGGET |  | 52.8331 | -7.1914
253544Y | MV/LV Substation HA***544Y |  | 20 kV | _ | LV | 50 kVA :Pole Substation | 0.05 | --> | 0.05 | 0 | 0 | Constrained, otherwise capacity available =50 kVA | --> | 0.048 | 0 | 0 | 0 | 0 | Constrained, otherwise capacity available =47 kW | --> | C23 ex TUAM NORTH | Tuam North [T41,T42] | CLOON |  | 53.5178 | -8.8253
066232 | MV/LV Substation CA***232 |  | 10 kV | _ | LV | 400 kVA :Kiosk Substation | 0.4 | --> | 0.4 | 0 | 0 | Constrained, otherwise capacity available =276 kVA | --> | 0.38 | 0 | 0.035 | 0.337 | 0 |  | --> | C19 ex SUTTON | Sutton [T41,T42] | GRANGE (DR) |  | 53.383 | -6.099
021509Z | MV/LV Substation AT***509Z |  | 10 kV | _ | LV | 630 kVA :Building Structure | 0.63 | --> | 0.63 | 0 | 0 | Constrained, otherwise capacity available =625 kVA | --> | 0.598 | 0 | 0 | 0 | 0 | Constrained, otherwise capacity available =598 kW | --> | C14 ex DENNEHYS CROSS | Dennehys Cross [T41,T42] | TRABEG |  | 51.8966 | -8.5133
068552X | MV/LV Substation AL***552X |  | 10 kV | _ | LV | 1000 kVA :Building Structure | 1 | --> | 1 | 0.5 | 9.28 |  | --> | 0.95 | 0 | 0 | 0.5 | 0 |  | --> | C12 ex PEMBROKE | Pembroke [T41,T42,T43,T44] | RINGSEND |  | 53.3393 | -6.2338
417147X | MV/LV Substation DO***147X |  | 20 kV | _ | LV | 50 kVA :Pole Substation | 0.05 | --> | 0.05 | 0.049 | 8.5 |  | --> | 0.048 | 0 | 0 | 0 | 0 | Constrained, otherwise capacity available =47 kW | --> | E12 ex ARIGNA | Arigna [T121] | ARIGNA |  | 54.2233 | -8.0129
002126 | MV/LV Substation OL***126 |  | 10 kV | _ | LV | 400 kVA :Kiosk Substation | 0.4 | --> | 0.4 | 0.295 | 4.51 |  | --> | 0.38 | 0 | 0.004 | 0.362 | 0 |  | --> | C16 ex BOGHALL ROAD | Boghall Road [T41,T42] | FASSAROE |  | 53.1906 | -6.1197
0164027 | MV/LV Substation LE***4027 |  | 10 kV | _ | LV | 400 kVA :Building Structure | 0.4 | --> | 0.4 | 0 | 0 | Constrained, otherwise capacity available =400 kVA | --> | 0.38 | 0 | 0 | 0 | 0 | Constrained, otherwise capacity available =380 kW | --> | C21 ex MONEYCOOLEY | Moneycooley [T41,T42,T44] | GRIFFINRATH |  | 53.3804 | -6.5923
019342 | MV/LV Substation MA***342 |  | 10 kV | _ | LV | 400 kVA :Kiosk Substation | 0.4 | --> | 0.4 | 0.283 | 1.54 |  | --> | 0.38 | 0 | 0.04 | 0 | 0 | Constrained, otherwise capacity available =334 kW | --> | C17 ex BALLYARD | Ballyard [T41,T42] | TRALEE |  | 52.2593 | -9.687
051452X | MV/LV Substation CH***452X |  | 20 kV | _ | LV | 100 kVA :Pole Substation | 0.1 | --> | 0.1 | 0.078 | 2.22 |  | --> | 0.095 | 0 | 0.005 | 0.088 | 0 |  | --> | E21 ex CLARA | Clara [T421,T422] | THORNSBERRY |  | 53.3505 | -7.6229
012833X | MV/LV Substation FR***833X |  | 10 kV | _ | LV | 200 kVA :Kiosk Substation | 0.2 | --> | 0.2 | 0 | 0 | Constrained, otherwise capacity available =100 kVA | --> | 0.19 | 0 | 0.031 | 0 | 0 | Constrained, otherwise capacity available =153 kW | --> | C23 ex POLLERTON | Pollerton [T41,T42] | CARLOW |  | 52.8294 | -6.9067
018516 | MV/LV Substation TR***516 |  | 10 kV | _ | LV | 200 kVA :Kiosk Substation | 0.2 | --> | 0.2 | 0.2 | 3.75 |  | --> | 0.19 | 0 | 0 | 0 | 0 | Constrained, otherwise capacity available =190 kW | --> | C19 ex SMEARLA | Smearla [T41,T42] | TRIEN |  | 52.4245 | -9.426
018786 | MV/LV Substation TR***786 |  | 10 kV | _ | LV | 100 kVA :Pole Substation | 0.1 | --> | 0.1 | 0.095 | 3.75 |  | --> | 0.095 | 0 | 0 | 0 | 0 | Constrained, otherwise capacity available =94 kW | --> | C19 ex SMEARLA | Smearla [T41,T42] | TRIEN |  | 52.4261 | -9.4173
049626X | MV/LV Substation FI***626X |  | 20 kV | _ | LV | 100 kVA :Pole Substation | 0.1 | --> | 0.1 | 0.07 | 0.21 |  | --> | 0.095 | 0 | 0 | 0 | 0 | Constrained, otherwise capacity available =91 kW | --> | E13 ex LONGFORD | Longford [T421,T422] | RICHMOND |  | 53.8688 | -7.6109
165222 | MV/LV Substation CA***222 |  | 10 kV | _ | LV | 50 kVA :Pole Substation | 0.05 | --> | 0.05 | 0.043 | 0.88 |  | --> | 0.048 | 0 | 0 | 0 | 0 | Constrained, otherwise capacity available =47 kW | --> | C12 ex ROSS CARBERY | Ross Carbery [T41,T42] | DUNMANWAY |  | 51.5762 | -8.9771
0934156 | MV/LV Substation CH***4156 |  | 10 kV | _ | LV | 1000 kVA :Building Structure | 1 | --> | 1 | 0 | 0 | Constrained, otherwise capacity available =938 kVA | --> | 0.95 | 0 | 0 | 0.5 | 0 |  | --> | C28 ex POPPINTREE | Poppintree [T101,T102] | FINGLAS |  | 53.4032 | -6.3052
0684245 | MV/LV Substation WO***4245 |  | 10 kV | _ | LV | 630 kVA :Building Structure | 0.63 | --> | 0.63 | 0 | 0 | Constrained, otherwise capacity available =586 kVA | --> | 0.598 | 0 | 0 | 0.5 | 0 |  | --> | C18 ex WATLING STREET | Watling Street [T41,T42] | FRANCIS STREET |  | 53.3478 | -6.2829
026114X | MV/LV Substation GL***114X |  | 10 kV | _ | LV | 100 kVA :Pole Substation | 0.1 | --> | 0.1 | 0 | 0 | Constrained, otherwise capacity available =78 kVA | --> | 0.095 | 0 | 0 | 0 | 0 | Constrained, otherwise capacity available =92 kW | --> | C15 ex KINSALE | Kinsale [T41,T42] | BANDON |  | 51.7105 | -8.5169
067122 | MV/LV Substation IS***122 |  | 10 kV | _ | LV | 400 kVA :Kiosk Substation | 0.4 | --> | 0.4 | 0 | 0 | Constrained, otherwise capacity available =246 kVA | --> | 0.38 | 0 | 0.034 | 0 | 0 | Constrained, otherwise capacity available =333 kW | --> | C13 ex CORBALLY | Corbally [T41,T42] | ARDNACRUSHA |  | 52.6717 | -8.6255
1424173 | MV/LV Substation MC***4173 |  | 10 kV | _ | LV | 630 kVA :Kiosk Substation | 0.63 | --> | 0.63 | 0 | 0 | Constrained, otherwise capacity available =369 kVA | --> | 0.598 | 0 | 0.011 | 0 | 0 | Constrained, otherwise capacity available =554 kW | --> | C17 ex ATHENRY |  |  |  | 53.298 | -8.7478
001674 | MV/LV Substation CO***674 |  | 10 kV | _ | LV | 200 kVA :Kiosk Substation | 0.2 | --> | 0.2 | 0.146 | 1.16 |  | --> | 0.19 | 0 | 0.029 | 0.161 | 0 |  | --> | C18 ex BREWERY ROAD | Brewery Road [T41,T42] | CARRICKMINES |  | 53.2848 | -6.2051
025899 | MV/LV Substation BA***899 |  | 20 kV | _ | LV | 100 kVA :Pole Substation | 0.1 | --> | 0.1 | 0.089 | 2.96 |  | --> | 0.095 | 0 | 0.006 | 0 | 0 | Constrained, otherwise capacity available =89 kW | --> | E13 ex CHARLEVILLE | Charleville [T421,T422] | CHARLEVILLE |  | 52.3107 | -8.6759
034990 | MV/LV Substation IN***990 |  | 10 kV | _ | LV | 200 kVA :Pole Substation | 0.2 | --> | 0.2 | 0.16 | 0.95 |  | --> | 0.19 | 0 | 0 | 0 | 0 | Constrained, otherwise capacity available =184 kW | --> | C18 ex SPA ROAD | Spa Road [T41,T42] | DOON |  | 52.3579 | -7.6543
014470Z | MV/LV Substation CN***470Z |  | 10 kV | _ | LV | 400 kVA :Kiosk Substation | 0.4 | --> | 0.4 | 0.292 | 0.63 |  | --> | 0.38 | 0 | 0.029 | 0 | 0 | Constrained, otherwise capacity available =344 kW | --> | C17 ex KILCULLEN | Kilcullen [T41,T42,T424] | STRATFORD |  | 53.1282 | -6.7608
071177 | MV/LV Substation EI***177 |  | 10 kV | _ | LV | 100 kVA :Pole Substation | 0.1 | --> | 0.1 | 0 | 0 | Constrained, otherwise capacity available =52 kVA | --> | 0.095 | 0 | 0 | 0.088 | 0 |  | --> | C14 ex GREYSTONES | Greystones [T41,T42] | FASSAROE |  | 53.1489 | -6.1016
192454 | MV/LV Substation KN***454 |  | 10 kV | _ | LV | 50 kVA :Pole Substation | 0.05 | --> | 0.05 | 0.04 | 1.56 |  | --> | 0.048 | 0 | 0.005 | 0 | 0 | Constrained, otherwise capacity available =42 kW | --> | C13 ex DERRYBEG | Derrybeg [T41,T42] | ARDNAGAPPARY |  | 55.0555 | -8.2988
142758 | MV/LV Substation SH***758 |  | 10 kV | _ | LV | 50 kVA :Pole Substation | 0.05 | --> | 0.05 | 0 | 0 | Constrained, otherwise capacity available =42 kVA | --> | 0.048 | 0 | 0 | 0 | 0 | Constrained, otherwise capacity available =46 kW | --> | C11 ex ATHENRY | Athenry [T41,T42] | GALWAY 110KV |  | 53.2718 | -8.8451
281995Y | MV/LV Substation FE***995Y |  | 10 kV | _ | LV | 400 kVA :Kiosk Substation | 0.4 | --> | 0.4 | 0 | 0 | Constrained, otherwise capacity available =269 kVA | --> | 0.38 | 0 | 0.02 | 0 | 0 | Constrained, otherwise capacity available =347 kW | --> | C22 ex TOGHER | Togher [T41,T42] | TRABEG |  | 51.8675 | -8.4991
1544147 | MV/LV Substation LA***4147 |  | 10 kV | _ | LV | 630 kVA :Kiosk Substation | 0.63 | --> | 0.63 | 0 | 0 | Constrained, otherwise capacity available =536 kVA | --> | 0.598 | 0 | 0 | 0.5 | 0 |  | --> | C14 ex MACETOWN | Macetown [T101,T102] | MACETOWN |  | 53.4061 | -6.396
368011 | MV/LV Substation BL***011 |  | 10 kV | _ | LV | 200 kVA :Pole Substation | 0.2 | --> | 0.2 | 0 | 0 | Constrained, otherwise capacity available =195 kVA | --> | 0.19 | 0 | 0 | 0 | 0 | Constrained, otherwise capacity available =189 kW | --> | C17 ex BALLYHAUNIS | Ballyhaunis [T41,T42] | DALTON |  | 53.7678 | -8.7788
119645 | MV/LV Substation LI***645 |  | 10 kV | _ | LV | 50 kVA :Pole Substation | 0.05 | --> | 0.05 | 0.034 | 4.16 |  | --> | 0.048 | 0 | 0 | 0.045 | 0 |  | --> | C22 ex NEWMARKET (SR) | Newmarket (sr) [T41,T42] | GLENLARA |  | 52.1922 | -8.9806
042878X | MV/LV Substation BR***878X |  | 20 kV | _ | LV | 200 kVA :Kiosk Substation | 0.2 | --> | 0.2 | 0 | 0 | Constrained, otherwise capacity available =174 kVA | --> | 0.19 | 0 | 0.012 | 0 | 0 | Constrained, otherwise capacity available =178 kW | --> | E17 ex WINDSOR | Windsor [T421,T422] | CASTLEBAR |  | 53.8532 | -9.263
127031 | MV/LV Substation T ***031 |  | 10 kV | _ | LV | 100 kVA :Pole Substation | 0.1 | --> | 0.1 | 0 | 0 | Constrained, otherwise capacity available =74 kVA | --> | 0.095 | 0 | 0.01 | 0 | 0 | Constrained, otherwise capacity available =84 kW | --> | C11 ex LOUGHTAGALLA | Loughtagalla [T41,T42] | THURLES |  | 52.6728 | -7.7061
0114428 | MV/LV Substation AB***4428 |  | 10 kV | _ | LV | 400 kVA :Kiosk Substation | 0.4 | --> | 0.4 | 0.348 | 5.05 |  | --> | 0.38 | 0 | 0 | 0 | 0 | Constrained, otherwise capacity available =373 kW | --> | C21 ex MCDONAGH | Mcdonagh [T41,T42] | KILKENNY |  | 52.6569 | -7.254
118550X | MV/LV Substation HA***550X |  | 20 kV | _ | LV | 50 kVA :Pole Substation | 0.05 | --> | 0.05 | 0 | 0 | Constrained, otherwise capacity available =48 kVA | --> | 0.048 | 0 | 0.005 | 0 | 0 | Constrained, otherwise capacity available =44 kW | --> | E18 ex CREAGH | Creagh [T421,T422] | ATHLONE |  | 53.392 | -8.4818
081631X | MV/LV Substation FO***631X |  | 10 kV | _ | LV | 630 kVA :Kiosk Substation | 0.63 | --> | 0.63 | 0 | 0 | Constrained, otherwise capacity available =442 kVA | --> | 0.598 | 0 | 0.02 | 0.5 | 0 |  | --> | C18 ex BALGADDY | Balgaddy [T41,T42] | GRANGE CASTLE |  | 53.3416 | -6.4244
2484070 | MV/LV Substation EN***4070 |  | 20 kV | _ | LV | 630 kVA :Building Structure | 0.63 | --> | 0.63 | 0 | 0 | Constrained, otherwise capacity available =543 kVA | --> | 0.598 | 0 | 0.18 | 0 | 0 | Constrained, otherwise capacity available =453 kW | --> | E13 ex KILCOCK | Kilcock [T421,T422] | GRIFFINRATH |  | 53.4405 | -6.6655
001376 | MV/LV Substation WI***376 |  | 10 kV | _ | LV | 400 kVA :Kiosk Substation | 0.4 | --> | 0.4 | 0.187 | 0.86 |  | --> | 0.38 | 0 | 0.015 | 0.339 | 0 |  | --> | C14 ex BELFIELD | Belfield [T41,T42] | BLACKROCK |  | 53.3062 | -6.1976
065373Z | MV/LV Substation WA***373Z |  | 10 kV | _ | LV | 630 kVA :Building Structure | 0.63 | --> | 0.63 | 0 | 0 | Constrained, otherwise capacity available =382 kVA | --> | 0.598 | 0 | 0 | 0.5 | 0 |  | --> | C25 ex STEPHENSTOWN | Stephenstown [T101,T102] | FINGLAS |  | 53.5819 | -6.1368
288322 | MV/LV Substation OL***322 |  | 10 kV | _ | LV | 100 kVA :Pole Substation | 0.1 | --> | 0.1 | 0.041 | 0.04 | Constrained, otherwise capacity available =65 kVA | --> | 0.095 | 0 | 0.025 | 0.072 | 0 |  | --> | C16 ex LITTLE BRAY | Little Bray [T41,T42] | FASSAROE |  | 53.2157 | -6.1385
144579 | MV/LV Substation BO***579 |  | 20 kV | _ | LV | 200 kVA :Pole Substation | 0.2 | --> | 0.2 | 0.169 | 2.78 |  | --> | 0.19 | 0 | 0 | 0 | 0 | Constrained, otherwise capacity available =186 kW | --> | E13 ex BALLYRAGGET | Ballyragget [T421,T422] | BALLYRAGGET |  | 52.7356 | -7.3997
044006 | MV/LV Substation IR***006 |  | 20 kV | _ | LV | 100 kVA :Pole Substation | 0.1 | --> | 0.1 | 0.069 | 0.43 |  | --> | 0.095 | 0 | 0.005 | 0 | 0 | Constrained, otherwise capacity available =87 kW | --> | C21 ex SWINFORD | Swinford [T41,T42] | CASTLEBAR |  | 53.9839 | -9.1049
180905X | MV/LV Substation CL***905X |  | 10 kV | _ | LV | 50 kVA :Pole Substation | 0.05 | --> | 0.05 | 0.05 | 0.68 |  | --> | 0.048 | 0 | 0 | 0 | 0 | Constrained, otherwise capacity available =47 kW | --> | C24 ex MULLAGH | Mullagh [T44] | MEATH HILL |  | 53.8123 | -6.9548
149839 | MV/LV Substation I ***839 |  | 10 kV | _ | LV | 200 kVA :Pole Substation | 0.2 | --> | 0.2 | 0 | 0 | Constrained, otherwise capacity available =64 kVA | --> | 0.19 | 0 | 0.004 | 0 | 0 | Constrained, otherwise capacity available =168 kW | --> | C13 ex DONEGAL | Donegal [T41,T42] | CATHALEENS FALL |  | 54.6414 | -8.1149
252895X | MV/LV Substation LE***895X |  | 20 kV | _ | LV | 400 kVA :Kiosk Substation | 0.4 | --> | 0.4 | 0.335 | 1.32 |  | --> | 0.38 | 0 | 0.005 | 0.367 | 0 |  | --> | C24 ex CLIFDEN | Clifden [T41,T42] | SCREEB |  | 53.5541 | -9.9479
026773Y | MV/LV Substation MC***773Y |  | 10 kV | _ | LV | 400 kVA :Kiosk Substation | 0.4 | --> | 0.4 | 0.356 | 8.66 |  | --> | 0.38 | 0 | 0 | 0 | 0 | Constrained, otherwise capacity available =374 kW | --> | C12 ex BANDON | Bandon [T101,T42] | BANDON |  | 51.7452 | -8.739
007059 | MV/LV Substation AN***059 |  | 10 kV | _ | LV | 630 kVA :Kiosk Substation | 0.63 | --> | 0.63 | 0 | 0 | Constrained, otherwise capacity available =332 kVA | --> | 0.598 | 0 | 0 | 0 | 0 | Constrained, otherwise capacity available =556 kW | --> | C14 ex MULGANNON | Mulgannon [T41,T42] | WEXFORD |  | 52.3382 | -6.4603
0504083 | MV/LV Substation PU***4083 |  | 20 kV | _ | LV | 100 kVA :Pole Substation | 0.1 | --> | 0.1 | 0 | 0 | Constrained, otherwise capacity available =50 kVA | --> | 0.095 | 0 | 0 | 0 | 0 | Constrained, otherwise capacity available =88 kW | --> | C22 ex ATHLONE | Athlone [T41,T42] | ATHLONE |  | 53.5432 | -8.065
0584357 | MV/LV Substation GO***4357 |  | 10 kV | _ | LV | 50 kVA :Pole Substation | 0.05 | --> | 0.05 | 0 | 0 | Constrained, otherwise capacity available =38 kVA | --> | 0.048 | 0 | 0.025 | 0 | 0 | Constrained, otherwise capacity available =27 kW | --> | C26 ex KYLEERAGH | Kyleeragh [T41,T42] | NENAGH |  | 52.9024 | -8.2098
116392 | MV/LV Substation RO***392 |  | 20 kV | _ | LV | 100 kVA :Pole Substation | 0.1 | --> | 0.1 | 0.097 | 1.67 |  | --> | 0.095 | 0 | 0 | 0.094 | 0 |  | --> | E14 ex NEWPORT | Newport [T421] | CARROWBEG |  | 53.8226 | -9.6199
068237X | MV/LV Substation CU***237X |  | 10 kV | _ | LV | 630 kVA :Building Structure | 0.63 | --> | 0.63 | 0.494 | 7.61 |  | --> | 0.598 | 0 | 0 | 0.5 | 0 |  | --> | C20 ex SHERIFF STREET | Sheriff Street [T41,T42] | FRANCIS STREET |  | 53.3501 | -6.2456
281579Z | MV/LV Substation SU***579Z |  | 10 kV | _ | LV | 630 kVA :Building Structure | 0.63 | --> | 0.63 | 0.367 | 7.88 |  | --> | 0.598 | 0 | 0.056 | 0.5 | 0 |  | --> | C17 ex LIBERTY STREET | Liberty Street [T101,T102] | LIBERTY STREET |  | 51.8839 | -8.4887
060386X | MV/LV Substation ST***386X |  | 10 kV | _ | LV | 100 kVA :Pole Substation | 0.1 | --> | 0.1 | 0.076 | 2.57 |  | --> | 0.095 | 0 | 0 | 0 | 0 | Constrained, otherwise capacity available =92 kW | --> | C19 ex ERRIGAL | Errigal [T41,T422] | SHANKILL |  | 54.0709 | -7.0682
021800 | MV/LV Substation KI***800 |  | 20 kV | _ | LV | 50 kVA :Pole Substation | 0.05 | --> | 0.05 | 0 | 0 | Constrained, otherwise capacity available =15 kVA | --> | 0.048 | 0 | 0 | 0.042 | 0 |  | --> | C26 ex KILBARRY | Kilbarry [T101,T43] | KILBARRY |  | 51.9262 | -8.5124
041037 | MV/LV Substation C ***037 |  | 10 kV | _ | LV | 50 kVA :Pole Substation | 0.05 | --> | 0.05 | 0 | 0 | Constrained, otherwise capacity available =42 kVA | --> | 0.048 | 0 | 0 | 0 | 0 | Constrained, otherwise capacity available =46 kW | --> | E13 ex DALTON | Dalton [T421,T422] | DALTON |  | 53.72 | -9.0023
0114309 | MV/LV Substation SE***4309 |  | 10 kV | _ | LV | 400 kVA :Kiosk Substation | 0.4 | --> | 0.4 | 0 | 0 | Constrained, otherwise capacity available =362 kVA | --> | 0.38 | 0 | 0 | 0 | 0 | Constrained, otherwise capacity available =375 kW | --> | C17 ex ROSEHILL | Rosehill [T41,T42] | KILKENNY |  | 52.6377 | -7.2731
429313 | MV/LV Substation TO***313 |  | 20 kV | _ | LV | 50 kVA :Pole Substation | 0.05 | --> | 0.05 | 0.04 | 5.75 |  | --> | 0.048 | 0 | 0 | 0 | 0 | Constrained, otherwise capacity available =46 kW | --> | E21 ex ABBEYFEALE | Abbeyfeale [T421] | TRIEN |  | 52.3651 | -9.1516
021081 | MV/LV Substation KI***081 |  | 10 kV | _ | LV | 200 kVA :Pole Substation | 0.2 | --> | 0.2 | 0 | 0 | Constrained, otherwise capacity available =152 kVA | --> | 0.19 | 0 | 0.015 | 0.172 | 0 |  | --> | C26 ex KILBARRY | Kilbarry [T101,T43] | KILBARRY |  | 51.9291 | -8.4891
252577 | MV/LV Substation LE***577 |  | 20 kV | _ | LV | 200 kVA :Pole Substation | 0.2 | --> | 0.2 | 0.082 | 1.32 |  | --> | 0.19 | 0 | 0.015 | 0.162 | 0 |  | --> | C24 ex CLIFDEN | Clifden [T41,T42] | SCREEB |  | 53.5527 | -9.9492
120163Y | MV/LV Substation TA***163Y |  | 20 kV | _ | LV | 50 kVA :Pole Substation | 0.05 | --> | 0.05 | 0 | 0 | Constrained, otherwise capacity available =50 kVA | --> | 0.048 | 0 | 0 | 0 | 0 | Constrained, otherwise capacity available =47 kW | --> | E19 ex EDENDERRY | Edenderry [T421,T422] | BLAKE |  | 53.4505 | -7.0505
167410Z | MV/LV Substation GL***410Z |  | 20 kV | _ | LV | 50 kVA :Pole Substation | 0.05 | --> | 0.05 | 0 | 0 | Constrained, otherwise capacity available =32 kVA | --> | 0.048 | 0 | 0.006 | 0 | 0 | Constrained, otherwise capacity available =40 kW | --> | E12 ex WHITECHURCH | Whitechurch [T421,T422] | KILBARRY |  | 52.0509 | -8.4184
165855X | MV/LV Substation NE***855X |  | 10 kV | _ | LV | 200 kVA :Pole Substation | 0.2 | --> | 0.2 | 0.177 | 0.88 |  | --> | 0.19 | 0 | 0.009 | 0 | 0 | Constrained, otherwise capacity available =180 kW | --> | C12 ex ROSS CARBERY | Ross Carbery [T41,T42] | DUNMANWAY |  | 51.5766 | -9.0394
093116Z | MV/LV Substation RE***116Z |  | 10 kV | _ | LV | 630 kVA :Building Structure | 0.63 | --> | 0.63 | 0 | 0 | Constrained, otherwise capacity available =602 kVA | --> | 0.598 | 0 | 0 | 0.5 | 0 |  | --> | C23 ex KILMORE | Kilmore [T101,T102,T103] | FINGLAS |  | 53.4021 | -6.2255
2444129 | MV/LV Substation FE***4129 |  | 20 kV | _ | LV | 400 kVA :Building Structure | 0.4 | --> | 0.4 | 0 | 0 | Constrained, otherwise capacity available =400 kVA | --> | 0.38 | 0 | 0 | 0 | 0 | Constrained, otherwise capacity available =380 kW | --> | E16 ex MILLTOWN (SR) | Milltown (sr) [T421,T422] | OUGHTRAGH |  | 52.1006 | -9.7509
009214Y | MV/LV Substation GR***214Y |  | 10 kV | _ | LV | 200 kVA :Kiosk Substation | 0.2 | --> | 0.2 | 0.171 | 3.82 |  | --> | 0.19 | 0 | 0.005 | 0 | 0 | Constrained, otherwise capacity available =182 kW | --> | C14 ex WATERFORD | Waterford [T41,T42] | WATERFORD |  | 52.2639 | -7.1399
165479 | MV/LV Substation CU***479 |  | 20 kV | _ | LV | 50 kVA :Pole Substation | 0.05 | --> | 0.05 | 0 | 0 | Constrained, otherwise capacity available =47 kVA | --> | 0.048 | 0 | 0 | 0 | 0 | Constrained, otherwise capacity available =47 kW | --> | C13 ex CLONAKILTY | Clonakilty [T41,T42] | DUNMANWAY |  | 51.6145 | -8.7362
0014220 | MV/LV Substation AT***4220 |  | 10 kV | _ | LV | 630 kVA :Kiosk Substation | 0.63 | --> | 0.63 | 0.5 | 4.01 |  | --> | 0.598 | 0 | 0 | 0.5 | 0 |  | --> | C19 ex BALLINCLEA | Ballinclea [T41] | CHERRYWOOD |  | 53.2605 | -6.1309
196120X | MV/LV Substation KU***120X |  | 10 kV | _ | LV | 400 kVA :Building Structure | 0.4 | --> | 0.4 | 0 | 0 | Constrained, otherwise capacity available =360 kVA | --> | 0.38 | 0 | 0 | 0 | 0 | Constrained, otherwise capacity available =375 kW | --> | C15 ex TRIM | Trim [T41,T42] | NAVAN |  | 53.5662 | -6.8035
142760 | MV/LV Substation DE***760 |  | 10 kV | _ | LV | 50 kVA :Pole Substation | 0.05 | --> | 0.05 | 0 | 0 | Constrained, otherwise capacity available =34 kVA | --> | 0.048 | 0 | 0 | 0 | 0 | Constrained, otherwise capacity available =45 kW | --> | C11 ex ATHENRY | Athenry [T41,T42] | GALWAY 110KV |  | 53.2806 | -8.8476
0554081 | MV/LV Substation CA***4081 |  | 10 kV | _ | LV | 50 kVA :Pole Substation | 0.05 | --> | 0.05 | 0 | 0 | Constrained, otherwise capacity available =32 kVA | --> | 0.048 | 0 | 0 | 0 | 0 | Constrained, otherwise capacity available =45 kW | --> | C17 ex ROSCREA | Roscrea [T41,T42] | IKERRIN |  | 52.9204 | -7.7973
250366 | MV/LV Substation PO***366 |  | 20 kV | _ | LV | 200 kVA :Kiosk Substation | 0.2 | --> | 0.2 | 0.189 | 1.26 |  | --> | 0.19 | 0 | 0 | 0 | 0 | Constrained, otherwise capacity available =189 kW | --> | E16 ex BALLYCROSSAUN | Ballycrossaun [T421,T422] | SOMERSET |  | 53.0866 | -8.2173
142765 | MV/LV Substation LI***765 |  | 10 kV | _ | LV | 50 kVA :Pole Substation | 0.05 | --> | 0.05 | 0 | 0 | Constrained, otherwise capacity available =49 kVA | --> | 0.048 | 0 | 0 | 0 | 0 | Constrained, otherwise capacity available =47 kW | --> | C11 ex ATHENRY | Athenry [T41,T42] | GALWAY 110KV |  | 53.298 | -8.8449
277063 | MV/LV Substation MA***063 |  | 10 kV | _ | LV | 400 kVA :Kiosk Substation | 0.4 | --> | 0.4 | 0 | 0 | Constrained, otherwise capacity available =358 kVA | --> | 0.38 | 0 | 0 | 0.374 | 0 |  | --> | C13 ex GRANGE (DR) | Grange (dr) [T41,T42] | GRANGE (DR) |  | 53.3992 | -6.1913
024624X | MV/LV Substation GR***624X |  | 10 kV | _ | LV | 50 kVA :Pole Substation | 0.05 | --> | 0.05 | 0.008 | 2.14 |  | --> | 0.048 | 0 | 0 | 0 | 0 | Constrained, otherwise capacity available =42 kW | --> | C18 ex BUTTEVANT | Buttevant [T41,T42] | MALLOW |  | 52.1971 | -8.6818
136454X | MV/LV Substation SL***454X |  | 10 kV | _ | LV | 200 kVA :Kiosk Substation | 0.2 | --> | 0.2 | 0 | 0 | Constrained, otherwise capacity available =169 kVA | --> | 0.19 | 0 | 0.015 | 0 | 0 | Constrained, otherwise capacity available =175 kW | --> | C17 ex ROSCOMMON | Roscommon [T41,T42] | LANESBORO |  | 53.6196 | -8.1805
184282X | MV/LV Substation MA***282X |  | 10 kV | _ | LV | 1000 kVA :Building Structure | 1 | --> | 1 | 0.5 | 3.38 |  | --> | 0.95 | 0 | 0 | 0 | 0 | Constrained, otherwise capacity available =950 kW | --> | C13 ex CASTLEBLAYNEY | Castleblayney [T41,T42] | DUNDALK |  | 54.1208 | -6.7379
293015Z | MV/LV Substation BA***015Z |  | 20 kV | _ | LV | 100 kVA :Pole Substation | 0.1 | --> | 0.1 | 0.024 | 0.43 |  | --> | 0.095 | 0 | 0 | 0 | 0 | Constrained, otherwise capacity available =84 kW | --> | E13 ex TULLOW | Tullow [T421,T422] | CARLOW |  | 52.742 | -6.7707
075807 | MV/LV Substation ST***807 |  | 20 kV | _ | LV | 50 kVA :Pole Substation | 0.05 | --> | 0.05 | 0.04 | 0.58 |  | --> | 0.048 | 0 | 0.008 | 0 | 0 | Constrained, otherwise capacity available =40 kW | --> | E12 ex FERNS | Ferns [T421] | CRANE |  | 52.5775 | -6.5161
066704Z | MV/LV Substation MA***704Z |  | 10 kV | _ | LV | 400 kVA :Kiosk Substation | 0.4 | --> | 0.4 | 0 | 0 | Constrained, otherwise capacity available =337 kVA | --> | 0.38 | 0 | 0.023 | 0 | 0 | Constrained, otherwise capacity available =354 kW | --> | C21 ex MALAHIDE | Malahide [T41,T42] | GLASMORE |  | 53.4503 | -6.1525
209648X | MV/LV Substation LE***648X |  | 20 kV | _ | LV | 400 kVA :Kiosk Substation | 0.4 | --> | 0.4 | 0 | 0 | Constrained, otherwise capacity available =329 kVA | --> | 0.38 | 0 | 0 | 0 | 0 | Constrained, otherwise capacity available =370 kW | --> | C21 ex MILFORD (NR) | Milford (nr) [T41,T42] | LETTERKENNY |  | 55.2003 | -7.8316
016253Z | MV/LV Substation CA***253Z |  | 20 kV | _ | LV | 630 kVA :Kiosk Substation | 0.63 | --> | 0.63 | 0 | 0 | Constrained, otherwise capacity available =490 kVA | --> | 0.598 | 0 | 0.038 | 0 | 0 | Constrained, otherwise capacity available =551 kW | --> | C21 ex MONEYCOOLEY | Moneycooley [T41,T42,T44] | GRIFFINRATH |  | 53.3918 | -6.5477
109079 | MV/LV Substation QU***079 |  | 10 kV | _ | LV | 630 kVA :Building Structure | 0.63 | --> | 0.63 | 0.381 | 0.38 | Constrained, otherwise capacity available =387 kVA | --> | 0.598 | 0 | 0 | 0.5 | 0 |  | --> | C11 ex RINEANNA | Rineanna [T41,T42] | DRUMLINE |  | 52.711 | -8.88
082160 | MV/LV Substation FR***160 |  | 20 kV | _ | LV | 100 kVA :Pole Substation | 0.1 | --> | 0.1 | 0 | 0 | Constrained, otherwise capacity available =78 kVA | --> | 0.095 | 0 | 0 | 0 | 0 | Constrained, otherwise capacity available =92 kW | --> | E17 ex ACADEMY STREET | Academy Street [T421,T422,T44] | NAVAN |  | 53.6073 | -6.7726
009523X | MV/LV Substation AG***523X |  | 10 kV | _ | LV | 50 kVA :Pole Substation | 0.05 | --> | 0.05 | 0 | 0 | Constrained, otherwise capacity available =48 kVA | --> | 0.048 | 0 | 0 | 0 | 0 | Constrained, otherwise capacity available =47 kW | --> | C12 ex GRANAGH | Granagh [T41,T42] | WATERFORD |  | 52.2818 | -7.1966
021761Y | MV/LV Substation CL***761Y |  | 20 kV | _ | LV | 100 kVA :Pole Substation | 0.1 | --> | 0.1 | 0 | 0 | Constrained, otherwise capacity available =80 kVA | --> | 0.095 | 0 | 0.01 | 0 | 0 | Constrained, otherwise capacity available =85 kW | --> | E18 ex CURRALEIGH | Curraleigh [T421,T422] | KILBARRY |  | 51.918 | -8.6189
254082 | MV/LV Substation TW***082 |  | 20 kV | _ | LV | 50 kVA :Pole Substation | 0.05 | --> | 0.05 | 0 | 0 | Constrained, otherwise capacity available =48 kVA | --> | 0.048 | 0 | 0.005 | 0 | 0 | Constrained, otherwise capacity available =44 kW | --> | C17 ex TUAM NORTH | Tuam North [T41,T42] | CLOON |  | 53.4742 | -8.7029
365473 | MV/LV Substation EL***473 |  | 10 kV | _ | LV | 200 kVA :Kiosk Substation | 0.2 | --> | 0.2 | 0 | 0 | Constrained, otherwise capacity available =113 kVA | --> | 0.19 | 0 | 0.007 | 0.173 | 0 |  | --> | C22 ex OLDBAWN | Oldbawn [T41,T42] | COOKSTOWN |  | 53.2711 | -6.3488
011668Y | MV/LV Substation BO***668Y |  | 10 kV | _ | LV | 200 kVA :Pole Substation | 0.2 | --> | 0.2 | 0 | 0 | Constrained, otherwise capacity available =114 kVA | --> | 0.19 | 0 | 0 | 0 | 0 | Constrained, otherwise capacity available =178 kW | --> | C14 ex GORESBRIDGE | Goresbridge [T41,T42] | KILKENNY |  | 52.5977 | -6.9198
139191Y | MV/LV Substation CA***191Y |  | 10 kV | _ | LV | 100 kVA :Pole Substation | 0.1 | --> | 0.1 | 0.1 | 4 |  | --> | 0.095 | 0 | 0 | 0 | 0 | Constrained, otherwise capacity available =95 kW | --> | C19 ex BALLYJAMESDUFF | Ballyjamesduff [T41,T42] | SHANKILL |  | 53.8219 | -7.1779
210942 | MV/LV Substation DR***942 |  | 10 kV | _ | LV | 200 kVA :Pole Substation | 0.2 | --> | 0.2 | 0 | 0 | Constrained, otherwise capacity available =146 kVA | --> | 0.19 | 0 | 0.03 | 0 | 0 | Constrained, otherwise capacity available =160 kW | --> | C17 ex CARRICKMACROSS | Carrickmacross [T41,T42] | MEATH HILL |  | 53.969 | -6.699
052621Y | MV/LV Substation DE***621Y |  | 20 kV | _ | LV | 200 kVA :Pole Substation | 0.2 | --> | 0.2 | 0 | 0 | Constrained, otherwise capacity available =132 kVA | --> | 0.19 | 0 | 0 | 0 | 0 | Constrained, otherwise capacity available =180 kW | --> | E14 ex BALLINDERRY | Ballinderry [T41,T422] | MULLINGAR |  | 53.4088 | -7.1974
066648X | MV/LV Substation CO***648X |  | 20 kV | _ | LV | 50 kVA :Pole Substation | 0.05 | --> | 0.05 | 0 | 0 | Constrained, otherwise capacity available =34 kVA | --> | 0.048 | 0 | 0 | 0 | 0 | Constrained, otherwise capacity available =45 kW | --> | E11 ex GLASMORE | Glasmore [T421,T422] | GLASMORE |  | 53.4723 | -6.1314
081622X | MV/LV Substation AB***622X |  | 10 kV | _ | LV | 400 kVA :Kiosk Substation | 0.4 | --> | 0.4 | 0 | 0 | Constrained, otherwise capacity available =280 kVA | --> | 0.38 | 0 | 0.026 | 0.344 | 0 |  | --> | C18 ex BALGADDY | Balgaddy [T41,T42] | GRANGE CASTLE |  | 53.3452 | -6.4201
009177Y | MV/LV Substation IE***177Y |  | 10 kV | _ | LV | 400 kVA :Building Structure | 0.4 | --> | 0.4 | 0.302 | 0.95 |  | --> | 0.38 | 0 | 0 | 0 | 0 | Constrained, otherwise capacity available =366 kW | --> | C22 ex TYCOR | Tycor [T41,T42] | WATERFORD |  | 52.2593 | -7.1465
032142Y | MV/LV Substation CL***142Y |  | 10 kV | _ | LV | 400 kVA :Kiosk Substation | 0.4 | --> | 0.4 | 0 | 0 | Constrained, otherwise capacity available =358 kVA | --> | 0.38 | 0 | 0 | 0 | 0 | Constrained, otherwise capacity available =374 kW | --> | C18 ex TRAMORE | Tramore [T41,T42] | BUTLERSTOWN |  | 52.1677 | -7.1624
067116Y | MV/LV Substation MI***116Y |  | 10 kV | _ | LV | 400 kVA :Kiosk Substation | 0.4 | --> | 0.4 | 0 | 0 | Constrained, otherwise capacity available =347 kVA | --> | 0.38 | 0 | 0.036 | 0 | 0 | Constrained, otherwise capacity available =346 kW | --> | C21 ex CASTLETROY | Castletroy [T41,T42] | ARDNACRUSHA |  | 52.6552 | -8.5562
210114Y | MV/LV Substation CA***114Y |  | 10 kV | _ | LV | 630 kVA :Building Structure | 0.63 | --> | 0.63 | 0 | 0 | Constrained, otherwise capacity available =630 kVA | --> | 0.598 | 0 | 0 | 0 | 0 | Constrained, otherwise capacity available =598 kW | --> | C17 ex CARRICKMACROSS | Carrickmacross [T41,T42] | MEATH HILL |  | 53.9842 | -6.7202
049006Z | MV/LV Substation TA***006Z |  | 10 kV | _ | LV | 630 kVA :Kiosk Substation | 0.63 | --> | 0.63 | 0 | 0 | Constrained, otherwise capacity available =567 kVA | --> | 0.598 | 0 | 0 | 0 | 0 | Constrained, otherwise capacity available =590 kW | --> | C17 ex AGHAMORE | Aghamore [T41,T42] | LANESBORO |  | 53.74 | -7.9201
111070X | MV/LV Substation BA***070X |  | 10 kV | _ | LV | 400 kVA :Kiosk Substation | 0.4 | --> | 0.4 | 0 | 0 | Constrained, otherwise capacity available =203 kVA | --> | 0.38 | 0 | 0.024 | 0 | 0 | Constrained, otherwise capacity available =334 kW | --> | C15 ex BANTRY | Bantry [T41,T42] | BALLYLICKY |  | 51.6807 | -9.452
007062 | MV/LV Substation KE***062 |  | 10 kV | _ | LV | 400 kVA :Building Structure | 0.4 | --> | 0.4 | 0.15 | 0.9 |  | --> | 0.38 | 0 | 0.025 | 0 | 0 | Constrained, otherwise capacity available =326 kW | --> | C15 ex CLONARD | Clonard [T41,T42] | WEXFORD |  | 52.3303 | -6.4719
184010 | MV/LV Substation TH***010 |  | 10 kV | _ | LV | 400 kVA :Kiosk Substation | 0.4 | --> | 0.4 | 0.306 | 3.38 |  | --> | 0.38 | 0 | 0.006 | 0 | 0 | Constrained, otherwise capacity available =363 kW | --> | C13 ex CASTLEBLAYNEY | Castleblayney [T41,T42] | DUNDALK |  | 54.1208 | -6.7488
0214255 | MV/LV Substation CR***4255 |  | 10 kV | _ | LV | 400 kVA :Kiosk Substation | 0.4 | --> | 0.4 | 0 | 0 | Constrained, otherwise capacity available =347 kVA | --> | 0.38 | 0 | 0.015 | 0.362 | 0 |  | --> | C12 ex MAYFIELD | Mayfield [T41,T42] | KILBARRY |  | 51.9085 | -8.4323
019182X | MV/LV Substation CU***182X |  | 10 kV | _ | LV | 50 kVA :Pole Substation | 0.05 | --> | 0.05 | 0.019 | 1.54 |  | --> | 0.048 | 0 | 0 | 0 | 0 | Constrained, otherwise capacity available =43 kW | --> | C22 ex BALLYARD | Ballyard [T41,T42] | TRALEE |  | 52.2466 | -9.6898
081066Z | MV/LV Substation QU***066Z |  | 10 kV | _ | LV | 400 kVA :Kiosk Substation | 0.4 | --> | 0.4 | 0 | 0 | Constrained, otherwise capacity available =318 kVA | --> | 0.38 | 0 | 0.036 | 0.342 | 0 |  | --> | C20 ex CLONDALKIN | Clondalkin [T41,T42,T44] | INCHICORE 220KV |  | 53.317 | -6.3853
062078Y | MV/LV Substation LC***078Y |  | 10 kV | _ | LV | 200 kVA :Pole Substation | 0.2 | --> | 0.2 | 0.191 | 1.03 |  | --> | 0.19 | 0 | 0.01 | 0 | 0 | Constrained, otherwise capacity available =181 kW | --> | C18 ex LITTLE MILLS | Little Mills [T41] | DUNDALK |  | 53.9276 | -6.4127
249485Z | MV/LV Substation RA***485Z |  | 10 kV | _ | LV | 200 kVA :Pole Substation | 0.2 | --> | 0.2 | 0 | 0 | Constrained, otherwise capacity available =172 kVA | --> | 0.19 | 0 | 0 | 0 | 0 | Constrained, otherwise capacity available =186 kW | --> | C19 ex LISMORE | Lismore [T41,T42] | DUNGARVAN |  | 52.1329 | -7.9378
153313 | MV/LV Substation RU***313 |  | 20 kV | _ | LV | 50 kVA :Pole Substation | 0.05 | --> | 0.05 | 0 | 0 | Constrained, otherwise capacity available =45 kVA | --> | 0.048 | 0 | 0 | 0 | 0 | Constrained, otherwise capacity available =47 kW | --> | E18 ex BIRDHILL | Birdhill [T421,T422] | ARDNACRUSHA |  | 52.7005 | -8.5074
028056Y | MV/LV Substation CL***056Y |  | 10 kV | _ | LV | 630 kVA :Kiosk Substation | 0.63 | --> | 0.63 | 0 | 0 | Constrained, otherwise capacity available =512 kVA | --> | 0.598 | 0 | 0.014 | 0 | 0 | Constrained, otherwise capacity available =572 kW | --> | C13 ex COW CROSS |  |  |  | 51.8578 | -8.3062
006450Y | MV/LV Substation ED***450Y |  | 10 kV | _ | LV | 50 kVA :Pole Substation | 0.05 | --> | 0.05 | 0.018 | 1.29 |  | --> | 0.048 | 0 | 0 | 0 | 0 | Constrained, otherwise capacity available =43 kW | --> | C13 ex MONFIN | Monfin [T41,T42] | WEXFORD |  | 52.453 | -6.5639
039542X | MV/LV Substation BA***542X |  | 10 kV | _ | LV | 50 kVA :Pole Substation | 0.05 | --> | 0.05 | 0.017 | 11.03 |  | --> | 0.048 | 0 | 0 | 0.043 | 0 |  | --> | C36 ex SALTHILL | Salthill [T101,T102] | SALTHILL |  | 53.2912 | -9.0833
007142X | MV/LV Substation AR***142X |  | 10 kV | _ | LV | 200 kVA :Kiosk Substation | 0.2 | --> | 0.2 | 0.149 | 16.12 |  | --> | 0.19 | 0 | 0.005 | 0.179 | 0 |  | --> | E14 ex WEXFORD | Wexford [T121,T122] | WEXFORD |  | 52.3309 | -6.4998
1164147 | MV/LV Substation IN***4147 |  | 20 kV | _ | LV | 50 kVA :Pole Substation | 0.05 | --> | 0.05 | 0 | 0 | Constrained, otherwise capacity available =50 kVA | --> | 0.048 | 0 | 0 | 0 | 0 | Constrained, otherwise capacity available =48 kW | --> | E00 ex INISH TURK |  |  |  | 53.7066 | -10.0901
093187 | MV/LV Substation CL***187 |  | 10 kV | _ | LV | 400 kVA :Building Structure | 0.4 | --> | 0.4 | 0.304 | 2.86 |  | --> | 0.38 | 0 | 0.046 | 0.332 | 0 |  | --> | C18 ex BALLYMUN | Ballymun [T41,T42] | FINGLAS |  | 53.3885 | -6.2713
149993 | MV/LV Substation PU***993 |  | 10 kV | _ | LV | 50 kVA :Pole Substation | 0.05 | --> | 0.05 | 0 | 0 | Constrained, otherwise capacity available =27 kVA | --> | 0.048 | 0 | 0 | 0 | 0 | Constrained, otherwise capacity available =44 kW | --> | C13 ex DONEGAL | Donegal [T41,T42] | CATHALEENS FALL |  | 54.6827 | -8.0292
281142Z | MV/LV Substation DO***142Z |  | 10 kV | _ | LV | 630 kVA :Building Structure | 0.63 | --> | 0.63 | 0 | 0 | Constrained, otherwise capacity available =554 kVA | --> | 0.598 | 0 | 0.03 | 0 | 0 | Constrained, otherwise capacity available =566 kW | --> | C16 ex TOGHER | Togher [T41,T42] | TRABEG |  | 51.8742 | -8.5128
156611Y | MV/LV Substation TU***611Y |  | 10 kV | _ | LV | 100 kVA :Pole Substation | 0.1 | --> | 0.1 | 0 | 0 | Constrained, otherwise capacity available =86 kVA | --> | 0.095 | 0 | 0.005 | 0 | 0 | Constrained, otherwise capacity available =89 kW | --> | C13 ex DRUMBEAR | Drumbear [T41,T42] | LISDRUM |  | 54.2385 | -6.9735
266211X | MV/LV Substation BA***211X |  | 20 kV | _ | LV | 200 kVA :Kiosk Substation | 0.2 | --> | 0.2 | 0 | 0 | Constrained, otherwise capacity available =95 kVA | --> | 0.19 | 0 | 0.011 | 0 | 0 | Constrained, otherwise capacity available =167 kW | --> | E12 ex CARNDONAGH | Carndonagh [T421,T422] | TRILLICK |  | 55.2803 | -7.3952
020250 | MV/LV Substation LI***250 |  | 10 kV | _ | LV | 200 kVA :Pole Substation | 0.2 | --> | 0.2 | 0 | 0 | Constrained, otherwise capacity available =174 kVA | --> | 0.19 | 0 | 0 | 0 | 0 | Constrained, otherwise capacity available =186 kW | --> | C18 ex COOLCORCORAN | Coolcorcoran [T41,T42] | KNOCKEARAGH |  | 52.0743 | -9.5751
081433X | MV/LV Substation FO***433X |  | 10 kV | _ | LV | 200 kVA :Kiosk Substation | 0.2 | --> | 0.2 | 0 | 0 | Constrained, otherwise capacity available =118 kVA | --> | 0.19 | 0 | 0 | 0.178 | 0 |  | --> | C14 ex CLONDALKIN | Clondalkin [T41,T42,T44] | INCHICORE 220KV |  | 53.3391 | -6.413
503650 | MV/LV Substation HA***650 |  | 20 kV | _ | LV | 50 kVA :Pole Substation | 0.05 | --> | 0.05 | 0.044 | 1.69 |  | --> | 0.048 | 0 | 0 | 0 | 0 | Constrained, otherwise capacity available =47 kW | --> | C18 ex NEWTOWNCUNNINGHAM | Newtowncunningham [T41,T42] | LETTERKENNY |  | 55.0683 | -7.3818
058346Y | MV/LV Substation CU***346Y |  | 10 kV | _ | LV | 100 kVA :Pole Substation | 0.1 | --> | 0.1 | 0.097 | 3 |  | --> | 0.095 | 0 | 0 | 0 | 0 | Constrained, otherwise capacity available =94 kW | --> | C25 ex NENAGH | Nenagh [T41,T42] | NENAGH |  | 52.8149 | -8.1249
111403 | MV/LV Substation GA***403 |  | 20 kV | _ | LV | 100 kVA :Pole Substation | 0.1 | --> | 0.1 | 0.077 | 3.48 |  | --> | 0.095 | 0 | 0 | 0 | 0 | Constrained, otherwise capacity available =92 kW | --> | E14 ex GLENGARRIFF | Glengarriff [T421] | BALLYLICKY |  | 51.7373 | -9.545
153274X | MV/LV Substation BO***274X |  | 20 kV | _ | LV | 50 kVA :Pole Substation | 0.05 | --> | 0.05 | 0 | 0 | Constrained, otherwise capacity available =50 kVA | --> | 0.048 | 0 | 0 | 0 | 0 | Constrained, otherwise capacity available =48 kW | --> | E13 ex BIRDHILL | Birdhill [T421,T422] | ARDNACRUSHA |  | 52.7659 | -8.549
281685Z | MV/LV Substation GR***685Z |  | 10 kV | _ | LV | 400 kVA :Kiosk Substation | 0.4 | --> | 0.4 | 0.325 | 6.78 |  | --> | 0.38 | 0 | 0.004 | 0.367 | 0 |  | --> | C26 ex CASTLEVIEW | Castleview [T101,T102] | CASTLEVIEW |  | 51.8972 | -8.4062
125007Y | MV/LV Substation YO***007Y |  | 20 kV | _ | LV | 50 kVA :Pole Substation | 0.05 | --> | 0.05 | 0 | 0 | Constrained, otherwise capacity available =49 kVA | --> | 0.048 | 0 | 0 | 0 | 0 | Constrained, otherwise capacity available =47 kW | --> | C15 ex CLOONLOUGH | Cloonlough [T41,T42] | BARRYMORE |  | 52.2461 | -8.3645
049707 | MV/LV Substation TH***707 |  | 20 kV | _ | LV | 200 kVA :Pole Substation | 0.2 | --> | 0.2 | 0.166 | 0.21 |  | --> | 0.19 | 0 | 0.021 | 0 | 0 | Constrained, otherwise capacity available =170 kW | --> | E20 ex LONGFORD | Longford [T421,T422] | RICHMOND |  | 53.7378 | -7.7909
007750X | MV/LV Substation GO***750X |  | 10 kV | _ | LV | 50 kVA :Pole Substation | 0.05 | --> | 0.05 | 0 | 0 | Constrained, otherwise capacity available =50 kVA | --> | 0.048 | 0 | 0 | 0 | 0 | Constrained, otherwise capacity available =48 kW | --> | C13 ex MULGANNON | Mulgannon [T41,T42] | WEXFORD |  | 52.3246 | -6.4679
007742X | MV/LV Substation KE***742X |  | 10 kV | _ | LV | 200 kVA :Pole Substation | 0.2 | --> | 0.2 | 0 | 0 | Constrained, otherwise capacity available =178 kVA | --> | 0.19 | 0 | 0.011 | 0 | 0 | Constrained, otherwise capacity available =179 kW | --> | C20 ex MULGANNON | Mulgannon [T41,T42] | WEXFORD |  | 52.3001 | -6.4579
136953X | MV/LV Substation LA***953X |  | 10 kV | _ | LV | 100 kVA :Pole Substation | 0.1 | --> | 0.1 | 0 | 0 | Constrained, otherwise capacity available =82 kVA | --> | 0.095 | 0 | 0 | 0 | 0 | Constrained, otherwise capacity available =93 kW | --> | C12 ex ROSCOMMON | Roscommon [T41,T42] | LANESBORO |  | 53.6357 | -8.1805
039864X | MV/LV Substation AN***864X |  | 10 kV | _ | LV | 400 kVA :Kiosk Substation | 0.4 | --> | 0.4 | 0 | 0 | Constrained, otherwise capacity available =367 kVA | --> | 0.38 | 0 | 0.01 | 0.368 | 0 |  | --> | C21 ex GALWAY 110KV | Galway 110kv [T102,T103] | GALWAY 110KV |  | 53.2801 | -8.9829
026279Z | MV/LV Substation BA***279Z |  | 10 kV | _ | LV | 630 kVA :Building Structure | 0.63 | --> | 0.63 | 0.5 | 8.66 |  | --> | 0.598 | 0 | 0 | 0 | 0 | Constrained, otherwise capacity available =598 kW | --> | C20 ex BANDON | Bandon [T101,T42] | BANDON |  | 51.7443 | -8.7984
052192 | MV/LV Substation MO***192 |  | 20 kV | _ | LV | 100 kVA :Pole Substation | 0.1 | --> | 0.1 | 0.062 | 10.9 |  | --> | 0.095 | 0 | 0.005 | 0.086 | 0 |  | --> | C25 ex MULLINGAR | Mullingar [T101,T102] | MULLINGAR |  | 53.5846 | -7.5343
0354172 | MV/LV Substation BA***4172 |  | 10 kV | _ | LV | 100 kVA :Pole Substation | 0.1 | --> | 0.1 | 0.093 | 6.17 |  | --> | 0.095 | 0 | 0 | 0 | 0 | Constrained, otherwise capacity available =94 kW | --> | C24 ex CAHIR | Cahir [T41,T42] | CAHIR |  | 52.4528 | -7.838
248525X | MV/LV Substation BA***525X |  | 20 kV | _ | LV | 100 kVA :Pole Substation | 0.1 | --> | 0.1 | 0 | 0 | Constrained, otherwise capacity available =39 kVA | --> | 0.095 | 0 | 0 | 0 | 0 | Constrained, otherwise capacity available =86 kW | --> | E12 ex KILCOCK | Kilcock [T421,T422] | GRIFFINRATH |  | 53.4473 | -6.5872
071431 | MV/LV Substation KI***431 |  | 10 kV | _ | LV | 200 kVA :Pole Substation | 0.2 | --> | 0.2 | 0.171 | 5.58 |  | --> | 0.19 | 0 | 0.014 | 0.176 | 0 |  | --> | C14 ex KILCOOLE | Kilcoole [T41,T42] | FASSAROE |  | 53.1106 | -6.094
049257Z | MV/LV Substation DR***257Z |  | 20 kV | _ | LV | 200 kVA :Kiosk Substation | 0.2 | --> | 0.2 | 0.188 | 0.21 |  | --> | 0.19 | 0 | 0 | 0 | 0 | Constrained, otherwise capacity available =188 kW | --> | E12 ex LONGFORD | Longford [T421,T422] | RICHMOND |  | 53.8224 | -7.7669
0814254 | MV/LV Substation GR***4254 |  | 10 kV | _ | LV | 630 kVA :Kiosk Substation | 0.63 | --> | 0.63 | 0 | 0 | Constrained, otherwise capacity available =490 kVA | --> | 0.598 | 0 | 0.049 | 0.5 | 0 |  | --> | C29 ex GRANGE CASTLE | Grange Castle [T101,T102] | INCHICORE 220KV |  | 53.2958 | -6.4979
365055 | MV/LV Substation MA***055 |  | 10 kV | _ | LV | 630 kVA :Kiosk Substation | 0.63 | --> | 0.63 | 0 | 0 | Constrained, otherwise capacity available =370 kVA | --> | 0.598 | 0 | 0.007 | 0.5 | 0 |  | --> | C12 ex FORTUNESTOWN | Fortunestown [T101,T102] | INCHICORE 220KV |  | 53.284 | -6.4171
252781 | MV/LV Substation MO***781 |  | 20 kV | _ | LV | 50 kVA :Pole Substation | 0.05 | --> | 0.05 | 0.046 | 1.32 |  | --> | 0.048 | 0 | 0 | 0.047 | 0 |  | --> | C24 ex CLIFDEN | Clifden [T41,T42] | SCREEB |  | 53.5447 | -10.0066
028982X | MV/LV Substation FL***982X |  | 10 kV | _ | LV | 400 kVA :Kiosk Substation | 0.4 | --> | 0.4 | 0.294 | 19.7 |  | --> | 0.38 | 0 | 0.065 | 0.317 | 0 |  | --> | C12 ex COW CROSS | Cow Cross [T102,T41] | COW CROSS |  | 51.8527 | -8.3147
039212 | MV/LV Substation EL***212 |  | 10 kV | _ | LV | 630 kVA :Kiosk Substation | 0.63 | --> | 0.63 | 0 | 0 | Constrained, otherwise capacity available =528 kVA | --> | 0.598 | 0 | 0.032 | 0.5 | 0 |  | --> | C19 ex GALWAY 110KV | Galway 110kv [T102,T103] | GALWAY 110KV |  | 53.2734 | -9.0171
066700Z | MV/LV Substation CO***700Z |  | 20 kV | _ | LV | 50 kVA :Pole Substation | 0.05 | --> | 0.05 | 0 | 0 | Constrained, otherwise capacity available =50 kVA | --> | 0.048 | 0 | 0 | 0 | 0 | Constrained, otherwise capacity available =48 kW | --> | E15 ex BATTER LANE TEMPORARY | Batter Lane Temporary 38kv [T421] | GLASMORE |  | 53.5137 | -6.1916
120029 | MV/LV Substation FR***029 |  | 20 kV | _ | LV | 200 kVA :Pole Substation | 0.2 | --> | 0.2 | 0 | 0 | Constrained, otherwise capacity available =155 kVA | --> | 0.19 | 0 | 0 | 0 | 0 | Constrained, otherwise capacity available =184 kW | --> | E18 ex EDENDERRY | Edenderry [T421,T422] | BLAKE |  | 53.3372 | -7.0435
068711X | MV/LV Substation DI***711X |  | 10 kV | _ | LV | 1000 kVA :Building Structure | 1 | --> | 1 | 0.5 | 11.14 |  | --> | 0.95 | 0 | 0.02 | 0.5 | 0 |  | --> | C12 ex CABRA | Cabra [T101,T102] | FINGLAS |  | 53.377 | -6.3126
120608Y | MV/LV Substation DO***608Y |  | 20 kV | _ | LV | 630 kVA :Kiosk Substation | 0.63 | --> | 0.63 | 0 | 0 | Constrained, otherwise capacity available =605 kVA | --> | 0.598 | 0 | 0 | 0 | 0 | Constrained, otherwise capacity available =595 kW | --> | E18 ex EDENDERRY | Edenderry [T421,T422] | BLAKE |  | 53.3425 | -7.058
036404X | MV/LV Substation BA***404X |  | 20 kV | _ | LV | 50 kVA :Pole Substation | 0.05 | --> | 0.05 | 0 | 0 | Constrained, otherwise capacity available =41 kVA | --> | 0.048 | 0 | 0 | 0 | 0 | Constrained, otherwise capacity available =46 kW | --> | E18 ex GARRANACANTY | Garranacanty [T421,T422] | TIPPERARY |  | 52.503 | -8.2148
034187Y | MV/LV Substation AR***187Y |  | 20 kV | _ | LV | 100 kVA :Pole Substation | 0.1 | --> | 0.1 | 0.078 | 0.57 |  | --> | 0.095 | 0 | 0 | 0 | 0 | Constrained, otherwise capacity available =92 kW | --> | E19 ex LAWLESSTOWN | Lawlesstown [T42,T421] | DOON |  | 52.4723 | -7.6896
0494375 | MV/LV Substation NA***4375 |  | 10 kV | _ | LV | 200 kVA :Pole Substation | 0.2 | --> | 0.2 | 0.133 | 0.13 | Constrained, otherwise capacity available =200 kVA | --> | 0.19 | 0 | 0 | 0 | 0 | Constrained, otherwise capacity available =190 kW | --> | C18 ex BALLYMAHON | Ballymahon [T41,T42] | ATHLONE |  | 53.5681 | -7.768
111862Z | MV/LV Substation MA***862Z |  | 10 kV | _ | LV | 1000 kVA :Building Structure | 1 | --> | 1 | 0 | 0 | Constrained, otherwise capacity available =822 kVA | --> | 0.95 | 0 | 0 | 0 | 0 | Constrained, otherwise capacity available =926 kW | --> | C16 ex BANTRY | Bantry [T41,T42] | BALLYLICKY |  | 51.68 | -9.4585
176441Y | MV/LV Substation AB***441Y |  | 20 kV | _ | LV | 50 kVA :Pole Substation | 0.05 | --> | 0.05 | 0 | 0 | Constrained, otherwise capacity available =44 kVA | --> | 0.048 | 0 | 0 | 0 | 0 | Constrained, otherwise capacity available =47 kW | --> | E11 ex MACROOM | Macroom [T422] | MACROOM |  | 51.9416 | -8.8027
590723X | MV/LV Substation CR***723X |  | 20 kV | _ | LV | 50 kVA :Pole Substation | 0.05 | --> | 0.05 | 0.04 | 1.43 |  | --> | 0.048 | 0 | 0 | 0 | 0 | Constrained, otherwise capacity available =46 kW | --> | E17 ex CONG | Cong [T421,T422] | CLOON |  | 53.5047 | -9.2202
066824Z | MV/LV Substation GO***824Z |  | 10 kV | _ | LV | 100 kVA :Pole Substation | 0.1 | --> | 0.1 | 0 | 0 | Constrained, otherwise capacity available =84 kVA | --> | 0.095 | 0 | 0 | 0 | 0 | Constrained, otherwise capacity available =93 kW | --> | C13 ex MALAHIDE | Malahide [T41,T42] | GLASMORE |  | 53.4197 | -6.1618
066642X | MV/LV Substation SE***642X |  | 20 kV | _ | LV | 50 kVA :Pole Substation | 0.05 | --> | 0.05 | 0 | 0 | Constrained, otherwise capacity available =47 kVA | --> | 0.048 | 0 | 0 | 0 | 0 | Constrained, otherwise capacity available =47 kW | --> | E11 ex GLASMORE | Glasmore [T421,T422] | GLASMORE |  | 53.4671 | -6.199
365171X | MV/LV Substation TY***171X |  | 10 kV | _ | LV | 400 kVA :Kiosk Substation | 0.4 | --> | 0.4 | 0 | 0 | Constrained, otherwise capacity available =320 kVA | --> | 0.38 | 0 | 0.013 | 0.359 | 0 |  | --> | C20 ex TYMON | Tymon [T41,T42] | COOKSTOWN |  | 53.2988 | -6.3496
033008 | MV/LV Substation DO***008 |  | 10 kV | _ | LV | 400 kVA :Building Structure | 0.4 | --> | 0.4 | 0 | 0 | Constrained, otherwise capacity available =255 kVA | --> | 0.38 | 0 | 0 | 0 | 0 | Constrained, otherwise capacity available =360 kW | --> | C15 ex DEERPARK | Deerpark [T41,T42] | BALLYDINE |  | 52.3451 | -7.4132
368928 | MV/LV Substation C/***928 |  | 20 kV | _ | LV | 100 kVA :Pole Substation | 0.1 | --> | 0.1 | 0 | 0 | Constrained, otherwise capacity available =100 kVA | --> | 0.095 | 0 | 0 | 0 | 0 | Constrained, otherwise capacity available =95 kW | --> | C15 ex BALLYHAUNIS | Ballyhaunis [T41,T42] | DALTON |  | 53.6993 | -8.7592
210588Y | MV/LV Substation DR***588Y |  | 10 kV | _ | LV | 200 kVA :Kiosk Substation | 0.2 | --> | 0.2 | 0 | 0 | Constrained, otherwise capacity available =200 kVA | --> | 0.19 | 0 | 0 | 0 | 0 | Constrained, otherwise capacity available =190 kW | --> | C18 ex CARRICKMACROSS | Carrickmacross [T41,T42] | MEATH HILL |  | 53.9714 | -6.7101
099161 | MV/LV Substation CO***161 |  | 10 kV | _ | LV | 630 kVA :Building Structure | 0.63 | --> | 0.63 | 0 | 0 | Constrained, otherwise capacity available =353 kVA | --> | 0.598 | 0 | 0 | 0 | 0 | Constrained, otherwise capacity available =564 kW | --> | C18 ex CULLION | Cullion [T41,T42] | LETTERKENNY |  | 54.9487 | -7.7373
066044 | MV/LV Substation HI***044 |  | 20 kV | _ | LV | 200 kVA :Pole Substation | 0.2 | --> | 0.2 | 0 | 0 | Constrained, otherwise capacity available =78 kVA | --> | 0.19 | 0 | 0.005 | 0 | 0 | Constrained, otherwise capacity available =169 kW | --> | E15 ex BATTER LANE TEMPORARY | Batter Lane Temporary 38kv [T421] | GLASMORE |  | 53.487 | -6.1974
180067Y | MV/LV Substation ST***067Y |  | 10 kV | _ | LV | 100 kVA :Pole Substation | 0.1 | --> | 0.1 | 0.1 | 0.68 |  | --> | 0.095 | 0 | 0 | 0 | 0 | Constrained, otherwise capacity available =95 kW | --> | C24 ex MULLAGH | Mullagh [T44] | MEATH HILL |  | 53.8105 | -6.9374
025054 | MV/LV Substation DR***054 |  | 20 kV | _ | LV | 50 kVA :Pole Substation | 0.05 | --> | 0.05 | 0.044 | 6.21 |  | --> | 0.048 | 0 | 0 | 0 | 0 | Constrained, otherwise capacity available =47 kW | --> | E28 ex MILFORD (MWR) | Milford (mwr) [T422] | CHARLEVILLE |  | 52.3987 | -8.794
056409X | MV/LV Substation GO***409X |  | 20 kV | _ | LV | 200 kVA :Pole Substation | 0.2 | --> | 0.2 | 0.149 | 0.89 |  | --> | 0.19 | 0 | 0 | 0 | 0 | Constrained, otherwise capacity available =183 kW | --> | E20 ex BIRR | Birr [T41,T422] | DALLOW |  | 53.0409 | -8.0126
005550 | MV/LV Substation RE***550 |  | 10 kV | _ | LV | 100 kVA :Pole Substation | 0.1 | --> | 0.1 | 0.067 | 17.8 |  | --> | 0.095 | 0 | 0.007 | 0.085 | 0 |  | --> | E24 ex BANOGE | Banoge [T121,T122] | BANOGE |  | 52.646 | -6.2383
050026Y | MV/LV Substation GO***026Y |  | 10 kV | _ | LV | 1000 kVA :Building Structure | 1 | --> | 1 | 0.5 | 7.61 |  | --> | 0.95 | 0 | 0 | 0 | 0 | Constrained, otherwise capacity available =930 kW | --> | C11 ex GARRYCASTLE | Garrycastle [T41,T42] | ATHLONE |  | 53.4195 | -7.9322
058192Y | MV/LV Substation LI***192Y |  | 10 kV | _ | LV | 200 kVA :Building Structure | 0.2 | --> | 0.2 | 0.148 | 3 |  | --> | 0.19 | 0 | 0 | 0 | 0 | Constrained, otherwise capacity available =183 kW | --> | C18 ex NENAGH | Nenagh [T41,T42] | NENAGH |  | 52.8626 | -8.1918
281767Z | MV/LV Substation GU***767Z |  | 20 kV | _ | LV | 400 kVA :Building Structure | 0.4 | --> | 0.4 | 0.4 | 17.47 |  | --> | 0.38 | 0 | 0 | 0.38 | 0 |  | --> | E12 ex COOLROE | Coolroe [T121,T122] | COOLROE |  | 51.8764 | -8.6461
058496Y | MV/LV Substation WO***496Y |  | 10 kV | _ | LV | 630 kVA :Building Structure | 0.63 | --> | 0.63 | 0 | 0 | Constrained, otherwise capacity available =515 kVA | --> | 0.598 | 0 | 0 | 0 | 0 | Constrained, otherwise capacity available =583 kW | --> | C12 ex KYLEERAGH | Kyleeragh [T41,T42] | NENAGH |  | 52.8623 | -8.2181
037790X | MV/LV Substation MA***790X |  | 10 kV | _ | LV | 400 kVA :Building Structure | 0.4 | --> | 0.4 | 0.394 | 13.05 |  | --> | 0.38 | 0 | 0 | 0.379 | 0 |  | --> | C17 ex ENNIS | Ennis [T101,T102] | ENNIS |  | 52.8429 | -8.9846
013012Z | MV/LV Substation BE***012Z |  | 10 kV | _ | LV | 200 kVA :Kiosk Substation | 0.2 | --> | 0.2 | 0.121 | 0.12 | Constrained, otherwise capacity available =197 kVA | --> | 0.19 | 0 | 0 | 0.19 | 0 |  | --> | C20 ex ATHY | Athy [T101,T102] | ATHY |  | 53.0004 | -6.9857
210199Y | MV/LV Substation SH***199Y |  | 10 kV | _ | LV | 400 kVA :Kiosk Substation | 0.4 | --> | 0.4 | 0 | 0 | Constrained, otherwise capacity available =258 kVA | --> | 0.38 | 0 | 0.036 | 0 | 0 | Constrained, otherwise capacity available =334 kW | --> | C18 ex CARRICKMACROSS | Carrickmacross [T41,T42] | MEATH HILL |  | 53.9759 | -6.72
010941 | MV/LV Substation JE***941 |  | 20 kV | _ | LV | 50 kVA :Pole Substation | 0.05 | --> | 0.05 | 0 | 0 | Constrained, otherwise capacity available =22 kVA | --> | 0.048 | 0 | 0 | 0 | 0 | Constrained, otherwise capacity available =44 kW | --> | E11 ex BALLYHALE | Ballyhale [T42,T421] | KILKENNY |  | 52.5148 | -7.1742
0264094 | MV/LV Substation BA***4094 |  | 10 kV | _ | LV | 50 kVA :Pole Substation | 0.05 | --> | 0.05 | 0 | 0 | Constrained, otherwise capacity available =46 kVA | --> | 0.048 | 0 | 0 | 0 | 0 | Constrained, otherwise capacity available =47 kW | --> | E41 ex KINSALE | Kinsale [T423] | TRABEG |  | 51.7153 | -8.5518
0244052 | MV/LV Substation CO***4052 |  | 10 kV | _ | LV | 200 kVA :Pole Substation | 0.2 | --> | 0.2 | 0.2 | 2.14 |  | --> | 0.19 | 0 | 0 | 0 | 0 | Constrained, otherwise capacity available =190 kW | --> | C18 ex BUTTEVANT | Buttevant [T41,T42] | MALLOW |  | 52.2375 | -8.676
068224X | MV/LV Substation OS***224X |  | 10 kV | _ | LV | 630 kVA :Building Structure | 0.63 | --> | 0.63 | 0.5 | 14.34 |  | --> | 0.598 | 0 | 0 | 0.5 | 0 |  | --> | C13 ex NORTH QUAYS | North Quays [T101,T102,T103] | POOLBEG |  | 53.3558 | -6.242
1184071 | MV/LV Substation OG***4071 |  | 20 kV | _ | LV | 50 kVA :Pole Substation | 0.05 | --> | 0.05 | 0.05 | 0.3 |  | --> | 0.048 | 0 | 0 | 0 | 0 | Constrained, otherwise capacity available =48 kW | --> | C17 ex BANAGHER | Banagher [T41,T42] | DALLOW |  | 53.2453 | -8.1761
001536 | MV/LV Substation KI***536 |  | 10 kV | _ | LV | 100 kVA :Building Structure | 0.1 | --> | 0.1 | 0.065 | 13.42 |  | --> | 0.095 | 0 | 0.01 | 0.083 | 0 |  | --> | C18 ex POTTERY ROAD | Pottery Road [T101,T102] | CARRICKMINES |  | 53.2754 | -6.1208
2934639 | MV/LV Substation EA***4639 |  | 20 kV | _ | LV | 50 kVA :Pole Substation | 0.05 | --> | 0.05 | 0.05 | 0.43 |  | --> | 0.048 | 0 | 0 | 0 | 0 | Constrained, otherwise capacity available =48 kW | --> | E18 ex TULLOW | Tullow [T421,T422] | CARLOW |  | 52.8552 | -6.5532
154595 | MV/LV Substation CO***595 |  | 10 kV | _ | LV | 200 kVA :Kiosk Substation | 0.2 | --> | 0.2 | 0 | 0 | Constrained, otherwise capacity available =173 kVA | --> | 0.19 | 0 | 0 | 0 | 0 | Constrained, otherwise capacity available =186 kW | --> | C12 ex COOLMINE | Coolmine [T41,T42] | FINGLAS |  | 53.3861 | -6.3962
0934195 | MV/LV Substation CA***4195 |  | 10 kV | _ | LV | 400 kVA :Kiosk Substation | 0.4 | --> | 0.4 | 0 | 0 | Constrained, otherwise capacity available =308 kVA | --> | 0.38 | 0 | 0 | 0.367 | 0 |  | --> | C22 ex UNIDARE | Unidare [T41,T42] | FINGLAS |  | 53.3972 | -6.3251
192825 | MV/LV Substation CR***825 |  | 10 kV | _ | LV | 200 kVA :Pole Substation | 0.2 | --> | 0.2 | 0.182 | 1.56 |  | --> | 0.19 | 0 | 0.006 | 0 | 0 | Constrained, otherwise capacity available =183 kW | --> | C13 ex DERRYBEG | Derrybeg [T41,T42] | ARDNAGAPPARY |  | 55.0233 | -8.2655
031315Y | MV/LV Substation TH***315Y |  | 20 kV | _ | LV | 100 kVA :Pole Substation | 0.1 | --> | 0.1 | 0 | 0 | Constrained, otherwise capacity available =91 kVA | --> | 0.095 | 0 | 0.004 | 0 | 0 | Constrained, otherwise capacity available =91 kW | --> | E17 ex SPRINGS | Springs [T421,T422] | DUNGARVAN |  | 52.0951 | -7.6388
377007Y | MV/LV Substation AN***007Y |  | 20 kV | _ | LV | 50 kVA :Pole Substation | 0.05 | --> | 0.05 | 0 | 0 | Constrained, otherwise capacity available =41 kVA | --> | 0.048 | 0 | 0 | 0 | 0 | Constrained, otherwise capacity available =46 kW | --> | E18 ex GURRANEBANE | Gurranebane [T421,T422] | OUGHTRAGH |  | 51.9204 | -10.2954
093376X | MV/LV Substation NE***376X |  | 10 kV | _ | LV | 400 kVA :Building Structure | 0.4 | --> | 0.4 | 0 | 0 | Constrained, otherwise capacity available =130 kVA | --> | 0.38 | 0 | 0.04 | 0.312 | 0 |  | --> | C20 ex GRANGE (DR) | Grange (dr) [T41,T42] | GRANGE (DR) |  | 53.3968 | -6.1448
064336Y | MV/LV Substation FI***336Y |  | 10 kV | _ | LV | 200 kVA :Kiosk Substation | 0.2 | --> | 0.2 | 0 | 0 | Constrained, otherwise capacity available =103 kVA | --> | 0.19 | 0 | 0.054 | 0 | 0 | Constrained, otherwise capacity available =136 kW | --> | C18 ex RATHMULLAN | Rathmullan [T41,T42] | DRYBRIDGE |  | 53.7041 | -6.3235
006002Y | MV/LV Substation CL***002Y |  | 10 kV | _ | LV | 200 kVA :Pole Substation | 0.2 | --> | 0.2 | 0.116 | 4.38 |  | --> | 0.19 | 0 | 0 | 0.178 | 0 |  | --> | E14 ex CRANE | Crane [T122] | CRANE |  | 52.5416 | -6.551
066286X | MV/LV Substation DU***286X |  | 10 kV | _ | LV | 630 kVA :Kiosk Substation | 0.63 | --> | 0.63 | 0 | 0 | Constrained, otherwise capacity available =376 kVA | --> | 0.598 | 0 | 0 | 0.5 | 0 |  | --> | C11 ex GRANGE (DR) | Grange (dr) [T41,T42] | GRANGE (DR) |  | 53.3929 | -6.147
266446 | MV/LV Substation PO***446 |  | 20 kV | _ | LV | 100 kVA :Pole Substation | 0.1 | --> | 0.1 | 0 | 0 | Constrained, otherwise capacity available =54 kVA | --> | 0.095 | 0 | 0.003 | 0 | 0 | Constrained, otherwise capacity available =86 kW | --> | E12 ex CARNDONAGH | Carndonagh [T421,T422] | TRILLICK |  | 55.3707 | -7.3386
0154077 | MV/LV Substation ES***4077 |  | 20 kV | _ | LV | 50 kVA :Pole Substation | 0.05 | --> | 0.05 | 0 | 0 | Constrained, otherwise capacity available =47 kVA | --> | 0.048 | 0 | 0 | 0 | 0 | Constrained, otherwise capacity available =47 kW | --> | E14 ex BLESSINGTON | Blessington [T421,T422] | KILTEEL |  | 53.1203 | -6.5909
099114X | MV/LV Substation DO***114X |  | 10 kV | _ | LV | 630 kVA :Kiosk Substation | 0.63 | --> | 0.63 | 0.5 | 2.96 |  | --> | 0.598 | 0 | 0.006 | 0 | 0 | Constrained, otherwise capacity available =585 kW | --> | C12 ex BALLYRAINE | Ballyraine [T41,T42] | LETTERKENNY |  | 54.9477 | -7.7189
011470Z | MV/LV Substation CA***470Z |  | 10 kV | _ | LV | 100 kVA :Pole Substation | 0.1 | --> | 0.1 | 0.037 | 0.04 | Constrained, otherwise capacity available =87 kVA | --> | 0.095 | 0 | 0 | 0 | 0 | Constrained, otherwise capacity available =93 kW | --> | C19 ex CALLAN | Callan [T41,T42] | KILKENNY |  | 52.5456 | -7.3936
0814380 | MV/LV Substation AD***4380 |  | 20 kV | _ | LV | 630 kVA :Kiosk Substation | 0.63 | --> | 0.63 | 0 | 0 | Constrained, otherwise capacity available =610 kVA | --> | 0.598 | 0 | 0 | 0.5 | 0 |  | --> | E17 ex ADAMSTOWN | Adamstown [T121,T122] | INCHICORE 220KV |  | 53.3413 | -6.4774
210416Y | MV/LV Substation DR***416Y |  | 10 kV | _ | LV | 100 kVA :Pole Substation | 0.1 | --> | 0.1 | 0 | 0 | Constrained, otherwise capacity available =100 kVA | --> | 0.095 | 0 | 0 | 0 | 0 | Constrained, otherwise capacity available =95 kW | --> | C19 ex CARRICKMACROSS | Carrickmacross [T41,T42] | MEATH HILL |  | 53.9486 | -6.7723
007819Y | MV/LV Substation WA***819Y |  | 20 kV | _ | LV | 200 kVA :Kiosk Substation | 0.2 | --> | 0.2 | 0.171 | 1.4 |  | --> | 0.19 | 0 | 0 | 0 | 0 | Constrained, otherwise capacity available =186 kW | --> | E12 ex KILLINICK | Killinick [T421,T422] | WEXFORD |  | 52.2452 | -6.3309
249005 | MV/LV Substation BA***005 |  | 10 kV | _ | LV | 400 kVA :Kiosk Substation | 0.4 | --> | 0.4 | 0 | 0 | Constrained, otherwise capacity available =279 kVA | --> | 0.38 | 0 | 0.02 | 0 | 0 | Constrained, otherwise capacity available =348 kW | --> | C16 ex KILCLOHER | Kilcloher [T41,T42] | DUNGARVAN |  | 52.1458 | -7.8471
210577X | MV/LV Substation DR***577X |  | 10 kV | _ | LV | 50 kVA :Pole Substation | 0.05 | --> | 0.05 | 0 | 0 | Constrained, otherwise capacity available =38 kVA | --> | 0.048 | 0 | 0 | 0 | 0 | Constrained, otherwise capacity available =46 kW | --> | C17 ex CARRICKMACROSS | Carrickmacross [T41,T42] | MEATH HILL |  | 53.9698 | -6.6926
160439Y | MV/LV Substation DU***439Y |  | 20 kV | _ | LV | 200 kVA :Kiosk Substation | 0.2 | --> | 0.2 | 0 | 0 | Constrained, otherwise capacity available =134 kVA | --> | 0.19 | 0 | 0.006 | 0 | 0 | Constrained, otherwise capacity available =176 kW | --> | C11 ex KILDARE | Kildare [T41,T42] | NEWBRIDGE |  | 53.1394 | -7.059
066182X | MV/LV Substation SE***182X |  | 10 kV | _ | LV | 400 kVA :Kiosk Substation | 0.4 | --> | 0.4 | 0 | 0 | Constrained, otherwise capacity available =276 kVA | --> | 0.38 | 0 | 0.011 | 0.355 | 0 |  | --> | C13 ex SUTTON | Sutton [T41,T42] | GRANGE (DR) |  | 53.3928 | -6.1405
243508 | MV/LV Substation FA***508 |  | 20 kV | _ | LV | 50 kVA :Pole Substation | 0.05 | --> | 0.05 | 0 | 0 | Constrained, otherwise capacity available =44 kVA | --> | 0.048 | 0 | 0 | 0 | 0 | Constrained, otherwise capacity available =47 kW | --> | E18 ex INCH | Inch [T421,T422] | OUGHTRAGH |  | 52.1493 | -10.0859
015560Z | MV/LV Substation SE***560Z |  | 10 kV | _ | LV | 630 kVA :Building Structure | 0.63 | --> | 0.63 | 0 | 0 | Constrained, otherwise capacity available =590 kVA | --> | 0.598 | 0 | 0.05 | 0 | 0 | Constrained, otherwise capacity available =556 kW | --> | C17 ex NAAS | Naas [T41,T42] | KILTEEL |  | 53.2049 | -6.7356
495510X | MV/LV Substation MI***510X |  | 20 kV | _ | LV | 50 kVA :Pole Substation | 0.05 | --> | 0.05 | 0.03 | 1.5 |  | --> | 0.048 | 0 | 0 | 0.045 | 0 |  | --> | E18 ex ACHILL | Achill [T422] | CARROWBEG |  | 53.9062 | -9.7691
156016 | MV/LV Substation KI***016 |  | 10 kV | _ | LV | 200 kVA :Pole Substation | 0.2 | --> | 0.2 | 0 | 0 | Constrained, otherwise capacity available =158 kVA | --> | 0.19 | 0 | 0.004 | 0 | 0 | Constrained, otherwise capacity available =181 kW | --> | C14 ex DRUMBEAR | Drumbear [T41,T42] | LISDRUM |  | 54.238 | -6.9671
068478X | MV/LV Substation MA***478X |  | 10 kV | _ | LV | 630 kVA :Building Structure | 0.63 | --> | 0.63 | 0 | 0 | Constrained, otherwise capacity available =560 kVA | --> | 0.598 | 0 | 0 | 0.5 | 0 |  | --> | C11 ex NEWMARKET (DR) | Newmarket (dr) [T41] | FRANCIS STREET |  | 53.3395 | -6.2755
059800Y | MV/LV Substation CL***800Y |  | 10 kV | _ | LV | 50 kVA :Pole Substation | 0.05 | --> | 0.05 | 0 | 0 | Constrained, otherwise capacity available =48 kVA | --> | 0.048 | 0 | 0 | 0 | 0 | Constrained, otherwise capacity available =47 kW | --> | C20 ex CAVAN | Cavan [T42,T421] | SHANKILL |  | 53.9893 | -7.2316
0364193 | MV/LV Substation CA***4193 |  | 20 kV | _ | LV | 50 kVA :Pole Substation | 0.05 | --> | 0.05 | 0 | 0 | Constrained, otherwise capacity available =45 kVA | --> | 0.048 | 0 | 0 | 0 | 0 | Constrained, otherwise capacity available =47 kW | --> | E18 ex GARRANACANTY | Garranacanty [T421,T422] | TIPPERARY |  | 52.5467 | -8.184
005640X | MV/LV Substation BA***640X |  | 10 kV | _ | LV | 200 kVA :Pole Substation | 0.2 | --> | 0.2 | 0.191 | 17.8 |  | --> | 0.19 | 0 | 0 | 0.189 | 0 |  | --> | E24 ex BANOGE | Banoge [T121,T122] | BANOGE |  | 52.6798 | -6.2237
0814374 | MV/LV Substation KI***4374 |  | 10 kV | _ | LV | 400 kVA :Kiosk Substation | 0.4 | --> | 0.4 | 0 | 0 | Constrained, otherwise capacity available =361 kVA | --> | 0.38 | 0 | 0 | 0.375 | 0 |  | --> | C19 ex CLONDALKIN | Clondalkin [T41,T42,T44] | INCHICORE 220KV |  | 53.3031 | -6.4238
066392Z | MV/LV Substation CA***392Z |  | 10 kV | _ | LV | 630 kVA :Kiosk Substation | 0.63 | --> | 0.63 | 0 | 0 | Constrained, otherwise capacity available =488 kVA | --> | 0.598 | 0 | 0.034 | 0.5 | 0 |  | --> | C18 ex MOUNTGORRY | Mountgorry [T41,T42] | GRANGE (DR) |  | 53.446 | -6.1735
281022 | MV/LV Substation GL***022 |  | 10 kV | _ | LV | 400 kVA :Kiosk Substation | 0.4 | --> | 0.4 | 0 | 0 | Constrained, otherwise capacity available =326 kVA | --> | 0.38 | 0 | 0.053 | 0.331 | 0 |  | --> | C21 ex BALLINCOLLIG | Ballincollig [T41,T42] | KILBARRY |  | 51.8816 | -8.59
3654098 | MV/LV Substation TE***4098 |  | 10 kV | _ | LV | 400 kVA :Kiosk Substation | 0.4 | --> | 0.4 | 0 | 0 | Constrained, otherwise capacity available =398 kVA | --> | 0.38 | 0 | 0 | 0.38 | 0 |  | --> | C12 ex TYMON | Tymon [T41,T42] | COOKSTOWN |  | 53.3034 | -6.3502
049173Z | MV/LV Substation GE***173Z |  | 10 kV | _ | LV | 1000 kVA :Building Structure | 1 | --> | 1 | 0.213 | 0.21 | Constrained, otherwise capacity available =974 kVA | --> | 0.95 | 0 | 0 | 0 | 0 | Constrained, otherwise capacity available =946 kW | --> | E19 ex LONGFORD | Longford [T421,T422] | RICHMOND |  | 53.7131 | -7.8154
281034 | MV/LV Substation DO***034 |  | 10 kV | _ | LV | 200 kVA :Building Structure | 0.2 | --> | 0.2 | 0 | 0 | Constrained, otherwise capacity available =37 kVA | --> | 0.19 | 0 | 0.01 | 0 | 0 | Constrained, otherwise capacity available =159 kW | --> | C13 ex DOUGLAS | Douglas [T41,T42] | TRABEG |  | 51.8765 | -8.4337
039054 | MV/LV Substation FL***054 |  | 10 kV | _ | LV | 400 kVA :Kiosk Substation | 0.4 | --> | 0.4 | 0 | 0 | Constrained, otherwise capacity available =340 kVA | --> | 0.38 | 0 | 0 | 0.372 | 0 |  | --> | C27 ex GALWAY 110KV | Galway 110kv [T102,T103] | GALWAY 110KV |  | 53.2707 | -9.0528
064316Z | MV/LV Substation TH***316Z |  | 20 kV | _ | LV | 100 kVA :Pole Substation | 0.1 | --> | 0.1 | 0 | 0 | Constrained, otherwise capacity available =75 kVA | --> | 0.095 | 0 | 0 | 0 | 0 | Constrained, otherwise capacity available =92 kW | --> | C21 ex TERMONFECKIN ROAD | Termonfeckin Road [T41,T42] | DRYBRIDGE |  | 53.7625 | -6.2622
156225X | MV/LV Substation LI***225X |  | 20 kV | _ | LV | 100 kVA :Pole Substation | 0.1 | --> | 0.1 | 0 | 0 | Constrained, otherwise capacity available =91 kVA | --> | 0.095 | 0 | 0 | 0 | 0 | Constrained, otherwise capacity available =94 kW | --> | E14 ex EMYVALE | Emyvale [T422] | LISDRUM |  | 54.3638 | -6.9659
067497Y | MV/LV Substation HE***497Y |  | 10 kV | _ | LV | 1000 kVA :Building Structure | 1 | --> | 1 | 0 | 0 | Constrained, otherwise capacity available =846 kVA | --> | 0.95 | 0 | 0 | 0.5 | 0 |  | --> | C13 ex RAHEEN | Raheen [T41,T42] | LIMERICK |  | 52.6225 | -8.6538
204200 | MV/LV Substation UM***200 |  | 20 kV | _ | LV | 50 kVA :Pole Substation | 0.05 | --> | 0.05 | 0 | 0 | Constrained, otherwise capacity available =42 kVA | --> | 0.048 | 0 | 0.014 | 0 | 0 | Constrained, otherwise capacity available =36 kW | --> | E14 ex BUNCRANA | Buncrana [T421,T422] | TRILLICK |  | 55.1585 | -7.4382
429702 | MV/LV Substation MO***702 |  | 10 kV | _ | LV | 50 kVA :Pole Substation | 0.05 | --> | 0.05 | 0.041 | 0.33 |  | --> | 0.048 | 0 | 0 | 0 | 0 | Constrained, otherwise capacity available =46 kW | --> | C12 ex ABBEYFEALE | Abbeyfeale [T42] | TRIEN |  | 52.3144 | -9.2365
2814279 | MV/LV Substation RE***4279 |  | 10 kV | _ | LV | 400 kVA :Kiosk Substation | 0.4 | --> | 0.4 | 0 | 0 | Constrained, otherwise capacity available =342 kVA | --> | 0.38 | 0 | 0.023 | 0.355 | 0 |  | --> | C17 ex BISHOPSTOWN | Bishopstown [T41,T42] | KILBARRY |  | 51.8911 | -8.5656
039239 | MV/LV Substation BA***239 |  | 10 kV | _ | LV | 630 kVA :Kiosk Substation | 0.63 | --> | 0.63 | 0 | 0 | Constrained, otherwise capacity available =584 kVA | --> | 0.598 | 0 | 0.004 | 0.5 | 0 |  | --> | C24 ex GALWAY 110KV | Galway 110kv [T102,T103] | GALWAY 110KV |  | 53.2821 | -9.0067
014012 | MV/LV Substation GR***012 |  | 10 kV | _ | LV | 400 kVA :Building Structure | 0.4 | --> | 0.4 | 0 | 0 | Constrained, otherwise capacity available =248 kVA | --> | 0.38 | 0 | 0.019 | 0 | 0 | Constrained, otherwise capacity available =345 kW | --> | C14 ex ATHGARVAN | Athgarvan [T41,T44] | NEWBRIDGE |  | 53.1818 | -6.7851
065263Z | MV/LV Substation FI***263Z |  | 10 kV | _ | LV | 630 kVA :Building Structure | 0.63 | --> | 0.63 | 0 | 0 | Constrained, otherwise capacity available =614 kVA | --> | 0.598 | 0 | 0 | 0.5 | 0 |  | --> | C31 ex STEPHENSTOWN | Stephenstown [T101,T102] | FINGLAS |  | 53.603 | -6.1908
030775 | MV/LV Substation BA***775 |  | 20 kV | _ | LV | 50 kVA :Pole Substation | 0.05 | --> | 0.05 | 0 | 0 | Constrained, otherwise capacity available =48 kVA | --> | 0.048 | 0 | 0 | 0 | 0 | Constrained, otherwise capacity available =47 kW | --> | C13 ex CLOYNE | Cloyne [T41] | MIDLETON |  | 51.8698 | -7.9847
365919 | MV/LV Substation WE***919 |  | 10 kV | _ | LV | 630 kVA :Building Structure | 0.63 | --> | 0.63 | 0 | 0 | Constrained, otherwise capacity available =520 kVA | --> | 0.598 | 0 | 0.05 | 0.5 | 0 |  | --> | C22 ex BALLYMOUNT | Ballymount [T41,T42] | INCHICORE 220KV |  | 53.3221 | -6.3663
020510 | MV/LV Substation SC***510 |  | 10 kV | _ | LV | 50 kVA :Pole Substation | 0.05 | --> | 0.05 | 0 | 0 | Constrained, otherwise capacity available =43 kVA | --> | 0.048 | 0 | 0 | 0 | 0 | Constrained, otherwise capacity available =46 kW | --> | C18 ex COOLCORCORAN | Coolcorcoran [T41,T42] | KNOCKEARAGH |  | 52.0942 | -9.5304
019365X | MV/LV Substation FE***365X |  | 10 kV | _ | LV | 630 kVA :Building Structure | 0.63 | --> | 0.63 | 0.5 | 1.54 |  | --> | 0.598 | 0 | 0.006 | 0 | 0 | Constrained, otherwise capacity available =587 kW | --> | C11 ex BALLYARD | Ballyard [T41,T42] | TRALEE |  | 52.2634 | -9.7068
008016 | MV/LV Substation HE***016 |  | 10 kV | _ | LV | 400 kVA :Kiosk Substation | 0.4 | --> | 0.4 | 0 | 0 | Constrained, otherwise capacity available =222 kVA | --> | 0.38 | 0 | 0.029 | 0 | 0 | Constrained, otherwise capacity available =333 kW | --> | C18 ex KNOCKMULLEN | Knockmullen [T42,T421] | GREAT ISLAND |  | 52.3909 | -6.9479
020489 | MV/LV Substation MA***489 |  | 10 kV | _ | LV | 100 kVA :Pole Substation | 0.1 | --> | 0.1 | 0 | 0 | Constrained, otherwise capacity available =93 kVA | --> | 0.095 | 0 | 0.011 | 0 | 0 | Constrained, otherwise capacity available =86 kW | --> | C18 ex COOLCORCORAN | Coolcorcoran [T41,T42] | KNOCKEARAGH |  | 52.0678 | -9.5891
031914 | MV/LV Substation BA***914 |  | 20 kV | _ | LV | 50 kVA :Pole Substation | 0.05 | --> | 0.05 | 0 | 0 | Constrained, otherwise capacity available =42 kVA | --> | 0.048 | 0 | 0.02 | 0 | 0 | Constrained, otherwise capacity available =32 kW | --> | E17 ex SPRINGS | Springs [T421,T422] | DUNGARVAN |  | 52.1074 | -7.5691
1644055 | MV/LV Substation BA***4055 |  | 10 kV | _ | LV | 400 kVA :Kiosk Substation | 0.4 | --> | 0.4 | 0 | 0 | Constrained, otherwise capacity available =395 kVA | --> | 0.38 | 0 | 0 | 0 | 0 | Constrained, otherwise capacity available =379 kW | --> | C15 ex SKIBBEREEN | Skibbereen [T41,T42] | DUNMANWAY |  | 51.4839 | -9.3743
049871X | MV/LV Substation SP***871X |  | 10 kV | _ | LV | 200 kVA :Kiosk Substation | 0.2 | --> | 0.2 | 0.118 | 2.8 |  | --> | 0.19 | 0 | 0 | 0 | 0 | Constrained, otherwise capacity available =178 kW | --> | C17 ex GLEBE | Glebe [T41,T42] | RICHMOND |  | 53.7274 | -7.7874
053793 | MV/LV Substation AG***793 |  | 10 kV | _ | LV | 50 kVA :Pole Substation | 0.05 | --> | 0.05 | 0.033 | 2.39 |  | --> | 0.048 | 0 | 0.005 | 0 | 0 | Constrained, otherwise capacity available =41 kW | --> | C18 ex SRAH | Srah [T41,T42] | THORNSBERRY |  | 53.2893 | -7.5896
118328 | MV/LV Substation ST***328 |  | 20 kV | _ | LV | 100 kVA :Pole Substation | 0.1 | --> | 0.1 | 0 | 0 | Constrained, otherwise capacity available =50 kVA | --> | 0.095 | 0 | 0.011 | 0 | 0 | Constrained, otherwise capacity available =80 kW | --> | E15 ex CREAGH | Creagh [T421,T422] | ATHLONE |  | 53.2782 | -8.0388
2814455 | MV/LV Substation MO***4455 |  | 10 kV | _ | LV | 630 kVA :Building Structure | 0.63 | --> | 0.63 | 0 | 0 | Constrained, otherwise capacity available =586 kVA | --> | 0.598 | 0 | 0 | 0 | 0 | Constrained, otherwise capacity available =592 kW | --> | C18 ex DENNEHYS CROSS | Dennehys Cross [T41,T42] | TRABEG |  | 51.8879 | -8.5111
253140X | MV/LV Substation KI***140X |  | 20 kV | _ | LV | 50 kVA :Pole Substation | 0.05 | --> | 0.05 | 0 | 0 | Constrained, otherwise capacity available =49 kVA | --> | 0.048 | 0 | 0 | 0 | 0 | Constrained, otherwise capacity available =47 kW | --> | E16 ex GLENAMADDY | Glenamaddy [T422] | ATHLONE |  | 53.5643 | -8.6454
182709 | MV/LV Substation DR***709 |  | 20 kV | _ | LV | 50 kVA :Pole Substation | 0.05 | --> | 0.05 | 0 | 0 | Constrained, otherwise capacity available =48 kVA | --> | 0.048 | 0 | 0 | 0 | 0 | Constrained, otherwise capacity available =47 kW | --> | C16 ex TULLA | Tulla [T41,T42] | ENNIS |  | 52.826 | -8.6404
066768Z | MV/LV Substation BE***768Z |  | 10 kV | _ | LV | 400 kVA :Kiosk Substation | 0.4 | --> | 0.4 | 0 | 0 | Constrained, otherwise capacity available =386 kVA | --> | 0.38 | 0 | 0 | 0.378 | 0 |  | --> | C11 ex HOWTH JUNCTION | Howth Junction [T41,T42] | GRANGE (DR) |  | 53.3806 | -6.1601
067519Y | MV/LV Substation GL***519Y |  | 10 kV | _ | LV | 400 kVA :Kiosk Substation | 0.4 | --> | 0.4 | 0.4 | 13.8 |  | --> | 0.38 | 0 | 0 | 0.38 | 0 |  | --> | C21 ex SINGLAND | Singland [T101,T102] | SINGLAND |  | 52.6572 | -8.5914
0654321 | MV/LV Substation BA***4321 |  | 20 kV | _ | LV | 50 kVA :Pole Substation | 0.05 | --> | 0.05 | 0 | 0 | Constrained, otherwise capacity available =50 kVA | --> | 0.048 | 0 | 0 | 0 | 0 | Constrained, otherwise capacity available =48 kW | --> | C11 ex LOUGHSHINNY | Loughshinny [T41,T42] | GLASMORE |  | 53.5384 | -6.1255
066686Z | MV/LV Substation FO***686Z |  | 10 kV | _ | LV | 630 kVA :Building Structure | 0.63 | --> | 0.63 | 0 | 0 | Constrained, otherwise capacity available =443 kVA | --> | 0.598 | 0 | 0 | 0 | 0 | Constrained, otherwise capacity available =576 kW | --> | E17 ex GLASMORE | Glasmore [T421,T422] | GLASMORE |  | 53.4463 | -6.2382
054807X | MV/LV Substation KN***807X |  | 10 kV | _ | LV | 1000 kVA :Building Structure | 1 | --> | 1 | 0 | 0 | Constrained, otherwise capacity available =974 kVA | --> | 0.95 | 0 | 0 | 0 | 0 | Constrained, otherwise capacity available =946 kW | --> | C11 ex MOUNTRATH | Mountrath [T41,T42] | PORTLAOISE |  | 52.9742 | -7.5255
032061 | MV/LV Substation AM***061 |  | 10 kV | _ | LV | 630 kVA :Kiosk Substation | 0.63 | --> | 0.63 | 0 | 0 | Constrained, otherwise capacity available =590 kVA | --> | 0.598 | 0 | 0 | 0 | 0 | Constrained, otherwise capacity available =593 kW | --> | C16 ex TRAMORE | Tramore [T41,T42] | BUTLERSTOWN |  | 52.1603 | -7.1476
1394389 | MV/LV Substation BJ***4389 |  | 10 kV | _ | LV | 630 kVA :Building Structure | 0.63 | --> | 0.63 | 0.5 | 4 |  | --> | 0.598 | 0 | 0 | 0 | 0 | Constrained, otherwise capacity available =598 kW | --> | C17 ex BALLYJAMESDUFF | Ballyjamesduff [T41,T42] | SHANKILL |  | 53.8647 | -7.2105
0624326 | MV/LV Substation WA***4326 |  | 10 kV | _ | LV | 400 kVA :Kiosk Substation | 0.4 | --> | 0.4 | 0.35 | 3.12 |  | --> | 0.38 | 0 | 0 | 0 | 0 | Constrained, otherwise capacity available =373 kW | --> | C21 ex MARSHES | Marshes [T41,T42] | DUNDALK |  | 53.9625 | -6.3944
082091Z | MV/LV Substation CO***091Z |  | 10 kV | _ | LV | 50 kVA :Pole Substation | 0.05 | --> | 0.05 | 0.04 | 1.82 |  | --> | 0.048 | 0 | 0 | 0 | 0 | Constrained, otherwise capacity available =46 kW | --> | C15 ex RANDALSTOWN | Randalstown [T41] | NAVAN |  | 53.6732 | -6.7586
012356Y | MV/LV Substation G ***356Y |  | 10 kV | _ | LV | 50 kVA :Pole Substation | 0.05 | --> | 0.05 | 0.049 | 1.99 |  | --> | 0.048 | 0 | 0 | 0 | 0 | Constrained, otherwise capacity available =47 kW | --> | C18 ex GRAIGUE | Graigue [T41,T42] | CARLOW |  | 52.8422 | -6.9433
050922X | MV/LV Substation SH***922X |  | 10 kV | _ | LV | 400 kVA :Kiosk Substation | 0.4 | --> | 0.4 | 0 | 0 | Constrained, otherwise capacity available =291 kVA | --> | 0.38 | 0 | 0 | 0 | 0 | Constrained, otherwise capacity available =365 kW | --> | C23 ex ATHLONE | Athlone [T41,T42] | ATHLONE |  | 53.4214 | -7.9418
048025 | MV/LV Substation CA***025 |  | 20 kV | _ | LV | 50 kVA :Pole Substation | 0.05 | --> | 0.05 | 0.017 | 2.03 |  | --> | 0.048 | 0 | 0 | 0 | 0 | Constrained, otherwise capacity available =43 kW | --> | E15 ex MOHILL | Mohill [T421,T422] | CARRICK ON SHANNON |  | 53.9251 | -7.8679
093598Z | MV/LV Substation ST***598Z |  | 10 kV | _ | LV | 630 kVA :Building Structure | 0.63 | --> | 0.63 | 0.449 | 12.96 |  | --> | 0.598 | 0 | 0 | 0.5 | 0 |  | --> | C17 ex ARTANE | Artane [T101,T102] | FINGLAS |  | 53.3834 | -6.1824
041906X | MV/LV Substation MA***906X |  | 10 kV | _ | LV | 50 kVA :Pole Substation | 0.05 | --> | 0.05 | 0 | 0 | Constrained, otherwise capacity available =42 kVA | --> | 0.048 | 0 | 0.01 | 0 | 0 | Constrained, otherwise capacity available =39 kW | --> | E13 ex DALTON | Dalton [T421,T422] | DALTON |  | 53.7151 | -9.0066
081607Z | MV/LV Substation ES***607Z |  | 10 kV | _ | LV | 400 kVA :Building Structure | 0.4 | --> | 0.4 | 0 | 0 | Constrained, otherwise capacity available =399 kVA | --> | 0.38 | 0 | 0 | 0.38 | 0 |  | --> | C18 ex LUCAN EAST | Lucan East [T41,T42] | GRANGE CASTLE |  | 53.3573 | -6.4293
067974Y | MV/LV Substation ST***974Y |  | 10 kV | _ | LV | 400 kVA :Kiosk Substation | 0.4 | --> | 0.4 | 0.379 | 13.8 |  | --> | 0.38 | 0 | 0.004 | 0.374 | 0 |  | --> | C20 ex SINGLAND | Singland [T101,T102] | SINGLAND |  | 52.6629 | -8.6042
062689Y | MV/LV Substation SI***689Y |  | 20 kV | _ | LV | 100 kVA :Pole Substation | 0.1 | --> | 0.1 | 0.1 | 19.76 |  | --> | 0.095 | 0 | 0 | 0.095 | 0 |  | --> | E19 ex MULLAGHARLIN | Mullagharlin [T121,T122] | MULLAGHARLIN |  | 53.9725 | -6.4232
0684511 | MV/LV Substation LE***4511 |  | 10 kV | _ | LV | 1000 kVA :Building Structure | 1 | --> | 1 | 0 | 0 | Constrained, otherwise capacity available =1000 kVA | --> | 0.95 | 0 | 0 | 0.5 | 0 |  | --> | C17 ex NEWMARKET (DR) | Newmarket (dr) [T41] | FRANCIS STREET |  | 53.3416 | -6.269
021707Z | MV/LV Substation SU***707Z |  | 10 kV | _ | LV | 400 kVA :Kiosk Substation | 0.4 | --> | 0.4 | 0 | 0 | Constrained, otherwise capacity available =320 kVA | --> | 0.38 | 0 | 0 | 0.369 | 0 |  | --> | C17 ex KILBARRY | Kilbarry [T101,T43] | KILBARRY |  | 51.9094 | -8.467
028001Y | MV/LV Substation WO***001Y |  | 10 kV | _ | LV | 400 kVA :Kiosk Substation | 0.4 | --> | 0.4 | 0.336 | 19.7 |  | --> | 0.38 | 0 | 0.025 | 0.353 | 0 |  | --> | C12 ex COW CROSS | Cow Cross [T102,T41] | COW CROSS |  | 51.8513 | -8.3154
281553Y | MV/LV Substation DA***553Y |  | 10 kV | _ | LV | 400 kVA :Kiosk Substation | 0.4 | --> | 0.4 | 0 | 0 | Constrained, otherwise capacity available =326 kVA | --> | 0.38 | 0 | 0.067 | 0.32 | 0 |  | --> | C26 ex BISHOPSTOWN | Bishopstown [T41,T42] | KILBARRY |  | 51.8905 | -8.5717
0644456 | MV/LV Substation SE***4456 |  | 10 kV | _ | LV | 630 kVA :Kiosk Substation | 0.63 | --> | 0.63 | 0 | 0 | Constrained, otherwise capacity available =623 kVA | --> | 0.598 | 0 | 0 | 0 | 0 | Constrained, otherwise capacity available =598 kW | --> | C22 ex TERMONFECKIN ROAD | Termonfeckin Road [T41,T42] | DRYBRIDGE |  | 53.7295 | -6.3697
117795X | MV/LV Substation CO***795X |  | 20 kV | _ | LV | 100 kVA :Pole Substation | 0.1 | --> | 0.1 | 0 | 0 | Constrained, otherwise capacity available =89 kVA | --> | 0.095 | 0 | 0 | 0 | 0 | Constrained, otherwise capacity available =94 kW | --> | E18 ex COLLOONEY | Collooney [T421,T422] | SLIGO |  | 54.0888 | -8.3491
015399Z | MV/LV Substation MI***399Z |  | 10 kV | _ | LV | 630 kVA :Building Structure | 0.63 | --> | 0.63 | 0.494 | 12.6 |  | --> | 0.598 | 0 | 0 | 0.5 | 0 |  | --> | C14 ex MONREAD | Monread [T101,T102] | MONREAD |  | 53.2357 | -6.6697
066398X | MV/LV Substation BR***398X |  | 10 kV | _ | LV | 400 kVA :Kiosk Substation | 0.4 | --> | 0.4 | 0 | 0 | Constrained, otherwise capacity available =205 kVA | --> | 0.38 | 0 | 0.01 | 0 | 0 | Constrained, otherwise capacity available =345 kW | --> | E12 ex GLASMORE | Glasmore [T421,T422] | GLASMORE |  | 53.4555 | -6.2474
162981 | MV/LV Substation ED***981 |  | 10 kV | _ | LV | 50 kVA :Pole Substation | 0.05 | --> | 0.05 | 0.05 | 0.25 |  | --> | 0.048 | 0 | 0 | 0 | 0 | Constrained, otherwise capacity available =48 kW | --> | C11 ex ROSSGEIR | Rossgeir [T41,T42] | LETTERKENNY |  | 54.8479 | -7.4885
1114116 | MV/LV Substation DU***4116 |  | 20 kV | _ | LV | 50 kVA :Pole Substation | 0.05 | --> | 0.05 | 0.048 | 0.94 |  | --> | 0.048 | 0 | 0 | 0 | 0 | Constrained, otherwise capacity available =47 kW | --> | E15 ex CASTLETOWNBERE | Castletownbere [T421] | BALLYLICKY |  | 51.6315 | -9.9375
111977X | MV/LV Substation GL***977X |  | 20 kV | _ | LV | 200 kVA :Kiosk Substation | 0.2 | --> | 0.2 | 0.196 | 3.48 |  | --> | 0.19 | 0 | 0 | 0 | 0 | Constrained, otherwise capacity available =190 kW | --> | E14 ex GLENGARRIFF | Glengarriff [T421] | BALLYLICKY |  | 51.7596 | -9.5788
266009X | MV/LV Substation GL***009X |  | 20 kV | _ | LV | 50 kVA :Pole Substation | 0.05 | --> | 0.05 | 0 | 0 | Constrained, otherwise capacity available =43 kVA | --> | 0.048 | 0 | 0 | 0 | 0 | Constrained, otherwise capacity available =47 kW | --> | E12 ex CARNDONAGH | Carndonagh [T421,T422] | TRILLICK |  | 55.2843 | -7.3961
0014158 | MV/LV Substation MA***4158 |  | 10 kV | _ | LV | 1000 kVA :Building Structure | 1 | --> | 1 | 0 | 0 | Constrained, otherwise capacity available =1000 kVA | --> | 0.95 | 0 | 0 | 0.5 | 0 |  | --> | C19 ex LOUGHLINSTOWN | Loughlinstown [T41,T42] | CARRICKMINES |  | 53.2456 | -6.144
0684185 | MV/LV Substation HE***4185 |  | 10 kV | _ | LV | 200 kVA :Kiosk Substation | 0.2 | --> | 0.2 | 0.2 | 20.78 |  | --> | 0.19 | 0 | 0 | 0.19 | 0 |  | --> | C12 ex HEUSTON SQUARE | Heuston Square [T101,T102] | INCHICORE 220KV |  | 53.3451 | -6.3
127179 | MV/LV Substation H/***179 |  | 20 kV | _ | LV | 200 kVA :Pole Substation | 0.2 | --> | 0.2 | 0 | 0 | Constrained, otherwise capacity available =186 kVA | --> | 0.19 | 0 | 0 | 0 | 0 | Constrained, otherwise capacity available =188 kW | --> | C16 ex HOLYCROSS ROAD | Holycross Road [T41,T42] | THURLES |  | 52.6373 | -7.8683
2654023 | MV/LV Substation TE***4023 |  | 10 kV | _ | LV | 50 kVA :Pole Substation | 0.05 | --> | 0.05 | 0.043 | 2.56 |  | --> | 0.048 | 0 | 0 | 0.047 | 0 |  | --> | C17 ex KILLESHANDRA | Killeshandra [T41,T42] | GORTAWEE |  | 54.0163 | -7.5357
160096Z | MV/LV Substation SU***096Z |  | 10 kV | _ | LV | 400 kVA :Building Structure | 0.4 | --> | 0.4 | 0 | 0 | Constrained, otherwise capacity available =392 kVA | --> | 0.38 | 0 | 0 | 0 | 0 | Constrained, otherwise capacity available =379 kW | --> | C15 ex PORTARLINGTON | Portarlington [T41,T42] | PORTLAOISE |  | 53.1608 | -7.1923
039339 | MV/LV Substation DA***339 |  | 10 kV | _ | LV | 400 kVA :Kiosk Substation | 0.4 | --> | 0.4 | 0.249 | 11.03 |  | --> | 0.38 | 0 | 0.047 | 0.324 | 0 |  | --> | C36 ex SALTHILL | Salthill [T101,T102] | SALTHILL |  | 53.2897 | -9.0804
0684598 | MV/LV Substation LA***4598 |  | 10 kV | _ | LV | 1000 kVA :Building Structure | 1 | --> | 1 | 0.5 | 7.2 |  | --> | 0.95 | 0 | 0 | 0.5 | 0 |  | --> | C23 ex TRINITY | Trinity [T101,T102] | POOLBEG |  | 53.3343 | -6.25
027359X | MV/LV Substation DO***359X |  | 10 kV | _ | LV | 400 kVA :Kiosk Substation | 0.4 | --> | 0.4 | 0.389 | 7.79 |  | --> | 0.38 | 0 | 0.015 | 0 | 0 | Constrained, otherwise capacity available =367 kW | --> | C11 ex DUNMANWAY | Dunmanway [T422,T43] | DUNMANWAY |  | 51.7168 | -9.1071
001234 | MV/LV Substation HY***234 |  | 10 kV | _ | LV | 400 kVA :Kiosk Substation | 0.4 | --> | 0.4 | 0.28 | 1.23 |  | --> | 0.38 | 0 | 0.047 | 0.328 | 0 |  | --> | C23 ex SALLYNOGGIN ROAD | Sallynoggin Road [T41,T42] | CHERRYWOOD |  | 53.2812 | -6.11
025167 | MV/LV Substation KI***167 |  | 10 kV | _ | LV | 200 kVA :Building Structure | 0.2 | --> | 0.2 | 0 | 0 | Constrained, otherwise capacity available =172 kVA | --> | 0.19 | 0 | 0 | 0 | 0 | Constrained, otherwise capacity available =186 kW | --> | C12 ex KILMALLOCK | Kilmallock [T41,T42] | CHARLEVILLE |  | 52.4026 | -8.5698
068100 | MV/LV Substation IN***100 |  | 10 kV | _ | LV | 630 kVA :Building Structure | 0.63 | --> | 0.63 | 0 | 2.6 |  | --> | 0.598 | 0 | 0 | 0.476 | 0 |  | --> | C22 ex WOLFE TONE STREET | Wolfe Tone Street [T101,T102] | FINGLAS |  | 53.3489 | -6.2614
165787X | MV/LV Substation VA***787X |  | 10 kV | _ | LV | 400 kVA :Building Structure | 0.4 | --> | 0.4 | 0 | 0 | Constrained, otherwise capacity available =308 kVA | --> | 0.38 | 0 | 0 | 0 | 0 | Constrained, otherwise capacity available =367 kW | --> | C15 ex CLONAKILTY | Clonakilty [T41,T42] | DUNMANWAY |  | 51.6171 | -8.8949
0074531 | MV/LV Substation ST***4531 |  | 10 kV | _ | LV | 630 kVA :Kiosk Substation | 0.63 | --> | 0.63 | 0.5 | 16.12 |  | --> | 0.598 | 0 | 0 | 0.5 | 0 |  | --> | E19 ex WEXFORD | Wexford [T121,T122] | WEXFORD |  | 52.3371 | -6.5104
062663X | MV/LV Substation DU***663X |  | 10 kV | _ | LV | 100 kVA :Pole Substation | 0.1 | --> | 0.1 | 0.097 | 1.03 |  | --> | 0.095 | 0 | 0 | 0 | 0 | Constrained, otherwise capacity available =95 kW | --> | C18 ex LITTLE MILLS | Little Mills [T41] | DUNDALK |  | 53.9664 | -6.434
0224080 | MV/LV Substation FI***4080 |  | 10 kV | _ | LV | 200 kVA :Pole Substation | 0.2 | --> | 0.2 | 0.177 | 4.55 |  | --> | 0.19 | 0 | 0 | 0 | 0 | Constrained, otherwise capacity available =187 kW | --> | C14 ex MALLOW | Mallow [T41,T42] | MALLOW |  | 52.1404 | -8.6536
281583X | MV/LV Substation LE***583X |  | 10 kV | _ | LV | 400 kVA :Kiosk Substation | 0.4 | --> | 0.4 | 0 | 0 | Constrained, otherwise capacity available =263 kVA | --> | 0.38 | 0 | 0.02 | 0.346 | 0 |  | --> | C26 ex BISHOPSTOWN | Bishopstown [T41,T42] | KILBARRY |  | 51.8905 | -8.5821
009203Y | MV/LV Substation DE***203Y |  | 10 kV | _ | LV | 630 kVA :Kiosk Substation | 0.63 | --> | 0.63 | 0.5 | 0.53 | Constrained, otherwise capacity available =558 kVA | --> | 0.598 | 0 | 0.02 | 0 | 0 | Constrained, otherwise capacity available =574 kW | --> | C16 ex MANOR STREET | Manor Street [T41,T42] | WATERFORD |  | 52.2532 | -7.1018
345731 | MV/LV Substation CO***731 |  | 20 kV | _ | LV | 100 kVA :Pole Substation | 0.1 | --> | 0.1 | 0 | 0 | Constrained, otherwise capacity available =41 kVA | --> | 0.095 | 0 | 0.015 | 0.076 | 0 |  | --> | E16 ex MANORHAMILTON | Manorhamilton [T422] | SLIGO |  | 54.3024 | -8.1764
060050 | MV/LV Substation MA***050 |  | 10 kV | _ | LV | 630 kVA :Kiosk Substation | 0.63 | --> | 0.63 | 0.452 | 2.57 |  | --> | 0.598 | 0 | 0.01 | 0 | 0 | Constrained, otherwise capacity available =566 kW | --> | C19 ex ERRIGAL | Errigal [T41,T422] | SHANKILL |  | 54.0726 | -7.0813
154214Z | MV/LV Substation MA***214Z |  | 10 kV | _ | LV | 400 kVA :Building Structure | 0.4 | --> | 0.4 | 0 | 0 | Constrained, otherwise capacity available =279 kVA | --> | 0.38 | 0 | 0.15 | 0.252 | 0 |  | --> | C17 ex MACETOWN | Macetown [T101,T102] | MACETOWN |  | 53.4135 | -6.4073
001181 | MV/LV Substation TO***181 |  | 10 kV | _ | LV | 400 kVA :Kiosk Substation | 0.4 | --> | 0.4 | 0.25 | 4.01 |  | --> | 0.38 | 0 | 0.041 | 0.329 | 0 |  | --> | C15 ex BALLINCLEA | Ballinclea [T41] | CHERRYWOOD |  | 53.2716 | -6.1022
070007 | MV/LV Substation BO***007 |  | 10 kV | _ | LV | 200 kVA :Pole Substation | 0.2 | --> | 0.2 | 0.131 | 2.63 |  | --> | 0.19 | 0 | 0.005 | 0.177 | 0 |  | --> | C12 ex CLOONBANNIN | Cloonbannin [T42] | GLENLARA |  | 52.1579 | -9.0704
118320Y | MV/LV Substation MO***320Y |  | 10 kV | _ | LV | 50 kVA :Pole Substation | 0.05 | --> | 0.05 | 0.026 | 2 |  | --> | 0.048 | 0 | 0 | 0 | 0 | Constrained, otherwise capacity available =44 kW | --> | C12 ex BALLINASLOE | Ballinasloe [T41,T42] | SOMERSET |  | 53.3212 | -8.1959
039217X | MV/LV Substation DO***217X |  | 10 kV | _ | LV | 630 kVA :Kiosk Substation | 0.63 | --> | 0.63 | 0.341 | 3.45 |  | --> | 0.598 | 0 | 0.03 | 0.5 | 0 |  | --> | C18 ex TRIMMS LANE | Trimms Lane [T41,T42] | SALTHILL |  | 53.2698 | -9.0583
281969X | MV/LV Substation TE***969X |  | 10 kV | _ | LV | 630 kVA :Building Structure | 0.63 | --> | 0.63 | 0 | 0 | Constrained, otherwise capacity available =510 kVA | --> | 0.598 | 0 | 0 | 0 | 0 | Constrained, otherwise capacity available =582 kW | --> | C20 ex DENNEHYS CROSS | Dennehys Cross [T41,T42] | TRABEG |  | 51.8802 | -8.5087
015949Z | MV/LV Substation SY***949Z |  | 10 kV | _ | LV | 630 kVA :Building Structure | 0.63 | --> | 0.63 | 0.5 | 12.6 |  | --> | 0.598 | 0 | 0 | 0.5 | 0 |  | --> | C14 ex MONREAD | Monread [T101,T102] | MONREAD |  | 53.2374 | -6.6679
429400 | MV/LV Substation MO***400 |  | 10 kV | _ | LV | 50 kVA :Pole Substation | 0.05 | --> | 0.05 | 0.049 | 0.33 |  | --> | 0.048 | 0 | 0 | 0 | 0 | Constrained, otherwise capacity available =47 kW | --> | C12 ex ABBEYFEALE | Abbeyfeale [T42] | TRIEN |  | 52.3232 | -9.2415
065447 | MV/LV Substation HA***447 |  | 10 kV | _ | LV | 50 kVA :Pole Substation | 0.05 | --> | 0.05 | 0 | 0 | Constrained, otherwise capacity available =45 kVA | --> | 0.048 | 0 | 0 | 0.047 | 0 |  | --> | C25 ex STEPHENSTOWN | Stephenstown [T101,T102] | FINGLAS |  | 53.594 | -6.1646
156084Z | MV/LV Substation LI***084Z |  | 10 kV | _ | LV | 50 kVA :Pole Substation | 0.05 | --> | 0.05 | 0 | 0 | Constrained, otherwise capacity available =50 kVA | --> | 0.048 | 0 | 0 | 0 | 0 | Constrained, otherwise capacity available =48 kW | --> | C20 ex DRUMBEAR | Drumbear [T41,T42] | LISDRUM |  | 54.1999 | -6.9487
0654224 | MV/LV Substation DE***4224 |  | 10 kV | _ | LV | 50 kVA :Pole Substation | 0.05 | --> | 0.05 | 0 | 0 | Constrained, otherwise capacity available =50 kVA | --> | 0.048 | 0 | 0 | 0 | 0 | Constrained, otherwise capacity available =48 kW | --> | C16 ex LOUGHSHINNY | Loughshinny [T41,T42] | GLASMORE |  | 53.5732 | -6.1896
054037Z | MV/LV Substation DE***037Z |  | 20 kV | _ | LV | 200 kVA :Kiosk Substation | 0.2 | --> | 0.2 | 0 | 0 | Constrained, otherwise capacity available =171 kVA | --> | 0.19 | 0 | 0.004 | 0 | 0 | Constrained, otherwise capacity available =183 kW | --> | E13 ex ABBEYLEIX | Abbeyleix [T422] | PORTLAOISE |  | 52.9092 | -7.3502
066349Z | MV/LV Substation BI***349Z |  | 10 kV | _ | LV | 630 kVA :Kiosk Substation | 0.63 | --> | 0.63 | 0 | 0 | Constrained, otherwise capacity available =498 kVA | --> | 0.598 | 0 | 0.023 | 0 | 0 | Constrained, otherwise capacity available =563 kW | --> | C18 ex MALAHIDE | Malahide [T41,T42] | GLASMORE |  | 53.445 | -6.1372
067657 | MV/LV Substation MA***657 |  | 20 kV | _ | LV | 50 kVA :Pole Substation | 0.05 | --> | 0.05 | 0.021 | 6.81 |  | --> | 0.048 | 0 | 0.01 | 0.036 | 0 |  | --> | C03 ex AHANE | Ahane [T102] | AHANE |  | 52.6664 | -8.5337
068587 | MV/LV Substation HI***587 |  | 10 kV | _ | LV | 1000 kVA :Building Structure | 1 | --> | 1 | 0.5 | 0.98 |  | --> | 0.95 | 0 | 0.036 | 0.5 | 0 |  | --> | C21 ex LEESON STREET | Leeson Street [T41,T42] | MILLTOWN (DR) |  | 53.3317 | -6.2562
028021Y | MV/LV Substation CH***021Y |  | 10 kV | _ | LV | 400 kVA :Kiosk Substation | 0.4 | --> | 0.4 | 0 | 0 | Constrained, otherwise capacity available =254 kVA | --> | 0.38 | 0 | 0.059 | 0 | 0 | Constrained, otherwise capacity available =316 kW | --> | C13 ex COW CROSS |  |  |  | 51.8552 | -8.3243
156240Z | MV/LV Substation TU***240Z |  | 20 kV | _ | LV | 50 kVA :Pole Substation | 0.05 | --> | 0.05 | 0.038 | 2.47 |  | --> | 0.048 | 0 | 0 | 0 | 0 | Constrained, otherwise capacity available =46 kW | --> | E13 ex TELAYDON | Telaydon [T42,T421] | LISDRUM |  | 54.2508 | -7.0072
0654158 | MV/LV Substation TA***4158 |  | 20 kV | _ | LV | 400 kVA :Kiosk Substation | 0.4 | --> | 0.4 | 0 | 0 | Constrained, otherwise capacity available =253 kVA | --> | 0.38 | 0 | 0.197 | 0.214 | 0 |  | --> | C26 ex STEPHENSTOWN | Stephenstown [T101,T102] | FINGLAS |  | 53.6106 | -6.2059
365642X | MV/LV Substation FA***642X |  | 10 kV | _ | LV | 50 kVA :Pole Substation | 0.05 | --> | 0.05 | 0 | 0 | Constrained, otherwise capacity available =40 kVA | --> | 0.048 | 0 | 0 | 0.046 | 0 |  | --> | C12 ex SAGGART | Saggart [T41,T42] | GRANGE CASTLE |  | 53.2741 | -6.5116
3654229 | MV/LV Substation CA***4229 |  | 10 kV | _ | LV | 1000 kVA :Building Structure | 1 | --> | 1 | 0 | 0 | Constrained, otherwise capacity available =1000 kVA | --> | 0.95 | 0 | 0 | 0.5 | 0 |  | --> | C26 ex CITYWEST | Citywest [T101,T102] | INCHICORE 220KV |  | 53.2819 | -6.4224
068373 | MV/LV Substation TE***373 |  | 10 kV | _ | LV | 1000 kVA :Building Structure | 1 | --> | 1 | 0 | 0 | Constrained, otherwise capacity available =573 kVA | --> | 0.95 | 0 | 0 | 0.5 | 0 |  | --> | C11 ex DRUMCONDRA | Drumcondra [T41,T42] | MCDERMOTT |  | 53.3575 | -6.2618
0354117 | MV/LV Substation KI***4117 |  | 10 kV | _ | LV | 50 kVA :Pole Substation | 0.05 | --> | 0.05 | 0.05 | 6.17 |  | --> | 0.048 | 0 | 0 | 0 | 0 | Constrained, otherwise capacity available =48 kW | --> | C20 ex CAHIR | Cahir [T41,T42] | CAHIR |  | 52.3424 | -8.0101
074040 | MV/LV Substation SW***040 |  | 10 kV | _ | LV | 400 kVA :Kiosk Substation | 0.4 | --> | 0.4 | 0 | 0 | Constrained, otherwise capacity available =294 kVA | --> | 0.38 | 0 | 0 | 0 | 0 | Constrained, otherwise capacity available =365 kW | --> | C13 ex CARRICK ON SHANNON | Carrick On Shannon [T41,T42] | CARRICK ON SHANNON |  | 53.9482 | -8.0825
081580 | MV/LV Substation AD***580 |  | 20 kV | _ | LV | 100 kVA :Pole Substation | 0.1 | --> | 0.1 | 0 | 0 | Constrained, otherwise capacity available =89 kVA | --> | 0.095 | 0 | 0 | 0.093 | 0 |  | --> | E19 ex ADAMSTOWN | Adamstown [T121,T122] | INCHICORE 220KV |  | 53.3375 | -6.4481
010448 | MV/LV Substation BA***448 |  | 20 kV | _ | LV | 50 kVA :Pole Substation | 0.05 | --> | 0.05 | 0 | 0 | Constrained, otherwise capacity available =48 kVA | --> | 0.048 | 0 | 0 | 0 | 0 | Constrained, otherwise capacity available =47 kW | --> | E17 ex BALLYHALE | Ballyhale [T42,T421] | KILKENNY |  | 52.4929 | -7.1053
204495 | MV/LV Substation PI***495 |  | 20 kV | _ | LV | 50 kVA :Pole Substation | 0.05 | --> | 0.05 | 0.026 | 2.02 |  | --> | 0.048 | 0 | 0 | 0 | 0 | Constrained, otherwise capacity available =44 kW | --> | E17 ex BALLYMACARRY | Ballymacarry [T421] | TRILLICK |  | 55.0656 | -7.4454
176448X | MV/LV Substation MA***448X |  | 10 kV | _ | LV | 50 kVA :Pole Substation | 0.05 | --> | 0.05 | 0 | 0 | Constrained, otherwise capacity available =50 kVA | --> | 0.048 | 0 | 0 | 0 | 0 | Constrained, otherwise capacity available =47 kW | --> | E12 ex HARTNETTS CROSS |  |  |  | 51.9063 | -8.9819
1204301 | MV/LV Substation PA***4301 |  | 20 kV | _ | LV | 400 kVA :Kiosk Substation | 0.4 | --> | 0.4 | 0 | 0 | Constrained, otherwise capacity available =400 kVA | --> | 0.38 | 0 | 0 | 0 | 0 | Constrained, otherwise capacity available =380 kW | --> | E18 ex EDENDERRY | Edenderry [T421,T422] | BLAKE |  | 53.3376 | -7.0506
064960Y | MV/LV Substation CO***960Y |  | 20 kV | _ | LV | 400 kVA :Kiosk Substation | 0.4 | --> | 0.4 | 0 | 0 | Constrained, otherwise capacity available =330 kVA | --> | 0.38 | 0 | 0.011 | 0 | 0 | Constrained, otherwise capacity available =362 kW | --> | E15 ex DULEEK | Duleek [T421,T422] | DRYBRIDGE |  | 53.658 | -6.4116
066345Z | MV/LV Substation CA***345Z |  | 10 kV | _ | LV | 630 kVA :Kiosk Substation | 0.63 | --> | 0.63 | 0 | 0 | Constrained, otherwise capacity available =442 kVA | --> | 0.598 | 0 | 0.012 | 0.5 | 0 |  | --> | C16 ex HOWTH JUNCTION | Howth Junction [T41,T42] | GRANGE (DR) |  | 53.3951 | -6.1549
281886Z | MV/LV Substation CI***886Z |  | 10 kV | _ | LV | 1000 kVA :Building Structure | 1 | --> | 1 | 0.5 | 6.78 |  | --> | 0.95 | 0 | 0 | 0.5 | 0 |  | --> | C25 ex CASTLEVIEW | Castleview [T101,T102] | CASTLEVIEW |  | 51.887 | -8.4046
052089X | MV/LV Substation CH***089X |  | 10 kV | _ | LV | 100 kVA :Pole Substation | 0.1 | --> | 0.1 | 0 | 0 | Constrained, otherwise capacity available =58 kVA | --> | 0.095 | 0 | 0.005 | 0 | 0 | Constrained, otherwise capacity available =85 kW | --> | C21 ex BALLINDERRY | Ballinderry [T41,T422] | MULLINGAR |  | 53.5151 | -7.3325
2494193 | MV/LV Substation BA***4193 |  | 10 kV | _ | LV | 50 kVA :Pole Substation | 0.05 | --> | 0.05 | 0 | 0 | Constrained, otherwise capacity available =50 kVA | --> | 0.048 | 0 | 0 | 0 | 0 | Constrained, otherwise capacity available =48 kW | --> | C16 ex KILCLOHER | Kilcloher [T41,T42] | DUNGARVAN |  | 52.1299 | -7.7984
066259X | MV/LV Substation RA***259X |  | 10 kV | _ | LV | 400 kVA :Kiosk Substation | 0.4 | --> | 0.4 | 0 | 0 | Constrained, otherwise capacity available =323 kVA | --> | 0.38 | 0 | 0.05 | 0 | 0 | Constrained, otherwise capacity available =332 kW | --> | C19 ex SWORDS | Swords [T41,T42] | GLASMORE |  | 53.461 | -6.228
137804 | MV/LV Substation KI***804 |  | 10 kV | _ | LV | 50 kVA :Pole Substation | 0.05 | --> | 0.05 | 0.03 | 2 |  | --> | 0.048 | 0 | 0.015 | 0 | 0 | Constrained, otherwise capacity available =34 kW | --> | C15 ex CAUSEWAY | Causeway [T41,T42] | TRALEE |  | 52.3692 | -9.7721
050791 | MV/LV Substation GA***791 |  | 10 kV | _ | LV | 50 kVA :Pole Substation | 0.05 | --> | 0.05 | 0.021 | 7.61 |  | --> | 0.048 | 0 | 0.018 | 0 | 0 | Constrained, otherwise capacity available =30 kW | --> | C20 ex GARRYCASTLE | Garrycastle [T41,T42] | ATHLONE |  | 53.4218 | -7.8926
019552 | MV/LV Substation FA***552 |  | 10 kV | _ | LV | 100 kVA :Pole Substation | 0.1 | --> | 0.1 | 0.047 | 0.05 | Constrained, otherwise capacity available =79 kVA | --> | 0.095 | 0 | 0 | 0 | 0 | Constrained, otherwise capacity available =92 kW | --> | C12 ex BALLYBEGGAN | Ballybeggan [T43,T44] | TRALEE |  | 52.2427 | -9.6605
068815 | MV/LV Substation RU***815 |  | 10 kV | _ | LV | 630 kVA :Building Structure | 0.63 | --> | 0.63 | 0.264 | 1.37 |  | --> | 0.598 | 0 | 0 | 0.5 | 0 |  | --> | C22 ex SOUTH KING STREET | South King Street [T41,T42] | FRANCIS STREET |  | 53.3372 | -6.2624
158604X | MV/LV Substation MU***604X |  | 20 kV | _ | LV | 100 kVA :Pole Substation | 0.1 | --> | 0.1 | 0 | 0 | Constrained, otherwise capacity available =88 kVA | --> | 0.095 | 0 | 0 | 0 | 0 | Constrained, otherwise capacity available =93 kW | --> | C19 ex ENNISTYMON | Ennistymon [T41,T42] | ENNIS |  | 53.139 | -9.1021
009910X | MV/LV Substation CL***910X |  | 10 kV | _ | LV | 50 kVA :Pole Substation | 0.05 | --> | 0.05 | 0 | 0 | Constrained, otherwise capacity available =44 kVA | --> | 0.048 | 0 | 0 | 0 | 0 | Constrained, otherwise capacity available =47 kW | --> | C12 ex GRANAGH | Granagh [T41,T42] | WATERFORD |  | 52.2771 | -7.2189
069320 | MV/LV Substation GR***320 |  | 10 kV | _ | LV | 630 kVA :Building Structure | 0.63 | --> | 0.63 | 0.5 | 0.91 |  | --> | 0.598 | 0 | 0.013 | 0.5 | 0 |  | --> | C12 ex KIMMAGE | Kimmage [T41,T42] | INCHICORE 220KV |  | 53.3084 | -6.282
048255X | MV/LV Substation SH***255X |  | 20 kV | _ | LV | 200 kVA :Kiosk Substation | 0.2 | --> | 0.2 | 0.177 | 1.31 |  | --> | 0.19 | 0 | 0 | 0 | 0 | Constrained, otherwise capacity available =187 kW | --> | C14 ex ROOSKY | Roosky [T41] | RICHMOND |  | 53.8553 | -7.9208
075093 | MV/LV Substation CA***093 |  | 20 kV | _ | LV | 50 kVA :Pole Substation | 0.05 | --> | 0.05 | 0.033 | 0.58 |  | --> | 0.048 | 0 | 0 | 0 | 0 | Constrained, otherwise capacity available =45 kW | --> | E12 ex FERNS | Ferns [T421] | CRANE |  | 52.5854 | -6.507
0264169 | MV/LV Substation CO***4169 |  | 10 kV | _ | LV | 400 kVA :Kiosk Substation | 0.4 | --> | 0.4 | 0 | 0 | Constrained, otherwise capacity available =378 kVA | --> | 0.38 | 0 | 0 | 0 | 0 | Constrained, otherwise capacity available =377 kW | --> | C16 ex KINSALE | Kinsale [T41,T42] | BANDON |  | 51.7038 | -8.5235
192406X | MV/LV Substation CR***406X |  | 10 kV | _ | LV | 200 kVA :Pole Substation | 0.2 | --> | 0.2 | 0.116 | 1.56 |  | --> | 0.19 | 0 | 0 | 0 | 0 | Constrained, otherwise capacity available =178 kW | --> | C15 ex DERRYBEG | Derrybeg [T41,T42] | ARDNAGAPPARY |  | 55.0786 | -8.2895
118653Y | MV/LV Substation ST***653Y |  | 10 kV | _ | LV | 200 kVA :Pole Substation | 0.2 | --> | 0.2 | 0.158 | 2 |  | --> | 0.19 | 0 | 0 | 0 | 0 | Constrained, otherwise capacity available =184 kW | --> | C11 ex BALLINASLOE | Ballinasloe [T41,T42] | SOMERSET |  | 53.336 | -8.2394
0144205 | MV/LV Substation GI***4205 |  | 20 kV | _ | LV | 50 kVA :Pole Substation | 0.05 | --> | 0.05 | 0.05 | 0.63 |  | --> | 0.048 | 0 | 0 | 0 | 0 | Constrained, otherwise capacity available =48 kW | --> | E11 ex KILCULLEN | Kilcullen [T41,T42,T424] | STRATFORD |  | 53.0964 | -6.7031
461059 | MV/LV Substation RA***059 |  | 10 kV | _ | LV | 400 kVA :Building Structure | 0.4 | --> | 0.4 | 0.35 | 0.74 |  | --> | 0.38 | 0 | 0 | 0 | 0 | Constrained, otherwise capacity available =373 kW | --> | C16 ex RAHANS | Rahans [T41] | MOY |  | 54.1071 | -9.1631
3654073 | MV/LV Substation DO***4073 |  | 10 kV | _ | LV | 400 kVA :Kiosk Substation | 0.4 | --> | 0.4 | 0 | 0 | Constrained, otherwise capacity available =0 kVA | --> | 0.38 | 0 | 0.242 | 0.142 | 0 |  | --> | C22 ex OLDBAWN | Oldbawn [T41,T42] | COOKSTOWN |  | 53.2682 | -6.3446
0044205 | MV/LV Substation ME***4205 |  | 10 kV | _ | LV | 630 kVA :Building Structure | 0.63 | --> | 0.63 | 0.5 | 18.08 |  | --> | 0.598 | 0 | 0 | 0.5 | 0 |  | --> | C19 ex ARKLOW | Arklow [T101,T102] | ARKLOW |  | 52.7977 | -6.1542
1584107 | MV/LV Substation DA***4107 |  | 10 kV | _ | LV | 630 kVA :Building Structure | 0.63 | --> | 0.63 | 0 | 0 | Constrained, otherwise capacity available =511 kVA | --> | 0.598 | 0 | 0 | 0 | 0 | Constrained, otherwise capacity available =582 kW | --> | C15 ex ENNISTYMON | Ennistymon [T41,T42] | ENNIS |  | 52.9356 | -9.3
018900 | MV/LV Substation TR***900 |  | 10 kV | _ | LV | 50 kVA :Pole Substation | 0.05 | --> | 0.05 | 0.045 | 3.75 |  | --> | 0.048 | 0 | 0 | 0 | 0 | Constrained, otherwise capacity available =47 kW | --> | C19 ex SMEARLA | Smearla [T41,T42] | TRIEN |  | 52.4428 | -9.3746
0644134 | MV/LV Substation HI***4134 |  | 20 kV | _ | LV | 50 kVA :Pole Substation | 0.05 | --> | 0.05 | 0 | 0 | Constrained, otherwise capacity available =19 kVA | --> | 0.048 | 0 | 0 | 0 | 0 | Constrained, otherwise capacity available =43 kW | --> | E18 ex JULIANSTOWN | Julianstown [T421,T422] | DRYBRIDGE |  | 53.6555 | -6.3552
281016 | MV/LV Substation VI***016 |  | 10 kV | _ | LV | 630 kVA :Kiosk Substation | 0.63 | --> | 0.63 | 0 | 0 | Constrained, otherwise capacity available =524 kVA | --> | 0.598 | 0 | 0.025 | 0 | 0 | Constrained, otherwise capacity available =565 kW | --> | C17 ex TOGHER | Togher [T41,T42] | TRABEG |  | 51.8774 | -8.4765
2334141 | MV/LV Substation BA***4141 |  | 10 kV | _ | LV | 100 kVA :Pole Substation | 0.1 | --> | 0.1 | 0 | 0 | Constrained, otherwise capacity available =65 kVA | --> | 0.095 | 0 | 0 | 0 | 0 | Constrained, otherwise capacity available =90 kW | --> | C23 ex CASTLEISLAND | Castleisland [T41,T42] | TRALEE |  | 52.2386 | -9.4553
156695Y | MV/LV Substation CO***695Y |  | 10 kV | _ | LV | 50 kVA :Pole Substation | 0.05 | --> | 0.05 | 0 | 0 | Constrained, otherwise capacity available =38 kVA | --> | 0.048 | 0 | 0.025 | 0 | 0 | Constrained, otherwise capacity available =27 kW | --> | C15 ex DRUMBEAR | Drumbear [T41,T42] | LISDRUM |  | 54.2025 | -6.8467
139395X | MV/LV Substation CR***395X |  | 10 kV | _ | LV | 100 kVA :Pole Substation | 0.1 | --> | 0.1 | 0.088 | 4 |  | --> | 0.095 | 0 | 0 | 0 | 0 | Constrained, otherwise capacity available =93 kW | --> | C17 ex BALLYJAMESDUFF | Ballyjamesduff [T41,T42] | SHANKILL |  | 53.9177 | -7.2642
176801X | MV/LV Substation CO***801X |  | 10 kV | _ | LV | 100 kVA :Pole Substation | 0.1 | --> | 0.1 | 0.1 | 18.78 |  | --> | 0.095 | 0 | 0 | 0.095 | 0 |  | --> | E11 ex HARTNETTS CROSS | Hartnetts Cross [T121,T422] | HARTNETTS CROSS |  | 51.906 | -8.9527
019603 | MV/LV Substation AT***603 |  | 10 kV | _ | LV | 100 kVA :Pole Substation | 0.1 | --> | 0.1 | 0.081 | 2.18 |  | --> | 0.095 | 0 | 0.011 | 0 | 0 | Constrained, otherwise capacity available =84 kW | --> | C12 ex BALLYRICKARD | Ballyrickard [T41,T42] | TRALEE |  | 52.2809 | -9.8592
039041Y | MV/LV Substation SI***041Y |  | 10 kV | _ | LV | 400 kVA :Building Structure | 0.4 | --> | 0.4 | 0 | 0 | Constrained, otherwise capacity available =363 kVA | --> | 0.38 | 0 | 0.027 | 0.355 | 0 |  | --> | C14 ex GALWAY 110KV | Galway 110kv [T102,T103] | GALWAY 110KV |  | 53.2766 | -9.013
042147Y | MV/LV Substation MA***147Y |  | 10 kV | _ | LV | 630 kVA :Building Structure | 0.63 | --> | 0.63 | 0 | 0 | Constrained, otherwise capacity available =596 kVA | --> | 0.598 | 0 | 0 | 0 | 0 | Constrained, otherwise capacity available =594 kW | --> | E18 ex WINDSOR | Windsor [T421,T422] | CASTLEBAR |  | 53.8543 | -9.2853
023460 | MV/LV Substation CU***460 |  | 10 kV | _ | LV | 100 kVA :Pole Substation | 0.1 | --> | 0.1 | 0 | 0 | Constrained, otherwise capacity available =92 kVA | --> | 0.095 | 0 | 0.005 | 0 | 0 | Constrained, otherwise capacity available =90 kW | --> | C13 ex CURRAGLASS | Curraglass [T41] | BARRYMORE |  | 52.0941 | -8.0507
0034197 | MV/LV Substation BO***4197 |  | 10 kV | _ | LV | 50 kVA :Pole Substation | 0.05 | --> | 0.05 | 0.044 | 0.48 |  | --> | 0.048 | 0 | 0.01 | 0 | 0 | Constrained, otherwise capacity available =39 kW | --> | C20 ex KILMARTIN | Kilmartin [T41] | ARKLOW |  | 53.0337 | -6.1676
041946X | MV/LV Substation DE***946X |  | 20 kV | _ | LV | 200 kVA :Pole Substation | 0.2 | --> | 0.2 | 0 | 0 | Constrained, otherwise capacity available =176 kVA | --> | 0.19 | 0 | 0 | 0 | 0 | Constrained, otherwise capacity available =187 kW | --> | E21 ex DALTON | Dalton [T421,T422] | DALTON |  | 53.7409 | -9.0056
355046X | MV/LV Substation LE***046X |  | 10 kV | _ | LV | 200 kVA :Kiosk Substation | 0.2 | --> | 0.2 | 0.06 | 0.06 | Constrained, otherwise capacity available =178 kVA | --> | 0.19 | 0 | 0 | 0 | 0 | Constrained, otherwise capacity available =187 kW | --> | C15 ex TUBBERCURRY | Tubbercurry [T41,T42] | TONROE |  | 54.0501 | -8.7261
011739Z | MV/LV Substation WE***739Z |  | 10 kV | _ | LV | 200 kVA :Kiosk Substation | 0.2 | --> | 0.2 | 0 | 0 | Constrained, otherwise capacity available =165 kVA | --> | 0.19 | 0 | 0.022 | 0 | 0 | Constrained, otherwise capacity available =169 kW | --> | C21 ex TALBOTS INCH | Talbots Inch [T41,T42] | KILKENNY |  | 52.6754 | -7.2567
165569 | MV/LV Substation MA***569 |  | 10 kV | _ | LV | 50 kVA :Pole Substation | 0.05 | --> | 0.05 | 0 | 0 | Constrained, otherwise capacity available =42 kVA | --> | 0.048 | 0 | 0 | 0 | 0 | Constrained, otherwise capacity available =46 kW | --> | C12 ex TIMOLEAGUE | Timoleague [T41] | BANDON |  | 51.7042 | -8.8781
052905X | MV/LV Substation TA***905X |  | 10 kV | _ | LV | 630 kVA :Building Structure | 0.63 | --> | 0.63 | 0.5 | 10.9 |  | --> | 0.598 | 0 | 0 | 0.5 | 0 |  | --> | C19 ex MULLINGAR | Mullingar [T101,T102] | MULLINGAR |  | 53.5326 | -7.3474
007888Y | MV/LV Substation NE***888Y |  | 20 kV | _ | LV | 100 kVA :Pole Substation | 0.1 | --> | 0.1 | 0.075 | 1.4 |  | --> | 0.095 | 0 | 0 | 0 | 0 | Constrained, otherwise capacity available =92 kW | --> | E11 ex KILLINICK | Killinick [T421,T422] | WEXFORD |  | 52.1888 | -6.5671
015335Z | MV/LV Substation HA***335Z |  | 10 kV | _ | LV | 50 kVA :Pole Substation | 0.05 | --> | 0.05 | 0 | 0 | Constrained, otherwise capacity available =42 kVA | --> | 0.048 | 0 | 0 | 0 | 0 | Constrained, otherwise capacity available =46 kW | --> | C11 ex JOHNSTOWN | Johnstown [T41,T42] | KILTEEL |  | 53.2224 | -6.5917
006114 | MV/LV Substation WE***114 |  | 10 kV | _ | LV | 100 kVA :Pole Substation | 0.1 | --> | 0.1 | 0.051 | 4.38 |  | --> | 0.095 | 0 | 0 | 0.088 | 0 |  | --> | E11 ex CRANE | Crane [T122] | CRANE |  | 52.5199 | -6.5572
067954Y | MV/LV Substation CO***954Y |  | 10 kV | _ | LV | 630 kVA :Kiosk Substation | 0.63 | --> | 0.63 | 0.5 | 13.8 |  | --> | 0.598 | 0 | 0 | 0.5 | 0 |  | --> | C19 ex SINGLAND | Singland [T101,T102] | SINGLAND |  | 52.6594 | -8.5723
024754X | MV/LV Substation MA***754X |  | 10 kV | _ | LV | 400 kVA :Kiosk Substation | 0.4 | --> | 0.4 | 0.284 | 2.14 |  | --> | 0.38 | 0 | 0.048 | 0 | 0 | Constrained, otherwise capacity available =328 kW | --> | C18 ex BUTTEVANT | Buttevant [T41,T42] | MALLOW |  | 52.2335 | -8.6689
365170 | MV/LV Substation PA***170 |  | 10 kV | _ | LV | 630 kVA :Kiosk Substation | 0.63 | --> | 0.63 | 0.5 | 13.91 |  | --> | 0.598 | 0 | 0 | 0.5 | 0 |  | --> | C23 ex COOKSTOWN | Cookstown [T101,T102] | CARRICKMINES |  | 53.2871 | -6.3895
066337Z | MV/LV Substation MA***337Z |  | 20 kV | _ | LV | 200 kVA :Kiosk Substation | 0.2 | --> | 0.2 | 0 | 0 | Constrained, otherwise capacity available =150 kVA | --> | 0.19 | 0 | 0.005 | 0 | 0 | Constrained, otherwise capacity available =179 kW | --> | E18 ex BALTRASNA | Baltrasna [T121,T122] | BALTRASNA |  | 53.5079 | -6.4601
009712Y | MV/LV Substation CA***712Y |  | 10 kV | _ | LV | 630 kVA :Kiosk Substation | 0.63 | --> | 0.63 | 0 | 0 | Constrained, otherwise capacity available =436 kVA | --> | 0.598 | 0 | 0.003 | 0 | 0 | Constrained, otherwise capacity available =569 kW | --> | C21 ex WATERFORD IND EST | Waterford Ind Est [T41,T42,T44] | BUTLERSTOWN |  | 52.2332 | -7.1391
161748 | MV/LV Substation UA***748 |  | 10 kV | _ | LV | 400 kVA :Kiosk Substation | 0.4 | --> | 0.4 | 0.301 | 6.53 |  | --> | 0.38 | 0 | 0.028 | 0.345 | 0 |  | --> | C17 ex OUGHTERARD | Oughterard [T41,T42] | SCREEB |  | 53.4272 | -9.3268
022011 | MV/LV Substation RO***011 |  | 10 kV | _ | LV | 200 kVA :Pole Substation | 0.2 | --> | 0.2 | 0.138 | 2.24 |  | --> | 0.19 | 0 | 0.005 | 0 | 0 | Constrained, otherwise capacity available =178 kW | --> | C13 ex CASTLETOWNROCHE | Castletownroche [T41] | MALLOW |  | 52.1456 | -8.5156
252616 | MV/LV Substation GL***616 |  | 20 kV | _ | LV | 50 kVA :Pole Substation | 0.05 | --> | 0.05 | 0.045 | 1.32 |  | --> | 0.048 | 0 | 0 | 0.047 | 0 |  | --> | C24 ex CLIFDEN | Clifden [T41,T42] | SCREEB |  | 53.6137 | -9.8746
108974 | MV/LV Substation LO***974 |  | 20 kV | _ | LV | 100 kVA :Pole Substation | 0.1 | --> | 0.1 | 0.083 | 1.57 |  | --> | 0.095 | 0 | 0 | 0 | 0 | Constrained, otherwise capacity available =93 kW | --> | C17 ex BALLYSHANNON | Ballyshannon [T41,T42] | CATHALEENS FALL |  | 54.5497 | -8.1333
039270 | MV/LV Substation CR***270 |  | 10 kV | _ | LV | 400 kVA :Kiosk Substation | 0.4 | --> | 0.4 | 0.271 | 11.03 |  | --> | 0.38 | 0 | 0.056 | 0.32 | 0 |  | --> | C33 ex SALTHILL | Salthill [T101,T102] | SALTHILL |  | 53.2728 | -9.0887
249928 | MV/LV Substation PO***928 |  | 10 kV | _ | LV | 50 kVA :Pole Substation | 0.05 | --> | 0.05 | 0 | 0 | Constrained, otherwise capacity available =44 kVA | --> | 0.048 | 0 | 0 | 0 | 0 | Constrained, otherwise capacity available =47 kW | --> | C16 ex KILCLOHER | Kilcloher [T41,T42] | DUNGARVAN |  | 52.1446 | -7.7956
066031Y | MV/LV Substation MA***031Y |  | 10 kV | _ | LV | 400 kVA :Kiosk Substation | 0.4 | --> | 0.4 | 0 | 0 | Constrained, otherwise capacity available =317 kVA | --> | 0.38 | 0 | 0.02 | 0 | 0 | Constrained, otherwise capacity available =354 kW | --> | C18 ex MALAHIDE | Malahide [T41,T42] | GLASMORE |  | 53.4505 | -6.1431
0644367 | MV/LV Substation SP***4367 |  | 20 kV | _ | LV | 50 kVA :Pole Substation | 0.05 | --> | 0.05 | 0 | 0 | Constrained, otherwise capacity available =50 kVA | --> | 0.048 | 0 | 0 | 0 | 0 | Constrained, otherwise capacity available =48 kW | --> | E16 ex JULIANSTOWN | Julianstown [T421,T422] | DRYBRIDGE |  | 53.6949 | -6.2496
0644312 | MV/LV Substation NE***4312 |  | 10 kV | _ | LV | 630 kVA :Kiosk Substation | 0.63 | --> | 0.63 | 0 | 0 | Constrained, otherwise capacity available =567 kVA | --> | 0.598 | 0 | 0 | 0 | 0 | Constrained, otherwise capacity available =590 kW | --> | C12 ex MORNINGTON ROAD | Mornington Road [T41,T42] | DRYBRIDGE |  | 53.712 | -6.3231
068251X | MV/LV Substation ST***251X |  | 10 kV | _ | LV | 1000 kVA :Building Structure | 1 | --> | 1 | 0.5 | 2.6 |  | --> | 0.95 | 0 | 0 | 0.5 | 0 |  | --> | C28 ex WOLFE TONE STREET | Wolfe Tone Street [T101,T102] | FINGLAS |  | 53.3469 | -6.2654
0074171 | MV/LV Substation MU***4171 |  | 20 kV | _ | LV | 50 kVA :Pole Substation | 0.05 | --> | 0.05 | 0.048 | 16.12 |  | --> | 0.048 | 0 | 0 | 0.047 | 0 |  | --> | E12 ex WEXFORD | Wexford [T121,T122] | WEXFORD |  | 52.3477 | -6.548
012521Y | MV/LV Substation RA***521Y |  | 20 kV | _ | LV | 50 kVA :Pole Substation | 0.05 | --> | 0.05 | 0.044 | 1.99 |  | --> | 0.048 | 0 | 0 | 0 | 0 | Constrained, otherwise capacity available =47 kW | --> | C19 ex GRAIGUE | Graigue [T41,T42] | CARLOW |  | 52.7547 | -6.9756
281166Y | MV/LV Substation GI***166Y |  | 10 kV | _ | LV | 200 kVA :Building Structure | 0.2 | --> | 0.2 | 0.091 | 7.88 |  | --> | 0.19 | 0 | 0.01 | 0.167 | 0 |  | --> | C18 ex LIBERTY STREET | Liberty Street [T101,T102] | LIBERTY STREET |  | 51.8949 | -8.4851
160324Y | MV/LV Substation DU***324Y |  | 20 kV | _ | LV | 200 kVA :Kiosk Substation | 0.2 | --> | 0.2 | 0 | 0 | Constrained, otherwise capacity available =97 kVA | --> | 0.19 | 0 | 0.013 | 0 | 0 | Constrained, otherwise capacity available =166 kW | --> | E11 ex PORTLAOISE |  |  |  | 53.0421 | -7.2653
077610 | MV/LV Substation KI***610 |  | 20 kV | _ | LV | 50 kVA :Pole Substation | 0.05 | --> | 0.05 | 0 | 0 | Constrained, otherwise capacity available =44 kVA | --> | 0.048 | 0 | 0 | 0 | 0 | Constrained, otherwise capacity available =47 kW | --> | E16 ex PATRICKSWELL | Patrickswell [T421,T422] | LIMERICK |  | 52.5905 | -8.7972
058074 | MV/LV Substation DR***074 |  | 10 kV | _ | LV | 200 kVA :Pole Substation | 0.2 | --> | 0.2 | 0 | 0 | Constrained, otherwise capacity available =120 kVA | --> | 0.19 | 0 | 0.022 | 0 | 0 | Constrained, otherwise capacity available =162 kW | --> | C11 ex KYLEERAGH | Kyleeragh [T41,T42] | NENAGH |  | 52.8702 | -8.203
015292Z | MV/LV Substation AN***292Z |  | 10 kV | _ | LV | 200 kVA :Kiosk Substation | 0.2 | --> | 0.2 | 0 | 0 | Constrained, otherwise capacity available =153 kVA | --> | 0.19 | 0 | 0.005 | 0 | 0 | Constrained, otherwise capacity available =180 kW | --> | C17 ex SALLINS | Sallins [T41,T42] | GRIFFINRATH |  | 53.2877 | -6.6854
052768Z | MV/LV Substation PL***768Z |  | 20 kV | _ | LV | 50 kVA :Pole Substation | 0.05 | --> | 0.05 | 0 | 0 | Constrained, otherwise capacity available =46 kVA | --> | 0.048 | 0 | 0 | 0 | 0 | Constrained, otherwise capacity available =47 kW | --> | E14 ex BALLINDERRY | Ballinderry [T41,T422] | MULLINGAR |  | 53.4552 | -7.119
069684 | MV/LV Substation DU***684 |  | 10 kV | _ | LV | 400 kVA :Building Structure | 0.4 | --> | 0.4 | 0.351 | 7.75 |  | --> | 0.38 | 0 | 0 | 0.373 | 0 |  | --> | C26 ex MILLTOWN (DR) | Milltown (dr) [T101,T102] | INCHICORE 220KV |  | 53.2891 | -6.2685
142650X | MV/LV Substation BR***650X |  | 10 kV | _ | LV | 200 kVA :Kiosk Substation | 0.2 | --> | 0.2 | 0 | 0 | Constrained, otherwise capacity available =186 kVA | --> | 0.19 | 0 | 0.009 | 0 | 0 | Constrained, otherwise capacity available =182 kW | --> | C16 ex ATHENRY | Athenry [T41,T42] | GALWAY 110KV |  | 53.3063 | -8.7437
065081Z | MV/LV Substation ST***081Z |  | 10 kV | _ | LV | 200 kVA :Pole Substation | 0.2 | --> | 0.2 | 0 | 0 | Constrained, otherwise capacity available =196 kVA | --> | 0.19 | 0 | 0 | 0.19 | 0 |  | --> | C29 ex STEPHENSTOWN | Stephenstown [T101,T102] | FINGLAS |  | 53.6018 | -6.1874
1094031 | MV/LV Substation FA***4031 |  | 10 kV | _ | LV | 630 kVA :Building Structure | 0.63 | --> | 0.63 | 0 | 0 |  | --> | 0.598 | 0 | 0 | 0.5 | 0 |  | --> | C16 ex SHANNON | Shannon [T41,T42] | DRUMLINE |  | 52.6999 | -8.9067
068858X | MV/LV Substation JE***858X |  | 10 kV | _ | LV | 1000 kVA :Building Structure | 1 | --> | 1 | 0.5 | 2.6 |  | --> | 0.95 | 0 | 0 | 0.5 | 0 |  | --> | C15 ex WOLFE TONE STREET | Wolfe Tone Street [T101,T102] | FINGLAS |  | 53.3486 | -6.2654
093218Z | MV/LV Substation ME***218Z |  | 10 kV | _ | LV | 400 kVA :Kiosk Substation | 0.4 | --> | 0.4 | 0 | 0 | Constrained, otherwise capacity available =359 kVA | --> | 0.38 | 0 | 0 | 0.374 | 0 |  | --> | C21 ex POPPINTREE | Poppintree [T101,T102] | FINGLAS |  | 53.4019 | -6.2931
365987 | MV/LV Substation PR***987 |  | 10 kV | _ | LV | 630 kVA :Kiosk Substation | 0.63 | --> | 0.63 | 0 | 0 | Constrained, otherwise capacity available =489 kVA | --> | 0.598 | 0 | 0 | 0.5 | 0 |  | --> | C17 ex BELGARD | Belgard [T41,T42] | COOKSTOWN |  | 53.2947 | -6.3775
288337 | MV/LV Substation RI***337 |  | 10 kV | _ | LV | 400 kVA :Kiosk Substation | 0.4 | --> | 0.4 | 0 | 0 | Constrained, otherwise capacity available =285 kVA | --> | 0.38 | 0 | 0.023 | 0.347 | 0 |  | --> | C20 ex DUNDRUM | Dundrum [T41,T42] | BLACKROCK |  | 53.2854 | -6.2384
3654241 | MV/LV Substation CA***4241 |  | 10 kV | _ | LV | 630 kVA :Kiosk Substation | 0.63 | --> | 0.63 | 0 | 0 | Constrained, otherwise capacity available =630 kVA | --> | 0.598 | 0 | 0 | 0.5 | 0 |  | --> | C19 ex BALLYMOUNT | Ballymount [T41,T42] | INCHICORE 220KV |  | 53.3132 | -6.3538
160577Y | MV/LV Substation BA***577Y |  | 10 kV | _ | LV | 400 kVA :Kiosk Substation | 0.4 | --> | 0.4 | 0 | 0 | Constrained, otherwise capacity available =343 kVA | --> | 0.38 | 0 | 0.009 | 0 | 0 | Constrained, otherwise capacity available =366 kW | --> | C16 ex MOUNTMELLICK | Mountmellick [T41,T42] | PORTLAOISE |  | 53.1194 | -7.3127
063878X | MV/LV Substation TH***878X |  | 10 kV | _ | LV | 1000 kVA :Building Structure | 1 | --> | 1 | 0 | 0 | Constrained, otherwise capacity available =896 kVA | --> | 0.95 | 0 | 0 | 0 | 0 | Constrained, otherwise capacity available =936 kW | --> | C17 ex STICKILLEN | Stickillen [T41,T42] | DRYBRIDGE |  | 53.857 | -6.5423
066119 | MV/LV Substation ST***119 |  | 10 kV | _ | LV | 400 kVA :Kiosk Substation | 0.4 | --> | 0.4 | 0 | 0 | Constrained, otherwise capacity available =303 kVA | --> | 0.38 | 0 | 0.022 | 0 | 0 | Constrained, otherwise capacity available =350 kW | --> | C19 ex MALAHIDE | Malahide [T41,T42] | GLASMORE |  | 53.4523 | -6.1594
001111X | MV/LV Substation TH***111X |  | 10 kV | _ | LV | 630 kVA :Building Structure | 0.63 | --> | 0.63 | 0.5 | 19.52 |  | --> | 0.598 | 0 | 0 | 0.5 | 0 |  | --> | C13 ex TANEY | Taney [T101,T102] | CARRICKMINES |  | 53.2863 | -6.2345
365420 | MV/LV Substation BO***420 |  | 10 kV | _ | LV | 100 kVA :Pole Substation | 0.1 | --> | 0.1 | 0 | 0 | Constrained, otherwise capacity available =90 kVA | --> | 0.095 | 0 | 0 | 0.094 | 0 |  | --> | C21 ex OLDBAWN | Oldbawn [T41,T42] | COOKSTOWN |  | 53.2721 | -6.3582
127007 | MV/LV Substation MO***007 |  | 10 kV | _ | LV | 400 kVA :Kiosk Substation | 0.4 | --> | 0.4 | 0 | 0 | Constrained, otherwise capacity available =298 kVA | --> | 0.38 | 0 | 0.011 | 0 | 0 | Constrained, otherwise capacity available =358 kW | --> | C15 ex LOUGHTAGALLA | Loughtagalla [T41,T42] | THURLES |  | 52.6763 | -7.8031
0314108 | MV/LV Substation KI***4108 |  | 20 kV | _ | LV | 100 kVA :Pole Substation | 0.1 | --> | 0.1 | 0 | 0 | Constrained, otherwise capacity available =84 kVA | --> | 0.095 | 0 | 0 | 0 | 0 | Constrained, otherwise capacity available =93 kW | --> | E12 ex KILMACTHOMAS | Kilmacthomas [T421,T422] | DUNGARVAN |  | 52.203 | -7.4218
068314 | MV/LV Substation ST***314 |  | 10 kV | _ | LV | 630 kVA :Kiosk Substation | 0.63 | --> | 0.63 | 0.5 | 4.6 |  | --> | 0.598 | 0 | 0 | 0.5 | 0 |  | --> | C12 ex KINGSBRIDGE | Kingsbridge [T41,T42] | INCHICORE 220KV |  | 53.3436 | -6.2914
081072Z | MV/LV Substation KN***072Z |  | 10 kV | _ | LV | 400 kVA :Building Structure | 0.4 | --> | 0.4 | 0 | 0 | Constrained, otherwise capacity available =340 kVA | --> | 0.38 | 0 | 0 | 0.372 | 0 |  | --> | C13 ex CLONDALKIN | Clondalkin [T41,T42,T44] | INCHICORE 220KV |  | 53.3245 | -6.366
007131 | MV/LV Substation TA***131 |  | 10 kV | _ | LV | 200 kVA :Kiosk Substation | 0.2 | --> | 0.2 | 0 | 0 | Constrained, otherwise capacity available =135 kVA | --> | 0.19 | 0 | 0 | 0 | 0 | Constrained, otherwise capacity available =181 kW | --> | C11 ex MULGANNON | Mulgannon [T41,T42] | WEXFORD |  | 52.3338 | -6.4673
120012 | MV/LV Substation FE***012 |  | 20 kV | _ | LV | 400 kVA :Kiosk Substation | 0.4 | --> | 0.4 | 0 | 0 | Constrained, otherwise capacity available =313 kVA | --> | 0.38 | 0 | 0 | 0 | 0 | Constrained, otherwise capacity available =368 kW | --> | E20 ex EDENDERRY | Edenderry [T421,T422] | BLAKE |  | 53.3505 | -7.1994
001555 | MV/LV Substation IR***555 |  | 10 kV | _ | LV | 630 kVA :Building Structure | 0.63 | --> | 0.63 | 0.5 | 1.16 |  | --> | 0.598 | 0 | 0 | 0.5 | 0 |  | --> | C14 ex MOUNT MERRION | Mount Merrion [T41,T42] | CARRICKMINES |  | 53.3182 | -6.2064
021122X | MV/LV Substation BI***122X |  | 20 kV | _ | LV | 100 kVA :Pole Substation | 0.1 | --> | 0.1 | 0 | 0 | Constrained, otherwise capacity available =94 kVA | --> | 0.095 | 0 | 0 | 0.094 | 0 |  | --> | C11 ex RIVERSTOWN | Riverstown [T41,T42] | KILBARRY |  | 52.0028 | -8.354
011262Z | MV/LV Substation RE***262Z |  | 10 kV | _ | LV | 630 kVA :Kiosk Substation | 0.63 | --> | 0.63 | 0 | 0 | Constrained, otherwise capacity available =555 kVA | --> | 0.598 | 0 | 0 | 0 | 0 | Constrained, otherwise capacity available =588 kW | --> | C14 ex ROSEHILL | Rosehill [T41,T42] | KILKENNY |  | 52.6508 | -7.2541
014903Z | MV/LV Substation BA***903Z |  | 10 kV | _ | LV | 100 kVA :Pole Substation | 0.1 | --> | 0.1 | 0 | 0 | Constrained, otherwise capacity available =28 kVA | --> | 0.095 | 0 | 0.021 | 0 | 0 | Constrained, otherwise capacity available =69 kW | --> | C18 ex BLAKE | Blake [T41,T42] | BLAKE |  | 53.2421 | -6.8537
069737 | MV/LV Substation KN***737 |  | 10 kV | _ | LV | 400 kVA :Kiosk Substation | 0.4 | --> | 0.4 | 0 | 0 | Constrained, otherwise capacity available =381 kVA | --> | 0.38 | 0 | 0.009 | 0.371 | 0 |  | --> | C12 ex BALLYBODEN | Ballyboden [T41,T42] | COOKSTOWN |  | 53.2789 | -6.3152
061416X | MV/LV Substation AR***416X |  | 10 kV | _ | LV | 50 kVA :Pole Substation | 0.05 | --> | 0.05 | 0.05 | 2.04 |  | --> | 0.048 | 0 | 0 | 0 | 0 | Constrained, otherwise capacity available =48 kW | --> | C18 ex BALLYBAY | Ballybay [T41,T42] | LISDRUM |  | 54.1321 | -6.8917
0014077 | MV/LV Substation BR***4077 |  | 10 kV | _ | LV | 400 kVA :Kiosk Substation | 0.4 | --> | 0.4 | 0.4 | 4.01 |  | --> | 0.38 | 0 | 0 | 0.38 | 0 |  | --> | C19 ex BALLINCLEA | Ballinclea [T41] | CHERRYWOOD |  | 53.2677 | -6.1307
060248Y | MV/LV Substation LE***248Y |  | 20 kV | _ | LV | 50 kVA :Pole Substation | 0.05 | --> | 0.05 | 0 | 0 | Constrained, otherwise capacity available =30 kVA | --> | 0.048 | 0 | 0.015 | 0 | 0 | Constrained, otherwise capacity available =34 kW | --> | C17 ex CLONES | Clones [T41,T42] | SHANKILL |  | 54.191 | -7.1929
021564Z | MV/LV Substation BL***564Z |  | 10 kV | _ | LV | 630 kVA :Kiosk Substation | 0.63 | --> | 0.63 | 0 | 0 | Constrained, otherwise capacity available =548 kVA | --> | 0.598 | 0 | 0 | 0.5 | 0 |  | --> | C26 ex KILBARRY | Kilbarry [T101,T43] | KILBARRY |  | 51.9211 | -8.4799
005561X | MV/LV Substation OS***561X |  | 10 kV | _ | LV | 100 kVA :Pole Substation | 0.1 | --> | 0.1 | 0.075 | 3.03 |  | --> | 0.095 | 0 | 0 | 0 | 0 | Constrained, otherwise capacity available =92 kW | --> | C17 ex RAMSTOWN | Ramstown [T41,T42] | CRANE |  | 52.6732 | -6.2825
053780 | MV/LV Substation BA***780 |  | 10 kV | _ | LV | 50 kVA :Pole Substation | 0.05 | --> | 0.05 | 0.041 | 2.39 |  | --> | 0.048 | 0 | 0.01 | 0 | 0 | Constrained, otherwise capacity available =39 kW | --> | C18 ex SRAH | Srah [T41,T42] | THORNSBERRY |  | 53.2882 | -7.5519
156378Z | MV/LV Substation MO***378Z |  | 10 kV | _ | LV | 50 kVA :Pole Substation | 0.05 | --> | 0.05 | 0.039 | 2.47 |  | --> | 0.048 | 0 | 0 | 0 | 0 | Constrained, otherwise capacity available =46 kW | --> | E21 ex TELAYDON | Telaydon [T42,T421] | LISDRUM |  | 54.2489 | -6.9592
050081Y | MV/LV Substation RE***081Y |  | 10 kV | _ | LV | 50 kVA :Pole Substation | 0.05 | --> | 0.05 | 0 | 0 | Constrained, otherwise capacity available =25 kVA | --> | 0.048 | 0 | 0 | 0 | 0 | Constrained, otherwise capacity available =44 kW | --> | C23 ex ATHLONE | Athlone [T41,T42] | ATHLONE |  | 53.4457 | -7.9318
011452Z | MV/LV Substation PU***452Z |  | 10 kV | _ | LV | 630 kVA :Kiosk Substation | 0.63 | --> | 0.63 | 0.5 | 2.8 |  | --> | 0.598 | 0 | 0 | 0 | 0 | Constrained, otherwise capacity available =590 kW | --> | C18 ex PURCELLS INCH | Purcells Inch [T41,T42] | KILKENNY |  | 52.6457 | -7.2108
067063X | MV/LV Substation SA***063X |  | 10 kV | _ | LV | 400 kVA :Building Structure | 0.4 | --> | 0.4 | 0 | 0 | Constrained, otherwise capacity available =296 kVA | --> | 0.38 | 0 | 0 | 0.366 | 0 |  | --> | C18 ex BALLINACURRA | Ballinacurra [T41,T42] | LIMERICK |  | 52.6554 | -8.6319
180915X | MV/LV Substation TO***915X |  | 10 kV | _ | LV | 100 kVA :Pole Substation | 0.1 | --> | 0.1 | 0.085 | 1.4 |  | --> | 0.095 | 0 | 0 | 0 | 0 | Constrained, otherwise capacity available =93 kW | --> | C26 ex KELLS | Kells [T41,T42] | NAVAN |  | 53.7244 | -6.8636
070793X | MV/LV Substation FA***793X |  | 20 kV | _ | LV | 200 kVA :Kiosk Substation | 0.2 | --> | 0.2 | 0.152 | 2.24 |  | --> | 0.19 | 0 | 0.011 | 0.175 | 0 |  | --> | E11 ex CLOONBANNIN | Cloonbannin [T421] | GLENLARA |  | 52.0596 | -9.0566
004403Y | MV/LV Substation RO***403Y |  | 10 kV | _ | LV | 200 kVA :Kiosk Substation | 0.2 | --> | 0.2 | 0 | 0 | Constrained, otherwise capacity available =174 kVA | --> | 0.19 | 0 | 0 | 0 | 0 | Constrained, otherwise capacity available =186 kW | --> | C25 ex TINAHASK | Tinahask [T41,T42] | ARKLOW |  | 52.7897 | -6.1617
281032X | MV/LV Substation DE***032X |  | 10 kV | _ | LV | 1000 kVA :Building Structure | 1 | --> | 1 | 0 | 0 | Constrained, otherwise capacity available =676 kVA | --> | 0.95 | 0 | 0.022 | 0 | 0 | Constrained, otherwise capacity available =888 kW | --> | C12 ex DENNEHYS CROSS | Dennehys Cross [T41,T42] | TRABEG |  | 51.8908 | -8.4873
035778X | MV/LV Substation BU***778X |  | 20 kV | _ | LV | 50 kVA :Pole Substation | 0.05 | --> | 0.05 | 0.05 | 0.49 |  | --> | 0.048 | 0 | 0 | 0 | 0 | Constrained, otherwise capacity available =48 kW | --> | E11 ex ARDFINNAN | Ardfinnan [T421] | CAHIR |  | 52.309 | -8.0772
013999Y | MV/LV Substation BR***999Y |  | 10 kV | _ | LV | 200 kVA :Kiosk Substation | 0.2 | --> | 0.2 | 0.121 | 0.12 | Constrained, otherwise capacity available =148 kVA | --> | 0.19 | 0 | 0.018 | 0.169 | 0 |  | --> | C23 ex ATHY | Athy [T101,T102] | ATHY |  | 52.9065 | -6.9666
117008Y | MV/LV Substation BU***008Y |  | 20 kV | _ | LV | 400 kVA :Kiosk Substation | 0.4 | --> | 0.4 | 0 | 0 | Constrained, otherwise capacity available =261 kVA | --> | 0.38 | 0 | 0 | 0 | 0 | Constrained, otherwise capacity available =361 kW | --> | E14 ex COLLOONEY | Collooney [T421,T422] | SLIGO |  | 54.1789 | -8.4907
021013 | MV/LV Substation LO***013 |  | 10 kV | _ | LV | 400 kVA :Building Structure | 0.4 | --> | 0.4 | 0.171 | 4.67 |  | --> | 0.38 | 0 | 0 | 0.348 | 0 |  | --> | C17 ex CENTRE PARK ROAD | Marina [T105,T106] | MARINA |  | 51.9023 | -8.4561
021716X | MV/LV Substation RI***716X |  | 10 kV | _ | LV | 400 kVA :Kiosk Substation | 0.4 | --> | 0.4 | 0 | 0 | Constrained, otherwise capacity available =297 kVA | --> | 0.38 | 0 | 0.004 | 0.363 | 0 |  | --> | C17 ex KILBARRY | Kilbarry [T101,T43] | KILBARRY |  | 51.9156 | -8.4528
011715Z | MV/LV Substation BA***715Z |  | 10 kV | _ | LV | 200 kVA :Pole Substation | 0.2 | --> | 0.2 | 0.037 | 0.04 | Constrained, otherwise capacity available =196 kVA | --> | 0.19 | 0 | 0.18 | 0 | 0 | Constrained, otherwise capacity available =56 kW | --> | C18 ex CALLAN | Callan [T41,T42] | KILKENNY |  | 52.5049 | -7.3405
093040Z | MV/LV Substation CO***040Z |  | 10 kV | _ | LV | 200 kVA :Building Structure | 0.2 | --> | 0.2 | 0.07 | 12.96 |  | --> | 0.19 | 0 | 0.005 | 0.168 | 0 |  | --> | C19 ex ARTANE | Artane [T101,T102] | FINGLAS |  | 53.3937 | -6.2029
067176Z | MV/LV Substation EA***176Z |  | 10 kV | _ | LV | 400 kVA :Building Structure | 0.4 | --> | 0.4 | 0 | 0 | Constrained, otherwise capacity available =340 kVA | --> | 0.38 | 0 | 0.045 | 0.338 | 0 |  | --> | C22 ex GARRYOWEN | Garryowen [T41,T42] | LIMERICK |  | 52.6515 | -8.5856
0664200 | MV/LV Substation CN***4200 |  | 20 kV | _ | LV | 400 kVA :Kiosk Substation | 0.4 | --> | 0.4 | 0 | 0 | Constrained, otherwise capacity available =194 kVA | --> | 0.38 | 0 | 0.17 | 0 | 0 | Constrained, otherwise capacity available =225 kW | --> | E17 ex BALTRASNA | Baltrasna [T121,T122] | BALTRASNA |  | 53.5143 | -6.5346
067009 | MV/LV Substation CA***009 |  | 10 kV | _ | LV | 630 kVA :Kiosk Substation | 0.63 | --> | 0.63 | 0 | 0 | Constrained, otherwise capacity available =345 kVA | --> | 0.598 | 0 | 0 | 0.5 | 0 |  | --> | C13 ex GARRYOWEN | Garryowen [T41,T42] | LIMERICK |  | 52.6563 | -8.6182
021750Z | MV/LV Substation GL***750Z |  | 10 kV | _ | LV | 630 kVA :Kiosk Substation | 0.63 | --> | 0.63 | 0 | 0 | Constrained, otherwise capacity available =598 kVA | --> | 0.598 | 0 | 0 | 0.5 | 0 |  | --> | C17 ex KILBARRY | Kilbarry [T101,T43] | KILBARRY |  | 51.9111 | -8.4623
081565Y | MV/LV Substation AB***565Y |  | 10 kV | _ | LV | 400 kVA :Kiosk Substation | 0.4 | --> | 0.4 | 0 | 0 | Constrained, otherwise capacity available =292 kVA | --> | 0.38 | 0 | 0.061 | 0 | 0 | Constrained, otherwise capacity available =320 kW | --> | C22 ex CELBRIDGE | Celbridge [T41,T42] | GRIFFINRATH |  | 53.3328 | -6.5504
052482Z | MV/LV Substation O ***482Z |  | 20 kV | _ | LV | 50 kVA :Pole Substation | 0.05 | --> | 0.05 | 0 | 0 | Constrained, otherwise capacity available =36 kVA | --> | 0.048 | 0 | 0 | 0 | 0 | Constrained, otherwise capacity available =46 kW | --> | E20 ex BALLINDERRY | Ballinderry [T41,T422] | MULLINGAR |  | 53.3806 | -7.3547
015513Z | MV/LV Substation LI***513Z |  | 10 kV | _ | LV | 400 kVA :Kiosk Substation | 0.4 | --> | 0.4 | 0 | 0 | Constrained, otherwise capacity available =316 kVA | --> | 0.38 | 0 | 0.03 | 0 | 0 | Constrained, otherwise capacity available =346 kW | --> | C17 ex SALLINS | Sallins [T41,T42] | GRIFFINRATH |  | 53.2917 | -6.6882
281541Z | MV/LV Substation BA***541Z |  | 10 kV | _ | LV | 400 kVA :Kiosk Substation | 0.4 | --> | 0.4 | 0 | 0 | Constrained, otherwise capacity available =344 kVA | --> | 0.38 | 0 | 0 | 0 | 0 | Constrained, otherwise capacity available =372 kW | --> | C12 ex DENNEHYS CROSS | Dennehys Cross [T41,T42] | TRABEG |  | 51.8914 | -8.4852
025802X | MV/LV Substation AT***802X |  | 20 kV | _ | LV | 100 kVA :Pole Substation | 0.1 | --> | 0.1 | 0.056 | 2.96 |  | --> | 0.095 | 0 | 0.02 | 0 | 0 | Constrained, otherwise capacity available =74 kW | --> | E11 ex CHARLEVILLE | Charleville [T421,T422] | CHARLEVILLE |  | 52.458 | -8.6476
093120Z | MV/LV Substation FI***120Z |  | 10 kV | _ | LV | 630 kVA :Building Structure | 0.63 | --> | 0.63 | 0 | 0 | Constrained, otherwise capacity available =591 kVA | --> | 0.598 | 0 | 0 | 0.5 | 0 |  | --> | C22 ex POPPINTREE | Poppintree [T101,T102] | FINGLAS |  | 53.399 | -6.2969
154238Z | MV/LV Substation CA***238Z |  | 10 kV | _ | LV | 200 kVA :Kiosk Substation | 0.2 | --> | 0.2 | 0 | 0 | Constrained, otherwise capacity available =181 kVA | --> | 0.19 | 0 | 0.005 | 0.184 | 0 |  | --> | C14 ex MACETOWN | Macetown [T101,T102] | MACETOWN |  | 53.4037 | -6.3887
377977 | MV/LV Substation KN***977 |  | 20 kV | _ | LV | 630 kVA :Building Structure | 0.63 | --> | 0.63 | 0 | 0 | Constrained, otherwise capacity available =565 kVA | --> | 0.598 | 0 | 0 | 0 | 0 | Constrained, otherwise capacity available =590 kW | --> | E17 ex GURRANEBANE | Gurranebane [T421,T422] | OUGHTRAGH |  | 51.9351 | -10.2394
237040X | MV/LV Substation RE***040X |  | 20 kV | _ | LV | 100 kVA :Pole Substation | 0.1 | --> | 0.1 | 0 | 0 | Constrained, otherwise capacity available =100 kVA | --> | 0.095 | 0 | 0 | 0 | 0 | Constrained, otherwise capacity available =95 kW | --> | C12 ex DUNLEER | Dunleer [T41,T42] | DRYBRIDGE |  | 53.8068 | -6.2894
015831X | MV/LV Substation CA***831X |  | 10 kV | _ | LV | 50 kVA :Pole Substation | 0.05 | --> | 0.05 | 0 | 0 | Constrained, otherwise capacity available =42 kVA | --> | 0.048 | 0 | 0 | 0 | 0 | Constrained, otherwise capacity available =46 kW | --> | C18 ex NAAS | Naas [T41,T42] | KILTEEL |  | 53.1437 | -6.7106
021014 | MV/LV Substation RA***014 |  | 10 kV | _ | LV | 630 kVA :Building Structure | 0.63 | --> | 0.63 | 0 | 0 | Constrained, otherwise capacity available =504 kVA | --> | 0.598 | 0 | 0.003 | 0.5 | 0 |  | --> | C20 ex FAIRHILL | Fairhill [T42] | KILBARRY |  | 51.9077 | -8.4607
0514019 | MV/LV Substation CL***4019 |  | 20 kV | _ | LV | 50 kVA :Pole Substation | 0.05 | --> | 0.05 | 0.048 | 2.22 |  | --> | 0.048 | 0 | 0 | 0.047 | 0 |  | --> | E21 ex CLARA | Clara [T421,T422] | THORNSBERRY |  | 53.3498 | -7.6244
1424121 | MV/LV Substation KI***4121 |  | 20 kV | _ | LV | 50 kVA :Pole Substation | 0.05 | --> | 0.05 | 0 | 0 | Constrained, otherwise capacity available =32 kVA | --> | 0.048 | 0 | 0 | 0 | 0 | Constrained, otherwise capacity available =45 kW | --> | E23 ex ATHENRY | Athenry [T423] | GALWAY 110KV |  | 53.2753 | -8.6314
288029X | MV/LV Substation BO***029X |  | 10 kV | _ | LV | 400 kVA :Building Structure | 0.4 | --> | 0.4 | 0 | 0 | Constrained, otherwise capacity available =312 kVA | --> | 0.38 | 0 | 0 | 0.368 | 0 |  | --> | C18 ex SANDYFORD | Sandyford [T41,T42] | CARRICKMINES |  | 53.2757 | -6.2171
026306Z | MV/LV Substation KN***306Z |  | 10 kV | _ | LV | 50 kVA :Pole Substation | 0.05 | --> | 0.05 | 0 | 0 | Constrained, otherwise capacity available =36 kVA | --> | 0.048 | 0 | 0 | 0 | 0 | Constrained, otherwise capacity available =46 kW | --> | C12 ex TIMOLEAGUE | Timoleague [T41] | BANDON |  | 51.6916 | -8.7587
037146 | MV/LV Substation U ***146 |  | 10 kV | _ | LV | 630 kVA :Kiosk Substation | 0.63 | --> | 0.63 | 0.397 | 13.05 |  | --> | 0.598 | 0 | 0.011 | 0.5 | 0 |  | --> | C20 ex ENNIS | Ennis [T101,T102] | ENNIS |  | 52.8461 | -8.985
068406X | MV/LV Substation IV***406X |  | 10 kV | _ | LV | 630 kVA :Building Structure | 0.63 | --> | 0.63 | 0.5 | 0.98 |  | --> | 0.598 | 0 | 0 | 0.5 | 0 |  | --> | C20 ex LEESON STREET | Leeson Street [T41,T42] | MILLTOWN (DR) |  | 53.3355 | -6.2585
031061 | MV/LV Substation PA***061 |  | 10 kV | _ | LV | 400 kVA :Building Structure | 0.4 | --> | 0.4 | 0 | 0 | Constrained, otherwise capacity available =169 kVA | --> | 0.38 | 0 | 0 | 0 | 0 | Constrained, otherwise capacity available =347 kW | --> | C17 ex COLLIGAN | Colligan [T41,T42] | DUNGARVAN |  | 52.095 | -7.6246
034742X | MV/LV Substation KN***742X |  | 10 kV | _ | LV | 200 kVA :Kiosk Substation | 0.2 | --> | 0.2 | 0.119 | 0.57 |  | --> | 0.19 | 0 | 0.061 | 0 | 0 | Constrained, otherwise capacity available =134 kW | --> | E25 ex LAWLESSTOWN | Lawlesstown [T42,T421] | DOON |  | 52.3611 | -7.6787
156230X | MV/LV Substation UR***230X |  | 10 kV | _ | LV | 50 kVA :Pole Substation | 0.05 | --> | 0.05 | 0.048 | 2.04 |  | --> | 0.048 | 0 | 0 | 0 | 0 | Constrained, otherwise capacity available =47 kW | --> | C18 ex BALLYBAY | Ballybay [T41,T42] | LISDRUM |  | 54.1715 | -6.9719
064794Y | MV/LV Substation BA***794Y |  | 20 kV | _ | LV | 50 kVA :Pole Substation | 0.05 | --> | 0.05 | 0 | 0 | Constrained, otherwise capacity available =50 kVA | --> | 0.048 | 0 | 0 | 0 | 0 | Constrained, otherwise capacity available =48 kW | --> | E15 ex JULIANSTOWN | Julianstown [T421,T422] | DRYBRIDGE |  | 53.6324 | -6.251
049875X | MV/LV Substation TE***875X |  | 20 kV | _ | LV | 200 kVA :Kiosk Substation | 0.2 | --> | 0.2 | 0.19 | 0.21 |  | --> | 0.19 | 0 | 0 | 0 | 0 | Constrained, otherwise capacity available =189 kW | --> | E20 ex LONGFORD | Longford [T421,T422] | RICHMOND |  | 53.7335 | -7.7764
073647 | MV/LV Substation CL***647 |  | 20 kV | _ | LV | 200 kVA :Pole Substation | 0.2 | --> | 0.2 | 0 | 0 | Constrained, otherwise capacity available =161 kVA | --> | 0.19 | 0 | 0.006 | 0 | 0 | Constrained, otherwise capacity available =180 kW | --> | C15 ex MOATE | Moate [T41,T42] | ATHLONE |  | 53.3942 | -7.7116
154217Z | MV/LV Substation WA***217Z |  | 10 kV | _ | LV | 400 kVA :Kiosk Substation | 0.4 | --> | 0.4 | 0 | 0 | Constrained, otherwise capacity available =353 kVA | --> | 0.38 | 0 | 0 | 0.374 | 0 |  | --> | C20 ex COLLEGE PARK | College Park [T101,T102,T103] | COLLEGE PARK |  | 53.3923 | -6.3756
023644X | MV/LV Substation BA***644X |  | 20 kV | _ | LV | 50 kVA :Pole Substation | 0.05 | --> | 0.05 | 0 | 0 | Constrained, otherwise capacity available =49 kVA | --> | 0.048 | 0 | 0.005 | 0 | 0 | Constrained, otherwise capacity available =44 kW | --> | C14 ex FERMOY NORTH | Fermoy North [T41,T42] | BARRYMORE |  | 52.1657 | -8.2811
254054 | MV/LV Substation SU***054 |  | 20 kV | _ | LV | 200 kVA :Pole Substation | 0.2 | --> | 0.2 | 0 | 0 | Constrained, otherwise capacity available =151 kVA | --> | 0.19 | 0 | 0.036 | 0 | 0 | Constrained, otherwise capacity available =156 kW | --> | E15 ex GLENAMADDY | Glenamaddy [T422] | ATHLONE |  | 53.6053 | -8.5585
054254Z | MV/LV Substation AS***254Z |  | 10 kV | _ | LV | 100 kVA :Pole Substation | 0.1 | --> | 0.1 | 0 | 0 | Constrained, otherwise capacity available =100 kVA | --> | 0.095 | 0 | 0 | 0 | 0 | Constrained, otherwise capacity available =95 kW | --> | C12 ex MOUNTRATH | Mountrath [T41,T42] | PORTLAOISE |  | 53.0151 | -7.3578
0814195 | MV/LV Substation CA***4195 |  | 20 kV | _ | LV | 400 kVA :Kiosk Substation | 0.4 | --> | 0.4 | 0 | 0 | Constrained, otherwise capacity available =267 kVA | --> | 0.38 | 0 | 0 | 0.361 | 0 |  | --> | E19 ex ADAMSTOWN | Adamstown [T121,T122] | INCHICORE 220KV |  | 53.3392 | -6.453
029492Y | MV/LV Substation VO***492Y |  | 20 kV | _ | LV | 50 kVA :Pole Substation | 0.05 | --> | 0.05 | 0.05 | 2.31 |  | --> | 0.048 | 0 | 0 | 0.048 | 0 |  | --> | E13 ex AGHADA | Aghada [T721] | N/A |  | 51.8201 | -8.2386
417049X | MV/LV Substation CA***049X |  | 20 kV | _ | LV | 100 kVA :Pole Substation | 0.1 | --> | 0.1 | 0.1 | 8.5 |  | --> | 0.095 | 0 | 0 | 0 | 0 | Constrained, otherwise capacity available =95 kW | --> | E14 ex ARIGNA | Arigna [T121] | ARIGNA |  | 54.0578 | -8.1391
011213 | MV/LV Substation CO***213 |  | 10 kV | _ | LV | 200 kVA :Pole Substation | 0.2 | --> | 0.2 | 0 | 0 | Constrained, otherwise capacity available =134 kVA | --> | 0.19 | 0 | 0 | 0 | 0 | Constrained, otherwise capacity available =181 kW | --> | C14 ex ROSEHILL | Rosehill [T41,T42] | KILKENNY |  | 52.6437 | -7.2632
237115X | MV/LV Substation NU***115X |  | 10 kV | _ | LV | 100 kVA :Pole Substation | 0.1 | --> | 0.1 | 0 | 0 | Constrained, otherwise capacity available =62 kVA | --> | 0.095 | 0 | 0 | 0 | 0 | Constrained, otherwise capacity available =90 kW | --> | C12 ex KILSARAN | Kilsaran [T42] | DRYBRIDGE |  | 53.901 | -6.3862
0234402 | MV/LV Substation PY***4402 |  | 20 kV | _ | LV | 50 kVA :Pole Substation | 0.05 | --> | 0.05 | 0 | 0 | Constrained, otherwise capacity available =45 kVA | --> | 0.048 | 0 | 0 | 0 | 0 | Constrained, otherwise capacity available =47 kW | --> | E12 ex CASTLELYONS | Castlelyons [T421,T422] | BARRYMORE |  | 52.0692 | -8.2967
060830X | MV/LV Substation HI***830X |  | 20 kV | _ | LV | 50 kVA :Pole Substation | 0.05 | --> | 0.05 | 0 | 0 | Constrained, otherwise capacity available =48 kVA | --> | 0.048 | 0 | 0.005 | 0 | 0 | Constrained, otherwise capacity available =44 kW | --> | C18 ex CLONES | Clones [T41,T42] | SHANKILL |  | 54.1314 | -7.2378
082005 | MV/LV Substation RA***005 |  | 10 kV | _ | LV | 200 kVA :Pole Substation | 0.2 | --> | 0.2 | 0.079 | 2.01 |  | --> | 0.19 | 0 | 0.01 | 0 | 0 | Constrained, otherwise capacity available =165 kW | --> | C17 ex ABBEYLAND | Abbeyland [T41,T42] | NAVAN |  | 53.657 | -6.6831
002001X | MV/LV Substation GI***001X |  | 10 kV | _ | LV | 400 kVA :Kiosk Substation | 0.4 | --> | 0.4 | 0.351 | 4.51 |  | --> | 0.38 | 0 | 0 | 0.373 | 0 |  | --> | C19 ex BOGHALL ROAD | Boghall Road [T41,T42] | FASSAROE |  | 53.1824 | -6.1286
158094X | MV/LV Substation CA***094X |  | 10 kV | _ | LV | 50 kVA :Pole Substation | 0.05 | --> | 0.05 | 0 | 0 | Constrained, otherwise capacity available =42 kVA | --> | 0.048 | 0 | 0 | 0 | 0 | Constrained, otherwise capacity available =46 kW | --> | C16 ex ENNISTYMON | Ennistymon [T41,T42] | ENNIS |  | 52.969 | -9.412
160144Y | MV/LV Substation CA***144Y |  | 20 kV | _ | LV | 50 kVA :Pole Substation | 0.05 | --> | 0.05 | 0 | 0 | Constrained, otherwise capacity available =48 kVA | --> | 0.048 | 0 | 0 | 0 | 0 | Constrained, otherwise capacity available =47 kW | --> | C11 ex MOUNTMELLICK | Mountmellick [T41,T42] | PORTLAOISE |  | 53.1643 | -7.5675
253987 | MV/LV Substation TO***987 |  | 20 kV | _ | LV | 50 kVA :Pole Substation | 0.05 | --> | 0.05 | 0 | 0 | Constrained, otherwise capacity available =23 kVA | --> | 0.048 | 0 | 0 | 0 | 0 | Constrained, otherwise capacity available =44 kW | --> | C17 ex TUAM NORTH | Tuam North [T41,T42] | CLOON |  | 53.4935 | -8.8114
160063Y | MV/LV Substation PO***063Y |  | 20 kV | _ | LV | 50 kVA :Pole Substation | 0.05 | --> | 0.05 | 0 | 0 | Constrained, otherwise capacity available =46 kVA | --> | 0.048 | 0 | 0 | 0 | 0 | Constrained, otherwise capacity available =47 kW | --> | C21 ex PORTARLINGTON | Portarlington [T43] | BLAKE |  | 53.151 | -7.1389
099097X | MV/LV Substation TH***097X |  | 10 kV | _ | LV | 400 kVA :Kiosk Substation | 0.4 | --> | 0.4 | 0.361 | 5.45 |  | --> | 0.38 | 0 | 0.009 | 0 | 0 | Constrained, otherwise capacity available =368 kW | --> | C14 ex GORTLEE | Gortlee [T41,T42] | LETTERKENNY |  | 54.9548 | -7.7523
0934208 | MV/LV Substation BR***4208 |  | 10 kV | _ | LV | 630 kVA :Building Structure | 0.63 | --> | 0.63 | 0 | 0 | Constrained, otherwise capacity available =69 kVA | --> | 0.598 | 0 | 0 | 0.5 | 0 |  | --> | C14 ex POPPINTREE | Poppintree [T101,T102] | FINGLAS |  | 53.405 | -6.2329
030007 | MV/LV Substation MI***007 |  | 20 kV | _ | LV | 200 kVA :Kiosk Substation | 0.2 | --> | 0.2 | 0 | 0 | Constrained, otherwise capacity available =122 kVA | --> | 0.19 | 0 | 0.016 | 0 | 0 | Constrained, otherwise capacity available =167 kW | --> | E14 ex FOXHOLE | Foxhole [T421,T422] | DUNGARVAN |  | 51.9614 | -7.8615
120296Y | MV/LV Substation BL***296Y |  | 20 kV | _ | LV | 630 kVA :Kiosk Substation | 0.63 | --> | 0.63 | 0.469 | 3.5 |  | --> | 0.598 | 0 | 0.009 | 0 | 0 | Constrained, otherwise capacity available =570 kW | --> | E11 ex DUNFIRTH | Dunfirth [T122] | DUNFIRTH |  | 53.416 | -6.8254
365422 | MV/LV Substation ST***422 |  | 10 kV | _ | LV | 200 kVA :Pole Substation | 0.2 | --> | 0.2 | 0 | 0 | Constrained, otherwise capacity available =96 kVA | --> | 0.19 | 0 | 0.016 | 0.163 | 0 |  | --> | C21 ex OLDBAWN | Oldbawn [T41,T42] | COOKSTOWN |  | 53.2698 | -6.3567
162394X | MV/LV Substation LU***394X |  | 10 kV | _ | LV | 50 kVA :Pole Substation | 0.05 | --> | 0.05 | 0.027 | 0.25 |  | --> | 0.048 | 0 | 0 | 0 | 0 | Constrained, otherwise capacity available =44 kW | --> | C16 ex ROSSGEIR | Rossgeir [T41,T42] | LETTERKENNY |  | 54.9666 | -7.4869
081580X | MV/LV Substation WI***580X |  | 10 kV | _ | LV | 200 kVA :Kiosk Substation | 0.2 | --> | 0.2 | 0 | 0 | Constrained, otherwise capacity available =106 kVA | --> | 0.19 | 0 | 0.022 | 0.16 | 0 |  | --> | C13 ex LIFFEY VALLEY | Liffey Valley [T41,T42] | INCHICORE 220KV |  | 53.3555 | -6.4231
111071X | MV/LV Substation DU***071X |  | 20 kV | _ | LV | 200 kVA :Pole Substation | 0.2 | --> | 0.2 | 0 | 0 | Constrained, otherwise capacity available =139 kVA | --> | 0.19 | 0 | 0.003 | 0 | 0 | Constrained, otherwise capacity available =179 kW | --> | C12 ex BANTRY | Bantry [T41,T42] | BALLYLICKY |  | 51.6227 | -9.5211
139094Y | MV/LV Substation GO***094Y |  | 20 kV | _ | LV | 50 kVA :Pole Substation | 0.05 | --> | 0.05 | 0 | 0 | Constrained, otherwise capacity available =46 kVA | --> | 0.048 | 0 | 0 | 0 | 0 | Constrained, otherwise capacity available =47 kW | --> | E16 ex FINEA | Finea [T421,T422] | SHANKILL |  | 53.8657 | -7.5498
077433 | MV/LV Substation PA***433 |  | 20 kV | _ | LV | 630 kVA :Kiosk Substation | 0.63 | --> | 0.63 | 0 | 0 | Constrained, otherwise capacity available =440 kVA | --> | 0.598 | 0 | 0.025 | 0 | 0 | Constrained, otherwise capacity available =554 kW | --> | E18 ex PATRICKSWELL | Patrickswell [T421,T422] | LIMERICK |  | 52.5988 | -8.7103
059150Y | MV/LV Substation ME***150Y |  | 10 kV | _ | LV | 100 kVA :Pole Substation | 0.1 | --> | 0.1 | 0 | 0 | Constrained, otherwise capacity available =65 kVA | --> | 0.095 | 0 | 0 | 0 | 0 | Constrained, otherwise capacity available =90 kW | --> | C16 ex DERRYCRAMPH | Derrycramph [T41,T42] | SHANKILL |  | 53.9826 | -7.3442
021331 | MV/LV Substation RI***331 |  | 10 kV | _ | LV | 400 kVA :Kiosk Substation | 0.4 | --> | 0.4 | 0 | 0 | Constrained, otherwise capacity available =340 kVA | --> | 0.38 | 0 | 0.058 | 0.329 | 0 |  | --> | C12 ex RIVERSTOWN | Riverstown [T41,T42] | KILBARRY |  | 51.9352 | -8.401
046061X | MV/LV Substation CA***061X |  | 10 kV | _ | LV | 400 kVA :Kiosk Substation | 0.4 | --> | 0.4 | 0.357 | 5.78 |  | --> | 0.38 | 0 | 0.005 | 0.37 | 0 |  | --> | C11 ex OAKFIELD | Oakfield [T41,T42] | SLIGO |  | 54.2597 | -8.4719
0664245 | MV/LV Substation GL***4245 |  | 20 kV | _ | LV | 630 kVA :Kiosk Substation | 0.63 | --> | 0.63 | 0 | 0 | Constrained, otherwise capacity available =515 kVA | --> | 0.598 | 0 | 0.191 | 0 | 0 | Constrained, otherwise capacity available =441 kW | --> | E18 ex GLASMORE | Glasmore [T421,T422] | GLASMORE |  | 53.4725 | -6.2471
019384X | MV/LV Substation LI***384X |  | 10 kV | _ | LV | 200 kVA :Kiosk Substation | 0.2 | --> | 0.2 | 0.047 | 0.05 | Constrained, otherwise capacity available =144 kVA | --> | 0.19 | 0 | 0 | 0 | 0 | Constrained, otherwise capacity available =182 kW | --> | C14 ex BALLYBEGGAN | Ballybeggan [T43,T44] | TRALEE |  | 52.2894 | -9.6953
150890 | MV/LV Substation L ***890 |  | 20 kV | _ | LV | 50 kVA :Pole Substation | 0.05 | --> | 0.05 | 0.049 | 3.96 |  | --> | 0.048 | 0 | 0.006 | 0 | 0 | Constrained, otherwise capacity available =43 kW | --> | E19 ex STRANORLAR | Stranorlar [T421,T422] | LETTERKENNY |  | 54.7664 | -7.8664
021015 | MV/LV Substation GA***015 |  | 10 kV | _ | LV | 630 kVA :Kiosk Substation | 0.63 | --> | 0.63 | 0 | 0 | Constrained, otherwise capacity available =439 kVA | --> | 0.598 | 0 | 0.025 | 0.5 | 0 |  | --> | C17 ex KILBARRY | Kilbarry [T101,T43] | KILBARRY |  | 51.908 | -8.4534
070024 | MV/LV Substation MU***024 |  | 20 kV | _ | LV | 100 kVA :Pole Substation | 0.1 | --> | 0.1 | 0 | 2.24 |  | --> | 0.095 | 0 | 0.009 | 0.066 | 0 |  | --> | E11 ex CLOONBANNIN | Cloonbannin [T421] | GLENLARA |  | 52.0582 | -9.0581
081306Y | MV/LV Substation BR***306Y |  | 10 kV | _ | LV | 50 kVA :Pole Substation | 0.05 | --> | 0.05 | 0 | 0 | Constrained, otherwise capacity available =49 kVA | --> | 0.048 | 0 | 0 | 0 | 0 | Constrained, otherwise capacity available =47 kW | --> | C15 ex MONEYCOOLEY | Moneycooley [T41,T42,T44] | GRIFFINRATH |  | 53.3482 | -6.6221
142765X | MV/LV Substation SL***765X |  | 10 kV | _ | LV | 400 kVA :Kiosk Substation | 0.4 | --> | 0.4 | 0 | 0 | Constrained, otherwise capacity available =296 kVA | --> | 0.38 | 0 | 0.018 | 0 | 0 | Constrained, otherwise capacity available =352 kW | --> | C17 ex ATHENRY |  |  |  | 53.3029 | -8.7407
036197 | MV/LV Substation BA***197 |  | 20 kV | _ | LV | 50 kVA :Pole Substation | 0.05 | --> | 0.05 | 0 | 0 | Constrained, otherwise capacity available =36 kVA | --> | 0.048 | 0 | 0.015 | 0 | 0 | Constrained, otherwise capacity available =34 kW | --> | E18 ex GARRANACANTY | Garranacanty [T421,T422] | TIPPERARY |  | 52.4945 | -8.1994
050154X | MV/LV Substation ME***154X |  | 10 kV | _ | LV | 400 kVA :Kiosk Substation | 0.4 | --> | 0.4 | 0.152 | 7.61 |  | --> | 0.38 | 0 | 0.004 | 0 | 0 | Constrained, otherwise capacity available =342 kW | --> | C12 ex GARRYCASTLE | Garrycastle [T41,T42] | ATHLONE |  | 53.4133 | -7.9039
018123Z | MV/LV Substation GL***123Z |  | 20 kV | _ | LV | 100 kVA :Pole Substation | 0.1 | --> | 0.1 | 0.084 | 3.75 |  | --> | 0.095 | 0 | 0.005 | 0 | 0 | Constrained, otherwise capacity available =89 kW | --> | C14 ex SMEARLA | Smearla [T41,T42] | TRIEN |  | 52.5054 | -9.3582
164536 | MV/LV Substation GL***536 |  | 10 kV | _ | LV | 50 kVA :Pole Substation | 0.05 | --> | 0.05 | 0 | 0 | Constrained, otherwise capacity available =42 kVA | --> | 0.048 | 0 | 0.005 | 0 | 0 | Constrained, otherwise capacity available =43 kW | --> | C15 ex SKIBBEREEN | Skibbereen [T41,T42] | DUNMANWAY |  | 51.5212 | -9.3347
071925 | MV/LV Substation CH***925 |  | 10 kV | _ | LV | 630 kVA :Kiosk Substation | 0.63 | --> | 0.63 | 0.464 | 5.58 |  | --> | 0.598 | 0 | 0.021 | 0.5 | 0 |  | --> | C13 ex KILCOOLE | Kilcoole [T41,T42] | FASSAROE |  | 53.0906 | -6.1122
082189Z | MV/LV Substation KI***189Z |  | 20 kV | _ | LV | 200 kVA :Kiosk Substation | 0.2 | --> | 0.2 | 0 | 0 | Constrained, otherwise capacity available =180 kVA | --> | 0.19 | 0 | 0 | 0 | 0 | Constrained, otherwise capacity available =187 kW | --> | E11 ex ACADEMY STREET | Academy Street [T421,T422,T44] | NAVAN |  | 53.5415 | -6.5825
156425X | MV/LV Substation CO***425X |  | 10 kV | _ | LV | 100 kVA :Pole Substation | 0.1 | --> | 0.1 | 0 | 0 | Constrained, otherwise capacity available =81 kVA | --> | 0.095 | 0 | 0 | 0 | 0 | Constrained, otherwise capacity available =92 kW | --> | C20 ex DRUMBEAR | Drumbear [T41,T42] | LISDRUM |  | 54.2407 | -6.9391
052816Y | MV/LV Substation AR***816Y |  | 10 kV | _ | LV | 630 kVA :Kiosk Substation | 0.63 | --> | 0.63 | 0.424 | 10.9 |  | --> | 0.598 | 0 | 0.035 | 0.5 | 0 |  | --> | C18 ex MULLINGAR | Mullingar [T101,T102] | MULLINGAR |  | 53.521 | -7.3695
142729 | MV/LV Substation AG***729 |  | 10 kV | _ | LV | 400 kVA :Kiosk Substation | 0.4 | --> | 0.4 | 0 | 0 |  | --> | 0.38 | 0 | 0.088 | 0 | 0 | Constrained, otherwise capacity available =299 kW | --> | C11 ex ATHENRY | Athenry [T41,T42] | GALWAY 110KV |  | 53.2873 | -8.7783
050595Y | MV/LV Substation CO***595Y |  | 10 kV | _ | LV | 50 kVA :Pole Substation | 0.05 | --> | 0.05 | 0 | 0 | Constrained, otherwise capacity available =28 kVA | --> | 0.048 | 0 | 0 | 0 | 0 | Constrained, otherwise capacity available =44 kW | --> | C24 ex ATHLONE | Athlone [T41,T42] | ATHLONE |  | 53.4226 | -7.975
007717Z | MV/LV Substation SH***717Z |  | 10 kV | _ | LV | 400 kVA :Building Structure | 0.4 | --> | 0.4 | 0.143 | 0.14 | Constrained, otherwise capacity available =400 kVA | --> | 0.38 | 0 | 0 | 0 | 0 | Constrained, otherwise capacity available =380 kW | --> | C12 ex CARRIGLAWN | Carriglawn [T41,T42] | WEXFORD |  | 52.3405 | -6.4615
034315Y | MV/LV Substation TE***315Y |  | 10 kV | _ | LV | 200 kVA :Pole Substation | 0.2 | --> | 0.2 | 0.103 | 0.95 |  | --> | 0.19 | 0 | 0 | 0 | 0 | Constrained, otherwise capacity available =176 kW | --> | C18 ex SPA ROAD | Spa Road [T41,T42] | DOON |  | 52.395 | -7.6167
066184Z | MV/LV Substation CO***184Z |  | 20 kV | _ | LV | 400 kVA :Kiosk Substation | 0.4 | --> | 0.4 | 0 | 0 | Constrained, otherwise capacity available =260 kVA | --> | 0.38 | 0 | 0.127 | 0 | 0 | Constrained, otherwise capacity available =266 kW | --> | E11 ex GLASMORE | Glasmore [T421,T422] | GLASMORE |  | 53.4947 | -6.1437
281445X | MV/LV Substation GL***445X |  | 20 kV | _ | LV | 50 kVA :Pole Substation | 0.05 | --> | 0.05 | 0 | 0 | Constrained, otherwise capacity available =41 kVA | --> | 0.048 | 0 | 0.008 | 0 | 0 | Constrained, otherwise capacity available =40 kW | --> | C15 ex KILMONEY | Kilmoney [T41,T42] | TRABEG |  | 51.8145 | -8.4951
0334087 | MV/LV Substation JO***4087 |  | 10 kV | _ | LV | 50 kVA :Pole Substation | 0.05 | --> | 0.05 | 0 | 0 | Constrained, otherwise capacity available =50 kVA | --> | 0.048 | 0 | 0 | 0 | 0 | Constrained, otherwise capacity available =48 kW | --> | C18 ex BALLYHALE | Ballyhale [T42,T421] | KILKENNY |  | 52.4668 | -7.4104
017955Y | MV/LV Substation CO***955Y |  | 20 kV | _ | LV | 50 kVA :Pole Substation | 0.05 | --> | 0.05 | 0.04 | 1.98 |  | --> | 0.048 | 0 | 0 | 0 | 0 | Constrained, otherwise capacity available =46 kW | --> | E11 ex RATHKEALE | Rathkeale [T421,T422] | RATHKEALE |  | 52.6193 | -8.8774
156482Y | MV/LV Substation DR***482Y |  | 20 kV | _ | LV | 100 kVA :Pole Substation | 0.1 | --> | 0.1 | 0.091 | 2.47 |  | --> | 0.095 | 0 | 0 | 0 | 0 | Constrained, otherwise capacity available =94 kW | --> | E13 ex TELAYDON | Telaydon [T42,T421] | LISDRUM |  | 54.3068 | -7.1092
009637X | MV/LV Substation BA***637X |  | 10 kV | _ | LV | 50 kVA :Pole Substation | 0.05 | --> | 0.05 | 0.036 | 13.6 |  | --> | 0.048 | 0 | 0.006 | 0.041 | 0 |  | --> | C22 ex KILLOTERAN | Killoteran [T101,T102] | KILLOTERAN |  | 52.2194 | -7.1341
062043Z | MV/LV Substation NE***043Z |  | 20 kV | _ | LV | 50 kVA :Pole Substation | 0.05 | --> | 0.05 | 0.014 | 19.76 |  | --> | 0.048 | 0 | 0.04 | 0.013 | 0 |  | --> | E19 ex MULLAGHARLIN | Mullagharlin [T121,T122] | MULLAGHARLIN |  | 53.977 | -6.4948
108144X | MV/LV Substation LA***144X |  | 20 kV | _ | LV | 50 kVA :Pole Substation | 0.05 | --> | 0.05 | 0.046 | 1.57 |  | --> | 0.048 | 0 | 0 | 0 | 0 | Constrained, otherwise capacity available =47 kW | --> | C17 ex BALLYSHANNON | Ballyshannon [T41,T42] | CATHALEENS FALL |  | 54.586 | -8.1433
154391 | MV/LV Substation DR***391 |  | 10 kV | _ | LV | 200 kVA :Kiosk Substation | 0.2 | --> | 0.2 | 0 | 0 | Constrained, otherwise capacity available =142 kVA | --> | 0.19 | 0 | 0.005 | 0.178 | 0 |  | --> | C14 ex MACETOWN | Macetown [T101,T102] | MACETOWN |  | 53.4051 | -6.3884
042946X | MV/LV Substation RO***946X |  | 20 kV | _ | LV | 50 kVA :Pole Substation | 0.05 | --> | 0.05 | 0 | 0 | Constrained, otherwise capacity available =50 kVA | --> | 0.048 | 0 | 0 | 0 | 0 | Constrained, otherwise capacity available =48 kW | --> | E17 ex WINDSOR | Windsor [T421,T422] | CASTLEBAR |  | 53.847 | -9.2262
253568Y | MV/LV Substation MY***568Y |  | 10 kV | _ | LV | 100 kVA :Pole Substation | 0.1 | --> | 0.1 | 0.087 | 10.7 |  | --> | 0.095 | 0 | 0.006 | 0 | 0 | Constrained, otherwise capacity available =89 kW | --> | C14 ex CLOON | Cloon [T42,T421] | CLOON |  | 53.4408 | -8.8817
037012Y | MV/LV Substation FA***012Y |  | 10 kV | _ | LV | 400 kVA :Kiosk Substation | 0.4 | --> | 0.4 | 0.3 | 13.05 |  | --> | 0.38 | 0 | 0.03 | 0.344 | 0 |  | --> | C18 ex ENNIS | Ennis [T101,T102] | ENNIS |  | 52.8535 | -8.9523
2814256 | MV/LV Substation AY***4256 |  | 10 kV | _ | LV | 400 kVA :Kiosk Substation | 0.4 | --> | 0.4 | 0 | 0 | Constrained, otherwise capacity available =310 kVA | --> | 0.38 | 0 | 0 | 0 | 0 | Constrained, otherwise capacity available =368 kW | --> | C16 ex DOUGLAS | Douglas [T41,T42] | TRABEG |  | 51.8894 | -8.4356
005882 | MV/LV Substation BA***882 |  | 10 kV | _ | LV | 50 kVA :Pole Substation | 0.05 | --> | 0.05 | 0 | 0 | Constrained, otherwise capacity available =13 kVA | --> | 0.048 | 0 | 0 | 0 | 0 | Constrained, otherwise capacity available =42 kW | --> | C11 ex GARDEN CITY | Garden City [T41,T42] | ARKLOW |  | 52.6789 | -6.204
176580X | MV/LV Substation DR***580X |  | 20 kV | _ | LV | 50 kVA :Pole Substation | 0.05 | --> | 0.05 | 0 | 0 | Constrained, otherwise capacity available =31 kVA | --> | 0.048 | 0 | 0 | 0 | 0 | Constrained, otherwise capacity available =45 kW | --> | E12 ex MACROOM | Macroom [T422] | MACROOM |  | 51.9325 | -8.9642
081167Z | MV/LV Substation FF***167Z |  | 10 kV | _ | LV | 200 kVA :Kiosk Substation | 0.2 | --> | 0.2 | 0 | 0 | Constrained, otherwise capacity available =126 kVA | --> | 0.19 | 0 | 0.027 | 0.16 | 0 |  | --> | C18 ex LUCAN EAST | Lucan East [T41,T42] | GRANGE CASTLE |  | 53.3496 | -6.426
003697 | MV/LV Substation MO***697 |  | 10 kV | _ | LV | 100 kVA :Pole Substation | 0.1 | --> | 0.1 | 0.091 | 0.48 |  | --> | 0.095 | 0 | 0.01 | 0 | 0 | Constrained, otherwise capacity available =86 kW | --> | C20 ex KILMARTIN | Kilmartin [T41] | ARKLOW |  | 53.009 | -6.2037
117590Y | MV/LV Substation RA***590Y |  | 20 kV | _ | LV | 630 kVA :Building Structure | 0.63 | --> | 0.63 | 0 | 0 | Constrained, otherwise capacity available =541 kVA | --> | 0.598 | 0 | 0 | 0 | 0 | Constrained, otherwise capacity available =586 kW | --> | E20 ex COLLOONEY | Collooney [T421,T422] | SLIGO |  | 54.1856 | -8.4808
029520Y | MV/LV Substation HA***520Y |  | 10 kV | _ | LV | 630 kVA :Kiosk Substation | 0.63 | --> | 0.63 | 0 | 0 | Constrained, otherwise capacity available =552 kVA | --> | 0.598 | 0 | 0.008 | 0 | 0 | Constrained, otherwise capacity available =582 kW | --> | C12 ex KILLACLOYNE | Killacloyne [T41,T42] | MIDLETON |  | 51.9115 | -8.2724
058432 | MV/LV Substation KI***432 |  | 10 kV | _ | LV | 400 kVA :Kiosk Substation | 0.4 | --> | 0.4 | 0.375 | 3 |  | --> | 0.38 | 0 | 0.011 | 0 | 0 | Constrained, otherwise capacity available =368 kW | --> | C23 ex NENAGH | Nenagh [T41,T42] | NENAGH |  | 52.7978 | -8.206
243125 | MV/LV Substation ST***125 |  | 20 kV | _ | LV | 50 kVA :Pole Substation | 0.05 | --> | 0.05 | 0 | 0 | Constrained, otherwise capacity available =20 kVA | --> | 0.048 | 0 | 0 | 0 | 0 | Constrained, otherwise capacity available =43 kW | --> | E17 ex INCH | Inch [T421,T422] | OUGHTRAGH |  | 52.2407 | -10.0621
019064 | MV/LV Substation OA***064 |  | 10 kV | _ | LV | 200 kVA :Kiosk Substation | 0.2 | --> | 0.2 | 0.047 | 0.05 | Constrained, otherwise capacity available =136 kVA | --> | 0.19 | 0 | 0.012 | 0 | 0 | Constrained, otherwise capacity available =172 kW | --> | C17 ex BALLYBEGGAN | Ballybeggan [T43,T44] | TRALEE |  | 52.2804 | -9.6896
1614180 | MV/LV Substation FA***4180 |  | 20 kV | _ | LV | 100 kVA :Pole Substation | 0.1 | --> | 0.1 | 0.1 | 6.53 |  | --> | 0.095 | 0 | 0 | 0.095 | 0 |  | --> | C16 ex OUGHTERARD | Oughterard [T41,T42] | SCREEB |  | 53.4017 | -9.2546
001169 | MV/LV Substation DR***169 |  | 10 kV | _ | LV | 630 kVA :Building Structure | 0.63 | --> | 0.63 | 0 | 0 | Constrained, otherwise capacity available =366 kVA | --> | 0.598 | 0 | 0.073 | 0.5 | 0 |  | --> | C15 ex DUNDRUM | Dundrum [T41,T42] | BLACKROCK |  | 53.2884 | -6.2242
061446 | MV/LV Substation RO***446 |  | 10 kV | _ | LV | 200 kVA :Pole Substation | 0.2 | --> | 0.2 | 0.168 | 2.04 |  | --> | 0.19 | 0 | 0 | 0 | 0 | Constrained, otherwise capacity available =186 kW | --> | C12 ex BALLYBAY | Ballybay [T41,T42] | LISDRUM |  | 54.1178 | -7.0168
003012 | MV/LV Substation CH***012 |  | 10 kV | _ | LV | 200 kVA :Pole Substation | 0.2 | --> | 0.2 | 0.127 | 11.58 |  | --> | 0.19 | 0 | 0 | 0 | 0 | Constrained, otherwise capacity available =180 kW | --> | C25 ex BALLYBEG | Ballybeg [T101,T102] | CARRICKMINES |  | 52.9909 | -6.0497
116295Y | MV/LV Substation TO***295Y |  | 10 kV | _ | LV | 400 kVA :Kiosk Substation | 0.4 | --> | 0.4 | 0.335 | 7.32 |  | --> | 0.38 | 0 | 0 | 0.371 | 0 |  | --> | C11 ex CARROWBEG | Carrowbeg [T41,T42] | CARROWBEG |  | 53.7959 | -9.5264
015678Z | MV/LV Substation AB***678Z |  | 10 kV | _ | LV | 1000 kVA :Building Structure | 1 | --> | 1 | 0 | 0 | Constrained, otherwise capacity available =700 kVA | --> | 0.95 | 0 | 0 | 0 | 0 | Constrained, otherwise capacity available =908 kW | --> | C17 ex SALLINS | Sallins [T41,T42] | GRIFFINRATH |  | 53.2905 | -6.6825
1604302 | MV/LV Substation CL***4302 |  | 10 kV | _ | LV | 50 kVA :Pole Substation | 0.05 | --> | 0.05 | 0 | 0 | Constrained, otherwise capacity available =42 kVA | --> | 0.048 | 0 | 0 | 0 | 0 | Constrained, otherwise capacity available =46 kW | --> | C12 ex MOUNTRATH | Mountrath [T41,T42] | PORTLAOISE |  | 53.024 | -7.4241
011470 | MV/LV Substation SM***470 |  | 10 kV | _ | LV | 200 kVA :Kiosk Substation | 0.2 | --> | 0.2 | 0.2 | 2.8 |  | --> | 0.19 | 0 | 0 | 0 | 0 | Constrained, otherwise capacity available =190 kW | --> | C13 ex PURCELLS INCH | Purcells Inch [T41,T42] | KILKENNY |  | 52.6385 | -7.2489
154046Z | MV/LV Substation WA***046Z |  | 10 kV | _ | LV | 400 kVA :Kiosk Substation | 0.4 | --> | 0.4 | 0 | 0 | Constrained, otherwise capacity available =257 kVA | --> | 0.38 | 0 | 0.013 | 0 | 0 | Constrained, otherwise capacity available =350 kW | --> | C24 ex BALLYCOOLIN | Ballycoolin [T41,T42,T43] | FINGLAS |  | 53.4011 | -6.3862
130001X | MV/LV Substation SR***001X |  | 20 kV | _ | LV | 50 kVA :Pole Substation | 0.05 | --> | 0.05 | 0.036 | 0.21 |  | --> | 0.048 | 0 | 0 | 0 | 0 | Constrained, otherwise capacity available =46 kW | --> | E18 ex LONGFORD | Longford [T421,T422] | RICHMOND |  | 53.7172 | -7.7404
065332Z | MV/LV Substation BA***332Z |  | 10 kV | _ | LV | 400 kVA :Kiosk Substation | 0.4 | --> | 0.4 | 0 | 0 | Constrained, otherwise capacity available =341 kVA | --> | 0.38 | 0 | 0.017 | 0.359 | 0 |  | --> | C26 ex STEPHENSTOWN | Stephenstown [T101,T102] | FINGLAS |  | 53.5843 | -6.1888
060274X | MV/LV Substation CL***274X |  | 10 kV | _ | LV | 50 kVA :Pole Substation | 0.05 | --> | 0.05 | 0 | 0 | Constrained, otherwise capacity available =50 kVA | --> | 0.048 | 0 | 0 | 0 | 0 | Constrained, otherwise capacity available =48 kW | --> | C16 ex CLONES | Clones [T41,T42] | SHANKILL |  | 54.1906 | -7.2244
049989X | MV/LV Substation KI***989X |  | 20 kV | _ | LV | 50 kVA :Pole Substation | 0.05 | --> | 0.05 | 0.048 | 0.21 |  | --> | 0.048 | 0 | 0 | 0 | 0 | Constrained, otherwise capacity available =47 kW | --> | E12 ex LONGFORD | Longford [T421,T422] | RICHMOND |  | 53.7947 | -7.7947
075773 | MV/LV Substation EA***773 |  | 20 kV | _ | LV | 100 kVA :Pole Substation | 0.1 | --> | 0.1 | 0.089 | 4.38 |  | --> | 0.095 | 0 | 0 | 0.093 | 0 |  | --> | E14 ex CRANE | Crane [T122] | CRANE |  | 52.5483 | -6.5429
021265X | MV/LV Substation CO***265X |  | 10 kV | _ | LV | 200 kVA :Building Structure | 0.2 | --> | 0.2 | 0.144 | 6.78 |  | --> | 0.19 | 0 | 0 | 0.182 | 0 |  | --> | C41 ex CASTLEVIEW | Castleview [T101,T102] | CASTLEVIEW |  | 51.9044 | -8.411
066451Z | MV/LV Substation RO***451Z |  | 20 kV | _ | LV | 400 kVA :Building Structure | 0.4 | --> | 0.4 | 0 | 0 | Constrained, otherwise capacity available =333 kVA | --> | 0.38 | 0 | 0.09 | 0 | 0 | Constrained, otherwise capacity available =304 kW | --> | E18 ex GLASMORE | Glasmore [T421,T422] | GLASMORE |  | 53.4869 | -6.2737
365817X | MV/LV Substation GL***817X |  | 10 kV | _ | LV | 400 kVA :Kiosk Substation | 0.4 | --> | 0.4 | 0.293 | 13.91 |  | --> | 0.38 | 0 | 0.005 | 0.361 | 0 |  | --> | C23 ex COOKSTOWN | Cookstown [T101,T102] | CARRICKMINES |  | 53.2848 | -6.4039
001720 | MV/LV Substation BL***720 |  | 10 kV | _ | LV | 630 kVA :Building Structure | 0.63 | --> | 0.63 | 0.49 | 1.55 |  | --> | 0.598 | 0 | 0.016 | 0.5 | 0 |  | --> | C22 ex MONKSTOWN | Monkstown [T41,T42] | BLACKROCK |  | 53.3007 | -6.1791
065058 | MV/LV Substation LO***058 |  | 10 kV | _ | LV | 200 kVA :Pole Substation | 0.2 | --> | 0.2 | 0 | 0 | Constrained, otherwise capacity available =112 kVA | --> | 0.19 | 0 | 0.046 | 0 | 0 | Constrained, otherwise capacity available =144 kW | --> | E15 ex BATTER LANE TEMPORARY | Batter Lane Temporary 38kv [T421] | GLASMORE |  | 53.5155 | -6.117
204801 | MV/LV Substation I ***801 |  | 20 kV | _ | LV | 200 kVA :Pole Substation | 0.2 | --> | 0.2 | 0.171 | 2.02 |  | --> | 0.19 | 0 | 0 | 0 | 0 | Constrained, otherwise capacity available =186 kW | --> | E17 ex BALLYMACARRY | Ballymacarry [T421] | TRILLICK |  | 55.1093 | -7.4656
001377 | MV/LV Substation MA***377 |  | 10 kV | _ | LV | 400 kVA :Kiosk Substation | 0.4 | --> | 0.4 | 0.179 | 1.55 |  | --> | 0.38 | 0 | 0.041 | 0.318 | 0 |  | --> | C17 ex MONKSTOWN | Monkstown [T41,T42] | BLACKROCK |  | 53.3002 | -6.1722
011289Z | MV/LV Substation AR***289Z |  | 10 kV | _ | LV | 400 kVA :Kiosk Substation | 0.4 | --> | 0.4 | 0.256 | 5.05 |  | --> | 0.38 | 0 | 0.047 | 0 | 0 | Constrained, otherwise capacity available =325 kW | --> | C14 ex MCDONAGH | Mcdonagh [T41,T42] | KILKENNY |  | 52.654 | -7.2322
0814085 | MV/LV Substation HO***4085 |  | 10 kV | _ | LV | 630 kVA :Building Structure | 0.63 | --> | 0.63 | 0 | 0 | Constrained, otherwise capacity available =416 kVA | --> | 0.598 | 0 | 0 | 0.5 | 0 |  | --> | C22 ex BALLYMOUNT | Ballymount [T41,T42] | INCHICORE 220KV |  | 53.3211 | -6.3674
117587Y | MV/LV Substation BE***587Y |  | 20 kV | _ | LV | 50 kVA :Pole Substation | 0.05 | --> | 0.05 | 0 | 0 | Constrained, otherwise capacity available =50 kVA | --> | 0.048 | 0 | 0 | 0 | 0 | Constrained, otherwise capacity available =48 kW | --> | E20 ex COLLOONEY | Collooney [T421,T422] | SLIGO |  | 54.2694 | -8.759
068957X | MV/LV Substation HE***957X |  | 10 kV | _ | LV | 630 kVA :Building Structure | 0.63 | --> | 0.63 | 0.5 | 1.47 |  | --> | 0.598 | 0 | 0 | 0.5 | 0 |  | --> | C15 ex MARROWBONE LANE | Marrowbone Lane [T42] | INCHICORE 220KV |  | 53.3375 | -6.2917
066154 | MV/LV Substation NE***154 |  | 20 kV | _ | LV | 50 kVA :Pole Substation | 0.05 | --> | 0.05 | 0 | 0 | Constrained, otherwise capacity available =17 kVA | --> | 0.048 | 0 | 0.031 | 0 | 0 | Constrained, otherwise capacity available =20 kW | --> | E18 ex GLASMORE | Glasmore [T421,T422] | GLASMORE |  | 53.5159 | -6.246
160632 | MV/LV Substation CL***632 |  | 20 kV | _ | LV | 200 kVA :Pole Substation | 0.2 | --> | 0.2 | 0 | 0 | Constrained, otherwise capacity available =46 kVA | --> | 0.19 | 0 | 0.014 | 0 | 0 | Constrained, otherwise capacity available =157 kW | --> | C11 ex MOUNTMELLICK | Mountmellick [T41,T42] | PORTLAOISE |  | 53.1492 | -7.5248
153361X | MV/LV Substation CR***361X |  | 20 kV | _ | LV | 200 kVA :Kiosk Substation | 0.2 | --> | 0.2 | 0 | 0 | Constrained, otherwise capacity available =170 kVA | --> | 0.19 | 0 | 0 | 0 | 0 | Constrained, otherwise capacity available =186 kW | --> | E12 ex BIRDHILL | Birdhill [T421,T422] | ARDNACRUSHA |  | 52.8056 | -8.4464
011957Z | MV/LV Substation KI***957Z |  | 10 kV | _ | LV | 50 kVA :Pole Substation | 0.05 | --> | 0.05 | 0.05 | 5.05 |  | --> | 0.048 | 0 | 0 | 0 | 0 | Constrained, otherwise capacity available =48 kW | --> | C20 ex MCDONAGH | Mcdonagh [T41,T42] | KILKENNY |  | 52.687 | -7.1413
405101 | MV/LV Substation GU***101 |  | 20 kV | _ | LV | 200 kVA :Kiosk Substation | 0.2 | --> | 0.2 | 0.169 | 3.03 |  | --> | 0.19 | 0 | 0 | 0 | 0 | Constrained, otherwise capacity available =186 kW | --> | E14 ex MOVILLE | Moville [T421,T422] | TRILLICK |  | 55.1946 | -7.047
180849 | MV/LV Substation CL***849 |  | 10 kV | _ | LV | 100 kVA :Pole Substation | 0.1 | --> | 0.1 | 0.029 | 0.68 |  | --> | 0.095 | 0 | 0 | 0 | 0 | Constrained, otherwise capacity available =85 kW | --> | C24 ex MULLAGH | Mullagh [T44] | MEATH HILL |  | 53.8064 | -6.9752
050992Y | MV/LV Substation AT***992Y |  | 10 kV | _ | LV | 1000 kVA :Building Structure | 1 | --> | 1 | 0 | 0 | Constrained, otherwise capacity available =938 kVA | --> | 0.95 | 0 | 0 | 0 | 0 | Constrained, otherwise capacity available =942 kW | --> | C17 ex ATHLONE | Athlone [T41,T42] | ATHLONE |  | 53.4236 | -7.9359
017110X | MV/LV Substation FO***110X |  | 10 kV | _ | LV | 200 kVA :Building Structure | 0.2 | --> | 0.2 | 0.193 | 1.58 |  | --> | 0.19 | 0 | 0 | 0 | 0 | Constrained, otherwise capacity available =189 kW | --> | C12 ex FOYNES | Foynes [T41,T42] | RATHKEALE |  | 52.6105 | -9.1006
089649 | MV/LV Substation BU***649 |  | 20 kV | _ | LV | 100 kVA :Pole Substation | 0.1 | --> | 0.1 | 0.035 | 9.1 |  | --> | 0.095 | 0 | 0.005 | 0 | 0 | Constrained, otherwise capacity available =82 kW | --> | E11 ex ARDNAREE | Ardnaree [T42,T421] | MOY |  | 54.1102 | -9.0264
013918 | MV/LV Substation BA***918 |  | 20 kV | _ | LV | 50 kVA :Pole Substation | 0.05 | --> | 0.05 | 0.044 | 0.12 |  | --> | 0.048 | 0 | 0 | 0.047 | 0 |  | --> | E62 ex ATHY | Athy [T101,T102] | ATHY |  | 53.0013 | -6.95
031369Y | MV/LV Substation BO***369Y |  | 10 kV | _ | LV | 200 kVA :Kiosk Substation | 0.2 | --> | 0.2 | 0 | 0 | Constrained, otherwise capacity available =190 kVA | --> | 0.19 | 0 | 0.005 | 0 | 0 | Constrained, otherwise capacity available =185 kW | --> | C20 ex COLLIGAN | Colligan [T41,T42] | DUNGARVAN |  | 52.0853 | -7.627
154338Z | MV/LV Substation SK***338Z |  | 10 kV | _ | LV | 200 kVA :Kiosk Substation | 0.2 | --> | 0.2 | 0 | 0 | Constrained, otherwise capacity available =143 kVA | --> | 0.19 | 0 | 0.004 | 0.179 | 0 |  | --> | C20 ex COLLEGE PARK | College Park [T101,T102,T103] | COLLEGE PARK |  | 53.396 | -6.3728
021343 | MV/LV Substation MT***343 |  | 10 kV | _ | LV | 400 kVA :Kiosk Substation | 0.4 | --> | 0.4 | 0 | 0 | Constrained, otherwise capacity available =164 kVA | --> | 0.38 | 0 | 0.012 | 0.338 | 0 |  | --> | C19 ex FAIRHILL | Fairhill [T42] | KILBARRY |  | 51.9023 | -8.4914
2814429 | MV/LV Substation AL***4429 |  | 10 kV | _ | LV | 400 kVA :Building Structure | 0.4 | --> | 0.4 | 0 | 0 | Constrained, otherwise capacity available =354 kVA | --> | 0.38 | 0 | 0 | 0 | 0 | Constrained, otherwise capacity available =374 kW | --> | C19 ex KILMONEY | Kilmoney [T41,T42] | TRABEG |  | 51.8149 | -8.3959
248736X | MV/LV Substation TO***736X |  | 20 kV | _ | LV | 400 kVA :Building Structure | 0.4 | --> | 0.4 | 0.305 | 3.5 |  | --> | 0.38 | 0 | 0.011 | 0 | 0 | Constrained, otherwise capacity available =359 kW | --> | E13 ex DUNFIRTH | Dunfirth [T122] | DUNFIRTH |  | 53.4096 | -6.7398
009266 | MV/LV Substation CR***266 |  | 10 kV | _ | LV | 400 kVA :Kiosk Substation | 0.4 | --> | 0.4 | 0.326 | 0.95 |  | --> | 0.38 | 0 | 0.012 | 0 | 0 | Constrained, otherwise capacity available =361 kW | --> | C25 ex TYCOR | Tycor [T41,T42] | WATERFORD |  | 52.2611 | -7.1377
288267 | MV/LV Substation MA***267 |  | 10 kV | _ | LV | 400 kVA :Kiosk Substation | 0.4 | --> | 0.4 | 0 | 0 | Constrained, otherwise capacity available =230 kVA | --> | 0.38 | 0 | 0.021 | 0.34 | 0 |  | --> | C14 ex DUNDRUM | Dundrum [T41,T42] | BLACKROCK |  | 53.2757 | -6.2631
0694119 | MV/LV Substation DA***4119 |  | 10 kV | _ | LV | 1000 kVA :Building Structure | 1 | --> | 1 | 0.5 | 3 |  | --> | 0.95 | 0 | 0 | 0.5 | 0 |  | --> | C39 ex INCHICORE CENTRAL | Inchicore Central [T43,T45] | INCHICORE 220KV |  | 53.3352 | -6.314
365637 | MV/LV Substation HO***637 |  | 10 kV | _ | LV | 400 kVA :Building Structure | 0.4 | --> | 0.4 | 0 | 0 | Constrained, otherwise capacity available =387 kVA | --> | 0.38 | 0 | 0 | 0.378 | 0 |  | --> | C17 ex BELGARD | Belgard [T41,T42] | COOKSTOWN |  | 53.2967 | -6.375
082135 | MV/LV Substation KE***135 |  | 10 kV | _ | LV | 400 kVA :Kiosk Substation | 0.4 | --> | 0.4 | 0 | 0 | Constrained, otherwise capacity available =188 kVA | --> | 0.38 | 0 | 0.009 | 0 | 0 | Constrained, otherwise capacity available =343 kW | --> | C28 ex ACADEMY STREET | Academy Street [T421,T422,T44] | NAVAN |  | 53.6476 | -6.697
014838X | MV/LV Substation KI***838X |  | 10 kV | _ | LV | 400 kVA :Kiosk Substation | 0.4 | --> | 0.4 | 0.32 | 0.63 |  | --> | 0.38 | 0 | 0.06 | 0 | 0 | Constrained, otherwise capacity available =324 kW | --> | C17 ex KILCULLEN | Kilcullen [T41,T42,T424] | STRATFORD |  | 53.1438 | -6.7336
365908 | MV/LV Substation WE***908 |  | 10 kV | _ | LV | 400 kVA :Building Structure | 0.4 | --> | 0.4 | 0 | 0 | Constrained, otherwise capacity available =260 kVA | --> | 0.38 | 0 | 0 | 0.36 | 0 |  | --> | C13 ex CLONDALKIN | Clondalkin [T41,T42,T44] | INCHICORE 220KV |  | 53.3232 | -6.3642
034902X | MV/LV Substation KI***902X |  | 20 kV | _ | LV | 100 kVA :Pole Substation | 0.1 | --> | 0.1 | 0.096 | 0.57 |  | --> | 0.095 | 0 | 0 | 0 | 0 | Constrained, otherwise capacity available =94 kW | --> | E23 ex LAWLESSTOWN | Lawlesstown [T42,T421] | DOON |  | 52.3217 | -7.7641
0014133 | MV/LV Substation JO***4133 |  | 10 kV | _ | LV | 1000 kVA :Building Structure | 1 | --> | 1 | 0 | 0 | Constrained, otherwise capacity available =1000 kVA | --> | 0.95 | 0 | 0 | 0.5 | 0 |  | --> | C19 ex LOUGHLINSTOWN | Loughlinstown [T41,T42] | CARRICKMINES |  | 53.2417 | -6.1389
067999 | MV/LV Substation LU***999 |  | 20 kV | _ | LV | 50 kVA :Pole Substation | 0.05 | --> | 0.05 | 0 | 0 | Constrained, otherwise capacity available =40 kVA | --> | 0.048 | 0 | 0.01 | 0 | 0 | Constrained, otherwise capacity available =39 kW | --> | E09 ex BRUFF |  |  |  | 52.5744 | -8.5445
065616 | MV/LV Substation LO***616 |  | 10 kV | _ | LV | 100 kVA :Pole Substation | 0.1 | --> | 0.1 | 0 | 0 | Constrained, otherwise capacity available =86 kVA | --> | 0.095 | 0 | 0.006 | 0 | 0 | Constrained, otherwise capacity available =89 kW | --> | C15 ex LOUGHSHINNY | Loughshinny [T41,T42] | GLASMORE |  | 53.546 | -6.0845
035868X | MV/LV Substation WO***868X |  | 10 kV | _ | LV | 400 kVA :Kiosk Substation | 0.4 | --> | 0.4 | 0.306 | 6.17 |  | --> | 0.38 | 0 | 0.022 | 0 | 0 | Constrained, otherwise capacity available =351 kW | --> | C17 ex CAHIR | Cahir [T41,T42] | CAHIR |  | 52.3829 | -7.9131
266045X | MV/LV Substation PU***045X |  | 20 kV | _ | LV | 50 kVA :Pole Substation | 0.05 | --> | 0.05 | 0 | 0 | Constrained, otherwise capacity available =44 kVA | --> | 0.048 | 0 | 0 | 0 | 0 | Constrained, otherwise capacity available =47 kW | --> | E12 ex CARNDONAGH | Carndonagh [T421,T422] | TRILLICK |  | 55.2632 | -7.2697
142324 | MV/LV Substation FA***324 |  | 20 kV | _ | LV | 100 kVA :Pole Substation | 0.1 | --> | 0.1 | 0 | 0 | Constrained, otherwise capacity available =60 kVA | --> | 0.095 | 0 | 0.005 | 0 | 0 | Constrained, otherwise capacity available =86 kW | --> | E21 ex ATHENRY | Athenry [T423] | GALWAY 110KV |  | 53.4282 | -8.7278
032404Y | MV/LV Substation CA***404Y |  | 10 kV | _ | LV | 200 kVA :Kiosk Substation | 0.2 | --> | 0.2 | 0 | 0 | Constrained, otherwise capacity available =188 kVA | --> | 0.19 | 0 | 0.005 | 0 | 0 | Constrained, otherwise capacity available =185 kW | --> | C23 ex TRAMORE | Tramore [T41,T42] | BUTLERSTOWN |  | 52.1698 | -7.1508
1644189 | MV/LV Substation AB***4189 |  | 10 kV | _ | LV | 50 kVA :Pole Substation | 0.05 | --> | 0.05 | 0 | 0 | Constrained, otherwise capacity available =44 kVA | --> | 0.048 | 0 | 0.005 | 0 | 0 | Constrained, otherwise capacity available =43 kW | --> | C22 ex SKIBBEREEN | Skibbereen [T41,T42] | DUNMANWAY |  | 51.5585 | -9.2916
001718 | MV/LV Substation TH***718 |  | 10 kV | _ | LV | 400 kVA :Building Structure | 0.4 | --> | 0.4 | 0.352 | 4.37 |  | --> | 0.38 | 0 | 0 | 0.374 | 0 |  | --> | C11 ex DUN LAOGHAIRE | Dun Laoghaire [T41,T42] | BLACKROCK |  | 53.2929 | -6.1471
067069Y | MV/LV Substation BR***069Y |  | 20 kV | _ | LV | 100 kVA :Pole Substation | 0.1 | --> | 0.1 | 0 | 0 | Constrained, otherwise capacity available =98 kVA | --> | 0.095 | 0 | 0 | 0 | 0 | Constrained, otherwise capacity available =95 kW | --> | E21 ex CRATLOE | Cratloe [T421,T422] | ARDNACRUSHA |  | 52.7011 | -8.7734
1544394 | MV/LV Substation CH***4394 |  | 10 kV | _ | LV | 630 kVA :Kiosk Substation | 0.63 | --> | 0.63 | 0 | 0 | Constrained, otherwise capacity available =514 kVA | --> | 0.598 | 0 | 0 | 0 | 0 | Constrained, otherwise capacity available =582 kW | --> | C14 ex COOLMINE | Coolmine [T41,T42] | FINGLAS |  | 53.3845 | -6.4224
029431Y | MV/LV Substation CE***431Y |  | 10 kV | _ | LV | 400 kVA :Kiosk Substation | 0.4 | --> | 0.4 | 0 | 0 | Constrained, otherwise capacity available =309 kVA | --> | 0.38 | 0 | 0.029 | 0 | 0 | Constrained, otherwise capacity available =346 kW | --> | C12 ex KILLACLOYNE | Killacloyne [T41,T42] | MIDLETON |  | 51.9139 | -8.2497
039228 | MV/LV Substation ST***228 |  | 10 kV | _ | LV | 400 kVA :Kiosk Substation | 0.4 | --> | 0.4 | 0.31 | 11.03 |  | --> | 0.38 | 0 | 0.012 | 0.359 | 0 |  | --> | C36 ex SALTHILL | Salthill [T101,T102] | SALTHILL |  | 53.2841 | -9.0667
008035 | MV/LV Substation WI***035 |  | 10 kV | _ | LV | 400 kVA :Kiosk Substation | 0.4 | --> | 0.4 | 0 | 0 | Constrained, otherwise capacity available =395 kVA | --> | 0.38 | 0 | 0 | 0 | 0 | Constrained, otherwise capacity available =379 kW | --> | C18 ex KNOCKMULLEN | Knockmullen [T42,T421] | GREAT ISLAND |  | 52.3904 | -6.9432
2554096 | MV/LV Substation LA***4096 |  | 20 kV | _ | LV | 50 kVA :Pole Substation | 0.05 | --> | 0.05 | 0 | 0 | Constrained, otherwise capacity available =50 kVA | --> | 0.048 | 0 | 0 | 0 | 0 | Constrained, otherwise capacity available =48 kW | --> | E20 ex KILLYBEGS | Killybegs [T422] | BINBANE |  | 54.6315 | -8.5134
1544291 | MV/LV Substation WI***4291 |  | 10 kV | _ | LV | 630 kVA :Kiosk Substation | 0.63 | --> | 0.63 | 0 | 0 | Constrained, otherwise capacity available =602 kVA | --> | 0.598 | 0 | 0.142 | 0.489 | 0 |  | --> | C39 ex COLLEGE PARK | College Park [T101,T102,T103] | COLLEGE PARK |  | 53.4254 | -6.3757
021093Y | MV/LV Substation ST***093Y |  | 10 kV | _ | LV | 400 kVA :Kiosk Substation | 0.4 | --> | 0.4 | 0 | 0 | Constrained, otherwise capacity available =158 kVA | --> | 0.38 | 0 | 0.042 | 0.314 | 0 |  | --> | C19 ex FAIRHILL | Fairhill [T42] | KILBARRY |  | 51.9038 | -8.4835
009556Y | MV/LV Substation BI***556Y |  | 10 kV | _ | LV | 200 kVA :Kiosk Substation | 0.2 | --> | 0.2 | 0.186 | 3.82 |  | --> | 0.19 | 0 | 0 | 0 | 0 | Constrained, otherwise capacity available =188 kW | --> | C14 ex WATERFORD | Waterford [T41,T42] | WATERFORD |  | 52.2655 | -7.1267
0634085 | MV/LV Substation CA***4085 |  | 10 kV | _ | LV | 400 kVA :Kiosk Substation | 0.4 | --> | 0.4 | 0 | 0 | Constrained, otherwise capacity available =342 kVA | --> | 0.38 | 0 | 0.171 | 0 | 0 | Constrained, otherwise capacity available =245 kW | --> | C17 ex STICKILLEN | Stickillen [T41,T42] | DRYBRIDGE |  | 53.8574 | -6.5256
293322Z | MV/LV Substation MI***322Z |  | 20 kV | _ | LV | 200 kVA :Kiosk Substation | 0.2 | --> | 0.2 | 0.138 | 0.43 |  | --> | 0.19 | 0 | 0 | 0 | 0 | Constrained, otherwise capacity available =181 kW | --> | E15 ex TULLOW | Tullow [T421,T422] | CARLOW |  | 52.8003 | -6.7345
095152 | MV/LV Substation FU***152 |  | 10 kV | _ | LV | 50 kVA :Pole Substation | 0.05 | --> | 0.05 | 0.048 | 1.1 |  | --> | 0.048 | 0 | 0 | 0 | 0 | Constrained, otherwise capacity available =47 kW | --> | C23 ex KILKEE | Kilkee [T41] | TULLABRACK |  | 52.6544 | -9.6623
067024Y | MV/LV Substation RH***024Y |  | 10 kV | _ | LV | 400 kVA :Kiosk Substation | 0.4 | --> | 0.4 | 0.301 | 13.8 |  | --> | 0.38 | 0 | 0.031 | 0.343 | 0 |  | --> | C13 ex SINGLAND | Singland [T101,T102] | SINGLAND |  | 52.6651 | -8.591
066394Z | MV/LV Substation TH***394Z |  | 20 kV | _ | LV | 400 kVA :Kiosk Substation | 0.4 | --> | 0.4 | 0 | 0 | Constrained, otherwise capacity available =291 kVA | --> | 0.38 | 0 | 0.017 | 0 | 0 | Constrained, otherwise capacity available =352 kW | --> | E13 ex GLASMORE | Glasmore [T421,T422] | GLASMORE |  | 53.472 | -6.2313
120276 | MV/LV Substation RO***276 |  | 10 kV | _ | LV | 50 kVA :Pole Substation | 0.05 | --> | 0.05 | 0 | 0 | Constrained, otherwise capacity available =27 kVA | --> | 0.048 | 0 | 0.011 | 0 | 0 | Constrained, otherwise capacity available =36 kW | --> | C18 ex BLAKE | Blake [T41,T42] | BLAKE |  | 53.2688 | -6.8183
081414X | MV/LV Substation AU***414X |  | 10 kV | _ | LV | 200 kVA :Kiosk Substation | 0.2 | --> | 0.2 | 0.102 | 7.91 |  | --> | 0.19 | 0 | 0.02 | 0.161 | 0 |  | --> | C26 ex PELLETSTOWN | Pelletstown [T101,T102] | FINGLAS |  | 53.3785 | -6.3584
154364 | MV/LV Substation WH***364 |  | 10 kV | _ | LV | 630 kVA :Kiosk Substation | 0.63 | --> | 0.63 | 0 | 0 | Constrained, otherwise capacity available =478 kVA | --> | 0.598 | 0 | 0.005 | 0 | 0 | Constrained, otherwise capacity available =574 kW | --> | C24 ex BALLYCOOLIN | Ballycoolin [T41,T42,T43] | FINGLAS |  | 53.3992 | -6.399
059139 | MV/LV Substation MA***139 |  | 20 kV | _ | LV | 200 kVA :Pole Substation | 0.2 | --> | 0.2 | 0.066 | 0.07 | Constrained, otherwise capacity available =153 kVA | --> | 0.19 | 0 | 0 | 0 | 0 | Constrained, otherwise capacity available =183 kW | --> | E15 ex BALLYCONNELL | Ballyconnell [T421,T422] | GORTAWEE |  | 54.102 | -7.4429
182154X | MV/LV Substation CG***154X |  | 10 kV | _ | LV | 50 kVA :Pole Substation | 0.05 | --> | 0.05 | 0 | 0 | Constrained, otherwise capacity available =44 kVA | --> | 0.048 | 0 | 0 | 0 | 0 | Constrained, otherwise capacity available =47 kW | --> | C15 ex TULLA | Tulla [T41,T42] | ENNIS |  | 52.8635 | -8.7364
266142X | MV/LV Substation PU***142X |  | 20 kV | _ | LV | 100 kVA :Pole Substation | 0.1 | --> | 0.1 | 0 | 0 | Constrained, otherwise capacity available =94 kVA | --> | 0.095 | 0 | 0 | 0 | 0 | Constrained, otherwise capacity available =94 kW | --> | E12 ex CARNDONAGH | Carndonagh [T421,T422] | TRILLICK |  | 55.269 | -7.2752
031085 | MV/LV Substation CH***085 |  | 10 kV | _ | LV | 630 kVA :Kiosk Substation | 0.63 | --> | 0.63 | 0 | 0 | Constrained, otherwise capacity available =517 kVA | --> | 0.598 | 0 | 0 | 0 | 0 | Constrained, otherwise capacity available =583 kW | --> | C20 ex COLLIGAN | Colligan [T41,T42] | DUNGARVAN |  | 52.0857 | -7.6258
081469Z | MV/LV Substation AR***469Z |  | 10 kV | _ | LV | 200 kVA :Kiosk Substation | 0.2 | --> | 0.2 | 0 | 0 | Constrained, otherwise capacity available =192 kVA | --> | 0.19 | 0 | 0 | 0.189 | 0 |  | --> | C17 ex LUCAN EAST | Lucan East [T41,T42] | GRANGE CASTLE |  | 53.3544 | -6.4556
042114Y | MV/LV Substation EL***114Y |  | 10 kV | _ | LV | 630 kVA :Kiosk Substation | 0.63 | --> | 0.63 | 0.5 | 1.93 |  | --> | 0.598 | 0 | 0.005 | 0 | 0 | Constrained, otherwise capacity available =584 kW | --> | C13 ex TURLOUGH ROAD | Turlough Road [T41,T42] | CASTLEBAR |  | 53.8554 | -9.2985
007234X | MV/LV Substation AR***234X |  | 20 kV | _ | LV | 200 kVA :Kiosk Substation | 0.2 | --> | 0.2 | 0.195 | 1.4 |  | --> | 0.19 | 0 | 0 | 0 | 0 | Constrained, otherwise capacity available =189 kW | --> | E11 ex KILLINICK | Killinick [T421,T422] | WEXFORD |  | 52.179 | -6.5861
117596X | MV/LV Substation G ***596X |  | 20 kV | _ | LV | 630 kVA :Building Structure | 0.63 | --> | 0.63 | 0 | 0 | Constrained, otherwise capacity available =524 kVA | --> | 0.598 | 0 | 0 | 0 | 0 | Constrained, otherwise capacity available =595 kW | --> | E14 ex COLLOONEY | Collooney [T421,T422] | SLIGO |  | 54.1795 | -8.4874
039397X | MV/LV Substation BL***397X |  | 10 kV | _ | LV | 630 kVA :Kiosk Substation | 0.63 | --> | 0.63 | 0.5 | 11.03 |  | --> | 0.598 | 0 | 0 | 0.5 | 0 |  | --> | C24 ex SALTHILL | Salthill [T101,T102] | SALTHILL |  | 53.2582 | -9.0932
0814434 | MV/LV Substation LO***4434 |  | 20 kV | _ | LV | 630 kVA :Kiosk Substation | 0.63 | --> | 0.63 | 0 | 0 | Constrained, otherwise capacity available =630 kVA | --> | 0.598 | 0 | 0 | 0.5 | 0 |  | --> | E21 ex ADAMSTOWN | Adamstown [T121,T122] | INCHICORE 220KV |  | 53.3326 | -6.4156
039272 | MV/LV Substation HA***272 |  | 10 kV | _ | LV | 400 kVA :Kiosk Substation | 0.4 | --> | 0.4 | 0.314 | 11.03 |  | --> | 0.38 | 0 | 0.004 | 0.365 | 0 |  | --> | C32 ex SALTHILL | Salthill [T101,T102] | SALTHILL |  | 53.2842 | -9.0753
139155Y | MV/LV Substation SH***155Y |  | 20 kV | _ | LV | 50 kVA :Pole Substation | 0.05 | --> | 0.05 | 0 | 0 | Constrained, otherwise capacity available =46 kVA | --> | 0.048 | 0 | 0 | 0 | 0 | Constrained, otherwise capacity available =47 kW | --> | E21 ex FINEA | Finea [T421,T422] | SHANKILL |  | 53.8558 | -7.3193
256100X | MV/LV Substation TH***100X |  | 20 kV | _ | LV | 200 kVA :Kiosk Substation | 0.2 | --> | 0.2 | 0.164 | 1.28 |  | --> | 0.19 | 0 | 0.006 | 0 | 0 | Constrained, otherwise capacity available =181 kW | --> | C22 ex CASTLEREA | Castlerea [T41,T42] | CARRICK ON SHANNON |  | 53.8362 | -8.3808
176115Y | MV/LV Substation PR***115Y |  | 20 kV | _ | LV | 200 kVA :Pole Substation | 0.2 | --> | 0.2 | 0.2 | 18.78 |  | --> | 0.19 | 0 | 0.14 | 0.086 | 0 |  | --> | E14 ex HARTNETTS CROSS | Hartnetts Cross [T121,T422] | MACROOM |  | 51.9069 | -9.0698
049145Z | MV/LV Substation LO***145Z |  | 10 kV | _ | LV | 200 kVA :Kiosk Substation | 0.2 | --> | 0.2 | 0.174 | 0.21 |  | --> | 0.19 | 0 | 0 | 0 | 0 | Constrained, otherwise capacity available =186 kW | --> | E14 ex LONGFORD | Longford [T421,T422] | RICHMOND |  | 53.7282 | -7.8022
0684403 | MV/LV Substation GL***4403 |  | 10 kV | _ | LV | 200 kVA :Kiosk Substation | 0.2 | --> | 0.2 | 0 | 0 | Constrained, otherwise capacity available =200 kVA | --> | 0.19 | 0 | 0 | 0 | 0 | Constrained, otherwise capacity available =190 kW | --> | C19 ex GLASNEVIN |  |  |  | 53.3689 | -6.2725
0144327 | MV/LV Substation KI***4327 |  | 10 kV | _ | LV | 200 kVA :Pole Substation | 0.2 | --> | 0.2 | 0.121 | 0.12 | Constrained, otherwise capacity available =196 kVA | --> | 0.19 | 0 | 0 | 0.19 | 0 |  | --> | C26 ex ATHY | Athy [T101,T102] | ATHY |  | 53.1041 | -7.0126
281025X | MV/LV Substation HA***025X |  | 10 kV | _ | LV | 200 kVA :Kiosk Substation | 0.2 | --> | 0.2 | 0 | 0 | Constrained, otherwise capacity available =90 kVA | --> | 0.19 | 0 | 0.015 | 0.163 | 0 |  | --> | C22 ex BISHOPSTOWN | Bishopstown [T41,T42] | KILBARRY |  | 51.8739 | -8.5393
039084 | MV/LV Substation SP***084 |  | 10 kV | _ | LV | 630 kVA :Kiosk Substation | 0.63 | --> | 0.63 | 0.484 | 3.45 |  | --> | 0.598 | 0 | 0.03 | 0.5 | 0 |  | --> | C17 ex TRIMMS LANE | Trimms Lane [T41,T42] | SALTHILL |  | 53.2701 | -9.0537
206270X | MV/LV Substation MC***270X |  | 20 kV | _ | LV | 100 kVA :Pole Substation | 0.1 | --> | 0.1 | 0.097 | 2.76 |  | --> | 0.095 | 0 | 0 | 0.094 | 0 |  | --> | E14 ex BANGOR ERRIS | Bangor Erris [T421] | BELLACORICK |  | 54.2705 | -9.805
184756 | MV/LV Substation DO***756 |  | 10 kV | _ | LV | 50 kVA :Pole Substation | 0.05 | --> | 0.05 | 0.046 | 3.38 |  | --> | 0.048 | 0 | 0.005 | 0 | 0 | Constrained, otherwise capacity available =43 kW | --> | C17 ex CASTLEBLAYNEY | Castleblayney [T41,T42] | DUNDALK |  | 54.1259 | -6.8234
021106 | MV/LV Substation JO***106 |  | 10 kV | _ | LV | 400 kVA :Building Structure | 0.4 | --> | 0.4 | 0 | 0 | Constrained, otherwise capacity available =231 kVA | --> | 0.38 | 0 | 0 | 0.356 | 0 |  | --> | C11 ex KILBARRY | Kilbarry [T101,T43] | KILBARRY |  | 51.9054 | -8.4744
142408 | MV/LV Substation ES***408 |  | 20 kV | _ | LV | 100 kVA :Pole Substation | 0.1 | --> | 0.1 | 0 | 0 | Constrained, otherwise capacity available =100 kVA | --> | 0.095 | 0 | 0 | 0 | 0 | Constrained, otherwise capacity available =95 kW | --> | E23 ex ATHENRY | Athenry [T423] | GALWAY 110KV |  | 53.2841 | -8.6695
053024Z | MV/LV Substation CL***024Z |  | 20 kV | _ | LV | 100 kVA :Pole Substation | 0.1 | --> | 0.1 | 0 | 0 | Constrained, otherwise capacity available =93 kVA | --> | 0.095 | 0 | 0 | 0.094 | 0 |  | --> | E18 ex CLONMINCH | Clonminch [T41,T422] | THORNSBERRY |  | 53.235 | -7.5322
006723Y | MV/LV Substation DR***723Y |  | 10 kV | _ | LV | 630 kVA :Kiosk Substation | 0.63 | --> | 0.63 | 0.5 | 4.38 |  | --> | 0.598 | 0 | 0.018 | 0.5 | 0 |  | --> | E13 ex CRANE | Crane [T122] | CRANE |  | 52.4995 | -6.5488
069381 | MV/LV Substation PA***381 |  | 10 kV | _ | LV | 630 kVA :Kiosk Substation | 0.63 | --> | 0.63 | 0.464 | 4.47 |  | --> | 0.598 | 0 | 0.031 | 0.5 | 0 |  | --> | C14 ex TEMPLEOGUE | Templeogue [T41,T42] | MILLTOWN (DR) |  | 53.3005 | -6.3226
3774126 | MV/LV Substation CR***4126 |  | 20 kV | _ | LV | 50 kVA :Pole Substation | 0.05 | --> | 0.05 | 0 | 0 | Constrained, otherwise capacity available =48 kVA | --> | 0.048 | 0 | 0 | 0 | 0 | Constrained, otherwise capacity available =47 kW | --> | E12 ex GURRANEBANE | Gurranebane [T421,T422] | OUGHTRAGH |  | 52.1318 | -9.8961
006492X | MV/LV Substation BL***492X |  | 10 kV | _ | LV | 50 kVA :Pole Substation | 0.05 | --> | 0.05 | 0.045 | 4.38 |  | --> | 0.048 | 0 | 0 | 0.047 | 0 |  | --> | E11 ex CRANE | Crane [T122] | CRANE |  | 52.5126 | -6.5604
281111X | MV/LV Substation BE***111X |  | 10 kV | _ | LV | 200 kVA :Kiosk Substation | 0.2 | --> | 0.2 | 0 | 0 | Constrained, otherwise capacity available =128 kVA | --> | 0.19 | 0 | 0.015 | 0.169 | 0 |  | --> | C21 ex BALLINCOLLIG | Ballincollig [T41,T42] | KILBARRY |  | 51.8849 | -8.5889
017099 | MV/LV Substation AE***099 |  | 10 kV | _ | LV | 400 kVA :Building Structure | 0.4 | --> | 0.4 | 0.4 | 1.98 |  | --> | 0.38 | 0 | 0.3 | 0 | 0 | Constrained, otherwise capacity available =158 kW | --> | E11 ex RATHKEALE | Rathkeale [T421,T422] | RATHKEALE |  | 52.5951 | -8.9786
0934315 | MV/LV Substation CA***4315 |  | 10 kV | _ | LV | 400 kVA :Kiosk Substation | 0.4 | --> | 0.4 | 0 | 0 | Constrained, otherwise capacity available =370 kVA | --> | 0.38 | 0 | 0 | 0.376 | 0 |  | --> | C17 ex POPPINTREE | Poppintree [T101,T102] | FINGLAS |  | 53.402 | -6.2603
281610X | MV/LV Substation OB***610X |  | 10 kV | _ | LV | 50 kVA :Pole Substation | 0.05 | --> | 0.05 | 0 | 0 | Constrained, otherwise capacity available =44 kVA | --> | 0.048 | 0 | 0.005 | 0.043 | 0 |  | --> | C24 ex BISHOPSTOWN | Bishopstown [T41,T42] | KILBARRY |  | 51.8768 | -8.5645
021504Z | MV/LV Substation WO***504Z |  | 20 kV | _ | LV | 400 kVA :Kiosk Substation | 0.4 | --> | 0.4 | 0 | 0 | Constrained, otherwise capacity available =296 kVA | --> | 0.38 | 0 | 0.01 | 0 | 0 | Constrained, otherwise capacity available =358 kW | --> | E15 ex WHITECHURCH | Whitechurch [T421,T422] | KILBARRY |  | 51.9415 | -8.5622
167169 | MV/LV Substation CO***169 |  | 20 kV | _ | LV | 50 kVA :Pole Substation | 0.05 | --> | 0.05 | 0 | 0 | Constrained, otherwise capacity available =37 kVA | --> | 0.048 | 0 | 0 | 0 | 0 | Constrained, otherwise capacity available =46 kW | --> | E15 ex WHITECHURCH | Whitechurch [T421,T422] | KILBARRY |  | 51.9477 | -8.546
055296X | MV/LV Substation TH***296X |  | 20 kV | _ | LV | 50 kVA :Pole Substation | 0.05 | --> | 0.05 | 0 | 0 | Constrained, otherwise capacity available =47 kVA | --> | 0.048 | 0 | 0 | 0 | 0 | Constrained, otherwise capacity available =47 kW | --> | E20 ex ROSCREA | Roscrea [T41,T42] | IKERRIN |  | 52.927 | -7.7428
069132 | MV/LV Substation BU***132 |  | 10 kV | _ | LV | 400 kVA :Kiosk Substation | 0.4 | --> | 0.4 | 0.27 | 0.91 |  | --> | 0.38 | 0 | 0.081 | 0.302 | 0 |  | --> | C12 ex KIMMAGE | Kimmage [T41,T42] | INCHICORE 220KV |  | 53.3022 | -6.2962
093421Z | MV/LV Substation RE***421Z |  | 10 kV | _ | LV | 400 kVA :Kiosk Substation | 0.4 | --> | 0.4 | 0 | 0 | Constrained, otherwise capacity available =349 kVA | --> | 0.38 | 0 | 0 | 0.373 | 0 |  | --> | C12 ex GRANGE (DR) | Grange (dr) [T41,T42] | GRANGE (DR) |  | 53.4016 | -6.1436
005419X | MV/LV Substation UM***419X |  | 20 kV | _ | LV | 50 kVA :Pole Substation | 0.05 | --> | 0.05 | 0 | 0 | Constrained, otherwise capacity available =46 kVA | --> | 0.048 | 0 | 0 | 0 | 0 | Constrained, otherwise capacity available =47 kW | --> | E19 ex SHILLELAGH | Shillelagh [T421,T422] | CARLOW |  | 52.7057 | -6.4967
1544305 | MV/LV Substation LI***4305 |  | 10 kV | _ | LV | 630 kVA :Building Structure | 0.63 | --> | 0.63 | 0 | 0 | Constrained, otherwise capacity available =536 kVA | --> | 0.598 | 0 | 0 | 0.5 | 0 |  | --> | C39 ex COLLEGE PARK | College Park [T101,T102,T103] | COLLEGE PARK |  | 53.4209 | -6.3817
051985 | MV/LV Substation LO***985 |  | 20 kV | _ | LV | 50 kVA :Pole Substation | 0.05 | --> | 0.05 | 0.048 | 2.22 |  | --> | 0.048 | 0 | 0 | 0.047 | 0 |  | --> | E17 ex CLARA | Clara [T421,T422] | THORNSBERRY |  | 53.381 | -7.4944
081629X | MV/LV Substation AL***629X |  | 10 kV | _ | LV | 50 kVA :Pole Substation | 0.05 | --> | 0.05 | 0 | 0 | Constrained, otherwise capacity available =33 kVA | --> | 0.048 | 0 | 0.004 | 0.042 | 0 |  | --> | C16 ex LUCAN EAST | Lucan East [T41,T42] | GRANGE CASTLE |  | 53.3725 | -6.4494
293744 | MV/LV Substation TH***744 |  | 20 kV | _ | LV | 100 kVA :Pole Substation | 0.1 | --> | 0.1 | 0.062 | 0.43 |  | --> | 0.095 | 0 | 0 | 0 | 0 | Constrained, otherwise capacity available =90 kW | --> | E16 ex TULLOW | Tullow [T421,T422] | CARLOW |  | 52.7716 | -6.6746
073003 | MV/LV Substation BA***003 |  | 20 kV | _ | LV | 50 kVA :Pole Substation | 0.05 | --> | 0.05 | 0 | 0 | Constrained, otherwise capacity available =42 kVA | --> | 0.048 | 0 | 0.011 | 0 | 0 | Constrained, otherwise capacity available =38 kW | --> | C16 ex MOATE | Moate [T41,T42] | ATHLONE |  | 53.4111 | -7.6884
2444205 | MV/LV Substation BA***4205 |  | 20 kV | _ | LV | 100 kVA :Pole Substation | 0.1 | --> | 0.1 | 0 | 0 | Constrained, otherwise capacity available =100 kVA | --> | 0.095 | 0 | 0 | 0 | 0 | Constrained, otherwise capacity available =95 kW | --> | E21 ex MILLTOWN (SR) | Milltown (sr) [T421,T422] | OUGHTRAGH |  | 52.1001 | -9.6836
093577Z | MV/LV Substation NO***577Z |  | 10 kV | _ | LV | 630 kVA :Building Structure | 0.63 | --> | 0.63 | 0 | 0 | Constrained, otherwise capacity available =525 kVA | --> | 0.598 | 0 | 0 | 0.5 | 0 |  | --> | C27 ex POPPINTREE | Poppintree [T101,T102] | FINGLAS |  | 53.4021 | -6.3122
2934595 | MV/LV Substation IR***4595 |  | 20 kV | _ | LV | 50 kVA :Pole Substation | 0.05 | --> | 0.05 | 0 | 0 | Constrained, otherwise capacity available =50 kVA | --> | 0.048 | 0 | 0 | 0 | 0 | Constrained, otherwise capacity available =48 kW | --> | E13 ex BALTINGLASS | Baltinglass [T421,T422] | STRATFORD |  | 52.9257 | -6.7255
014850Z | MV/LV Substation NU***850Z |  | 20 kV | _ | LV | 100 kVA :Pole Substation | 0.1 | --> | 0.1 | 0 | 0 | Constrained, otherwise capacity available =68 kVA | --> | 0.095 | 0 | 0 | 0 | 0 | Constrained, otherwise capacity available =91 kW | --> | C14 ex KILDARE | Kildare [T41,T42] | NEWBRIDGE |  | 53.1808 | -6.9145
059436Y | MV/LV Substation BR***436Y |  | 20 kV | _ | LV | 200 kVA :Pole Substation | 0.2 | --> | 0.2 | 0 | 0 | Constrained, otherwise capacity available =200 kVA | --> | 0.19 | 0 | 0 | 0 | 0 | Constrained, otherwise capacity available =190 kW | --> | E19 ex CAVAN | Cavan [T42,T421] | SHANKILL |  | 53.9996 | -7.4157
214885 | MV/LV Substation CL***885 |  | 10 kV | _ | LV | 400 kVA :Kiosk Substation | 0.4 | --> | 0.4 | 0 | 0 | Constrained, otherwise capacity available =306 kVA | --> | 0.38 | 0 | 0.042 | 0 | 0 | Constrained, otherwise capacity available =336 kW | --> | C14 ex DRUMQUIN | Drumquin [T42] | ENNIS |  | 52.8135 | -8.9689
064754Y | MV/LV Substation KI***754Y |  | 20 kV | _ | LV | 200 kVA :Pole Substation | 0.2 | --> | 0.2 | 0 | 0 | Constrained, otherwise capacity available =199 kVA | --> | 0.19 | 0 | 0 | 0 | 0 | Constrained, otherwise capacity available =190 kW | --> | E18 ex JULIANSTOWN | Julianstown [T421,T422] | DRYBRIDGE |  | 53.6707 | -6.3485
461018X | MV/LV Substation AB***018X |  | 20 kV | _ | LV | 400 kVA :Kiosk Substation | 0.4 | --> | 0.4 | 0.335 | 2.33 |  | --> | 0.38 | 0 | 0.022 | 0 | 0 | Constrained, otherwise capacity available =355 kW | --> | E14 ex MOY | Moy [T421,T422] | MOY |  | 54.1405 | -9.165
067853Y | MV/LV Substation DU***853Y |  | 20 kV | _ | LV | 400 kVA :Kiosk Substation | 0.4 | --> | 0.4 | 0 | 0 | Constrained, otherwise capacity available =313 kVA | --> | 0.38 | 0 | 0.021 | 0 | 0 | Constrained, otherwise capacity available =352 kW | --> | E16 ex DRUMLINE | Drumline [T421,T422] | DRUMLINE |  | 52.7166 | -8.8533
037127 | MV/LV Substation MC***127 |  | 10 kV | _ | LV | 200 kVA :Kiosk Substation | 0.2 | --> | 0.2 | 0 | 0 | Constrained, otherwise capacity available =90 kVA | --> | 0.19 | 0 | 0 | 0 | 0 | Constrained, otherwise capacity available =174 kW | --> | C16 ex CAHIRCALLA | Cahircalla [T41,T42] | ENNIS |  | 52.841 | -8.9896
006881X | MV/LV Substation IS***881X |  | 10 kV | _ | LV | 200 kVA :Kiosk Substation | 0.2 | --> | 0.2 | 0.156 | 3.12 |  | --> | 0.19 | 0 | 0 | 0 | 0 | Constrained, otherwise capacity available =184 kW | --> | C14 ex BELLFIELD | Bellfield [T41,T42] | CRANE |  | 52.5057 | -6.5695
139912X | MV/LV Substation TO***912X |  | 20 kV | _ | LV | 100 kVA :Pole Substation | 0.1 | --> | 0.1 | 0 | 0 | Constrained, otherwise capacity available =42 kVA | --> | 0.095 | 0 | 0 | 0 | 0 | Constrained, otherwise capacity available =87 kW | --> | E21 ex FINEA | Finea [T421,T422] | SHANKILL |  | 53.8645 | -7.3213
154342Z | MV/LV Substation AL***342Z |  | 10 kV | _ | LV | 400 kVA :Kiosk Substation | 0.4 | --> | 0.4 | 0 | 0 | Constrained, otherwise capacity available =322 kVA | --> | 0.38 | 0 | 0.01 | 0.362 | 0 |  | --> | C22 ex MACETOWN | Macetown [T101,T102] | MACETOWN |  | 53.3923 | -6.4307
365186 | MV/LV Substation TA***186 |  | 10 kV | _ | LV | 1000 kVA :Building Structure | 1 | --> | 1 | 0.248 | 13.91 |  | --> | 0.95 | 0 | 0 | 0.5 | 0 |  | --> | C18 ex COOKSTOWN | Cookstown [T101,T102] | CARRICKMINES |  | 53.2876 | -6.3769
5034038 | MV/LV Substation TO***4038 |  | 10 kV | _ | LV | 50 kVA :Pole Substation | 0.05 | --> | 0.05 | 0.047 | 1.69 |  | --> | 0.048 | 0 | 0 | 0 | 0 | Constrained, otherwise capacity available =47 kW | --> | C11 ex NEWTOWNCUNNINGHAM | Newtowncunningham [T41,T42] | LETTERKENNY |  | 54.9631 | -7.4299
031024 | MV/LV Substation KI***024 |  | 20 kV | _ | LV | 200 kVA :Pole Substation | 0.2 | --> | 0.2 | 0 | 0 | Constrained, otherwise capacity available =138 kVA | --> | 0.19 | 0 | 0.005 | 0 | 0 | Constrained, otherwise capacity available =178 kW | --> | E12 ex KILMACTHOMAS | Kilmacthomas [T421,T422] | DUNGARVAN |  | 52.2043 | -7.4238
429919 | MV/LV Substation DE***919 |  | 20 kV | _ | LV | 200 kVA :Pole Substation | 0.2 | --> | 0.2 | 0.098 | 7.48 |  | --> | 0.19 | 0 | 0.011 | 0 | 0 | Constrained, otherwise capacity available =168 kW | --> | E12 ex CHURCHTOWN | Churchtown [T422] | RATHKEALE |  | 52.3966 | -9.1735
039314 | MV/LV Substation MO***314 |  | 10 kV | _ | LV | 400 kVA :Kiosk Substation | 0.4 | --> | 0.4 | 0 | 0 | Constrained, otherwise capacity available =301 kVA | --> | 0.38 | 0 | 0 | 0 | 0 | Constrained, otherwise capacity available =366 kW | --> | C13 ex MONEENAGEISHA | Moneenageisha [T41,T42] | GALWAY 110KV |  | 53.2817 | -9.0341
011018 | MV/LV Substation GR***018 |  | 10 kV | _ | LV | 400 kVA :Kiosk Substation | 0.4 | --> | 0.4 | 0 | 0 | Constrained, otherwise capacity available =360 kVA | --> | 0.38 | 0 | 0 | 0 | 0 | Constrained, otherwise capacity available =375 kW | --> | C16 ex TALBOTS INCH | Talbots Inch [T41,T42] | KILKENNY |  | 52.6582 | -7.2614
152600X | MV/LV Substation RO***600X |  | 10 kV | _ | LV | 200 kVA :Kiosk Substation | 0.2 | --> | 0.2 | 0 | 0 | Constrained, otherwise capacity available =128 kVA | --> | 0.19 | 0 | 0.017 | 0 | 0 | Constrained, otherwise capacity available =167 kW | --> | C12 ex CAPPAMORE | Cappamore [T41,T42] | ARDNACRUSHA |  | 52.6489 | -8.4042
365141Y | MV/LV Substation HO***141Y |  | 10 kV | _ | LV | 400 kVA :Building Structure | 0.4 | --> | 0.4 | 0 | 0 | Constrained, otherwise capacity available =330 kVA | --> | 0.38 | 0 | 0 | 0.37 | 0 |  | --> | C20 ex CLONDALKIN | Clondalkin [T41,T42,T44] | INCHICORE 220KV |  | 53.3184 | -6.3719
0144463 | MV/LV Substation LA***4463 |  | 10 kV | _ | LV | 50 kVA :Pole Substation | 0.05 | --> | 0.05 | 0.05 | 0.63 |  | --> | 0.048 | 0 | 0 | 0 | 0 | Constrained, otherwise capacity available =48 kW | --> | C17 ex KILCULLEN | Kilcullen [T41,T42,T424] | STRATFORD |  | 53.1426 | -6.7342
021656X | MV/LV Substation SP***656X |  | 10 kV | _ | LV | 1000 kVA :Building Structure | 1 | --> | 1 | 0 | 0 | Constrained, otherwise capacity available =683 kVA | --> | 0.95 | 0 | 0 | 0.5 | 0 |  | --> | C12 ex RIVERSTOWN | Riverstown [T41,T42] | KILBARRY |  | 51.942 | -8.3992
073079X | MV/LV Substation FA***079X |  | 20 kV | _ | LV | 50 kVA :Pole Substation | 0.05 | --> | 0.05 | 0 | 0 | Constrained, otherwise capacity available =50 kVA | --> | 0.048 | 0 | 0 | 0 | 0 | Constrained, otherwise capacity available =48 kW | --> | C15 ex MOATE | Moate [T41,T42] | ATHLONE |  | 53.3924 | -7.7797
093047 | MV/LV Substation CO***047 |  | 10 kV | _ | LV | 100 kVA :Pole Substation | 0.1 | --> | 0.1 | 0 | 0 | Constrained, otherwise capacity available =87 kVA | --> | 0.095 | 0 | 0 | 0.093 | 0 |  | --> | C13 ex POPPINTREE | Poppintree [T101,T102] | FINGLAS |  | 53.4181 | -6.2633
035010 | MV/LV Substation SU***010 |  | 10 kV | _ | LV | 100 kVA :Pole Substation | 0.1 | --> | 0.1 | 0.082 | 6.17 |  | --> | 0.095 | 0 | 0.009 | 0 | 0 | Constrained, otherwise capacity available =86 kW | --> | C17 ex CAHIR | Cahir [T41,T42] | CAHIR |  | 52.384 | -7.9153
2504055 | MV/LV Substation DE***4055 |  | 20 kV | _ | LV | 50 kVA :Pole Substation | 0.05 | --> | 0.05 | 0.05 | 1.26 |  | --> | 0.048 | 0 | 0 | 0 | 0 | Constrained, otherwise capacity available =48 kW | --> | E16 ex BALLYCROSSAUN | Ballycrossaun [T421,T422] | SOMERSET |  | 53.1304 | -8.1845
068280X | MV/LV Substation AM***280X |  | 10 kV | _ | LV | 1000 kVA :Building Structure | 1 | --> | 1 | 0.5 | 7.61 |  | --> | 0.95 | 0 | 0 | 0.5 | 0 |  | --> | C18 ex SHERIFF STREET | Sheriff Street [T41,T42] | FRANCIS STREET |  | 53.3516 | -6.2487
009260 | MV/LV Substation KI***260 |  | 10 kV | _ | LV | 50 kVA :Pole Substation | 0.05 | --> | 0.05 | 0 | 0 | Constrained, otherwise capacity available =47 kVA | --> | 0.048 | 0 | 0 | 0 | 0 | Constrained, otherwise capacity available =47 kW | --> | C15 ex GRANAGH | Granagh [T41,T42] | WATERFORD |  | 52.3085 | -7.1727
0294017 | MV/LV Substation BA***4017 |  | 10 kV | _ | LV | 50 kVA :Pole Substation | 0.05 | --> | 0.05 | 0.044 | 2.31 |  | --> | 0.048 | 0 | 0.025 | 0.028 | 0 |  | --> | E13 ex AGHADA | Aghada [T721] | N/A |  | 51.803 | -8.1489
127359Y | MV/LV Substation MO***359Y |  | 10 kV | _ | LV | 100 kVA :Pole Substation | 0.1 | --> | 0.1 | 0 | 0 | Constrained, otherwise capacity available =100 kVA | --> | 0.095 | 0 | 0 | 0 | 0 | Constrained, otherwise capacity available =95 kW | --> | C14 ex TEMPLEMORE | Templemore [T41,T42] | IKERRIN |  | 52.7641 | -7.7292
002006X | MV/LV Substation BR***006X |  | 10 kV | _ | LV | 630 kVA :Kiosk Substation | 0.63 | --> | 0.63 | 0.367 | 4.51 |  | --> | 0.598 | 0 | 0.017 | 0.5 | 0 |  | --> | C21 ex BOGHALL ROAD | Boghall Road [T41,T42] | FASSAROE |  | 53.2053 | -6.1013
050134Z | MV/LV Substation PU***134Z |  | 20 kV | _ | LV | 100 kVA :Pole Substation | 0.1 | --> | 0.1 | 0.066 | 6.49 |  | --> | 0.095 | 0 | 0 | 0 | 0 | Constrained, otherwise capacity available =90 kW | --> | C22 ex BUSHFIELD | Bushfield [T41,T42] | ATHLONE |  | 53.4689 | -7.8733
2884048 | MV/LV Substation SI***4048 |  | 10 kV | _ | LV | 400 kVA :Kiosk Substation | 0.4 | --> | 0.4 | 0 | 0 | Constrained, otherwise capacity available =400 kVA | --> | 0.38 | 0 | 0 | 0.38 | 0 |  | --> | C13 ex SANDYFORD | Sandyford [T41,T42] | CARRICKMINES |  | 53.268 | -6.2583
293487Y | MV/LV Substation BA***487Y |  | 20 kV | _ | LV | 200 kVA :Pole Substation | 0.2 | --> | 0.2 | 0 | 0 | Constrained, otherwise capacity available =188 kVA | --> | 0.19 | 0 | 0 | 0 | 0 | Constrained, otherwise capacity available =188 kW | --> | E17 ex BALTINGLASS | Baltinglass [T421,T422] | STRATFORD |  | 52.9372 | -6.6921
0264119 | MV/LV Substation CO***4119 |  | 10 kV | _ | LV | 400 kVA :Building Structure | 0.4 | --> | 0.4 | 0 | 0 | Constrained, otherwise capacity available =304 kVA | --> | 0.38 | 0 | 0 | 0 | 0 | Constrained, otherwise capacity available =367 kW | --> | C16 ex KINSALE | Kinsale [T41,T42] | BANDON |  | 51.7048 | -8.5291
095182X | MV/LV Substation RI***182X |  | 10 kV | _ | LV | 50 kVA :Pole Substation | 0.05 | --> | 0.05 | 0.04 | 1.1 |  | --> | 0.048 | 0 | 0.005 | 0 | 0 | Constrained, otherwise capacity available =42 kW | --> | C23 ex KILKEE | Kilkee [T41] | TULLABRACK |  | 52.6014 | -9.7075
099124X | MV/LV Substation IL***124X |  | 10 kV | _ | LV | 200 kVA :Pole Substation | 0.2 | --> | 0.2 | 0.176 | 2.96 |  | --> | 0.19 | 0 | 0.01 | 0 | 0 | Constrained, otherwise capacity available =179 kW | --> | C21 ex BALLYRAINE | Ballyraine [T41,T42] | LETTERKENNY |  | 54.9953 | -7.7311
158012 | MV/LV Substation HY***012 |  | 20 kV | _ | LV | 400 kVA :Kiosk Substation | 0.4 | --> | 0.4 | 0 | 0 | Constrained, otherwise capacity available =268 kVA | --> | 0.38 | 0 | 0.038 | 0 | 0 | Constrained, otherwise capacity available =333 kW | --> | C19 ex ENNISTYMON | Ennistymon [T41,T42] | ENNIS |  | 53.0271 | -9.2907
244472X | MV/LV Substation GL***472X |  | 20 kV | _ | LV | 400 kVA :Building Structure | 0.4 | --> | 0.4 | 0 | 0 | Constrained, otherwise capacity available =375 kVA | --> | 0.38 | 0 | 0 | 0 | 0 | Constrained, otherwise capacity available =377 kW | --> | E12 ex MILLTOWN (SR) | Milltown (sr) [T421,T422] | OUGHTRAGH |  | 52.0816 | -9.8443
007771Z | MV/LV Substation AR***771Z |  | 20 kV | _ | LV | 50 kVA :Pole Substation | 0.05 | --> | 0.05 | 0.049 | 0.14 |  | --> | 0.048 | 0 | 0 | 0 | 0 | Constrained, otherwise capacity available =47 kW | --> | C12 ex CARRIGLAWN | Carriglawn [T41,T42] | WEXFORD |  | 52.3634 | -6.4498
139328X | MV/LV Substation DU***328X |  | 10 kV | _ | LV | 50 kVA :Pole Substation | 0.05 | --> | 0.05 | 0.047 | 4 |  | --> | 0.048 | 0 | 0 | 0 | 0 | Constrained, otherwise capacity available =47 kW | --> | C17 ex BALLYJAMESDUFF | Ballyjamesduff [T41,T42] | SHANKILL |  | 53.8768 | -7.283
046588 | MV/LV Substation RO***588 |  | 10 kV | _ | LV | 200 kVA :Kiosk Substation | 0.2 | --> | 0.2 | 0.149 | 5.48 |  | --> | 0.19 | 0 | 0.014 | 0.172 | 0 |  | --> | C17 ex BALLYTIVNAN | Ballytivnan [T41,T42] | SLIGO |  | 54.3072 | -8.5498
019305 | MV/LV Substation CH***305 |  | 10 kV | _ | LV | 100 kVA :Building Structure | 0.1 | --> | 0.1 | 0.056 | 2.18 |  | --> | 0.095 | 0 | 0 | 0 | 0 | Constrained, otherwise capacity available =89 kW | --> | C12 ex BALLYRICKARD | Ballyrickard [T41,T42] | TRALEE |  | 52.2899 | -9.8237
071900 | MV/LV Substation CH***900 |  | 10 kV | _ | LV | 630 kVA :Kiosk Substation | 0.63 | --> | 0.63 | 0 | 0 | Constrained, otherwise capacity available =175 kVA | --> | 0.598 | 0 | 0.061 | 0.488 | 0 |  | --> | C22 ex GREYSTONES | Greystones [T41,T42] | FASSAROE |  | 53.1234 | -6.0767
0664183 | MV/LV Substation BA***4183 |  | 10 kV | _ | LV | 630 kVA :Building Structure | 0.63 | --> | 0.63 | 0 | 0 | Constrained, otherwise capacity available =488 kVA | --> | 0.598 | 0 | 0.001 | 0.5 | 0 |  | --> | C20 ex HOWTH JUNCTION | Howth Junction [T41,T42] | GRANGE (DR) |  | 53.3883 | -6.1405
066647Z | MV/LV Substation DE***647Z |  | 20 kV | _ | LV | 400 kVA :Kiosk Substation | 0.4 | --> | 0.4 | 0 | 0 | Constrained, otherwise capacity available =248 kVA | --> | 0.38 | 0 | 0.025 | 0 | 0 | Constrained, otherwise capacity available =340 kW | --> | E15 ex ASHBOURNE | Ashbourne [T421,T422] | FINGLAS |  | 53.5111 | -6.4031
461119X | MV/LV Substation AR***119X |  | 10 kV | _ | LV | 100 kVA :Pole Substation | 0.1 | --> | 0.1 | 0.054 | 0.74 |  | --> | 0.095 | 0 | 0 | 0 | 0 | Constrained, otherwise capacity available =88 kW | --> | C15 ex RAHANS | Rahans [T41] | MOY |  | 54.0887 | -9.2304
116568X | MV/LV Substation LE***568X |  | 20 kV | _ | LV | 200 kVA :Pole Substation | 0.2 | --> | 0.2 | 0.157 | 8.1 |  | --> | 0.19 | 0 | 0.011 | 0 | 0 | Constrained, otherwise capacity available =176 kW | --> | E16 ex WESTPORT | Westport [T421,T422] | CASTLEBAR |  | 53.5959 | -9.6934
011657X | MV/LV Substation CA***657X |  | 10 kV | _ | LV | 400 kVA :Kiosk Substation | 0.4 | --> | 0.4 | 0.037 | 0.04 | Constrained, otherwise capacity available =339 kVA | --> | 0.38 | 0 | 0.021 | 0 | 0 | Constrained, otherwise capacity available =356 kW | --> | C19 ex CALLAN | Callan [T41,T42] | KILKENNY |  | 52.5486 | -7.3881
266490 | MV/LV Substation MU***490 |  | 20 kV | _ | LV | 100 kVA :Pole Substation | 0.1 | --> | 0.1 | 0 | 0 | Constrained, otherwise capacity available =83 kVA | --> | 0.095 | 0 | 0 | 0 | 0 | Constrained, otherwise capacity available =93 kW | --> | E12 ex CARNDONAGH | Carndonagh [T421,T422] | TRILLICK |  | 55.2821 | -7.3999
014576X | MV/LV Substation BA***576X |  | 10 kV | _ | LV | 200 kVA :Pole Substation | 0.2 | --> | 0.2 | 0.197 | 0.63 |  | --> | 0.19 | 0 | 0 | 0 | 0 | Constrained, otherwise capacity available =190 kW | --> | C16 ex KILCULLEN | Kilcullen [T41,T42,T424] | STRATFORD |  | 53.1239 | -6.8019
165903X | MV/LV Substation BA***903X |  | 10 kV | _ | LV | 100 kVA :Pole Substation | 0.1 | --> | 0.1 | 0 | 0 | Constrained, otherwise capacity available =99 kVA | --> | 0.095 | 0 | 0 | 0 | 0 | Constrained, otherwise capacity available =95 kW | --> | C11 ex CLONAKILTY | Clonakilty [T41,T42] | DUNMANWAY |  | 51.674 | -8.858
069341 | MV/LV Substation KI***341 |  | 10 kV | _ | LV | 630 kVA :Kiosk Substation | 0.63 | --> | 0.63 | 0.313 | 3 |  | --> | 0.598 | 0 | 0.022 | 0.5 | 0 |  | --> | C31 ex INCHICORE CENTRAL | Inchicore Central [T43,T45] | INCHICORE 220KV |  | 53.3317 | -6.3275
288355X | MV/LV Substation WE***355X |  | 10 kV | _ | LV | 400 kVA :Kiosk Substation | 0.4 | --> | 0.4 | 0 | 0 | Constrained, otherwise capacity available =366 kVA | --> | 0.38 | 0 | 0 | 0.375 | 0 |  | --> | C14 ex SANDYFORD | Sandyford [T41,T42] | CARRICKMINES |  | 53.2754 | -6.2421
0494034 | MV/LV Substation RO***4034 |  | 10 kV | _ | LV | 100 kVA :Pole Substation | 0.1 | --> | 0.1 | 0.043 | 1.31 |  | --> | 0.095 | 0 | 0.005 | 0 | 0 | Constrained, otherwise capacity available =83 kW | --> | C17 ex ROOSKY | Roosky [T41] | RICHMOND |  | 53.8324 | -7.9251
156202X | MV/LV Substation SE***202X |  | 20 kV | _ | LV | 630 kVA :Kiosk Substation | 0.63 | --> | 0.63 | 0.5 | 2.47 |  | --> | 0.598 | 0 | 0 | 0 | 0 | Constrained, otherwise capacity available =590 kW | --> | E13 ex TELAYDON | Telaydon [T42,T421] | LISDRUM |  | 54.2672 | -7.0374
4954038 | MV/LV Substation DU***4038 |  | 20 kV | _ | LV | 50 kVA :Pole Substation | 0.05 | --> | 0.05 | 0.05 | 1.5 |  | --> | 0.048 | 0 | 0 | 0.048 | 0 |  | --> | E17 ex ACHILL | Achill [T422] | CARROWBEG |  | 54.0108 | -10.0282
192814 | MV/LV Substation MU***814 |  | 10 kV | _ | LV | 50 kVA :Pole Substation | 0.05 | --> | 0.05 | 0.036 | 1.56 |  | --> | 0.048 | 0 | 0 | 0 | 0 | Constrained, otherwise capacity available =46 kW | --> | C13 ex DERRYBEG | Derrybeg [T41,T42] | ARDNAGAPPARY |  | 55.0281 | -8.3456
034705 | MV/LV Substation FE***705 |  | 20 kV | _ | LV | 100 kVA :Pole Substation | 0.1 | --> | 0.1 | 0.032 | 0.57 |  | --> | 0.095 | 0 | 0.005 | 0 | 0 | Constrained, otherwise capacity available =82 kW | --> | E19 ex LAWLESSTOWN | Lawlesstown [T42,T421] | DOON |  | 52.4741 | -7.693
015010 | MV/LV Substation JO***010 |  | 10 kV | _ | LV | 200 kVA :Pole Substation | 0.2 | --> | 0.2 | 0 | 0 | Constrained, otherwise capacity available =130 kVA | --> | 0.19 | 0 | 0.004 | 0 | 0 | Constrained, otherwise capacity available =177 kW | --> | C16 ex JOHNSTOWN | Johnstown [T41,T42] | KILTEEL |  | 53.2377 | -6.6203
007965X | MV/LV Substation BA***965X |  | 20 kV | _ | LV | 100 kVA :Pole Substation | 0.1 | --> | 0.1 | 0.073 | 1.4 |  | --> | 0.095 | 0 | 0.005 | 0 | 0 | Constrained, otherwise capacity available =88 kW | --> | E12 ex KILLINICK | Killinick [T421,T422] | WEXFORD |  | 52.2438 | -6.3947
165559X | MV/LV Substation CA***559X |  | 20 kV | _ | LV | 50 kVA :Pole Substation | 0.05 | --> | 0.05 | 0 | 0 | Constrained, otherwise capacity available =40 kVA | --> | 0.048 | 0 | 0.024 | 0 | 0 | Constrained, otherwise capacity available =28 kW | --> | C11 ex TIMOLEAGUE | Timoleague [T41] | BANDON |  | 51.6374 | -8.808
005501X | MV/LV Substation MC***501X |  | 10 kV | _ | LV | 100 kVA :Pole Substation | 0.1 | --> | 0.1 | 0 | 0 | Constrained, otherwise capacity available =81 kVA | --> | 0.095 | 0 | 0 | 0 | 0 | Constrained, otherwise capacity available =92 kW | --> | C11 ex GARDEN CITY | Garden City [T41,T42] | ARKLOW |  | 52.6806 | -6.2163
0334312 | MV/LV Substation KI***4312 |  | 10 kV | _ | LV | 50 kVA :Pole Substation | 0.05 | --> | 0.05 | 0.037 | 0.04 | Constrained, otherwise capacity available =49 kVA | --> | 0.048 | 0 | 0.015 | 0 | 0 | Constrained, otherwise capacity available =36 kW | --> | C18 ex CALLAN | Callan [T41,T42] | KILKENNY |  | 52.5279 | -7.4129
365356 | MV/LV Substation AG***356 |  | 10 kV | _ | LV | 50 kVA :Pole Substation | 0.05 | --> | 0.05 | 0 | 0 | Constrained, otherwise capacity available =48 kVA | --> | 0.048 | 0 | 0 | 0.047 | 0 |  | --> | C15 ex SAGGART | Saggart [T41,T42] | GRANGE CASTLE |  | 53.2315 | -6.4208
0524801 | MV/LV Substation NB***4801 |  | 20 kV | _ | LV | 50 kVA :Pole Substation | 0.05 | --> | 0.05 | 0 | 0 | Constrained, otherwise capacity available =50 kVA | --> | 0.048 | 0 | 0 | 0 | 0 | Constrained, otherwise capacity available =48 kW | --> | E20 ex BALLINDERRY | Ballinderry [T41,T422] | MULLINGAR |  | 53.3952 | -7.3845
051238 | MV/LV Substation KI***238 |  | 20 kV | _ | LV | 200 kVA :Pole Substation | 0.2 | --> | 0.2 | 0.2 | 2.22 |  | --> | 0.19 | 0 | 0 | 0.19 | 0 |  | --> | E17 ex CLARA | Clara [T421,T422] | THORNSBERRY |  | 53.3732 | -7.5024
0814401 | MV/LV Substation HE***4401 |  | 10 kV | _ | LV | 630 kVA :Kiosk Substation | 0.63 | --> | 0.63 | 0 | 0 | Constrained, otherwise capacity available =608 kVA | --> | 0.598 | 0 | 0.038 | 0 | 0 | Constrained, otherwise capacity available =567 kW | --> | C22 ex LEIXLIP | Leixlip [T41,T42] | GRIFFINRATH |  | 53.3589 | -6.5011
139034 | MV/LV Substation CY***034 |  | 10 kV | _ | LV | 200 kVA :Kiosk Substation | 0.2 | --> | 0.2 | 0.111 | 4 |  | --> | 0.19 | 0 | 0.017 | 0 | 0 | Constrained, otherwise capacity available =165 kW | --> | C17 ex BALLYJAMESDUFF | Ballyjamesduff [T41,T42] | SHANKILL |  | 53.8624 | -7.2094
127128 | MV/LV Substation BA***128 |  | 10 kV | _ | LV | 50 kVA :Pole Substation | 0.05 | --> | 0.05 | 0 | 0 | Constrained, otherwise capacity available =43 kVA | --> | 0.048 | 0 | 0.018 | 0 | 0 | Constrained, otherwise capacity available =33 kW | --> | C11 ex HOLYCROSS ROAD | Holycross Road [T41,T42] | THURLES |  | 52.5779 | -7.8308
365039X | MV/LV Substation BR***039X |  | 10 kV | _ | LV | 1000 kVA :Building Structure | 1 | --> | 1 | 0 | 0 | Constrained, otherwise capacity available =932 kVA | --> | 0.95 | 0 | 0 | 0.5 | 0 |  | --> | C19 ex BELGARD | Belgard [T41,T42] | COOKSTOWN |  | 53.2977 | -6.3614
0084179 | MV/LV Substation NE***4179 |  | 20 kV | _ | LV | 50 kVA :Pole Substation | 0.05 | --> | 0.05 | 0 | 0 | Constrained, otherwise capacity available =43 kVA | --> | 0.048 | 0 | 0.02 | 0 | 0 | Constrained, otherwise capacity available =32 kW | --> | E17 ex KNOCKMULLEN | Knockmullen [T42,T421] | GREAT ISLAND |  | 52.3496 | -6.7912
026647Y | MV/LV Substation FA***647Y |  | 10 kV | _ | LV | 400 kVA :Kiosk Substation | 0.4 | --> | 0.4 | 0 | 0 | Constrained, otherwise capacity available =278 kVA | --> | 0.38 | 0 | 0 | 0 | 0 | Constrained, otherwise capacity available =363 kW | --> | C15 ex KINSALE | Kinsale [T41,T42] | BANDON |  | 51.7129 | -8.5175
065059 | MV/LV Substation RO***059 |  | 10 kV | _ | LV | 100 kVA :Pole Substation | 0.1 | --> | 0.1 | 0 | 0 | Constrained, otherwise capacity available =33 kVA | --> | 0.095 | 0 | 0.034 | 0 | 0 | Constrained, otherwise capacity available =60 kW | --> | E15 ex BATTER LANE TEMPORARY | Batter Lane Temporary 38kv [T421] | GLASMORE |  | 53.5126 | -6.1165
206063X | MV/LV Substation TA***063X |  | 20 kV | _ | LV | 100 kVA :Pole Substation | 0.1 | --> | 0.1 | 0.099 | 1.6 |  | --> | 0.095 | 0 | 0 | 0 | 0 | Constrained, otherwise capacity available =95 kW | --> | E17 ex BELMULLET | Belmullet [T421] | BELLACORICK |  | 54.2363 | -9.9786
3684137 | MV/LV Substation CA***4137 |  | 10 kV | _ | LV | 50 kVA :Pole Substation | 0.05 | --> | 0.05 | 0 | 0 | Constrained, otherwise capacity available =50 kVA | --> | 0.048 | 0 | 0 | 0 | 0 | Constrained, otherwise capacity available =48 kW | --> | C17 ex BALLYHAUNIS | Ballyhaunis [T41,T42] | DALTON |  | 53.7653 | -8.7659
0684290 | MV/LV Substation CR***4290 |  | 10 kV | _ | LV | 1000 kVA :Building Structure | 1 | --> | 1 | 0.5 | 7.2 |  | --> | 0.95 | 0 | 0 | 0.5 | 0 |  | --> | C25 ex TRINITY | Trinity [T101,T102] | POOLBEG |  | 53.3461 | -6.2462
068370X | MV/LV Substation CL***370X |  | 10 kV | _ | LV | 1000 kVA :Building Structure | 1 | --> | 1 | 0.5 | 1.37 |  | --> | 0.95 | 0 | 0 | 0.5 | 0 |  | --> | C22 ex SOUTH KING STREET | South King Street [T41,T42] | FRANCIS STREET |  | 53.3363 | -6.2618
014937Z | MV/LV Substation O ***937Z |  | 10 kV | _ | LV | 50 kVA :Pole Substation | 0.05 | --> | 0.05 | 0 | 0 | Constrained, otherwise capacity available =46 kVA | --> | 0.048 | 0 | 0.006 | 0 | 0 | Constrained, otherwise capacity available =42 kW | --> | C19 ex KILDARE | Kildare [T41,T42] | NEWBRIDGE |  | 53.1737 | -6.9508
009518X | MV/LV Substation MO***518X |  | 10 kV | _ | LV | 400 kVA :Kiosk Substation | 0.4 | --> | 0.4 | 0 | 0 | Constrained, otherwise capacity available =271 kVA | --> | 0.38 | 0 | 0.011 | 0 | 0 | Constrained, otherwise capacity available =354 kW | --> | C12 ex GRANAGH | Granagh [T41,T42] | WATERFORD |  | 52.2921 | -7.2556
042110Y | MV/LV Substation BA***110Y |  | 10 kV | _ | LV | 50 kVA :Pole Substation | 0.05 | --> | 0.05 | 0.048 | 1.93 |  | --> | 0.048 | 0 | 0 | 0 | 0 | Constrained, otherwise capacity available =47 kW | --> | C18 ex TURLOUGH ROAD | Turlough Road [T41,T42] | CASTLEBAR |  | 53.8888 | -9.1595
015633Z | MV/LV Substation CA***633Z |  | 10 kV | _ | LV | 50 kVA :Pole Substation | 0.05 | --> | 0.05 | 0 | 0 | Constrained, otherwise capacity available =32 kVA | --> | 0.048 | 0 | 0.005 | 0 | 0 | Constrained, otherwise capacity available =41 kW | --> | C11 ex JOHNSTOWN | Johnstown [T41,T42] | KILTEEL |  | 53.2054 | -6.5751
064440 | MV/LV Substation NE***440 |  | 20 kV | _ | LV | 200 kVA :Pole Substation | 0.2 | --> | 0.2 | 0 | 0 | Constrained, otherwise capacity available =170 kVA | --> | 0.19 | 0 | 0 | 0 | 0 | Constrained, otherwise capacity available =186 kW | --> | C21 ex TERMONFECKIN ROAD | Termonfeckin Road [T41,T42] | DRYBRIDGE |  | 53.7553 | -6.2635
156029 | MV/LV Substation CO***029 |  | 10 kV | _ | LV | 200 kVA :Pole Substation | 0.2 | --> | 0.2 | 0.146 | 2.47 |  | --> | 0.19 | 0 | 0.006 | 0 | 0 | Constrained, otherwise capacity available =178 kW | --> | C12 ex TELAYDON | Telaydon [T42,T421] | LISDRUM |  | 54.2551 | -6.9611
216131X | MV/LV Substation SH***131X |  | 10 kV | _ | LV | 400 kVA :Kiosk Substation | 0.4 | --> | 0.4 | 0 | 0 | Constrained, otherwise capacity available =363 kVA | --> | 0.38 | 0 | 0.002 | 0 | 0 | Constrained, otherwise capacity available =373 kW | --> | C23 ex GLENTIES | Glenties [T41,T42] | BINBANE |  | 54.7639 | -8.4166
288046 | MV/LV Substation BA***046 |  | 10 kV | _ | LV | 400 kVA :Building Structure | 0.4 | --> | 0.4 | 0 | 0 | Constrained, otherwise capacity available =285 kVA | --> | 0.38 | 0 | 0.015 | 0.353 | 0 |  | --> | C14 ex SANDYFORD | Sandyford [T41,T42] | CARRICKMINES |  | 53.2808 | -6.2466
209277 | MV/LV Substation FS***277 |  | 20 kV | _ | LV | 50 kVA :Pole Substation | 0.05 | --> | 0.05 | 0 | 0 | Constrained, otherwise capacity available =36 kVA | --> | 0.048 | 0 | 0 | 0 | 0 | Constrained, otherwise capacity available =46 kW | --> | C14 ex MILFORD (NR) | Milford (nr) [T41,T42] | LETTERKENNY |  | 55.1719 | -7.5768
366282X | MV/LV Substation GL***282X |  | 10 kV | _ | LV | 50 kVA :Pole Substation | 0.05 | --> | 0.05 | 0.05 | 1.47 |  | --> | 0.048 | 0 | 0 | 0.048 | 0 |  | --> | C16 ex SCREEB | Screeb [T41] | SCREEB |  | 53.4215 | -9.4017
053645 | MV/LV Substation UR***645 |  | 20 kV | _ | LV | 50 kVA :Pole Substation | 0.05 | --> | 0.05 | 0 | 0 | Constrained, otherwise capacity available =49 kVA | --> | 0.048 | 0 | 0 | 0 | 0 | Constrained, otherwise capacity available =47 kW | --> | C18 ex PORTARLINGTON | Portarlington [T41,T42] | PORTLAOISE |  | 53.2091 | -7.2917
066774Z | MV/LV Substation RA***774Z |  | 20 kV | _ | LV | 630 kVA :Building Structure | 0.63 | --> | 0.63 | 0 | 0 | Constrained, otherwise capacity available =582 kVA | --> | 0.598 | 0 | 0 | 0 | 0 | Constrained, otherwise capacity available =592 kW | --> | E21 ex BALTRASNA | Baltrasna [T121,T122] | BALTRASNA |  | 53.5241 | -6.41
028057 | MV/LV Substation CO***057 |  | 10 kV | _ | LV | 400 kVA :Kiosk Substation | 0.4 | --> | 0.4 | 0.153 | 19.7 |  | --> | 0.38 | 0 | 0.07 | 0.293 | 0 |  | --> | C12 ex COW CROSS | Cow Cross [T102,T41] | COW CROSS |  | 51.8541 | -8.3013
251868 | MV/LV Substation K ***868 |  | 10 kV | _ | LV | 50 kVA :Pole Substation | 0.05 | --> | 0.05 | 0 | 0 | Constrained, otherwise capacity available =45 kVA | --> | 0.048 | 0 | 0 | 0 | 0 | Constrained, otherwise capacity available =47 kW | --> | C28 ex CLAREGALWAY | Claregalway [T42,T421] | GALWAY 110KV |  | 53.3319 | -8.9636
1424290 | MV/LV Substation L ***4290 |  | 10 kV | _ | LV | 400 kVA :Kiosk Substation | 0.4 | --> | 0.4 | 0 | 0 | Constrained, otherwise capacity available =362 kVA | --> | 0.38 | 0 | 0.01 | 0 | 0 | Constrained, otherwise capacity available =367 kW | --> | C17 ex ATHENRY |  |  |  | 53.3102 | -8.7468
0644207 | MV/LV Substation DU***4207 |  | 20 kV | _ | LV | 400 kVA :Kiosk Substation | 0.4 | --> | 0.4 | 0 | 0 | Constrained, otherwise capacity available =342 kVA | --> | 0.38 | 0 | 0.054 | 0 | 0 | Constrained, otherwise capacity available =332 kW | --> | E17 ex JULIANSTOWN | Julianstown [T421,T422] | DRYBRIDGE |  | 53.708 | -6.2586
001131X | MV/LV Substation TH***131X |  | 10 kV | _ | LV | 400 kVA :Building Structure | 0.4 | --> | 0.4 | 0.272 | 1.16 |  | --> | 0.38 | 0 | 0 | 0.362 | 0 |  | --> | C21 ex MOUNT MERRION | Mount Merrion [T41,T42] | CARRICKMINES |  | 53.2997 | -6.2044
025015 | MV/LV Substation JO***015 |  | 10 kV | _ | LV | 50 kVA :Pole Substation | 0.05 | --> | 0.05 | 0.033 | 1.93 |  | --> | 0.048 | 0 | 0 | 0 | 0 | Constrained, otherwise capacity available =45 kW | --> | C17 ex MILFORD (MWR) | Milford (mwr) [T41] | CHARLEVILLE |  | 52.3426 | -8.9802
033625 | MV/LV Substation WI***625 |  | 10 kV | _ | LV | 100 kVA :Pole Substation | 0.1 | --> | 0.1 | 0 | 0 | Constrained, otherwise capacity available =81 kVA | --> | 0.095 | 0 | 0.022 | 0 | 0 | Constrained, otherwise capacity available =76 kW | --> | C18 ex BALLYHALE | Ballyhale [T42,T421] | KILKENNY |  | 52.461 | -7.3947
023165Y | MV/LV Substation BA***165Y |  | 10 kV | _ | LV | 100 kVA :Pole Substation | 0.1 | --> | 0.1 | 0 | 0 | Constrained, otherwise capacity available =60 kVA | --> | 0.095 | 0 | 0 | 0 | 0 | Constrained, otherwise capacity available =89 kW | --> | C19 ex CURRAGLASS | Curraglass [T41] | BARRYMORE |  | 52.0612 | -8.0986
1204226 | MV/LV Substation JO***4226 |  | 20 kV | _ | LV | 100 kVA :Pole Substation | 0.1 | --> | 0.1 | 0.1 | 3.5 |  | --> | 0.095 | 0 | 0 | 0 | 0 | Constrained, otherwise capacity available =95 kW | --> | E11 ex DUNFIRTH | Dunfirth [T122] | DUNFIRTH |  | 53.4068 | -6.8402
109508 | MV/LV Substation KI***508 |  | 10 kV | _ | LV | 200 kVA :Kiosk Substation | 0.2 | --> | 0.2 | 0.156 | 0.38 |  | --> | 0.19 | 0 | 0 | 0.184 | 0 |  | --> | C14 ex RINEANNA | Rineanna [T41,T42] | DRUMLINE |  | 52.7595 | -8.8979
0324014 | MV/LV Substation BA***4014 |  | 20 kV | _ | LV | 100 kVA :Pole Substation | 0.1 | --> | 0.1 | 0 | 0 | Constrained, otherwise capacity available =99 kVA | --> | 0.095 | 0 | 0 | 0 | 0 | Constrained, otherwise capacity available =95 kW | --> | C14 ex KILMEADEN | Kilmeaden [T42] | BUTLERSTOWN |  | 52.2337 | -7.2746
153721 | MV/LV Substation BI***721 |  | 20 kV | _ | LV | 100 kVA :Pole Substation | 0.1 | --> | 0.1 | 0 | 0 | Constrained, otherwise capacity available =32 kVA | --> | 0.095 | 0 | 0 | 0 | 0 | Constrained, otherwise capacity available =85 kW | --> | E13 ex BIRDHILL | Birdhill [T421,T422] | ARDNACRUSHA |  | 52.7667 | -8.4417
063342X | MV/LV Substation CA***342X |  | 10 kV | _ | LV | 200 kVA :Pole Substation | 0.2 | --> | 0.2 | 0 | 0 | Constrained, otherwise capacity available =148 kVA | --> | 0.19 | 0 | 0.011 | 0 | 0 | Constrained, otherwise capacity available =175 kW | --> | C19 ex BALLYBAILIE | Ballybailie [T41,T42] | DUNDALK |  | 53.8636 | -6.5435
067277 | MV/LV Substation DA***277 |  | 10 kV | _ | LV | 400 kVA :Kiosk Substation | 0.4 | --> | 0.4 | 0 | 0 | Constrained, otherwise capacity available =300 kVA | --> | 0.38 | 0 | 0.009 | 0 | 0 | Constrained, otherwise capacity available =359 kW | --> | C14 ex MOYLISH | Moylish [T41,T42] | ARDNACRUSHA |  | 52.6785 | -8.6428
2074028 | MV/LV Substation GR***4028 |  | 10 kV | _ | LV | 50 kVA :Pole Substation | 0.05 | --> | 0.05 | 0.037 | 3.38 |  | --> | 0.048 | 0 | 0 | 0 | 0 | Constrained, otherwise capacity available =46 kW | --> | C15 ex GLENGOOLE | Glengoole [T41] | THURLES |  | 52.6399 | -7.5913
110126X | MV/LV Substation OR***126X |  | 10 kV | _ | LV | 630 kVA :Kiosk Substation | 0.63 | --> | 0.63 | 0.5 | 0.76 |  | --> | 0.598 | 0 | 0.008 | 0 | 0 | Constrained, otherwise capacity available =585 kW | --> | C16 ex KENMARE | Kenmare [T42] | KNOCKEARAGH |  | 51.8865 | -9.5871
095593X | MV/LV Substation VA***593X |  | 10 kV | _ | LV | 400 kVA :Kiosk Substation | 0.4 | --> | 0.4 | 0.356 | 0.7 |  | --> | 0.38 | 0 | 0 | 0 | 0 | Constrained, otherwise capacity available =374 kW | --> | C15 ex KILRUSH | Kilrush [T41,T42] | TULLABRACK |  | 52.6368 | -9.4732
014361X | MV/LV Substation CR***361X |  | 20 kV | _ | LV | 50 kVA :Pole Substation | 0.05 | --> | 0.05 | 0.041 | 0.63 |  | --> | 0.048 | 0 | 0 | 0 | 0 | Constrained, otherwise capacity available =46 kW | --> | E12 ex KILCULLEN | Kilcullen [T41,T42,T424] | STRATFORD |  | 53.0277 | -6.8117
015039Z | MV/LV Substation AY***039Z |  | 10 kV | _ | LV | 200 kVA :Kiosk Substation | 0.2 | --> | 0.2 | 0.098 | 12.6 |  | --> | 0.19 | 0 | 0.016 | 0.164 | 0 |  | --> | C20 ex MONREAD | Monread [T101,T102] | MONREAD |  | 53.235 | -6.6447
136792X | MV/LV Substation VO***792X |  | 10 kV | _ | LV | 200 kVA :Pole Substation | 0.2 | --> | 0.2 | 0 | 0 | Constrained, otherwise capacity available =89 kVA | --> | 0.19 | 0 | 0.01 | 0 | 0 | Constrained, otherwise capacity available =167 kW | --> | C12 ex ROSCOMMON | Roscommon [T41,T42] | LANESBORO |  | 53.6246 | -8.1996
068862 | MV/LV Substation ST***862 |  | 10 kV | _ | LV | 400 kVA :Building Structure | 0.4 | --> | 0.4 | 0 | 0 | Constrained, otherwise capacity available =296 kVA | --> | 0.38 | 0 | 0.005 | 0.362 | 0 |  | --> | C17 ex PHIBSBORO | Phibsboro [T41,T42] | FINGLAS |  | 53.3615 | -6.2703
116038Y | MV/LV Substation MU***038Y |  | 20 kV | _ | LV | 50 kVA :Pole Substation | 0.05 | --> | 0.05 | 0.049 | 8.1 |  | --> | 0.048 | 0 | 0 | 0 | 0 | Constrained, otherwise capacity available =47 kW | --> | E11 ex WESTPORT | Westport [T421,T422] | CASTLEBAR |  | 53.7856 | -9.6199
0694100 | MV/LV Substation CA***4100 |  | 10 kV | _ | LV | 630 kVA :Building Structure | 0.63 | --> | 0.63 | 0.411 | 3 |  | --> | 0.598 | 0 | 0 | 0.5 | 0 |  | --> | C31 ex INCHICORE CENTRAL | Inchicore Central [T43,T45] | INCHICORE 220KV |  | 53.3267 | -6.3334
046114 | MV/LV Substation CE***114 |  | 10 kV | _ | LV | 200 kVA :Building Structure | 0.2 | --> | 0.2 | 0 | 0 | Constrained, otherwise capacity available =196 kVA | --> | 0.19 | 0 | 0 | 0.19 | 0 |  | --> | C11 ex FINISKLIN | Finisklin [T41,T42] | SLIGO |  | 54.2757 | -8.482
122022X | MV/LV Substation DU***022X |  | 10 kV | _ | LV | 200 kVA :Kiosk Substation | 0.2 | --> | 0.2 | 0.179 | 4.18 |  | --> | 0.19 | 0 | 0.003 | 0 | 0 | Constrained, otherwise capacity available =185 kW | --> | C18 ex KINGSCOURT | Kingscourt [T41,T42] | MEATH HILL |  | 53.9062 | -6.8173
111883Z | MV/LV Substation MA***883Z |  | 10 kV | _ | LV | 630 kVA :Kiosk Substation | 0.63 | --> | 0.63 | 0 | 0 | Constrained, otherwise capacity available =595 kVA | --> | 0.598 | 0 | 0 | 0 | 0 | Constrained, otherwise capacity available =594 kW | --> | C15 ex BANTRY | Bantry [T41,T42] | BALLYLICKY |  | 51.6803 | -9.4503
003001 | MV/LV Substation FI***001 |  | 10 kV | _ | LV | 400 kVA :Kiosk Substation | 0.4 | --> | 0.4 | 0 | 11.58 |  | --> | 0.38 | 0 | 0.037 | 0 | 0 | Constrained, otherwise capacity available =293 kW | --> | C22 ex BALLYBEG | Ballybeg [T101,T102] | CARRICKMINES |  | 52.9801 | -6.0433
065301Z | MV/LV Substation CH***301Z |  | 10 kV | _ | LV | 200 kVA :Kiosk Substation | 0.2 | --> | 0.2 | 0 | 0 | Constrained, otherwise capacity available =142 kVA | --> | 0.19 | 0 | 0.021 | 0.166 | 0 |  | --> | C22 ex STEPHENSTOWN | Stephenstown [T101,T102] | FINGLAS |  | 53.6136 | -6.2025
324994 | MV/LV Substation BA***994 |  | 10 kV | _ | LV | 50 kVA :Pole Substation | 0.05 | --> | 0.05 | 0 | 0 | Constrained, otherwise capacity available =27 kVA | --> | 0.048 | 0 | 0 | 0 | 0 | Constrained, otherwise capacity available =44 kW | --> | C20 ex BALLYGAR | Ballygar [T41,T42] | ATHLONE |  | 53.5259 | -8.3545
204789 | MV/LV Substation ME***789 |  | 20 kV | _ | LV | 100 kVA :Pole Substation | 0.1 | --> | 0.1 | 0 | 0 | Constrained, otherwise capacity available =86 kVA | --> | 0.095 | 0 | 0.006 | 0 | 0 | Constrained, otherwise capacity available =89 kW | --> | E14 ex BUNCRANA | Buncrana [T421,T422] | TRILLICK |  | 55.177 | -7.4964
0394300 | MV/LV Substation CL***4300 |  | 10 kV | _ | LV | 630 kVA :Kiosk Substation | 0.63 | --> | 0.63 | 0 | 0 | Constrained, otherwise capacity available =620 kVA | --> | 0.598 | 0 | 0.023 | 0.5 | 0 |  | --> | C22 ex GALWAY 110KV | Galway 110kv [T102,T103] | GALWAY 110KV |  | 53.2904 | -8.9938
005237 | MV/LV Substation ME***237 |  | 10 kV | _ | LV | 200 kVA :Kiosk Substation | 0.2 | --> | 0.2 | 0.164 | 17.8 |  | --> | 0.19 | 0 | 0.025 | 0.167 | 0 |  | --> | E24 ex BANOGE | Banoge [T121,T122] | BANOGE |  | 52.6722 | -6.2248
139894Y | MV/LV Substation AS***894Y |  | 10 kV | _ | LV | 400 kVA :Kiosk Substation | 0.4 | --> | 0.4 | 0.296 | 4 |  | --> | 0.38 | 0 | 0.006 | 0 | 0 | Constrained, otherwise capacity available =361 kW | --> | C17 ex BALLYJAMESDUFF | Ballyjamesduff [T41,T42] | SHANKILL |  | 53.8641 | -7.2102
093036Z | MV/LV Substation DU***036Z |  | 10 kV | _ | LV | 200 kVA :Kiosk Substation | 0.2 | --> | 0.2 | 0 | 0 | Constrained, otherwise capacity available =132 kVA | --> | 0.19 | 0 | 0 | 0.18 | 0 |  | --> | C22 ex UNIDARE | Unidare [T41,T42] | FINGLAS |  | 53.3904 | -6.3232
011720 | MV/LV Substation CE***720 |  | 10 kV | _ | LV | 50 kVA :Pole Substation | 0.05 | --> | 0.05 | 0.047 | 5.05 |  | --> | 0.048 | 0 | 0 | 0 | 0 | Constrained, otherwise capacity available =47 kW | --> | C20 ex MCDONAGH | Mcdonagh [T41,T42] | KILKENNY |  | 52.6771 | -7.1935
0324210 | MV/LV Substation GA***4210 |  | 20 kV | _ | LV | 630 kVA :Kiosk Substation | 0.63 | --> | 0.63 | 0 | 0 | Constrained, otherwise capacity available =593 kVA | --> | 0.598 | 0 | 0 | 0 | 0 | Constrained, otherwise capacity available =593 kW | --> | E11 ex KILCARRAGH | Kilcarragh [T421,T422] | BUTLERSTOWN |  | 52.23 | -6.9797
066892X | MV/LV Substation MA***892X |  | 20 kV | _ | LV | 200 kVA :Pole Substation | 0.2 | --> | 0.2 | 0 | 0 | Constrained, otherwise capacity available =188 kVA | --> | 0.19 | 0 | 0.04 | 0 | 0 | Constrained, otherwise capacity available =159 kW | --> | E20 ex GLASMORE | Glasmore [T421,T422] | GLASMORE |  | 53.4896 | -6.242
034738X | MV/LV Substation BA***738X |  | 20 kV | _ | LV | 50 kVA :Pole Substation | 0.05 | --> | 0.05 | 0.044 | 0.57 |  | --> | 0.048 | 0 | 0 | 0 | 0 | Constrained, otherwise capacity available =47 kW | --> | E23 ex LAWLESSTOWN | Lawlesstown [T42,T421] | DOON |  | 52.413 | -7.7716
138898 | MV/LV Substation SH***898 |  | 10 kV | _ | LV | 50 kVA :Pole Substation | 0.05 | --> | 0.05 | 0.048 | 1.52 |  | --> | 0.048 | 0 | 0 | 0 | 0 | Constrained, otherwise capacity available =47 kW | --> | C18 ex SHERCOCK | Shercock [T41,T42] | MEATH HILL |  | 53.9934 | -6.8903
021162 | MV/LV Substation LA***162 |  | 10 kV | _ | LV | 100 kVA :Pole Substation | 0.1 | --> | 0.1 | 0 | 0 | Constrained, otherwise capacity available =71 kVA | --> | 0.095 | 0 | 0.02 | 0.076 | 0 |  | --> | C15 ex BISHOPSTOWN | Bishopstown [T41,T42] | KILBARRY |  | 51.8977 | -8.5212
026756 | MV/LV Substation CO***756 |  | 10 kV | _ | LV | 50 kVA :Pole Substation | 0.05 | --> | 0.05 | 0 | 0 | Constrained, otherwise capacity available =41 kVA | --> | 0.048 | 0 | 0 | 0 | 0 | Constrained, otherwise capacity available =46 kW | --> | C17 ex KINSALE | Kinsale [T41,T42] | BANDON |  | 51.7827 | -8.6187
008400 | MV/LV Substation BO***400 |  | 10 kV | _ | LV | 200 kVA :Pole Substation | 0.2 | --> | 0.2 | 0.134 | 0.24 |  | --> | 0.19 | 0 | 0.041 | 0 | 0 | Constrained, otherwise capacity available =150 kW | --> | C15 ex ROSBERCON | Rosbercon [T41,T42] | WATERFORD |  | 52.3894 | -6.9616
0664524 | MV/LV Substation JA***4524 |  | 10 kV | _ | LV | 100 kVA :Pole Substation | 0.1 | --> | 0.1 | 0 | 0 | Constrained, otherwise capacity available =100 kVA | --> | 0.095 | 0 | 0 | 0 | 0 | Constrained, otherwise capacity available =95 kW | --> | C23 ex SWORDS | Swords [T41,T42] | GLASMORE |  | 53.456 | -6.2231
281293Y | MV/LV Substation MA***293Y |  | 10 kV | _ | LV | 200 kVA :Building Structure | 0.2 | --> | 0.2 | 0.127 | 6.78 |  | --> | 0.19 | 0 | 0.029 | 0.158 | 0 |  | --> | C26 ex CASTLEVIEW | Castleview [T101,T102] | CASTLEVIEW |  | 51.8933 | -8.4041
064177Z | MV/LV Substation DU***177Z |  | 20 kV | _ | LV | 200 kVA :Kiosk Substation | 0.2 | --> | 0.2 | 0 | 0 | Constrained, otherwise capacity available =188 kVA | --> | 0.19 | 0 | 0.01 | 0 | 0 | Constrained, otherwise capacity available =181 kW | --> | E15 ex DULEEK | Duleek [T421,T422] | DRYBRIDGE |  | 53.6641 | -6.4065
068848X | MV/LV Substation CO***848X |  | 10 kV | _ | LV | 630 kVA :Building Structure | 0.63 | --> | 0.63 | 0 | 0 | Constrained, otherwise capacity available =607 kVA | --> | 0.598 | 0 | 0 | 0.5 | 0 |  | --> | C17 ex GRANBY ROW | Granby Row [T41] | MCDERMOTT |  | 53.3499 | -6.2637
377961X | MV/LV Substation DU***961X |  | 20 kV | _ | LV | 200 kVA :Kiosk Substation | 0.2 | --> | 0.2 | 0 | 0 | Constrained, otherwise capacity available =160 kVA | --> | 0.19 | 0 | 0 | 0 | 0 | Constrained, otherwise capacity available =184 kW | --> | E16 ex GURRANEBANE | Gurranebane [T421,T422] | OUGHTRAGH |  | 51.8249 | -10.1686
039237 | MV/LV Substation AS***237 |  | 10 kV | _ | LV | 400 kVA :Kiosk Substation | 0.4 | --> | 0.4 | 0 | 0 | Constrained, otherwise capacity available =334 kVA | --> | 0.38 | 0 | 0.009 | 0 | 0 | Constrained, otherwise capacity available =364 kW | --> | C18 ex ORANMORE | Oranmore [T41,T44] | GALWAY 110KV |  | 53.2748 | -8.9321
127686 | MV/LV Substation GR***686 |  | 10 kV | _ | LV | 50 kVA :Pole Substation | 0.05 | --> | 0.05 | 0 | 0 | Constrained, otherwise capacity available =38 kVA | --> | 0.048 | 0 | 0 | 0 | 0 | Constrained, otherwise capacity available =46 kW | --> | C11 ex HOLYCROSS ROAD | Holycross Road [T41,T42] | THURLES |  | 52.6265 | -7.8187
066156X | MV/LV Substation SN***156X |  | 10 kV | _ | LV | 400 kVA :Kiosk Substation | 0.4 | --> | 0.4 | 0 | 0 | Constrained, otherwise capacity available =346 kVA | --> | 0.38 | 0 | 0 | 0.373 | 0 |  | --> | C22 ex GRANGE (DR) | Grange (dr) [T41,T42] | GRANGE (DR) |  | 53.4006 | -6.1861
365069X | MV/LV Substation KI***069X |  | 10 kV | _ | LV | 100 kVA :Pole Substation | 0.1 | --> | 0.1 | 0 | 0 | Constrained, otherwise capacity available =83 kVA | --> | 0.095 | 0 | 0 | 0.093 | 0 |  | --> | C17 ex BALGADDY | Balgaddy [T41,T42] | GRANGE CASTLE |  | 53.3152 | -6.4312
281070X | MV/LV Substation DO***070X |  | 10 kV | _ | LV | 400 kVA :Kiosk Substation | 0.4 | --> | 0.4 | 0 | 0 | Constrained, otherwise capacity available =330 kVA | --> | 0.38 | 0 | 0.012 | 0.361 | 0 |  | --> | C21 ex BISHOPSTOWN | Bishopstown [T41,T42] | KILBARRY |  | 51.8774 | -8.5125
017085 | MV/LV Substation FR***085 |  | 20 kV | _ | LV | 50 kVA :Pole Substation | 0.05 | --> | 0.05 | 0.046 | 1.98 |  | --> | 0.048 | 0 | 0.005 | 0 | 0 | Constrained, otherwise capacity available =43 kW | --> | E11 ex RATHKEALE | Rathkeale [T421,T422] | RATHKEALE |  | 52.6049 | -8.978
136025 | MV/LV Substation SW***025 |  | 10 kV | _ | LV | 200 kVA :Pole Substation | 0.2 | --> | 0.2 | 0 | 0 | Constrained, otherwise capacity available =127 kVA | --> | 0.19 | 0 | 0 | 0 | 0 | Constrained, otherwise capacity available =180 kW | --> | C12 ex ROSCOMMON | Roscommon [T41,T42] | LANESBORO |  | 53.6302 | -8.1955
028974X | MV/LV Substation TH***974X |  | 10 kV | _ | LV | 200 kVA :Kiosk Substation | 0.2 | --> | 0.2 | 0.169 | 19.7 |  | --> | 0.19 | 0 | 0.006 | 0.181 | 0 |  | --> | C11 ex COW CROSS | Cow Cross [T102,T41] | N/A |  | 51.846 | -8.3118
029302Y | MV/LV Substation CA***302Y |  | 20 kV | _ | LV | 400 kVA :Kiosk Substation | 0.4 | --> | 0.4 | 0.325 | 2.31 |  | --> | 0.38 | 0 | 0.033 | 0.345 | 0 |  | --> | E13 ex AGHADA | Aghada [T721] | N/A |  | 51.8293 | -8.2281
052726 | MV/LV Substation MI***726 |  | 20 kV | _ | LV | 50 kVA :Pole Substation | 0.05 | --> | 0.05 | 0.048 | 2.22 |  | --> | 0.048 | 0 | 0 | 0.047 | 0 |  | --> | E13 ex CLARA | Clara [T421,T422] | THORNSBERRY |  | 53.4367 | -7.4711
365105 | MV/LV Substation SI***105 |  | 10 kV | _ | LV | 200 kVA :Pole Substation | 0.2 | --> | 0.2 | 0 | 0 | Constrained, otherwise capacity available =200 kVA | --> | 0.19 | 0 | 0 | 0.19 | 0 |  | --> | C16 ex SAGGART | Saggart [T41,T42] | GRANGE CASTLE |  | 53.2761 | -6.4518
2484180 | MV/LV Substation TH***4180 |  | 20 kV | _ | LV | 50 kVA :Pole Substation | 0.05 | --> | 0.05 | 0 | 0 | Constrained, otherwise capacity available =47 kVA | --> | 0.048 | 0 | 0 | 0 | 0 | Constrained, otherwise capacity available =47 kW | --> | E19 ex KILCOCK | Kilcock [T421,T422] | GRIFFINRATH |  | 53.3902 | -6.7022
350012X | MV/LV Substation OC***012X |  | 10 kV | _ | LV | 400 kVA :Kiosk Substation | 0.4 | --> | 0.4 | 0.375 | 1.57 |  | --> | 0.38 | 0 | 0 | 0 | 0 | Constrained, otherwise capacity available =377 kW | --> | C13 ex BUNDORAN | Bundoran [T41,T42] | CATHALEENS FALL |  | 54.4768 | -8.2854
053402 | MV/LV Substation MU***402 |  | 20 kV | _ | LV | 100 kVA :Pole Substation | 0.1 | --> | 0.1 | 0 | 0 | Constrained, otherwise capacity available =37 kVA | --> | 0.095 | 0 | 0.009 | 0.079 | 0 |  | --> | E18 ex CLONMINCH | Clonminch [T41,T422] | THORNSBERRY |  | 53.2511 | -7.5533
047303X | MV/LV Substation DO***303X |  | 20 kV | _ | LV | 50 kVA :Pole Substation | 0.05 | --> | 0.05 | 0.05 | 1.04 |  | --> | 0.048 | 0 | 0 | 0 | 0 | Constrained, otherwise capacity available =48 kW | --> | C16 ex BOYLE | Boyle [T41,T42] | CARRICK ON SHANNON |  | 54.0209 | -8.2795
417956 | MV/LV Substation ME***956 |  | 20 kV | _ | LV | 100 kVA :Pole Substation | 0.1 | --> | 0.1 | 0.093 | 8.5 |  | --> | 0.095 | 0 | 0.03 | 0 | 0 | Constrained, otherwise capacity available =72 kW | --> | E12 ex ARIGNA | Arigna [T121] | ARIGNA |  | 54.1913 | -8.0102
288265X | MV/LV Substation GA***265X |  | 10 kV | _ | LV | 1000 kVA :Building Structure | 1 | --> | 1 | 0 | 0 | Constrained, otherwise capacity available =809 kVA | --> | 0.95 | 0 | 0 | 0.5 | 0 |  | --> | C19 ex CARRICKMINES | Carrickmines [T41,T42] | CARRICKMINES |  | 53.259 | -6.1985
077593 | MV/LV Substation C/***593 |  | 20 kV | _ | LV | 50 kVA :Pole Substation | 0.05 | --> | 0.05 | 0 | 0 | Constrained, otherwise capacity available =46 kVA | --> | 0.048 | 0 | 0 | 0 | 0 | Constrained, otherwise capacity available =47 kW | --> | E25 ex PATRICKSWELL | Patrickswell [T421,T422] | LIMERICK |  | 52.6444 | -8.8565
069545 | MV/LV Substation GI***545 |  | 10 kV | _ | LV | 400 kVA :Kiosk Substation | 0.4 | --> | 0.4 | 0.229 | 9.28 |  | --> | 0.38 | 0 | 0.016 | 0.344 | 0 |  | --> | C19 ex PEMBROKE | Pembroke [T41,T42,T43,T44] | RINGSEND |  | 53.329 | -6.2147
160776Y | MV/LV Substation CO***776Y |  | 10 kV | _ | LV | 200 kVA :Kiosk Substation | 0.2 | --> | 0.2 | 0 | 0 | Constrained, otherwise capacity available =147 kVA | --> | 0.19 | 0 | 0 | 0 | 0 | Constrained, otherwise capacity available =183 kW | --> | C14 ex PORTLAOISE | Portlaoise [T41,T42] | PORTLAOISE |  | 53.0453 | -7.2779
095469X | MV/LV Substation KI***469X |  | 10 kV | _ | LV | 50 kVA :Pole Substation | 0.05 | --> | 0.05 | 0.048 | 0.7 |  | --> | 0.048 | 0 | 0 | 0 | 0 | Constrained, otherwise capacity available =47 kW | --> | C16 ex KILRUSH | Kilrush [T41,T42] | TULLABRACK |  | 52.6873 | -9.5818
099479X | MV/LV Substation MC***479X |  | 10 kV | _ | LV | 630 kVA :Building Structure | 0.63 | --> | 0.63 | 0 | 0 | Constrained, otherwise capacity available =592 kVA | --> | 0.598 | 0 | 0.005 | 0 | 0 | Constrained, otherwise capacity available =590 kW | --> | C18 ex CULLION | Cullion [T41,T42] | LETTERKENNY |  | 54.947 | -7.7356
039757 | MV/LV Substation HA***757 |  | 10 kV | _ | LV | 200 kVA :Pole Substation | 0.2 | --> | 0.2 | 0 | 0 | Constrained, otherwise capacity available =135 kVA | --> | 0.19 | 0 | 0 | 0.181 | 0 |  | --> | C28 ex GALWAY 110KV | Galway 110kv [T102,T103] | GALWAY 110KV |  | 53.3261 | -9.0193
206235X | MV/LV Substation DR***235X |  | 20 kV | _ | LV | 200 kVA :Kiosk Substation | 0.2 | --> | 0.2 | 0.169 | 1.6 |  | --> | 0.19 | 0 | 0.005 | 0 | 0 | Constrained, otherwise capacity available =182 kW | --> | E12 ex BELMULLET | Belmullet [T421] | BELLACORICK |  | 54.2192 | -9.9843
009857X | MV/LV Substation FA***857X |  | 20 kV | _ | LV | 400 kVA :Kiosk Substation | 0.4 | --> | 0.4 | 0 | 0 | Constrained, otherwise capacity available =312 kVA | --> | 0.38 | 0 | 0 | 0 | 0 | Constrained, otherwise capacity available =368 kW | --> | E11 ex KILCARRAGH | Kilcarragh [T421,T422] | BUTLERSTOWN |  | 52.259 | -7.0241
030208X | MV/LV Substation GO***208X |  | 20 kV | _ | LV | 400 kVA :Kiosk Substation | 0.4 | --> | 0.4 | 0 | 0 | Constrained, otherwise capacity available =330 kVA | --> | 0.38 | 0 | 0.003 | 0 | 0 | Constrained, otherwise capacity available =368 kW | --> | E17 ex FOXHOLE | Foxhole [T421,T422] | DUNGARVAN |  | 51.9587 | -7.8637
160074Z | MV/LV Substation CL***074Z |  | 20 kV | _ | LV | 200 kVA :Pole Substation | 0.2 | --> | 0.2 | 0 | 0 | Constrained, otherwise capacity available =194 kVA | --> | 0.19 | 0 | 0 | 0 | 0 | Constrained, otherwise capacity available =189 kW | --> | C11 ex MOUNTMELLICK | Mountmellick [T41,T42] | PORTLAOISE |  | 53.149 | -7.5212
281749X | MV/LV Substation SE***749X |  | 20 kV | _ | LV | 100 kVA :Pole Substation | 0.1 | --> | 0.1 | 0.062 | 17.47 |  | --> | 0.095 | 0 | 0 | 0.09 | 0 |  | --> | E13 ex COOLROE | Coolroe [T121,T122] | COOLROE |  | 51.8689 | -8.6573
019312 | MV/LV Substation TA***312 |  | 10 kV | _ | LV | 100 kVA :Pole Substation | 0.1 | --> | 0.1 | 0.078 | 2.18 |  | --> | 0.095 | 0 | 0 | 0 | 0 | Constrained, otherwise capacity available =92 kW | --> | C12 ex BALLYRICKARD | Ballyrickard [T41,T42] | TRALEE |  | 52.2846 | -9.8466
030752 | MV/LV Substation BU***752 |  | 20 kV | _ | LV | 100 kVA :Pole Substation | 0.1 | --> | 0.1 | 0 | 0 | Constrained, otherwise capacity available =56 kVA | --> | 0.095 | 0 | 0.005 | 0 | 0 | Constrained, otherwise capacity available =85 kW | --> | E20 ex FOXHOLE | Foxhole [T421,T422] | DUNGARVAN |  | 51.9392 | -7.9499
066796Z | MV/LV Substation RA***796Z |  | 20 kV | _ | LV | 630 kVA :Building Structure | 0.63 | --> | 0.63 | 0 | 0 | Constrained, otherwise capacity available =519 kVA | --> | 0.598 | 0 | 0.2 | 0 | 0 | Constrained, otherwise capacity available =435 kW | --> | E21 ex BALTRASNA | Baltrasna [T121,T122] | BALTRASNA |  | 53.5234 | -6.4065
214977 | MV/LV Substation CO***977 |  | 20 kV | _ | LV | 50 kVA :Pole Substation | 0.05 | --> | 0.05 | 0 | 0 | Constrained, otherwise capacity available =35 kVA | --> | 0.048 | 0 | 0.005 | 0 | 0 | Constrained, otherwise capacity available =42 kW | --> | C11 ex DRUMQUIN | Drumquin [T42] | ENNIS |  | 52.8287 | -9.1785
055826X | MV/LV Substation ST***826X |  | 10 kV | _ | LV | 100 kVA :Pole Substation | 0.1 | --> | 0.1 | 0 | 0 |  | --> | 0.095 | 0 | 0 | 0 | 0 | Constrained, otherwise capacity available =77 kW | --> | C22 ex TEMPLEMORE | Templemore [T41,T42] | IKERRIN |  | 52.7947 | -7.8304
110856 | MV/LV Substation SU***856 |  | 10 kV | _ | LV | 50 kVA :Pole Substation | 0.05 | --> | 0.05 | 0.015 | 0.76 |  | --> | 0.048 | 0 | 0 | 0 | 0 | Constrained, otherwise capacity available =42 kW | --> | C16 ex KENMARE | Kenmare [T42] | KNOCKEARAGH |  | 51.8873 | -9.5835
0544111 | MV/LV Substation GR***4111 |  | 10 kV | _ | LV | 50 kVA :Pole Substation | 0.05 | --> | 0.05 | 0.047 | 2.78 |  | --> | 0.048 | 0 | 0 | 0 | 0 | Constrained, otherwise capacity available =47 kW | --> | E16 ex BALLYRAGGET | Ballyragget [T421,T422] | BALLYRAGGET |  | 52.8428 | -7.355
1324084 | MV/LV Substation KY***4084 |  | 20 kV | _ | LV | 50 kVA :Pole Substation | 0.05 | --> | 0.05 | 0.048 | 1.62 |  | --> | 0.048 | 0 | 0 | 0 | 0 | Constrained, otherwise capacity available =47 kW | --> | C16 ex CURRA | Curra [T41] | SOMERSET |  | 53.1064 | -8.3753
073080X | MV/LV Substation FA***080X |  | 20 kV | _ | LV | 50 kVA :Pole Substation | 0.05 | --> | 0.05 | 0 | 0 |  | --> | 0.048 | 0 | 0 | 0 | 0 | Constrained, otherwise capacity available =34 kW | --> | C15 ex MOATE | Moate [T41,T42] | ATHLONE |  | 53.3925 | -7.7836
059145X | MV/LV Substation SH***145X |  | 20 kV | _ | LV | 50 kVA :Pole Substation | 0.05 | --> | 0.05 | 0 | 0 | Constrained, otherwise capacity available =46 kVA | --> | 0.048 | 0 | 0 | 0 | 0 | Constrained, otherwise capacity available =47 kW | --> | E17 ex CAVAN | Cavan [T42,T421] | SHANKILL |  | 54.0838 | -7.4188
006078 | MV/LV Substation KN***078 |  | 10 kV | _ | LV | 100 kVA :Pole Substation | 0.1 | --> | 0.1 | 0.056 | 1.29 |  | --> | 0.095 | 0 | 0.005 | 0 | 0 | Constrained, otherwise capacity available =85 kW | --> | C13 ex MONFIN | Monfin [T41,T42] | WEXFORD |  | 52.4679 | -6.5209
021934X | MV/LV Substation GL***934X |  | 10 kV | _ | LV | 400 kVA :Building Structure | 0.4 | --> | 0.4 | 0 | 0 | Constrained, otherwise capacity available =334 kVA | --> | 0.38 | 0 | 0 | 0.371 | 0 |  | --> | C15 ex MAYFIELD | Mayfield [T41,T42] | KILBARRY |  | 51.9196 | -8.3961
064900Y | MV/LV Substation TO***900Y |  | 20 kV | _ | LV | 400 kVA :Building Structure | 0.4 | --> | 0.4 | 0 | 0 | Constrained, otherwise capacity available =302 kVA | --> | 0.38 | 0 | 0 | 0 | 0 | Constrained, otherwise capacity available =366 kW | --> | E17 ex JULIANSTOWN | Julianstown [T421,T422] | DRYBRIDGE |  | 53.6629 | -6.3294
058335Y | MV/LV Substation BA***335Y |  | 10 kV | _ | LV | 50 kVA :Pole Substation | 0.05 | --> | 0.05 | 0.031 | 0.18 |  | --> | 0.048 | 0 | 0 | 0 | 0 | Constrained, otherwise capacity available =45 kW | --> | C15 ex TOOMEVARA | Toomevara [T42] | NENAGH |  | 52.8883 | -8.046
151023 | MV/LV Substation CA***023 |  | 10 kV | _ | LV | 400 kVA :Kiosk Substation | 0.4 | --> | 0.4 | 0 | 0 | Constrained, otherwise capacity available =258 kVA | --> | 0.38 | 0 | 0.009 | 0 | 0 | Constrained, otherwise capacity available =354 kW | --> | C16 ex GARRYSPILLANE | Garryspillane [T41] | TIPPERARY |  | 52.36 | -8.4683
281295Y | MV/LV Substation OC***295Y |  | 10 kV | _ | LV | 630 kVA :Building Structure | 0.63 | --> | 0.63 | 0.5 | 4.67 |  | --> | 0.598 | 0 | 0 | 0.5 | 0 |  | --> | C19 ex CENTRE PARK ROAD | Marina [T105,T106] | MARINA |  | 51.8999 | -8.4685
253065 | MV/LV Substation MI***065 |  | 10 kV | _ | LV | 50 kVA :Pole Substation | 0.05 | --> | 0.05 | 0 | 0 | Constrained, otherwise capacity available =29 kVA | --> | 0.048 | 0 | 0.014 | 0 | 0 | Constrained, otherwise capacity available =34 kW | --> | C12 ex TUAM SOUTH | Tuam South [T42] | CLOON |  | 53.5212 | -8.8561
156053 | MV/LV Substation LA***053 |  | 10 kV | _ | LV | 630 kVA :Building Structure | 0.63 | --> | 0.63 | 0 | 0 | Constrained, otherwise capacity available =565 kVA | --> | 0.598 | 0 | 0.016 | 0 | 0 | Constrained, otherwise capacity available =578 kW | --> | C20 ex DRUMBEAR | Drumbear [T41,T42] | LISDRUM |  | 54.2425 | -6.9527
156257Z | MV/LV Substation DR***257Z |  | 20 kV | _ | LV | 50 kVA :Pole Substation | 0.05 | --> | 0.05 | 0.038 | 2.47 |  | --> | 0.048 | 0 | 0 | 0 | 0 | Constrained, otherwise capacity available =46 kW | --> | E19 ex TELAYDON | Telaydon [T42,T421] | LISDRUM |  | 54.3091 | -7.0074
258031X | MV/LV Substation BI***031X |  | 20 kV | _ | LV | 400 kVA :Kiosk Substation | 0.4 | --> | 0.4 | 0.277 | 1.86 |  | --> | 0.38 | 0 | 0.022 | 0 | 0 | Constrained, otherwise capacity available =347 kW | --> | E18 ex CREESLOUGH | Creeslough [T421] | ARDNAGAPPARY |  | 55.1185 | -7.907
099572 | MV/LV Substation GL***572 |  | 10 kV | _ | LV | 50 kVA :Pole Substation | 0.05 | --> | 0.05 | 0.044 | 5.45 |  | --> | 0.048 | 0 | 0.006 | 0 | 0 | Constrained, otherwise capacity available =42 kW | --> | C14 ex GORTLEE | Gortlee [T41,T42] | LETTERKENNY |  | 54.9654 | -7.7478
365528X | MV/LV Substation TH***528X |  | 10 kV | _ | LV | 630 kVA :Building Structure | 0.63 | --> | 0.63 | 0 | 0 | Constrained, otherwise capacity available =301 kVA | --> | 0.598 | 0 | 0.005 | 0.5 | 0 |  | --> | C16 ex CLONDALKIN | Clondalkin [T41,T42,T44] | INCHICORE 220KV |  | 53.3245 | -6.3956
157165X | MV/LV Substation RI***165X |  | 20 kV | _ | LV | 400 kVA :Kiosk Substation | 0.4 | --> | 0.4 | 0.377 | 1.55 |  | --> | 0.38 | 0 | 0 | 0 | 0 | Constrained, otherwise capacity available =377 kW | --> | E11 ex CARRIGALLEN | Carrigallen [T421] | CARRICK ON SHANNON |  | 54.0537 | -7.8026
209814X | MV/LV Substation MO***814X |  | 10 kV | _ | LV | 200 kVA :Pole Substation | 0.2 | --> | 0.2 | 0 | 0 | Constrained, otherwise capacity available =185 kVA | --> | 0.19 | 0 | 0.006 | 0 | 0 | Constrained, otherwise capacity available =183 kW | --> | C19 ex MILFORD (NR) | Milford (nr) [T41,T42] | LETTERKENNY |  | 55.0215 | -7.6523
162703 | MV/LV Substation TH***703 |  | 10 kV | _ | LV | 50 kVA :Pole Substation | 0.05 | --> | 0.05 | 0.014 | 7.25 |  | --> | 0.048 | 0 | 0 | 0 | 0 | Constrained, otherwise capacity available =42 kW | --> | C18 ex CONVOY | Convoy [T41,T42] | LETTERKENNY |  | 54.8732 | -7.6177
429148X | MV/LV Substation MO***148X |  | 10 kV | _ | LV | 100 kVA :Pole Substation | 0.1 | --> | 0.1 | 0.1 | 0.33 |  | --> | 0.095 | 0 | 0 | 0 | 0 | Constrained, otherwise capacity available =95 kW | --> | C12 ex ABBEYFEALE | Abbeyfeale [T42] | TRIEN |  | 52.3159 | -9.2342
164002 | MV/LV Substation GL***002 |  | 10 kV | _ | LV | 200 kVA :Pole Substation | 0.2 | --> | 0.2 | 0 | 0 | Constrained, otherwise capacity available =178 kVA | --> | 0.19 | 0 | 0 | 0 | 0 | Constrained, otherwise capacity available =187 kW | --> | C12 ex SKIBBEREEN | Skibbereen [T41,T42] | DUNMANWAY |  | 51.556 | -9.2721
081460 | MV/LV Substation FA***460 |  | 20 kV | _ | LV | 100 kVA :Pole Substation | 0.1 | --> | 0.1 | 0 | 0 | Constrained, otherwise capacity available =83 kVA | --> | 0.095 | 0 | 0.006 | 0.088 | 0 |  | --> | C21 ex MACETOWN | Macetown [T101,T102] | MACETOWN |  | 53.4283 | -6.4748
0324027 | MV/LV Substation KI***4027 |  | 20 kV | _ | LV | 50 kVA :Pole Substation | 0.05 | --> | 0.05 | 0 | 0 | Constrained, otherwise capacity available =39 kVA | --> | 0.048 | 0 | 0 | 0 | 0 | Constrained, otherwise capacity available =46 kW | --> | C19 ex TRAMORE | Tramore [T41,T42] | BUTLERSTOWN |  | 52.1707 | -7.0622
156582Y | MV/LV Substation GL***582Y |  | 20 kV | _ | LV | 50 kVA :Pole Substation | 0.05 | --> | 0.05 | 0 | 0 | Constrained, otherwise capacity available =19 kVA | --> | 0.048 | 0 | 0.05 | 0 | 0 | Constrained, otherwise capacity available =6 kW | --> | E14 ex EMYVALE | Emyvale [T422] | LISDRUM |  | 54.3637 | -7.0573
082598Y | MV/LV Substation KE***598Y |  | 20 kV | _ | LV | 100 kVA :Pole Substation | 0.1 | --> | 0.1 | 0 | 0 | Constrained, otherwise capacity available =58 kVA | --> | 0.095 | 0 | 0.052 | 0 | 0 | Constrained, otherwise capacity available =51 kW | --> | E17 ex DULEEK | Duleek [T421,T422] | DRYBRIDGE |  | 53.6274 | -6.5315
127194Y | MV/LV Substation PU***194Y |  | 10 kV | _ | LV | 100 kVA :Pole Substation | 0.1 | --> | 0.1 | 0 | 0 | Constrained, otherwise capacity available =95 kVA | --> | 0.095 | 0 | 0 | 0 | 0 | Constrained, otherwise capacity available =94 kW | --> | C17 ex HOLYCROSS ROAD | Holycross Road [T41,T42] | THURLES |  | 52.6861 | -7.8389
022049 | MV/LV Substation KE***049 |  | 10 kV | _ | LV | 50 kVA :Pole Substation | 0.05 | --> | 0.05 | 0 | 0 | Constrained, otherwise capacity available =4 kVA | --> | 0.048 | 0 | 0.005 | 0 | 0 | Constrained, otherwise capacity available =37 kW | --> | C21 ex SCARTEEN | Scarteen [T41,T42] | MALLOW |  | 52.141 | -8.6608
023614 | MV/LV Substation BA***614 |  | 20 kV | _ | LV | 50 kVA :Pole Substation | 0.05 | --> | 0.05 | 0 | 0 | Constrained, otherwise capacity available =40 kVA | --> | 0.048 | 0 | 0 | 0 | 0 | Constrained, otherwise capacity available =46 kW | --> | E12 ex CASTLELYONS | Castlelyons [T421,T422] | BARRYMORE |  | 52.019 | -8.2451
028002 | MV/LV Substation LY***002 |  | 10 kV | _ | LV | 400 kVA :Kiosk Substation | 0.4 | --> | 0.4 | 0.095 | 19.7 |  | --> | 0.38 | 0 | 0.015 | 0.325 | 0 |  | --> | C11 ex COW CROSS | Cow Cross [T102,T41] | N/A |  | 51.8503 | -8.2904
251689 | MV/LV Substation AU***689 |  | 10 kV | _ | LV | 50 kVA :Pole Substation | 0.05 | --> | 0.05 | 0 | 0 | Constrained, otherwise capacity available =49 kVA | --> | 0.048 | 0 | 0 | 0 | 0 | Constrained, otherwise capacity available =47 kW | --> | C30 ex CLAREGALWAY | Claregalway [T42,T421] | GALWAY 110KV |  | 53.3936 | -8.963
011750Y | MV/LV Substation NU***750Y |  | 10 kV | _ | LV | 200 kVA :Pole Substation | 0.2 | --> | 0.2 | 0.037 | 0.04 | Constrained, otherwise capacity available =200 kVA | --> | 0.19 | 0 | 0 | 0 | 0 | Constrained, otherwise capacity available =190 kW | --> | C18 ex CALLAN | Callan [T41,T42] | KILKENNY |  | 52.5092 | -7.3371
0014053 | MV/LV Substation BR***4053 |  | 10 kV | _ | LV | 400 kVA :Kiosk Substation | 0.4 | --> | 0.4 | 0.297 | 1.23 |  | --> | 0.38 | 0 | 0.61 | 0 | 0 |  | --> | C20 ex SALLYNOGGIN ROAD | Sallynoggin Road [T41,T42] | CHERRYWOOD |  | 53.2787 | -6.1478
071134 | MV/LV Substation EI***134 |  | 10 kV | _ | LV | 400 kVA :Kiosk Substation | 0.4 | --> | 0.4 | 0 | 0 | Constrained, otherwise capacity available =378 kVA | --> | 0.38 | 0 | 0.012 | 0.368 | 0 |  | --> | C22 ex GREYSTONES | Greystones [T41,T42] | FASSAROE |  | 53.1329 | -6.0682
153827 | MV/LV Substation BA***827 |  | 20 kV | _ | LV | 50 kVA :Pole Substation | 0.05 | --> | 0.05 | 0 | 0 | Constrained, otherwise capacity available =36 kVA | --> | 0.048 | 0 | 0.016 | 0 | 0 | Constrained, otherwise capacity available =34 kW | --> | E17 ex BIRDHILL | Birdhill [T421,T422] | ARDNACRUSHA |  | 52.8114 | -8.4341
1544153 | MV/LV Substation CA***4153 |  | 20 kV | _ | LV | 50 kVA :Pole Substation | 0.05 | --> | 0.05 | 0 | 0 | Constrained, otherwise capacity available =50 kVA | --> | 0.048 | 0 | 0 | 0 | 0 | Constrained, otherwise capacity available =48 kW | --> | C17 ex MONEYCOOLEY | Moneycooley [T41,T42,T44] | GRIFFINRATH |  | 53.4115 | -6.4909
068708X | MV/LV Substation KI***708X |  | 10 kV | _ | LV | 630 kVA :Building Structure | 0.63 | --> | 0.63 | 0.5 | 14.34 |  | --> | 0.598 | 0 | 0 | 0.5 | 0 |  | --> | C14 ex NORTH QUAYS | North Quays [T101,T102,T103] | POOLBEG |  | 53.3547 | -6.2472
0934205 | MV/LV Substation HA***4205 |  | 10 kV | _ | LV | 630 kVA :Building Structure | 0.63 | --> | 0.63 | 0 | 0 | Constrained, otherwise capacity available =473 kVA | --> | 0.598 | 0 | 0 | 0.5 | 0 |  | --> | C24 ex POPPINTREE | Poppintree [T101,T102] | FINGLAS |  | 53.4054 | -6.2831
077663 | MV/LV Substation NE***663 |  | 20 kV | _ | LV | 50 kVA :Pole Substation | 0.05 | --> | 0.05 | 0 | 0 | Constrained, otherwise capacity available =39 kVA | --> | 0.048 | 0 | 0 | 0 | 0 | Constrained, otherwise capacity available =46 kW | --> | E15 ex PATRICKSWELL | Patrickswell [T421,T422] | LIMERICK |  | 52.5856 | -8.7458
006806 | MV/LV Substation BA***806 |  | 20 kV | _ | LV | 50 kVA :Pole Substation | 0.05 | --> | 0.05 | 0.022 | 4.38 |  | --> | 0.048 | 0 | 0.056 | 0.002 | 0 |  | --> | E13 ex CRANE | Crane [T122] | CRANE |  | 52.5191 | -6.5235
012383Y | MV/LV Substation RE***383Y |  | 10 kV | _ | LV | 400 kVA :Kiosk Substation | 0.4 | --> | 0.4 | 0.376 | 1.99 |  | --> | 0.38 | 0 | 0 | 0 | 0 | Constrained, otherwise capacity available =377 kW | --> | C18 ex GRAIGUE | Graigue [T41,T42] | CARLOW |  | 52.8459 | -6.9472
281077 | MV/LV Substation FU***077 |  | 10 kV | _ | LV | 400 kVA :Building Structure | 0.4 | --> | 0.4 | 0.383 | 4.67 |  | --> | 0.38 | 0 | 0 | 0.378 | 0 |  | --> | C25 ex CENTRE PARK ROAD | Marina [T105,T106] | MARINA |  | 51.8984 | -8.458
027989 | MV/LV Substation RO***989 |  | 20 kV | _ | LV | 200 kVA :Pole Substation | 0.2 | --> | 0.2 | 0.176 | 7.79 |  | --> | 0.19 | 0 | 0.008 | 0 | 0 | Constrained, otherwise capacity available =181 kW | --> | E12 ex DUNMANWAY | Dunmanway [T422,T43] | DUNMANWAY |  | 51.6556 | -9.2637
037274Y | MV/LV Substation BA***274Y |  | 10 kV | _ | LV | 50 kVA :Pole Substation | 0.05 | --> | 0.05 | 0.038 | 13.05 |  | --> | 0.048 | 0 | 0 | 0.046 | 0 |  | --> | C21 ex ENNIS | Ennis [T101,T102] | ENNIS |  | 52.8946 | -8.924
067013Y | MV/LV Substation BA***013Y |  | 10 kV | _ | LV | 50 kVA :Pole Substation | 0.05 | --> | 0.05 | 0 | 0 | Constrained, otherwise capacity available =44 kVA | --> | 0.048 | 0 | 0 | 0.047 | 0 |  | --> | C20 ex RAHEEN | Raheen [T41,T42] | LIMERICK |  | 52.6277 | -8.6334
066275 | MV/LV Substation BO***275 |  | 10 kV | _ | LV | 400 kVA :Kiosk Substation | 0.4 | --> | 0.4 | 0 | 0 | Constrained, otherwise capacity available =319 kVA | --> | 0.38 | 0 | 0.009 | 0.362 | 0 |  | --> | C20 ex HOWTH JUNCTION | Howth Junction [T41,T42] | GRANGE (DR) |  | 53.3874 | -6.1396
429149 | MV/LV Substation MO***149 |  | 10 kV | _ | LV | 100 kVA :Pole Substation | 0.1 | --> | 0.1 | 0.088 | 0.33 |  | --> | 0.095 | 0 | 0 | 0 | 0 | Constrained, otherwise capacity available =93 kW | --> | C12 ex ABBEYFEALE | Abbeyfeale [T42] | TRIEN |  | 52.3242 | -9.2382
037782X | MV/LV Substation PA***782X |  | 10 kV | _ | LV | 400 kVA :Kiosk Substation | 0.4 | --> | 0.4 | 0 | 0 | Constrained, otherwise capacity available =345 kVA | --> | 0.38 | 0 | 0.03 | 0 | 0 | Constrained, otherwise capacity available =350 kW | --> | C19 ex ENNIS NORTH | Ennis North [T41,T42] | ENNIS |  | 52.8828 | -8.9645
066253Z | MV/LV Substation BR***253Z |  | 20 kV | _ | LV | 200 kVA :Kiosk Substation | 0.2 | --> | 0.2 | 0 | 0 | Constrained, otherwise capacity available =127 kVA | --> | 0.19 | 0 | 0.015 | 0 | 0 | Constrained, otherwise capacity available =169 kW | --> | E13 ex GLASMORE | Glasmore [T421,T422] | GLASMORE |  | 53.4688 | -6.236
095803 | MV/LV Substation BE***803 |  | 10 kV | _ | LV | 100 kVA :Pole Substation | 0.1 | --> | 0.1 | 0.097 | 1.1 |  | --> | 0.095 | 0 | 0 | 0 | 0 | Constrained, otherwise capacity available =94 kW | --> | C23 ex KILKEE | Kilkee [T41] | TULLABRACK |  | 52.6058 | -9.7465
075615 | MV/LV Substation GO***615 |  | 20 kV | _ | LV | 50 kVA :Pole Substation | 0.05 | --> | 0.05 | 0.049 | 1.13 |  | --> | 0.048 | 0 | 0 | 0 | 0 | Constrained, otherwise capacity available =47 kW | --> | E22 ex BUNCLODY | Bunclody [T421,T422] | CRANE |  | 52.6726 | -6.6215
015456 | MV/LV Substation RA***456 |  | 10 kV | _ | LV | 100 kVA :Pole Substation | 0.1 | --> | 0.1 | 0 | 0 | Constrained, otherwise capacity available =64 kVA | --> | 0.095 | 0 | 0.004 | 0 | 0 | Constrained, otherwise capacity available =87 kW | --> | C11 ex JOHNSTOWN | Johnstown [T41,T42] | KILTEEL |  | 53.2169 | -6.5651
377973 | MV/LV Substation CO***973 |  | 20 kV | _ | LV | 50 kVA :Pole Substation | 0.05 | --> | 0.05 | 0 | 0 | Constrained, otherwise capacity available =40 kVA | --> | 0.048 | 0 | 0 | 0 | 0 | Constrained, otherwise capacity available =46 kW | --> | E12 ex GURRANEBANE | Gurranebane [T421,T422] | OUGHTRAGH |  | 52.0402 | -9.9624
037082Y | MV/LV Substation DR***082Y |  | 20 kV | _ | LV | 50 kVA :Pole Substation | 0.05 | --> | 0.05 | 0 | 0 | Constrained, otherwise capacity available =34 kVA | --> | 0.048 | 0 | 0.022 | 0 | 0 | Constrained, otherwise capacity available =29 kW | --> | C16 ex ENNIS NORTH | Ennis North [T41,T42] | ENNIS |  | 52.8586 | -9.0185
039275 | MV/LV Substation RO***275 |  | 10 kV | _ | LV | 200 kVA :Kiosk Substation | 0.2 | --> | 0.2 | 0.121 | 11.03 |  | --> | 0.19 | 0 | 0.027 | 0.159 | 0 |  | --> | C19 ex SALTHILL | Salthill [T101,T102] | SALTHILL |  | 53.2619 | -9.0825
063830 | MV/LV Substation HO***830 |  | 10 kV | _ | LV | 100 kVA :Pole Substation | 0.1 | --> | 0.1 | 0 | 0 | Constrained, otherwise capacity available =80 kVA | --> | 0.095 | 0 | 0 | 0 | 0 | Constrained, otherwise capacity available =92 kW | --> | C16 ex STICKILLEN | Stickillen [T41,T42] | DRYBRIDGE |  | 53.8444 | -6.4886
075050Y | MV/LV Substation CR***050Y |  | 20 kV | _ | LV | 100 kVA :Pole Substation | 0.1 | --> | 0.1 | 0.098 | 1.13 |  | --> | 0.095 | 0 | 0.005 | 0 | 0 | Constrained, otherwise capacity available =91 kW | --> | E22 ex BUNCLODY | Bunclody [T421,T422] | CRANE |  | 52.6937 | -6.6925
018439Z | MV/LV Substation GL***439Z |  | 20 kV | _ | LV | 200 kVA :Pole Substation | 0.2 | --> | 0.2 | 0.182 | 3.75 |  | --> | 0.19 | 0 | 0 | 0 | 0 | Constrained, otherwise capacity available =188 kW | --> | C14 ex SMEARLA | Smearla [T41,T42] | TRIEN |  | 52.5716 | -9.3724
069618 | MV/LV Substation RA***618 |  | 10 kV | _ | LV | 400 kVA :Kiosk Substation | 0.4 | --> | 0.4 | 0.348 | 7.75 |  | --> | 0.38 | 0 | 0 | 0.373 | 0 |  | --> | C15 ex MILLTOWN (DR) | Milltown (dr) [T101,T102] | POOLBEG |  | 53.3273 | -6.2544
032751 | MV/LV Substation DU***751 |  | 20 kV | _ | LV | 400 kVA :Kiosk Substation | 0.4 | --> | 0.4 | 0 | 0 | Constrained, otherwise capacity available =363 kVA | --> | 0.38 | 0 | 0.005 | 0 | 0 | Constrained, otherwise capacity available =371 kW | --> | C21 ex TRAMORE | Tramore [T41,T42] | BUTLERSTOWN |  | 52.1768 | -7.2509
062208 | MV/LV Substation SA***208 |  | 10 kV | _ | LV | 200 kVA :Kiosk Substation | 0.2 | --> | 0.2 | 0.1 | 3.12 |  | --> | 0.19 | 0 | 0.053 | 0 | 0 | Constrained, otherwise capacity available =136 kW | --> | C21 ex MARSHES | Marshes [T41,T42] | DUNDALK |  | 53.9661 | -6.3718
043340X | MV/LV Substation SH***340X |  | 10 kV | _ | LV | 100 kVA :Pole Substation | 0.1 | --> | 0.1 | 0.098 | 0.43 |  | --> | 0.095 | 0 | 0 | 0 | 0 | Constrained, otherwise capacity available =95 kW | --> | C13 ex SWINFORD | Swinford [T41,T42] | CASTLEBAR |  | 53.8698 | -9.101
026640Y | MV/LV Substation LA***640Y |  | 10 kV | _ | LV | 200 kVA :Kiosk Substation | 0.2 | --> | 0.2 | 0.096 | 8.66 |  | --> | 0.19 | 0 | 0 | 0 | 0 | Constrained, otherwise capacity available =175 kW | --> | C20 ex BANDON | Bandon [T101,T42] | BANDON |  | 51.7446 | -8.7971
021261Z | MV/LV Substation GL***261Z |  | 10 kV | _ | LV | 200 kVA :Kiosk Substation | 0.2 | --> | 0.2 | 0 | 0 | Constrained, otherwise capacity available =180 kVA | --> | 0.19 | 0 | 0.04 | 0.158 | 0 |  | --> | C17 ex KILBARRY | Kilbarry [T101,T43] | KILBARRY |  | 51.9117 | -8.4584
288897 | MV/LV Substation TH***897 |  | 10 kV | _ | LV | 200 kVA :Kiosk Substation | 0.2 | --> | 0.2 | 0.041 | 0.04 | Constrained, otherwise capacity available =173 kVA | --> | 0.19 | 0 | 0 | 0.186 | 0 |  | --> | C15 ex LITTLE BRAY | Little Bray [T41,T42] | FASSAROE |  | 53.2133 | -6.1073
056802 | MV/LV Substation CA***802 |  | 20 kV | _ | LV | 100 kVA :Pole Substation | 0.1 | --> | 0.1 | 0.069 | 0.89 |  | --> | 0.095 | 0 | 0 | 0 | 0 | Constrained, otherwise capacity available =91 kW | --> | E12 ex BIRR | Birr [T41,T422] | DALLOW |  | 53.1022 | -7.6975
052468Y | MV/LV Substation CA***468Y |  | 10 kV | _ | LV | 200 kVA :Kiosk Substation | 0.2 | --> | 0.2 | 0 | 0 | Constrained, otherwise capacity available =130 kVA | --> | 0.19 | 0 | 0.006 | 0 | 0 | Constrained, otherwise capacity available =176 kW | --> | C18 ex NEWBROOK | Newbrook [T42] | MULLINGAR |  | 53.5178 | -7.3733
0654211 | MV/LV Substation SK***4211 |  | 10 kV | _ | LV | 400 kVA :Kiosk Substation | 0.4 | --> | 0.4 | 0 | 0 | Constrained, otherwise capacity available =366 kVA | --> | 0.38 | 0 | 0 | 0 | 0 | Constrained, otherwise capacity available =375 kW | --> | C19 ex LOUGHSHINNY | Loughshinny [T41,T42] | GLASMORE |  | 53.5749 | -6.1079
1364423 | MV/LV Substation AR***4423 |  | 20 kV | _ | LV | 50 kVA :Pole Substation | 0.05 | --> | 0.05 | 0 | 0 | Constrained, otherwise capacity available =42 kVA | --> | 0.048 | 0 | 0 | 0 | 0 | Constrained, otherwise capacity available =46 kW | --> | C17 ex ROSCOMMON | Roscommon [T41,T42] | LANESBORO |  | 53.6242 | -8.2386
067283Y | MV/LV Substation NI***283Y |  | 10 kV | _ | LV | 200 kVA :Building Structure | 0.2 | --> | 0.2 | 0 | 0 | Constrained, otherwise capacity available =192 kVA | --> | 0.19 | 0 | 0 | 0 | 0 | Constrained, otherwise capacity available =189 kW | --> | C11 ex DOCK ROAD | Dock Road [T41,T42] | LIMERICK |  | 52.6542 | -8.6599
122027X | MV/LV Substation RO***027X |  | 10 kV | _ | LV | 400 kVA :Kiosk Substation | 0.4 | --> | 0.4 | 0.379 | 4.18 |  | --> | 0.38 | 0 | 0 | 0 | 0 | Constrained, otherwise capacity available =377 kW | --> | C18 ex KINGSCOURT | Kingscourt [T41,T42] | MEATH HILL |  | 53.905 | -6.8122
068809X | MV/LV Substation NO***809X |  | 10 kV | _ | LV | 1000 kVA :Building Structure | 1 | --> | 1 | 0.399 | 14.34 |  | --> | 0.95 | 0 | 0.083 | 0.5 | 0 |  | --> | C13 ex NORTH QUAYS | North Quays [T101,T102,T103] | POOLBEG |  | 53.3571 | -6.2429
0114177 | MV/LV Substation GO***4177 |  | 10 kV | _ | LV | 50 kVA :Pole Substation | 0.05 | --> | 0.05 | 0 | 0 | Constrained, otherwise capacity available =39 kVA | --> | 0.048 | 0 | 0.011 | 0 | 0 | Constrained, otherwise capacity available =38 kW | --> | C24 ex GORESBRIDGE | Goresbridge [T41,T42] | KILKENNY |  | 52.6285 | -7.0605
249826 | MV/LV Substation BL***826 |  | 10 kV | _ | LV | 50 kVA :Pole Substation | 0.05 | --> | 0.05 | 0 | 0 | Constrained, otherwise capacity available =46 kVA | --> | 0.048 | 0 | 0.032 | 0 | 0 | Constrained, otherwise capacity available =23 kW | --> | C15 ex KILCLOHER | Kilcloher [T41,T42] | DUNGARVAN |  | 52.0815 | -7.8403
011537Z | MV/LV Substation MO***537Z |  | 10 kV | _ | LV | 100 kVA :Pole Substation | 0.1 | --> | 0.1 | 0 | 0 | Constrained, otherwise capacity available =99 kVA | --> | 0.095 | 0 | 0 | 0 | 0 | Constrained, otherwise capacity available =95 kW | --> | C24 ex GORESBRIDGE | Goresbridge [T41,T42] | KILKENNY |  | 52.6152 | -7.007
016208Z | MV/LV Substation GR***208Z |  | 20 kV | _ | LV | 630 kVA :Building Structure | 0.63 | --> | 0.63 | 0 | 0 | Constrained, otherwise capacity available =492 kVA | --> | 0.598 | 0 | 0 | 0 | 0 | Constrained, otherwise capacity available =579 kW | --> | E58 ex GRANGE CASTLE |  |  |  | 53.2966 | -6.4765
039320 | MV/LV Substation SI***320 |  | 10 kV | _ | LV | 400 kVA :Building Structure | 0.4 | --> | 0.4 | 0 | 0 | Constrained, otherwise capacity available =325 kVA | --> | 0.38 | 0 | 0 | 0.37 | 0 |  | --> | C25 ex GALWAY 110KV | Galway 110kv [T102,T103] | GALWAY 110KV |  | 53.2882 | -9.0241
0714039 | MV/LV Substation KE***4039 |  | 10 kV | _ | LV | 50 kVA :Pole Substation | 0.05 | --> | 0.05 | 0.041 | 5.58 |  | --> | 0.048 | 0 | 0 | 0.046 | 0 |  | --> | C14 ex KILCOOLE | Kilcoole [T41,T42] | FASSAROE |  | 53.1174 | -6.0952
365574 | MV/LV Substation GL***574 |  | 10 kV | _ | LV | 630 kVA :Kiosk Substation | 0.63 | --> | 0.63 | 0 | 0 | Constrained, otherwise capacity available =434 kVA | --> | 0.598 | 0 | 0.106 | 0.493 | 0 |  | --> | C15 ex TYMON | Tymon [T41,T42] | COOKSTOWN |  | 53.28 | -6.3295
066325Z | MV/LV Substation ST***325Z |  | 20 kV | _ | LV | 200 kVA :Kiosk Substation | 0.2 | --> | 0.2 | 0 | 0 | Constrained, otherwise capacity available =138 kVA | --> | 0.19 | 0 | 0.015 | 0 | 0 | Constrained, otherwise capacity available =170 kW | --> | E18 ex BALTRASNA | Baltrasna [T121,T122] | BALTRASNA |  | 53.5088 | -6.4664
1184014 | MV/LV Substation DU***4014 |  | 10 kV | _ | LV | 400 kVA :Building Structure | 0.4 | --> | 0.4 | 0.214 | 2 |  | --> | 0.38 | 0 | 0 | 0 | 0 | Constrained, otherwise capacity available =365 kW | --> | C12 ex BALLINASLOE | Ballinasloe [T41,T42] | SOMERSET |  | 53.3262 | -8.2245
007698X | MV/LV Substation WH***698X |  | 10 kV | _ | LV | 50 kVA :Pole Substation | 0.05 | --> | 0.05 | 0 | 0 | Constrained, otherwise capacity available =42 kVA | --> | 0.048 | 0 | 0.011 | 0 | 0 | Constrained, otherwise capacity available =38 kW | --> | C20 ex MULGANNON | Mulgannon [T41,T42] | WEXFORD |  | 52.3183 | -6.479
068190X | MV/LV Substation OR***190X |  | 10 kV | _ | LV | 1000 kVA :Building Structure | 1 | --> | 1 | 0.5 | 2.6 |  | --> | 0.95 | 0 | 0 | 0.5 | 0 |  | --> | C28 ex WOLFE TONE STREET | Wolfe Tone Street [T101,T102] | FINGLAS |  | 53.3465 | -6.2659
363778 | MV/LV Substation RU***778 |  | 20 kV | _ | LV | 100 kVA :Pole Substation | 0.1 | --> | 0.1 | 0.086 | 3.25 |  | --> | 0.095 | 0 | 0 | 0 | 0 | Constrained, otherwise capacity available =93 kW | --> | E15 ex BALLYBUNION | Ballybunion [T421,T422] | TRIEN |  | 52.5521 | -9.482
021391Z | MV/LV Substation SE***391Z |  | 10 kV | _ | LV | 400 kVA :Building Structure | 0.4 | --> | 0.4 | 0 | 0 | Constrained, otherwise capacity available =305 kVA | --> | 0.38 | 0 | 0.01 | 0.36 | 0 |  | --> | C12 ex KILBARRY | Kilbarry [T101,T43] | KILBARRY |  | 51.9232 | -8.4722
027852X | MV/LV Substation TH***852X |  | 10 kV | _ | LV | 200 kVA :Kiosk Substation | 0.2 | --> | 0.2 | 0.168 | 7.79 |  | --> | 0.19 | 0 | 0.003 | 0 | 0 | Constrained, otherwise capacity available =183 kW | --> | C11 ex DUNMANWAY | Dunmanway [T422,T43] | DUNMANWAY |  | 51.7157 | -9.1223
377047Y | MV/LV Substation AR***047Y |  | 20 kV | _ | LV | 50 kVA :Pole Substation | 0.05 | --> | 0.05 | 0 | 0 | Constrained, otherwise capacity available =48 kVA | --> | 0.048 | 0 | 0 | 0 | 0 | Constrained, otherwise capacity available =47 kW | --> | E18 ex GURRANEBANE | Gurranebane [T421,T422] | OUGHTRAGH |  | 51.9088 | -10.2688
3654065 | MV/LV Substation JO***4065 |  | 10 kV | _ | LV | 400 kVA :Kiosk Substation | 0.4 | --> | 0.4 | 0 | 0 | Constrained, otherwise capacity available =292 kVA | --> | 0.38 | 0 | 0 | 0.365 | 0 |  | --> | C12 ex SAGGART | Saggart [T41,T42] | GRANGE CASTLE |  | 53.2794 | -6.479
066435Z | MV/LV Substation KI***435Z |  | 20 kV | _ | LV | 50 kVA :Pole Substation | 0.05 | --> | 0.05 | 0 | 0 | Constrained, otherwise capacity available =47 kVA | --> | 0.048 | 0 | 0 | 0 | 0 | Constrained, otherwise capacity available =47 kW | --> | E21 ex ASHBOURNE | Ashbourne [T421,T422] | FINGLAS |  | 53.4835 | -6.3048
016004Z | MV/LV Substation PI***004Z |  | 10 kV | _ | LV | 50 kVA :Pole Substation | 0.05 | --> | 0.05 | 0 | 0 | Constrained, otherwise capacity available =40 kVA | --> | 0.048 | 0 | 0 | 0 | 0 | Constrained, otherwise capacity available =46 kW | --> | C15 ex MONEYCOOLEY | Moneycooley [T41,T42,T44] | GRIFFINRATH |  | 53.3402 | -6.5862
005668X | MV/LV Substation CO***668X |  | 20 kV | _ | LV | 200 kVA :Kiosk Substation | 0.2 | --> | 0.2 | 0.176 | 17.8 |  | --> | 0.19 | 0 | 0 | 0.187 | 0 |  | --> | E13 ex BANOGE | Banoge [T121,T122] | BANOGE |  | 52.6491 | -6.2321
253808Z | MV/LV Substation GA***808Z |  | 20 kV | _ | LV | 100 kVA :Pole Substation | 0.1 | --> | 0.1 | 0 | 0 | Constrained, otherwise capacity available =75 kVA | --> | 0.095 | 0 | 0 | 0 | 0 | Constrained, otherwise capacity available =92 kW | --> | E17 ex HEADFORD | Headford [T41,T42] | CLOON |  | 53.4257 | -9.0132
160326Y | MV/LV Substation PO***326Y |  | 20 kV | _ | LV | 100 kVA :Pole Substation | 0.1 | --> | 0.1 | 0 | 0 | Constrained, otherwise capacity available =60 kVA | --> | 0.095 | 0 | 0.005 | 0 | 0 | Constrained, otherwise capacity available =86 kW | --> | C21 ex PORTARLINGTON | Portarlington [T43] | BLAKE |  | 53.1677 | -7.1876
068325X | MV/LV Substation ST***325X |  | 10 kV | _ | LV | 1000 kVA :Building Structure | 1 | --> | 1 | 0 | 0 | Constrained, otherwise capacity available =954 kVA | --> | 0.95 | 0 | 0 | 0.5 | 0 |  | --> | C14 ex GLOUCESTER PLACE | Gloucester Place [T41,T42] | MCDERMOTT |  | 53.3529 | -6.2599
081437Z | MV/LV Substation HA***437Z |  | 10 kV | _ | LV | 200 kVA :Kiosk Substation | 0.2 | --> | 0.2 | 0 | 0 | Constrained, otherwise capacity available =148 kVA | --> | 0.19 | 0 | 0.009 | 0 | 0 | Constrained, otherwise capacity available =176 kW | --> | C18 ex CELBRIDGE | Celbridge [T41,T42] | GRIFFINRATH |  | 53.3324 | -6.5332
495746X | MV/LV Substation BA***746X |  | 20 kV | _ | LV | 100 kVA :Pole Substation | 0.1 | --> | 0.1 | 0.092 | 1.5 |  | --> | 0.095 | 0 | 0 | 0.094 | 0 |  | --> | E18 ex ACHILL | Achill [T422] | CARROWBEG |  | 53.9731 | -9.737
054652X | MV/LV Substation BO***652X |  | 10 kV | _ | LV | 100 kVA :Pole Substation | 0.1 | --> | 0.1 | 0 | 0 | Constrained, otherwise capacity available =66 kVA | --> | 0.095 | 0 | 0.05 | 0 | 0 | Constrained, otherwise capacity available =53 kW | --> | C16 ex CASTLECOMER | Castlecomer [T41,T42] | BALLYRAGGET |  | 52.878 | -7.2658
158684X | MV/LV Substation ST***684X |  | 20 kV | _ | LV | 50 kVA :Pole Substation | 0.05 | --> | 0.05 | 0 | 0 | Constrained, otherwise capacity available =50 kVA | --> | 0.048 | 0 | 0 | 0 | 0 | Constrained, otherwise capacity available =48 kW | --> | C22 ex ENNISTYMON | Ennistymon [T41,T42] | ENNIS |  | 52.9856 | -9.4108
281827 | MV/LV Substation KI***827 |  | 10 kV | _ | LV | 100 kVA :Pole Substation | 0.1 | --> | 0.1 | 0 | 0 | Constrained, otherwise capacity available =58 kVA | --> | 0.095 | 0 | 0 | 0 | 0 | Constrained, otherwise capacity available =89 kW | --> | C22 ex KILMONEY | Kilmoney [T41,T42] | TRABEG |  | 51.8102 | -8.3749
005605X | MV/LV Substation FO***605X |  | 20 kV | _ | LV | 400 kVA :Kiosk Substation | 0.4 | --> | 0.4 | 0.356 | 17.8 |  | --> | 0.38 | 0 | 0.015 | 0.363 | 0 |  | --> | E13 ex BANOGE | Banoge [T121,T122] | BANOGE |  | 52.6486 | -6.2314
158084X | MV/LV Substation FC***084X |  | 10 kV | _ | LV | 630 kVA :Building Structure | 0.63 | --> | 0.63 | 0 | 0 | Constrained, otherwise capacity available =408 kVA | --> | 0.598 | 0 | 0 | 0 | 0 | Constrained, otherwise capacity available =567 kW | --> | C16 ex ENNISTYMON | Ennistymon [T41,T42] | ENNIS |  | 52.9354 | -9.3461
157115 | MV/LV Substation AG***115 |  | 20 kV | _ | LV | 50 kVA :Pole Substation | 0.05 | --> | 0.05 | 0.05 | 2.03 |  | --> | 0.048 | 0 | 0 | 0 | 0 | Constrained, otherwise capacity available =47 kW | --> | E15 ex MOHILL | Mohill [T421,T422] | CARRICK ON SHANNON |  | 54.0299 | -7.7913
0214103 | MV/LV Substation EA***4103 |  | 10 kV | _ | LV | 1000 kVA :Building Structure | 1 | --> | 1 | 0.498 | 6.78 |  | --> | 0.95 | 0 | 0 | 0.5 | 0 |  | --> | C40 ex CASTLEVIEW | Castleview [T101,T102] | CASTLEVIEW |  | 51.9058 | -8.3671
109283 | MV/LV Substation CA***283 |  | 20 kV | _ | LV | 50 kVA :Pole Substation | 0.05 | --> | 0.05 | 0 | 0 | Constrained, otherwise capacity available =49 kVA | --> | 0.048 | 0 | 0 | 0 | 0 | Constrained, otherwise capacity available =47 kW | --> | E17 ex DRUMLINE | Drumline [T421,T422] | DRUMLINE |  | 52.763 | -8.8825
067316Y | MV/LV Substation MO***316Y |  | 10 kV | _ | LV | 400 kVA :Kiosk Substation | 0.4 | --> | 0.4 | 0 | 0 | Constrained, otherwise capacity available =346 kVA | --> | 0.38 | 0 | 0.005 | 0 | 0 | Constrained, otherwise capacity available =369 kW | --> | C21 ex CASTLETROY | Castletroy [T41,T42] | ARDNACRUSHA |  | 52.6646 | -8.5538
093026 | MV/LV Substation WH***026 |  | 10 kV | _ | LV | 630 kVA :Building Structure | 0.63 | --> | 0.63 | 0.484 | 2.86 |  | --> | 0.598 | 0 | 0.039 | 0.5 | 0 |  | --> | C20 ex BALLYMUN | Ballymun [T41,T42] | FINGLAS |  | 53.3899 | -6.2502
0594198 | MV/LV Substation DR***4198 |  | 10 kV | _ | LV | 50 kVA :Pole Substation | 0.05 | --> | 0.05 | 0 | 0 | Constrained, otherwise capacity available =50 kVA | --> | 0.048 | 0 | 0 | 0 | 0 | Constrained, otherwise capacity available =48 kW | --> | C20 ex CAVAN | Cavan [T42,T421] | SHANKILL |  | 53.991 | -7.2434
001527 | MV/LV Substation BA***527 |  | 10 kV | _ | LV | 400 kVA :Kiosk Substation | 0.4 | --> | 0.4 | 0.309 | 1.23 |  | --> | 0.38 | 0 | 0.057 | 0.325 | 0 |  | --> | C23 ex SALLYNOGGIN ROAD | Sallynoggin Road [T41,T42] | CHERRYWOOD |  | 53.2778 | -6.1113
063540X | MV/LV Substation PO***540X |  | 10 kV | _ | LV | 100 kVA :Pole Substation | 0.1 | --> | 0.1 | 0 | 0 | Constrained, otherwise capacity available =100 kVA | --> | 0.095 | 0 | 0 | 0 | 0 | Constrained, otherwise capacity available =95 kW | --> | C15 ex BALLYBAILIE | Ballybailie [T41,T42] | DUNDALK |  | 53.8944 | -6.5507
067581X | MV/LV Substation WO***581X |  | 10 kV | _ | LV | 100 kVA :Pole Substation | 0.1 | --> | 0.1 | 0 | 0 | Constrained, otherwise capacity available =94 kVA | --> | 0.095 | 0 | 0.012 | 0 | 0 | Constrained, otherwise capacity available =85 kW | --> | E16 ex CRATLOE | Cratloe [T421,T422] | ARDNACRUSHA |  | 52.703 | -8.7014
093269X | MV/LV Substation BE***269X |  | 10 kV | _ | LV | 200 kVA :Kiosk Substation | 0.2 | --> | 0.2 | 0 | 0 | Constrained, otherwise capacity available =141 kVA | --> | 0.19 | 0 | 0 | 0.182 | 0 |  | --> | C20 ex POPPINTREE | Poppintree [T101,T102] | FINGLAS |  | 53.4005 | -6.2808
071082 | MV/LV Substation CO***082 |  | 10 kV | _ | LV | 400 kVA :Kiosk Substation | 0.4 | --> | 0.4 | 0.313 | 5.58 |  | --> | 0.38 | 0 | 0.014 | 0.358 | 0 |  | --> | C12 ex KILCOOLE | Kilcoole [T41,T42] | FASSAROE |  | 53.104 | -6.0643
007066X | MV/LV Substation AR***066X |  | 20 kV | _ | LV | 50 kVA :Pole Substation | 0.05 | --> | 0.05 | 0.045 | 16.12 |  | --> | 0.048 | 0 | 0 | 0.047 | 0 |  | --> | E17 ex WEXFORD | Wexford [T121,T122] | WEXFORD |  | 52.3053 | -6.6917
073895 | MV/LV Substation MA***895 |  | 20 kV | _ | LV | 50 kVA :Pole Substation | 0.05 | --> | 0.05 | 0 | 0 | Constrained, otherwise capacity available =38 kVA | --> | 0.048 | 0 | 0 | 0 | 0 | Constrained, otherwise capacity available =46 kW | --> | C15 ex MOATE | Moate [T41,T42] | ATHLONE |  | 53.4044 | -7.7813
243192X | MV/LV Substation AN***192X |  | 20 kV | _ | LV | 50 kVA :Pole Substation | 0.05 | --> | 0.05 | 0 | 0 | Constrained, otherwise capacity available =44 kVA | --> | 0.048 | 0 | 0 | 0 | 0 | Constrained, otherwise capacity available =47 kW | --> | E16 ex INCH | Inch [T421,T422] | OUGHTRAGH |  | 52.1485 | -9.9618
065594 | MV/LV Substation KN***594 |  | 20 kV | _ | LV | 100 kVA :Pole Substation | 0.1 | --> | 0.1 | 0 | 0 | Constrained, otherwise capacity available =86 kVA | --> | 0.095 | 0 | 0.004 | 0.09 | 0 |  | --> | C26 ex STEPHENSTOWN | Stephenstown [T101,T102] | FINGLAS |  | 53.5723 | -6.2422
156283 | MV/LV Substation AG***283 |  | 20 kV | _ | LV | 50 kVA :Pole Substation | 0.05 | --> | 0.05 | 0.05 | 2.1 |  | --> | 0.048 | 0 | 0 | 0 | 0 | Constrained, otherwise capacity available =47 kW | --> | E16 ex LISDRUM | Lisdrum [T422] | LISDRUM |  | 54.2466 | -6.9054
150360X | MV/LV Substation NA***360X |  | 20 kV | _ | LV | 1000 kVA :Building Structure | 1 | --> | 1 | 0.5 | 3.96 |  | --> | 0.95 | 0 | 0 | 0 | 0 | Constrained, otherwise capacity available =923 kW | --> | E21 ex STRANORLAR | Stranorlar [T421,T422] | LETTERKENNY |  | 54.7954 | -7.7821
062159 | MV/LV Substation AN***159 |  | 10 kV | _ | LV | 400 kVA :Kiosk Substation | 0.4 | --> | 0.4 | 0 | 0.72 |  | --> | 0.38 | 0 | 0.044 | 0 | 0 | Constrained, otherwise capacity available =293 kW | --> | C16 ex COES ROAD | Coes Road [T41,T42] | DUNDALK |  | 53.9984 | -6.3842
058726Y | MV/LV Substation LI***726Y |  | 10 kV | _ | LV | 100 kVA :Pole Substation | 0.1 | --> | 0.1 | 0.1 | 3 |  | --> | 0.095 | 0 | 0 | 0 | 0 | Constrained, otherwise capacity available =95 kW | --> | C25 ex NENAGH | Nenagh [T41,T42] | NENAGH |  | 52.8489 | -8.1685
062102Y | MV/LV Substation D/***102Y |  | 20 kV | _ | LV | 50 kVA :Pole Substation | 0.05 | --> | 0.05 | 0.04 | 4.25 |  | --> | 0.048 | 0 | 0.004 | 0 | 0 | Constrained, otherwise capacity available =43 kW | --> | E15 ex JENKINSTOWN | Jenkinstown [T421,T422] | DUNDALK |  | 54.0508 | -6.3444
054303Y | MV/LV Substation LI***303Y |  | 20 kV | _ | LV | 400 kVA :Kiosk Substation | 0.4 | --> | 0.4 | 0 | 0 | Constrained, otherwise capacity available =288 kVA | --> | 0.38 | 0 | 0.01 | 0 | 0 | Constrained, otherwise capacity available =357 kW | --> | E19 ex PORTLAOISE | Portlaoise [T423,T424] | PORTLAOISE |  | 53.0274 | -7.2897
093316Z | MV/LV Substation TH***316Z |  | 10 kV | _ | LV | 1000 kVA :Building Structure | 1 | --> | 1 | 0 | 0 | Constrained, otherwise capacity available =911 kVA | --> | 0.95 | 0 | 0 | 0.5 | 0 |  | --> | C13 ex GRANGE (DR) | Grange (dr) [T41,T42] | GRANGE (DR) |  | 53.3977 | -6.1803
001357 | MV/LV Substation CR***357 |  | 10 kV | _ | LV | 200 kVA :Kiosk Substation | 0.2 | --> | 0.2 | 0.15 | 0.86 |  | --> | 0.19 | 0 | 0.023 | 0.166 | 0 |  | --> | C14 ex BELFIELD | Belfield [T41,T42] | BLACKROCK |  | 53.3076 | -6.1983
005649X | MV/LV Substation HA***649X |  | 10 kV | _ | LV | 200 kVA :Kiosk Substation | 0.2 | --> | 0.2 | 0 | 0 | Constrained, otherwise capacity available =132 kVA | --> | 0.19 | 0 | 0.029 | 0 | 0 | Constrained, otherwise capacity available =159 kW | --> | C14 ex GARDEN CITY | Garden City [T41,T42] | ARKLOW |  | 52.6777 | -6.2828
365215Y | MV/LV Substation LY***215Y |  | 10 kV | _ | LV | 200 kVA :Kiosk Substation | 0.2 | --> | 0.2 | 0 | 0 | Constrained, otherwise capacity available =97 kVA | --> | 0.19 | 0 | 0 | 0 | 0 | Constrained, otherwise capacity available =175 kW | --> | C18 ex CELBRIDGE | Celbridge [T41,T42] | GRIFFINRATH |  | 53.3 | -6.555
081561X | MV/LV Substation BR***561X |  | 10 kV | _ | LV | 200 kVA :Kiosk Substation | 0.2 | --> | 0.2 | 0 | 0 | Constrained, otherwise capacity available =103 kVA | --> | 0.19 | 0 | 0.089 | 0 | 0 | Constrained, otherwise capacity available =110 kW | --> | C11 ex COOLMINE | Coolmine [T41,T42] | FINGLAS |  | 53.3745 | -6.3874
0674160 | MV/LV Substation CO***4160 |  | 10 kV | _ | LV | 630 kVA :Building Structure | 0.63 | --> | 0.63 | 0 | 0 | Constrained, otherwise capacity available =534 kVA | --> | 0.598 | 0 | 0 | 0.5 | 0 |  | --> | C15 ex ROCHES STREET | Roches Street [T41,T42] | LIMERICK |  | 52.6599 | -8.6201
054190X | MV/LV Substation GL***190X |  | 10 kV | _ | LV | 200 kVA :Pole Substation | 0.2 | --> | 0.2 | 0 | 0 | Constrained, otherwise capacity available =160 kVA | --> | 0.19 | 0 | 0.011 | 0 | 0 | Constrained, otherwise capacity available =176 kW | --> | E14 ex ABBEYLEIX | Abbeyleix [T422] | PORTLAOISE |  | 52.8722 | -7.2981
050156X | MV/LV Substation AN***156X |  | 20 kV | _ | LV | 50 kVA :Pole Substation | 0.05 | --> | 0.05 | 0.034 | 6.49 |  | --> | 0.048 | 0 | 0.01 | 0 | 0 | Constrained, otherwise capacity available =38 kW | --> | C22 ex BUSHFIELD | Bushfield [T41,T42] | ATHLONE |  | 53.4541 | -7.8758
067248Z | MV/LV Substation GR***248Z |  | 10 kV | _ | LV | 400 kVA :Kiosk Substation | 0.4 | --> | 0.4 | 0 | 0 | Constrained, otherwise capacity available =298 kVA | --> | 0.38 | 0 | 0.116 | 0 | 0 | Constrained, otherwise capacity available =280 kW | --> | C13 ex DOCK ROAD | Dock Road [T41,T42] | LIMERICK |  | 52.629 | -8.6679
081666 | MV/LV Substation PU***666 |  | 10 kV | _ | LV | 50 kVA :Pole Substation | 0.05 | --> | 0.05 | 0 | 0 | Constrained, otherwise capacity available =42 kVA | --> | 0.048 | 0 | 0 | 0.046 | 0 |  | --> | C16 ex LUCAN EAST | Lucan East [T41,T42] | GRANGE CASTLE |  | 53.3771 | -6.4289
042755X | MV/LV Substation WO***755X |  | 10 kV | _ | LV | 400 kVA :Kiosk Substation | 0.4 | --> | 0.4 | 0.296 | 1.93 |  | --> | 0.38 | 0 | 0.025 | 0 | 0 | Constrained, otherwise capacity available =347 kW | --> | C16 ex TURLOUGH ROAD | Turlough Road [T41,T42] | CASTLEBAR |  | 53.8573 | -9.3157
238049Y | MV/LV Substation BO***049Y |  | 20 kV | _ | LV | 630 kVA :Kiosk Substation | 0.63 | --> | 0.63 | 0 | 0 | Constrained, otherwise capacity available =593 kVA | --> | 0.598 | 0 | 0.004 | 0 | 0 | Constrained, otherwise capacity available =590 kW | --> | E12 ex BALLINROBE | Ballinrobe [T421,T422] | DALTON |  | 53.6243 | -9.2236
060534Y | MV/LV Substation LO***534Y |  | 10 kV | _ | LV | 200 kVA :Kiosk Substation | 0.2 | --> | 0.2 | 0.157 | 2.57 |  | --> | 0.19 | 0 | 0 | 0 | 0 | Constrained, otherwise capacity available =184 kW | --> | C19 ex ERRIGAL | Errigal [T41,T422] | SHANKILL |  | 54.0707 | -7.078
251373X | MV/LV Substation CU***373X |  | 10 kV | _ | LV | 200 kVA :Kiosk Substation | 0.2 | --> | 0.2 | 0 | 0 | Constrained, otherwise capacity available =153 kVA | --> | 0.19 | 0 | 0.017 | 0 | 0 | Constrained, otherwise capacity available =171 kW | --> | C28 ex CLAREGALWAY | Claregalway [T42,T421] | GALWAY 110KV |  | 53.3383 | -8.942
039633X | MV/LV Substation SE***633X |  | 10 kV | _ | LV | 630 kVA :Kiosk Substation | 0.63 | --> | 0.63 | 0.468 | 11.03 |  | --> | 0.598 | 0 | 0.01 | 0.5 | 0 |  | --> | C28 ex SALTHILL | Salthill [T101,T102] | SALTHILL |  | 53.2502 | -9.1551
1274541 | MV/LV Substation BA***4541 |  | 10 kV | _ | LV | 50 kVA :Pole Substation | 0.05 | --> | 0.05 | 0 | 0 | Constrained, otherwise capacity available =40 kVA | --> | 0.048 | 0 | 0 | 0 | 0 | Constrained, otherwise capacity available =46 kW | --> | C14 ex TEMPLEMORE | Templemore [T41,T42] | IKERRIN |  | 52.7582 | -7.6475
005974X | MV/LV Substation LI***974X |  | 10 kV | _ | LV | 400 kVA :Kiosk Substation | 0.4 | --> | 0.4 | 0 | 0 | Constrained, otherwise capacity available =233 kVA | --> | 0.38 | 0 | 0 | 0 | 0 | Constrained, otherwise capacity available =356 kW | --> | C15 ex GARDEN CITY | Garden City [T41,T42] | ARKLOW |  | 52.6777 | -6.2892
281870Z | MV/LV Substation BA***870Z |  | 20 kV | _ | LV | 1000 kVA :Building Structure | 1 | --> | 1 | 0.5 | 17.47 |  | --> | 0.95 | 0 | 0 | 0.5 | 0 |  | --> | E18 ex COOLROE | Coolroe [T121,T122] | COOLROE |  | 51.8896 | -8.5864
017585X | MV/LV Substation CO***585X |  | 20 kV | _ | LV | 50 kVA :Pole Substation | 0.05 | --> | 0.05 | 0.026 | 1.98 |  | --> | 0.048 | 0 | 0.005 | 0 | 0 | Constrained, otherwise capacity available =40 kW | --> | E12 ex RATHKEALE | Rathkeale [T421,T422] | RATHKEALE |  | 52.514 | -8.9557
015377 | MV/LV Substation NA***377 |  | 10 kV | _ | LV | 1000 kVA :Building Structure | 1 | --> | 1 | 0 | 0 | Constrained, otherwise capacity available =989 kVA | --> | 0.95 | 0 | 0 | 0 | 0 | Constrained, otherwise capacity available =948 kW | --> | C14 ex NAAS | Naas [T41,T42] | KILTEEL |  | 53.2171 | -6.6618
093027 | MV/LV Substation SH***027 |  | 10 kV | _ | LV | 400 kVA :Kiosk Substation | 0.4 | --> | 0.4 | 0.234 | 2.86 |  | --> | 0.38 | 0 | 0.041 | 0.326 | 0 |  | --> | C20 ex BALLYMUN | Ballymun [T41,T42] | FINGLAS |  | 53.3888 | -6.2467
253158 | MV/LV Substation CA***158 |  | 10 kV | _ | LV | 50 kVA :Pole Substation | 0.05 | --> | 0.05 | 0.048 | 10.7 |  | --> | 0.048 | 0 | 0 | 0 | 0 | Constrained, otherwise capacity available =47 kW | --> | C14 ex CLOON | Cloon [T42,T421] | CLOON |  | 53.4364 | -8.8966
065956 | MV/LV Substation TO***956 |  | 20 kV | _ | LV | 50 kVA :Pole Substation | 0.05 | --> | 0.05 | 0 | 0 | Constrained, otherwise capacity available =42 kVA | --> | 0.048 | 0 | 0 | 0 | 0 | Constrained, otherwise capacity available =46 kW | --> | E23 ex BALTRASNA | Baltrasna [T121,T122] | BALTRASNA |  | 53.5545 | -6.3977
074033X | MV/LV Substation JA***033X |  | 20 kV | _ | LV | 50 kVA :Pole Substation | 0.05 | --> | 0.05 | 0 | 0 | Constrained, otherwise capacity available =32 kVA | --> | 0.048 | 0 | 0 | 0 | 0 | Constrained, otherwise capacity available =45 kW | --> | C17 ex CARRICK ON SHANNON | Carrick On Shannon [T41,T42] | CARRICK ON SHANNON |  | 53.9282 | -8.0318
060422X | MV/LV Substation DR***422X |  | 10 kV | _ | LV | 400 kVA :Building Structure | 0.4 | --> | 0.4 | 0.361 | 2.57 |  | --> | 0.38 | 0 | 0 | 0 | 0 | Constrained, otherwise capacity available =375 kW | --> | C13 ex ERRIGAL | Errigal [T41,T422] | SHANKILL |  | 54.0417 | -7.2476
007686Z | MV/LV Substation PE***686Z |  | 10 kV | _ | LV | 400 kVA :Building Structure | 0.4 | --> | 0.4 | 0 | 0 | Constrained, otherwise capacity available =350 kVA | --> | 0.38 | 0 | 0 | 0 | 0 | Constrained, otherwise capacity available =373 kW | --> | C19 ex MULGANNON | Mulgannon [T41,T42] | WEXFORD |  | 52.3366 | -6.4612
0694159 | MV/LV Substation BR***4159 |  | 10 kV | _ | LV | 1000 kVA :Building Structure | 1 | --> | 1 | 0.5 | 4.91 |  | --> | 0.95 | 0 | 0 | 0.5 | 0 |  | --> | C11 ex CRUMLIN | Crumlin [T41,T42] | INCHICORE 220KV |  | 53.3298 | -6.304
365010 | MV/LV Substation HU***010 |  | 10 kV | _ | LV | 400 kVA :Kiosk Substation | 0.4 | --> | 0.4 | 0 | 0 | Constrained, otherwise capacity available =269 kVA | --> | 0.38 | 0 | 0.003 | 0.36 | 0 |  | --> | C22 ex OLDBAWN | Oldbawn [T41,T42] | COOKSTOWN |  | 53.2701 | -6.3334
012828 | MV/LV Substation BE***828 |  | 10 kV | _ | LV | 50 kVA :Pole Substation | 0.05 | --> | 0.05 | 0.04 | 1.99 |  | --> | 0.048 | 0 | 0 | 0 | 0 | Constrained, otherwise capacity available =46 kW | --> | C18 ex GRAIGUE | Graigue [T41,T42] | CARLOW |  | 52.8659 | -6.9322
0534076 | MV/LV Substation DE***4076 |  | 20 kV | _ | LV | 50 kVA :Pole Substation | 0.05 | --> | 0.05 | 0 | 0 | Constrained, otherwise capacity available =48 kVA | --> | 0.048 | 0 | 0 | 0.047 | 0 |  | --> | E18 ex CLONMINCH | Clonminch [T41,T422] | THORNSBERRY |  | 53.2842 | -7.6732
0114289 | MV/LV Substation AR***4289 |  | 10 kV | _ | LV | 400 kVA :Kiosk Substation | 0.4 | --> | 0.4 | 0 | 0 | Constrained, otherwise capacity available =392 kVA | --> | 0.38 | 0 | 0 | 0 | 0 | Constrained, otherwise capacity available =379 kW | --> | C19 ex ROSEHILL | Rosehill [T41,T42] | KILKENNY |  | 52.6417 | -7.2626
062145 | MV/LV Substation EC***145 |  | 10 kV | _ | LV | 400 kVA :Kiosk Substation | 0.4 | --> | 0.4 | 0.384 | 2.33 |  | --> | 0.38 | 0 | 0 | 0 | 0 | Constrained, otherwise capacity available =378 kW | --> | C21 ex DUNDALK | Dundalk [T41,T42] | DUNDALK |  | 54.0049 | -6.413
067123Y | MV/LV Substation MR***123Y |  | 20 kV | _ | LV | 1000 kVA :Kiosk Substation | 1 | --> | 1 | 0.5 | 13.8 |  | --> | 0.95 | 0 | 0 | 0.5 | 0 |  | --> | C14 ex SINGLAND | Singland [T101,T102] | SINGLAND |  | 52.5755 | -8.5234
021793 | MV/LV Substation CO***793 |  | 10 kV | _ | LV | 200 kVA :Kiosk Substation | 0.2 | --> | 0.2 | 0 | 0 | Constrained, otherwise capacity available =124 kVA | --> | 0.19 | 0 | 0.015 | 0 | 0 | Constrained, otherwise capacity available =168 kW | --> | C16 ex KILLACLOYNE | Killacloyne [T41,T42] | MIDLETON |  | 51.9138 | -8.3398
288312X | MV/LV Substation BE***312X |  | 10 kV | _ | LV | 1000 kVA :Building Structure | 1 | --> | 1 | 0.5 | 1.16 |  | --> | 0.95 | 0 | 0 | 0.5 | 0 |  | --> | C20 ex BREWERY ROAD | Brewery Road [T41,T42] | CARRICKMINES |  | 53.2779 | -6.2174
252363 | MV/LV Substation GU***363 |  | 10 kV | _ | LV | 100 kVA :Pole Substation | 0.1 | --> | 0.1 | 0.076 | 1.32 |  | --> | 0.095 | 0 | 0.03 | 0.069 | 0 |  | --> | C15 ex CLIFDEN | Clifden [T41,T42] | SCREEB |  | 53.3825 | -9.9532
003879X | MV/LV Substation GL***879X |  | 10 kV | _ | LV | 100 kVA :Pole Substation | 0.1 | --> | 0.1 | 0.059 | 11.58 |  | --> | 0.095 | 0 | 0.006 | 0 | 0 | Constrained, otherwise capacity available =85 kW | --> | C25 ex BALLYBEG | Ballybeg [T101,T102] | CARRICKMINES |  | 52.9873 | -6.0555
281817X | MV/LV Substation AR***817X |  | 10 kV | _ | LV | 100 kVA :Pole Substation | 0.1 | --> | 0.1 | 0 | 0 | Constrained, otherwise capacity available =55 kVA | --> | 0.095 | 0 | 0 | 0 | 0 | Constrained, otherwise capacity available =89 kW | --> | C22 ex KILMONEY | Kilmoney [T41,T42] | TRABEG |  | 51.8106 | -8.3875
039878X | MV/LV Substation GL***878X |  | 10 kV | _ | LV | 1000 kVA :Building Structure | 1 | --> | 1 | 0 | 0 | Constrained, otherwise capacity available =879 kVA | --> | 0.95 | 0 | 0 | 0 | 0 | Constrained, otherwise capacity available =933 kW | --> | C22 ex ORANMORE | Oranmore [T41,T44] | GALWAY 110KV |  | 53.2844 | -8.9327
017790X | MV/LV Substation GL***790X |  | 20 kV | _ | LV | 50 kVA :Pole Substation | 0.05 | --> | 0.05 | 0.043 | 1.98 |  | --> | 0.048 | 0 | 0 | 0 | 0 | Constrained, otherwise capacity available =47 kW | --> | E12 ex RATHKEALE | Rathkeale [T421,T422] | RATHKEALE |  | 52.4627 | -8.867
1564286 | MV/LV Substation GL***4286 |  | 10 kV | _ | LV | 50 kVA :Pole Substation | 0.05 | --> | 0.05 | 0 | 0 | Constrained, otherwise capacity available =50 kVA | --> | 0.048 | 0 | 0 | 0 | 0 | Constrained, otherwise capacity available =48 kW | --> | C15 ex DRUMBEAR | Drumbear [T41,T42] | LISDRUM |  | 54.2234 | -6.8545
037230Y | MV/LV Substation CL***230Y |  | 10 kV | _ | LV | 400 kVA :Kiosk Substation | 0.4 | --> | 0.4 | 0.278 | 13.05 |  | --> | 0.38 | 0 | 0.04 | 0.333 | 0 |  | --> | C12 ex ENNIS | Ennis [T101,T102] | ENNIS |  | 52.8502 | -8.9757
160409Y | MV/LV Substation ES***409Y |  | 10 kV | _ | LV | 200 kVA :Kiosk Substation | 0.2 | --> | 0.2 | 0 | 0 | Constrained, otherwise capacity available =140 kVA | --> | 0.19 | 0 | 0.019 | 0 | 0 | Constrained, otherwise capacity available =168 kW | --> | C15 ex MOUNTMELLICK | Mountmellick [T41,T42] | PORTLAOISE |  | 53.1077 | -7.3279
019113 | MV/LV Substation BA***113 |  | 10 kV | _ | LV | 50 kVA :Pole Substation | 0.05 | --> | 0.05 | 0.044 | 0.05 |  | --> | 0.048 | 0 | 0.003 | 0 | 0 | Constrained, otherwise capacity available =44 kW | --> | C12 ex BALLYBEGGAN | Ballybeggan [T43,T44] | TRALEE |  | 52.2557 | -9.5911
074591X | MV/LV Substation CL***591X |  | 10 kV | _ | LV | 50 kVA :Pole Substation | 0.05 | --> | 0.05 | 0 | 0 | Constrained, otherwise capacity available =43 kVA | --> | 0.048 | 0 | 0 | 0 | 0 | Constrained, otherwise capacity available =47 kW | --> | C15 ex CARRICK ON SHANNON | Carrick On Shannon [T41,T42] | CARRICK ON SHANNON |  | 53.9422 | -8.1404
052726X | MV/LV Substation IV***726X |  | 20 kV | _ | LV | 200 kVA :Pole Substation | 0.2 | --> | 0.2 | 0 | 0 | Constrained, otherwise capacity available =177 kVA | --> | 0.19 | 0 | 0.029 | 0 | 0 | Constrained, otherwise capacity available =165 kW | --> | C15 ex DELVIN | Delvin [T41,T42] | MULLINGAR |  | 53.5161 | -7.1433
127269 | MV/LV Substation MO***269 |  | 10 kV | _ | LV | 200 kVA :Kiosk Substation | 0.2 | --> | 0.2 | 0 | 0 | Constrained, otherwise capacity available =116 kVA | --> | 0.19 | 0 | 0.028 | 0 | 0 | Constrained, otherwise capacity available =158 kW | --> | C15 ex LOUGHTAGALLA | Loughtagalla [T41,T42] | THURLES |  | 52.6815 | -7.7955
281010Z | MV/LV Substation DU***010Z |  | 10 kV | _ | LV | 50 kVA :Pole Substation | 0.05 | --> | 0.05 | 0 | 0 | Constrained, otherwise capacity available =40 kVA | --> | 0.048 | 0 | 0 | 0 | 0 | Constrained, otherwise capacity available =46 kW | --> | C16 ex TOGHER | Togher [T41,T42] | TRABEG |  | 51.8736 | -8.5185
216714 | MV/LV Substation GL***714 |  | 10 kV | _ | LV | 400 kVA :Building Structure | 0.4 | --> | 0.4 | 0 | 0 | Constrained, otherwise capacity available =335 kVA | --> | 0.38 | 0 | 0 | 0 | 0 | Constrained, otherwise capacity available =371 kW | --> | C26 ex GLENTIES | Glenties [T41,T42] | BINBANE |  | 54.792 | -8.2825
081267X | MV/LV Substation GR***267X |  | 10 kV | _ | LV | 400 kVA :Kiosk Substation | 0.4 | --> | 0.4 | 0 | 0 | Constrained, otherwise capacity available =332 kVA | --> | 0.38 | 0 | 0.004 | 0.368 | 0 |  | --> | C29 ex GRANGE CASTLE | Grange Castle [T101,T102] | INCHICORE 220KV |  | 53.328 | -6.4557
012063 | MV/LV Substation KE***063 |  | 10 kV | _ | LV | 400 kVA :Kiosk Substation | 0.4 | --> | 0.4 | 0 | 0 | Constrained, otherwise capacity available =247 kVA | --> | 0.38 | 0 | 0.011 | 0 | 0 | Constrained, otherwise capacity available =350 kW | --> | C19 ex POLLERTON | Pollerton [T41,T42] | CARLOW |  | 52.8343 | -6.9274
013484X | MV/LV Substation HA***484X |  | 20 kV | _ | LV | 50 kVA :Pole Substation | 0.05 | --> | 0.05 | 0.027 | 0.12 |  | --> | 0.048 | 0 | 0 | 0.044 | 0 |  | --> | C12 ex ATHY | Athy [T101,T102] | ATHY |  | 52.9178 | -6.8699
093123 | MV/LV Substation CA***123 |  | 10 kV | _ | LV | 400 kVA :Building Structure | 0.4 | --> | 0.4 | 0 | 0 | Constrained, otherwise capacity available =288 kVA | --> | 0.38 | 0 | 0.016 | 0.353 | 0 |  | --> | C13 ex KILMORE | Kilmore [T101,T102,T103] | FINGLAS |  | 53.3955 | -6.2306
021237X | MV/LV Substation MC***237X |  | 10 kV | _ | LV | 630 kVA :Kiosk Substation | 0.63 | --> | 0.63 | 0 | 0 | Constrained, otherwise capacity available =502 kVA | --> | 0.598 | 0 | 0.045 | 0.5 | 0 |  | --> | C21 ex KILBARRY | Kilbarry [T101,T43] | KILBARRY |  | 51.9204 | -8.4828
011513X | MV/LV Substation LY***513X |  | 10 kV | _ | LV | 50 kVA :Pole Substation | 0.05 | --> | 0.05 | 0.05 | 5.05 |  | --> | 0.048 | 0 | 0 | 0 | 0 | Constrained, otherwise capacity available =48 kW | --> | C14 ex MCDONAGH | Mcdonagh [T41,T42] | KILKENNY |  | 52.6497 | -7.1996
081628Z | MV/LV Substation EL***628Z |  | 10 kV | _ | LV | 50 kVA :Pole Substation | 0.05 | --> | 0.05 | 0 | 0 | Constrained, otherwise capacity available =44 kVA | --> | 0.048 | 0 | 0 | 0 | 0 | Constrained, otherwise capacity available =47 kW | --> | C18 ex CELBRIDGE | Celbridge [T41,T42] | GRIFFINRATH |  | 53.3304 | -6.5079
012182Y | MV/LV Substation HA***182Y |  | 10 kV | _ | LV | 200 kVA :Kiosk Substation | 0.2 | --> | 0.2 | 0.2 | 1.99 |  | --> | 0.19 | 0 | 0 | 0 | 0 | Constrained, otherwise capacity available =190 kW | --> | C11 ex GRAIGUE | Graigue [T41,T42] | CARLOW |  | 52.8334 | -6.9319
157134 | MV/LV Substation PI***134 |  | 20 kV | _ | LV | 50 kVA :Pole Substation | 0.05 | --> | 0.05 | 0.048 | 1.55 |  | --> | 0.048 | 0 | 0 | 0 | 0 | Constrained, otherwise capacity available =47 kW | --> | E13 ex CARRIGALLEN | Carrigallen [T421] | CARRICK ON SHANNON |  | 53.977 | -7.6338
023193 | MV/LV Substation MC***193 |  | 20 kV | _ | LV | 400 kVA :Building Structure | 0.4 | --> | 0.4 | 0 | 0 | Constrained, otherwise capacity available =400 kVA | --> | 0.38 | 0 | 0 | 0 | 0 | Constrained, otherwise capacity available =380 kW | --> | C18 ex COOLCARRON | Coolcarron [T41,T42] | BARRYMORE |  | 52.1271 | -8.1833
150409 | MV/LV Substation MU***409 |  | 20 kV | _ | LV | 50 kVA :Pole Substation | 0.05 | --> | 0.05 | 0.045 | 3.96 |  | --> | 0.048 | 0 | 0 | 0 | 0 | Constrained, otherwise capacity available =47 kW | --> | E19 ex STRANORLAR | Stranorlar [T421,T422] | LETTERKENNY |  | 54.7959 | -7.8128
069023 | MV/LV Substation DO***023 |  | 10 kV | _ | LV | 1000 kVA :Building Structure | 1 | --> | 1 | 0 | 0 | Constrained, otherwise capacity available =556 kVA | --> | 0.95 | 0 | 0.017 | 0.5 | 0 |  | --> | C11 ex DONNYBROOK | Donnybrook [T41,T42] | MILLTOWN (DR) |  | 53.3193 | -6.233
154290Y | MV/LV Substation RA***290Y |  | 20 kV | _ | LV | 50 kVA :Pole Substation | 0.05 | --> | 0.05 | 0 | 0 | Constrained, otherwise capacity available =23 kVA | --> | 0.048 | 0 | 0 | 0.044 | 0 |  | --> | C21 ex MACETOWN | Macetown [T101,T102] | MACETOWN |  | 53.4687 | -6.5368
281458Y | MV/LV Substation RO***458Y |  | 10 kV | _ | LV | 400 kVA :Kiosk Substation | 0.4 | --> | 0.4 | 0 | 0 | Constrained, otherwise capacity available =292 kVA | --> | 0.38 | 0 | 0.025 | 0 | 0 | Constrained, otherwise capacity available =346 kW | --> | C17 ex CARRIGALINE | Carrigaline [T41,T42] | BARNAHELY |  | 51.8042 | -8.305
069537 | MV/LV Substation KI***537 |  | 10 kV | _ | LV | 1000 kVA :Building Structure | 1 | --> | 1 | 0.5 | 0.91 |  | --> | 0.95 | 0 | 0 | 0.5 | 0 |  | --> | C18 ex KIMMAGE | Kimmage [T41,T42] | INCHICORE 220KV |  | 53.3191 | -6.2921
2814386 | MV/LV Substation HE***4386 |  | 10 kV | _ | LV | 630 kVA :Kiosk Substation | 0.63 | --> | 0.63 | 0 | 0 | Constrained, otherwise capacity available =543 kVA | --> | 0.598 | 0 | 0.02 | 0.5 | 0 |  | --> | C17 ex BISHOPSTOWN | Bishopstown [T41,T42] | KILBARRY |  | 51.8814 | -8.5775
082399Y | MV/LV Substation GI***399Y |  | 20 kV | _ | LV | 50 kVA :Pole Substation | 0.05 | --> | 0.05 | 0.042 | 0.64 |  | --> | 0.048 | 0 | 0.012 | 0 | 0 | Constrained, otherwise capacity available =37 kW | --> | E14 ex RANDALSTOWN | Randalstown [T422] | NAVAN |  | 53.7077 | -6.7334
116082Y | MV/LV Substation LE***082Y |  | 20 kV | _ | LV | 50 kVA :Pole Substation | 0.05 | --> | 0.05 | 0.046 | 8.1 |  | --> | 0.048 | 0 | 0 | 0 | 0 | Constrained, otherwise capacity available =47 kW | --> | E16 ex WESTPORT | Westport [T421,T422] | CASTLEBAR |  | 53.5927 | -9.7008
093092Z | MV/LV Substation FU***092Z |  | 10 kV | _ | LV | 400 kVA :Building Structure | 0.4 | --> | 0.4 | 0 | 0 | Constrained, otherwise capacity available =304 kVA | --> | 0.38 | 0 | 0.029 | 0.345 | 0 |  | --> | C17 ex SANTRY | Santry [T41,T42] | FINGLAS |  | 53.407 | -6.2408
089986 | MV/LV Substation PA***986 |  | 20 kV | _ | LV | 50 kVA :Pole Substation | 0.05 | --> | 0.05 | 0.046 | 9.1 |  | --> | 0.048 | 0 | 0 | 0 | 0 | Constrained, otherwise capacity available =47 kW | --> | E11 ex ARDNAREE | Ardnaree [T42,T421] | MOY |  | 54.1024 | -9.0315
007098 | MV/LV Substation DR***098 |  | 10 kV | _ | LV | 630 kVA :Building Structure | 0.63 | --> | 0.63 | 0.5 | 0.9 |  | --> | 0.598 | 0 | 0.011 | 0 | 0 | Constrained, otherwise capacity available =589 kW | --> | C16 ex CLONARD | Clonard [T41,T42] | WEXFORD |  | 52.3275 | -6.4875
237012X | MV/LV Substation PR***012X |  | 20 kV | _ | LV | 50 kVA :Pole Substation | 0.05 | --> | 0.05 | 0 | 0 | Constrained, otherwise capacity available =39 kVA | --> | 0.048 | 0 | 0.004 | 0 | 0 | Constrained, otherwise capacity available =43 kW | --> | C12 ex DUNLEER | Dunleer [T41,T42] | DRYBRIDGE |  | 53.7882 | -6.3157
075269Y | MV/LV Substation AL***269Y |  | 20 kV | _ | LV | 630 kVA :Kiosk Substation | 0.63 | --> | 0.63 | 0.5 | 0.58 |  | --> | 0.598 | 0 | 0 | 0 | 0 | Constrained, otherwise capacity available =586 kW | --> | E15 ex FERNS | Ferns [T421] | CRANE |  | 52.5902 | -6.4938
065505X | MV/LV Substation NE***505X |  | 20 kV | _ | LV | 50 kVA :Pole Substation | 0.05 | --> | 0.05 | 0 | 0 | Constrained, otherwise capacity available =50 kVA | --> | 0.048 | 0 | 0 | 0.048 | 0 |  | --> | C26 ex STEPHENSTOWN | Stephenstown [T101,T102] | FINGLAS |  | 53.5517 | -6.238
054808X | MV/LV Substation CA***808X |  | 10 kV | _ | LV | 200 kVA :Pole Substation | 0.2 | --> | 0.2 | 0 | 0 | Constrained, otherwise capacity available =69 kVA | --> | 0.19 | 0 | 0.025 | 0 | 0 | Constrained, otherwise capacity available =153 kW | --> | C11 ex MOUNTRATH | Mountrath [T41,T42] | PORTLAOISE |  | 52.9781 | -7.4932
067887Y | MV/LV Substation GL***887Y |  | 10 kV | _ | LV | 400 kVA :Kiosk Substation | 0.4 | --> | 0.4 | 0.312 | 13.8 |  | --> | 0.38 | 0 | 0.036 | 0.341 | 0 |  | --> | C21 ex SINGLAND | Singland [T101,T102] | SINGLAND |  | 52.6553 | -8.588
0684160 | MV/LV Substation CH***4160 |  | 10 kV | _ | LV | 630 kVA :Kiosk Substation | 0.63 | --> | 0.63 | 0.5 | 1.86 |  | --> | 0.598 | 0 | 0 | 0.5 | 0 |  | --> | C12 ex FAIRVIEW | Fairview [T41] | MCDERMOTT |  | 53.3628 | -6.2179
156444 | MV/LV Substation AU***444 |  | 20 kV | _ | LV | 50 kVA :Pole Substation | 0.05 | --> | 0.05 | 0.022 | 2.47 |  | --> | 0.048 | 0 | 0 | 0 | 0 | Constrained, otherwise capacity available =44 kW | --> | E13 ex TELAYDON | Telaydon [T42,T421] | LISDRUM |  | 54.2481 | -7.1433
093037Z | MV/LV Substation NO***037Z |  | 10 kV | _ | LV | 400 kVA :Building Structure | 0.4 | --> | 0.4 | 0 | 0 | Constrained, otherwise capacity available =400 kVA | --> | 0.38 | 0 | 0 | 0.38 | 0 |  | --> | C19 ex KILMORE | Kilmore [T101,T102,T103] | FINGLAS |  | 53.4089 | -6.2515
235568 | MV/LV Substation WE***568 |  | 20 kV | _ | LV | 100 kVA :Pole Substation | 0.1 | --> | 0.1 | 0 | 0 | Constrained, otherwise capacity available =96 kVA | --> | 0.095 | 0 | 0 | 0 | 0 | Constrained, otherwise capacity available =94 kW | --> | E18 ex BEALNABLATH | Bealnablath [T421] | BANDON |  | 51.8798 | -8.7632
154409Z | MV/LV Substation SW***409Z |  | 10 kV | _ | LV | 400 kVA :Building Structure | 0.4 | --> | 0.4 | 0 | 0 | Constrained, otherwise capacity available =365 kVA | --> | 0.38 | 0 | 0 | 0.375 | 0 |  | --> | C22 ex MACETOWN | Macetown [T101,T102] | MACETOWN |  | 53.3955 | -6.4399
099152X | MV/LV Substation AS***152X |  | 10 kV | _ | LV | 400 kVA :Kiosk Substation | 0.4 | --> | 0.4 | 0.289 | 5.45 |  | --> | 0.38 | 0 | 0 | 0 | 0 | Constrained, otherwise capacity available =365 kW | --> | C13 ex GORTLEE | Gortlee [T41,T42] | LETTERKENNY |  | 54.9697 | -7.725
281101 | MV/LV Substation CL***101 |  | 10 kV | _ | LV | 400 kVA :Building Structure | 0.4 | --> | 0.4 | 0.321 | 7.88 |  | --> | 0.38 | 0 | 0 | 0.369 | 0 |  | --> | C22 ex LIBERTY STREET | Liberty Street [T101,T102] | LIBERTY STREET |  | 51.8959 | -8.4786
001232 | MV/LV Substation KI***232 |  | 10 kV | _ | LV | 630 kVA :Building Structure | 0.63 | --> | 0.63 | 0.428 | 4.01 |  | --> | 0.598 | 0 | 0 | 0.5 | 0 |  | --> | C15 ex BALLINCLEA | Ballinclea [T41] | CHERRYWOOD |  | 53.2692 | -6.1125
0354159 | MV/LV Substation BA***4159 |  | 10 kV | _ | LV | 50 kVA :Pole Substation | 0.05 | --> | 0.05 | 0.046 | 6.17 |  | --> | 0.048 | 0 | 0 | 0 | 0 | Constrained, otherwise capacity available =47 kW | --> | C21 ex CAHIR | Cahir [T41,T42] | CAHIR |  | 52.3614 | -7.8917
210405 | MV/LV Substation MA***405 |  | 10 kV | _ | LV | 50 kVA :Pole Substation | 0.05 | --> | 0.05 | 0 | 0 | Constrained, otherwise capacity available =38 kVA | --> | 0.048 | 0 | 0.013 | 0 | 0 | Constrained, otherwise capacity available =36 kW | --> | C21 ex CARRICKMACROSS | Carrickmacross [T41,T42] | MEATH HILL |  | 53.9614 | -6.7077
137746 | MV/LV Substation BA***746 |  | 10 kV | _ | LV | 200 kVA :Kiosk Substation | 0.2 | --> | 0.2 | 0.189 | 2.18 |  | --> | 0.19 | 0 | 0 | 0 | 0 | Constrained, otherwise capacity available =189 kW | --> | C17 ex BALLYRICKARD | Ballyrickard [T41,T42] | TRALEE |  | 52.3043 | -9.8546
365945 | MV/LV Substation AS***945 |  | 10 kV | _ | LV | 400 kVA :Building Structure | 0.4 | --> | 0.4 | 0 | 0 | Constrained, otherwise capacity available =175 kVA | --> | 0.38 | 0 | 0 | 0.348 | 0 |  | --> | C28 ex CLONDALKIN | Clondalkin [T41,T42,T44] | INCHICORE 220KV |  | 53.3275 | -6.3927
081503Z | MV/LV Substation NE***503Z |  | 20 kV | _ | LV | 630 kVA :Building Structure | 0.63 | --> | 0.63 | 0 | 0 | Constrained, otherwise capacity available =552 kVA | --> | 0.598 | 0 | 0 | 0.5 | 0 |  | --> | E24 ex ADAMSTOWN | Adamstown [T121,T122] | INCHICORE 220KV |  | 53.3409 | -6.5016
258583 | MV/LV Substation MU***583 |  | 20 kV | _ | LV | 50 kVA :Pole Substation | 0.05 | --> | 0.05 | 0.05 | 1.86 |  | --> | 0.048 | 0 | 0 | 0 | 0 | Constrained, otherwise capacity available =47 kW | --> | E17 ex CREESLOUGH | Creeslough [T421] | ARDNAGAPPARY |  | 55.1422 | -7.9223
1364058 | MV/LV Substation GO***4058 |  | 10 kV | _ | LV | 400 kVA :Building Structure | 0.4 | --> | 0.4 | 0 | 0 | Constrained, otherwise capacity available =400 kVA | --> | 0.38 | 0 | 0 | 0 | 0 | Constrained, otherwise capacity available =380 kW | --> | C13 ex ROSCOMMON | Roscommon [T41,T42] | LANESBORO |  | 53.6231 | -8.1872
003141Y | MV/LV Substation CA***141Y |  | 10 kV | _ | LV | 50 kVA :Pole Substation | 0.05 | --> | 0.05 | 0 | 0 | Constrained, otherwise capacity available =48 kVA | --> | 0.048 | 0 | 0.006 | 0 | 0 | Constrained, otherwise capacity available =43 kW | --> | C11 ex RATHDRUM | Rathdrum [T42] | ARKLOW |  | 52.9406 | -6.1343
021014X | MV/LV Substation PA***014X |  | 10 kV | _ | LV | 630 kVA :Kiosk Substation | 0.63 | --> | 0.63 | 0 | 0 | Constrained, otherwise capacity available =570 kVA | --> | 0.598 | 0 | 0.008 | 0.5 | 0 |  | --> | C21 ex KILBARRY | Kilbarry [T101,T43] | KILBARRY |  | 51.9209 | -8.4908
249735 | MV/LV Substation GL***735 |  | 10 kV | _ | LV | 200 kVA :Pole Substation | 0.2 | --> | 0.2 | 0 | 0 | Constrained, otherwise capacity available =150 kVA | --> | 0.19 | 0 | 0 | 0 | 0 | Constrained, otherwise capacity available =183 kW | --> | C19 ex LISMORE | Lismore [T41,T42] | DUNGARVAN |  | 52.1402 | -8.0034
093154Z | MV/LV Substation SA***154Z |  | 10 kV | _ | LV | 400 kVA :Kiosk Substation | 0.4 | --> | 0.4 | 0 | 0 | Constrained, otherwise capacity available =328 kVA | --> | 0.38 | 0 | 0 | 0.37 | 0 |  | --> | C17 ex SANTRY | Santry [T41,T42] | FINGLAS |  | 53.4054 | -6.247
365932 | MV/LV Substation OL***932 |  | 10 kV | _ | LV | 100 kVA :Building Structure | 0.1 | --> | 0.1 | 0.053 | 13.91 |  | --> | 0.095 | 0 | 0 | 0.088 | 0 |  | --> | C11 ex COOKSTOWN | Cookstown [T101,T102] | CARRICKMINES |  | 53.2832 | -6.3718
058240Y | MV/LV Substation LA***240Y |  | 10 kV | _ | LV | 50 kVA :Pole Substation | 0.05 | --> | 0.05 | 0.05 | 0.18 |  | --> | 0.048 | 0 | 0 | 0 | 0 | Constrained, otherwise capacity available =47 kW | --> | C15 ex TOOMEVARA | Toomevara [T42] | NENAGH |  | 52.8924 | -8.0433
150920 | MV/LV Substation BO***920 |  | 20 kV | _ | LV | 630 kVA :Kiosk Substation | 0.63 | --> | 0.63 | 0.315 | 3.96 |  | --> | 0.598 | 0 | 0.017 | 0 | 0 | Constrained, otherwise capacity available =546 kW | --> | E21 ex STRANORLAR | Stranorlar [T421,T422] | LETTERKENNY |  | 54.7973 | -7.7824
021762Y | MV/LV Substation KI***762Y |  | 20 kV | _ | LV | 50 kVA :Pole Substation | 0.05 | --> | 0.05 | 0 | 0 | Constrained, otherwise capacity available =50 kVA | --> | 0.048 | 0 | 0 | 0.048 | 0 |  | --> | C26 ex KILBARRY | Kilbarry [T101,T43] | KILBARRY |  | 51.9306 | -8.5226
2764020 | MV/LV Substation WO***4020 |  | 10 kV | _ | LV | 200 kVA :Pole Substation | 0.2 | --> | 0.2 | 0.2 | 0.76 |  | --> | 0.19 | 0 | 0 | 0 | 0 | Constrained, otherwise capacity available =190 kW | --> | C13 ex WOODFORD | Woodford [T41,T42] | KNOCKEARAGH |  | 52.0441 | -9.4224
1304131 | MV/LV Substation CO***4131 |  | 20 kV | _ | LV | 50 kVA :Pole Substation | 0.05 | --> | 0.05 | 0.043 | 0.21 |  | --> | 0.048 | 0 | 0 | 0 | 0 | Constrained, otherwise capacity available =46 kW | --> | E18 ex LONGFORD | Longford [T421,T422] | RICHMOND |  | 53.7122 | -7.6897
075569Y | MV/LV Substation AS***569Y |  | 20 kV | _ | LV | 50 kVA :Pole Substation | 0.05 | --> | 0.05 | 0.05 | 17.8 |  | --> | 0.048 | 0 | 0 | 0.048 | 0 |  | --> | E13 ex BANOGE | Banoge [T121,T122] | BANOGE |  | 52.6039 | -6.2187
019578 | MV/LV Substation BL***578 |  | 10 kV | _ | LV | 200 kVA :Kiosk Substation | 0.2 | --> | 0.2 | 0.173 | 1.54 |  | --> | 0.19 | 0 | 0 | 0 | 0 | Constrained, otherwise capacity available =186 kW | --> | C22 ex BALLYARD | Ballyard [T41,T42] | TRALEE |  | 52.2566 | -9.734
046735 | MV/LV Substation CA***735 |  | 10 kV | _ | LV | 50 kVA :Pole Substation | 0.05 | --> | 0.05 | 0.033 | 5.48 |  | --> | 0.048 | 0 | 0.01 | 0.038 | 0 |  | --> | C15 ex BALLYTIVNAN | Ballytivnan [T41,T42] | SLIGO |  | 54.27 | -8.4164
293182 | MV/LV Substation FE***182 |  | 20 kV | _ | LV | 100 kVA :Pole Substation | 0.1 | --> | 0.1 | 0.074 | 2.83 |  | --> | 0.095 | 0 | 0.004 | 0 | 0 | Constrained, otherwise capacity available =88 kW | --> | E18 ex BAGENALSTOWN | Bagenalstown [T421,T422] | CARLOW |  | 52.7134 | -6.8457
365812X | MV/LV Substation EI***812X |  | 10 kV | _ | LV | 630 kVA :Building Structure | 0.63 | --> | 0.63 | 0 | 0 | Constrained, otherwise capacity available =518 kVA | --> | 0.598 | 0 | 0 | 0.5 | 0 |  | --> | C18 ex FORTUNESTOWN | Fortunestown [T101,T102] | INCHICORE 220KV |  | 53.2922 | -6.4312
008982Y | MV/LV Substation BE***982Y |  | 10 kV | _ | LV | 400 kVA :Kiosk Substation | 0.4 | --> | 0.4 | 0 | 0 | Constrained, otherwise capacity available =309 kVA | --> | 0.38 | 0 | 0.005 | 0 | 0 | Constrained, otherwise capacity available =364 kW | --> | C14 ex KNOCKMULLEN | Knockmullen [T42,T421] | GREAT ISLAND |  | 52.4042 | -6.9381
009373Y | MV/LV Substation CA***373Y |  | 10 kV | _ | LV | 200 kVA :Kiosk Substation | 0.2 | --> | 0.2 | 0.174 | 3.82 |  | --> | 0.19 | 0 | 0.005 | 0 | 0 | Constrained, otherwise capacity available =183 kW | --> | C14 ex WATERFORD | Waterford [T41,T42] | WATERFORD |  | 52.2627 | -7.1357
052055Z | MV/LV Substation PE***055Z |  | 10 kV | _ | LV | 400 kVA :Kiosk Substation | 0.4 | --> | 0.4 | 0 | 0 | Constrained, otherwise capacity available =244 kVA | --> | 0.38 | 0 | 0.08 | 0 | 0 | Constrained, otherwise capacity available =299 kW | --> | C17 ex BALLINDERRY | Ballinderry [T41,T422] | MULLINGAR |  | 53.5213 | -7.3208
019373 | MV/LV Substation SI***373 |  | 10 kV | _ | LV | 630 kVA :Building Structure | 0.63 | --> | 0.63 | 0.5 | 2.18 |  | --> | 0.598 | 0 | 0.01 | 0 | 0 | Constrained, otherwise capacity available =576 kW | --> | C21 ex BALLYRICKARD | Ballyrickard [T41,T42] | TRALEE |  | 52.2665 | -9.708
139354Y | MV/LV Substation HE***354Y |  | 10 kV | _ | LV | 200 kVA :Pole Substation | 0.2 | --> | 0.2 | 0 | 0 | Constrained, otherwise capacity available =166 kVA | --> | 0.19 | 0 | 0 | 0 | 0 | Constrained, otherwise capacity available =185 kW | --> | C17 ex VIRGINIA | Virginia [T41,T42] | MEATH HILL |  | 53.8326 | -7.0671
207912 | MV/LV Substation GR***912 |  | 10 kV | _ | LV | 50 kVA :Pole Substation | 0.05 | --> | 0.05 | 0 | 0 | Constrained, otherwise capacity available =46 kVA | --> | 0.048 | 0 | 0 | 0 | 0 | Constrained, otherwise capacity available =47 kW | --> | C14 ex TEMPLEMORE | Templemore [T41,T42] | IKERRIN |  | 52.767 | -7.5444
281647X | MV/LV Substation WE***647X |  | 20 kV | _ | LV | 400 kVA :Kiosk Substation | 0.4 | --> | 0.4 | 0.314 | 17.47 |  | --> | 0.38 | 0 | 0.031 | 0.345 | 0 |  | --> | E13 ex COOLROE | Coolroe [T121,T122] | COOLROE |  | 51.8818 | -8.6221
0604215 | MV/LV Substation LI***4215 |  | 10 kV | _ | LV | 50 kVA :Pole Substation | 0.05 | --> | 0.05 | 0.05 | 2.57 |  | --> | 0.048 | 0 | 0 | 0 | 0 | Constrained, otherwise capacity available =48 kW | --> | C13 ex ERRIGAL | Errigal [T41,T422] | SHANKILL |  | 54.0076 | -7.2128
293873Z | MV/LV Substation KI***873Z |  | 20 kV | _ | LV | 50 kVA :Pole Substation | 0.05 | --> | 0.05 | 0.046 | 2.83 |  | --> | 0.048 | 0 | 0 | 0 | 0 | Constrained, otherwise capacity available =47 kW | --> | E13 ex BAGENALSTOWN | Bagenalstown [T421,T422] | CARLOW |  | 52.6964 | -6.9339
2934630 | MV/LV Substation MA***4630 |  | 20 kV | _ | LV | 50 kVA :Pole Substation | 0.05 | --> | 0.05 | 0 | 0 | Constrained, otherwise capacity available =50 kVA | --> | 0.048 | 0 | 0 | 0 | 0 | Constrained, otherwise capacity available =48 kW | --> | E13 ex BALTINGLASS | Baltinglass [T421,T422] | STRATFORD |  | 52.9096 | -6.7399
099050X | MV/LV Substation RI***050X |  | 10 kV | _ | LV | 630 kVA :Kiosk Substation | 0.63 | --> | 0.63 | 0 | 0 | Constrained, otherwise capacity available =312 kVA | --> | 0.598 | 0 | 0 | 0 | 0 | Constrained, otherwise capacity available =554 kW | --> | C18 ex CULLION | Cullion [T41,T42] | LETTERKENNY |  | 54.9463 | -7.7391
176017 | MV/LV Substation PU***017 |  | 10 kV | _ | LV | 200 kVA :Pole Substation | 0.2 | --> | 0.2 | 0 | 0 | Constrained, otherwise capacity available =119 kVA | --> | 0.19 | 0 | 0 | 0 | 0 | Constrained, otherwise capacity available =179 kW | --> | E12 ex HARTNETTS CROSS |  |  |  | 51.9018 | -8.9686
004159Y | MV/LV Substation KN***159Y |  | 10 kV | _ | LV | 400 kVA :Kiosk Substation | 0.4 | --> | 0.4 | 0 | 0 | Constrained, otherwise capacity available =311 kVA | --> | 0.38 | 0 | 0.037 | 0 | 0 | Constrained, otherwise capacity available =340 kW | --> | C24 ex TINAHASK | Tinahask [T41,T42] | ARKLOW |  | 52.7854 | -6.1704
365147X | MV/LV Substation RE***147X |  | 10 kV | _ | LV | 1000 kVA :Building Structure | 1 | --> | 1 | 0 | 0 | Constrained, otherwise capacity available =732 kVA | --> | 0.95 | 0 | 0.04 | 0.5 | 0 |  | --> | C14 ex BALLYMOUNT | Ballymount [T41,T42] | INCHICORE 220KV |  | 53.3187 | -6.3626
158734X | MV/LV Substation KN***734X |  | 10 kV | _ | LV | 400 kVA :Kiosk Substation | 0.4 | --> | 0.4 | 0 | 0 | Constrained, otherwise capacity available =362 kVA | --> | 0.38 | 0 | 0.035 | 0 | 0 | Constrained, otherwise capacity available =349 kW | --> | C16 ex ENNISTYMON | Ennistymon [T41,T42] | ENNIS |  | 52.934 | -9.4005
0934269 | MV/LV Substation PI***4269 |  | 10 kV | _ | LV | 1000 kVA :Building Structure | 1 | --> | 1 | 0 | 0 | Constrained, otherwise capacity available =1000 kVA | --> | 0.95 | 0 | 0 | 0.5 | 0 |  | --> | C27 ex POPPINTREE | Poppintree [T101,T102] | FINGLAS |  | 53.4018 | -6.3046
016048Z | MV/LV Substation TE***048Z |  | 10 kV | _ | LV | 400 kVA :Kiosk Substation | 0.4 | --> | 0.4 | 0 | 0 | Constrained, otherwise capacity available =260 kVA | --> | 0.38 | 0 | 0.072 | 0 | 0 | Constrained, otherwise capacity available =307 kW | --> | C20 ex CELBRIDGE | Celbridge [T41,T42] | GRIFFINRATH |  | 53.3306 | -6.5471
151816X | MV/LV Substation KI***816X |  | 10 kV | _ | LV | 100 kVA :Pole Substation | 0.1 | --> | 0.1 | 0 | 0 | Constrained, otherwise capacity available =85 kVA | --> | 0.095 | 0 | 0 | 0.093 | 0 |  | --> | C12 ex BRUFF | Bruff [T42,T421] | LIMERICK |  | 52.5208 | -8.4018
081434X | MV/LV Substation GR***434X |  | 10 kV | _ | LV | 200 kVA :Kiosk Substation | 0.2 | --> | 0.2 | 0 | 0 | Constrained, otherwise capacity available =157 kVA | --> | 0.19 | 0 | 0.003 | 0.182 | 0 |  | --> | C11 ex LIFFEY VALLEY | Liffey Valley [T41,T42] | INCHICORE 220KV |  | 53.3508 | -6.3965
077009 | MV/LV Substation AD***009 |  | 20 kV | _ | LV | 400 kVA :Kiosk Substation | 0.4 | --> | 0.4 | 0 | 0 | Constrained, otherwise capacity available =118 kVA | --> | 0.38 | 0 | 0.024 | 0 | 0 | Constrained, otherwise capacity available =322 kW | --> | E16 ex PATRICKSWELL | Patrickswell [T421,T422] | LIMERICK |  | 52.5649 | -8.7908
026847 | MV/LV Substation KI***847 |  | 10 kV | _ | LV | 200 kVA :Pole Substation | 0.2 | --> | 0.2 | 0 | 0 | Constrained, otherwise capacity available =116 kVA | --> | 0.19 | 0 | 0.005 | 0 | 0 | Constrained, otherwise capacity available =175 kW | --> | C13 ex TIMOLEAGUE | Timoleague [T41] | BANDON |  | 51.6736 | -8.69
032995 | MV/LV Substation BA***995 |  | 20 kV | _ | LV | 100 kVA :Pole Substation | 0.1 | --> | 0.1 | 0 | 0 | Constrained, otherwise capacity available =52 kVA | --> | 0.095 | 0 | 0 | 0 | 0 | Constrained, otherwise capacity available =88 kW | --> | C21 ex TRAMORE | Tramore [T41,T42] | BUTLERSTOWN |  | 52.1529 | -7.284
1424028 | MV/LV Substation BO***4028 |  | 10 kV | _ | LV | 50 kVA :Pole Substation | 0.05 | --> | 0.05 | 0 | 0 | Constrained, otherwise capacity available =50 kVA | --> | 0.048 | 0 | 0 | 0 | 0 | Constrained, otherwise capacity available =48 kW | --> | C11 ex ATHENRY | Athenry [T41,T42] | GALWAY 110KV |  | 53.2814 | -8.7423
002788 | MV/LV Substation WH***788 |  | 10 kV | _ | LV | 400 kVA :Kiosk Substation | 0.4 | --> | 0.4 | 0.285 | 2.36 |  | --> | 0.38 | 0 | 0.051 | 0.326 | 0 |  | --> | C19 ex BRAY | Bray [T41,T42] | FASSAROE |  | 53.1901 | -6.114
207162Y | MV/LV Substation KI***162Y |  | 10 kV | _ | LV | 200 kVA :Pole Substation | 0.2 | --> | 0.2 | 0.159 | 2.9 |  | --> | 0.19 | 0 | 0 | 0 | 0 | Constrained, otherwise capacity available =184 kW | --> | C18 ex GLENGOOLE | Glengoole [T42] | THURLES |  | 52.5677 | -7.6709
033041Y | MV/LV Substation BR***041Y |  | 10 kV | _ | LV | 400 kVA :Building Structure | 0.4 | --> | 0.4 | 0 | 0 | Constrained, otherwise capacity available =383 kVA | --> | 0.38 | 0 | 0 | 0 | 0 | Constrained, otherwise capacity available =378 kW | --> | C18 ex BALLYHALE | Ballyhale [T42,T421] | KILKENNY |  | 52.4648 | -7.3774
095120X | MV/LV Substation DU***120X |  | 10 kV | _ | LV | 50 kVA :Pole Substation | 0.05 | --> | 0.05 | 0.032 | 1.1 |  | --> | 0.048 | 0 | 0.011 | 0 | 0 | Constrained, otherwise capacity available =37 kW | --> | C25 ex KILKEE | Kilkee [T41] | TULLABRACK |  | 52.6814 | -9.6652
154313Z | MV/LV Substation SU***313Z |  | 10 kV | _ | LV | 400 kVA :Kiosk Substation | 0.4 | --> | 0.4 | 0 | 0 | Constrained, otherwise capacity available =335 kVA | --> | 0.38 | 0 | 0 | 0.371 | 0 |  | --> | C18 ex MACETOWN | Macetown [T101,T102] | MACETOWN |  | 53.4097 | -6.4391
0254359 | MV/LV Substation GI***4359 |  | 10 kV | _ | LV | 50 kVA :Pole Substation | 0.05 | --> | 0.05 | 0 | 0 | Constrained, otherwise capacity available =35 kVA | --> | 0.048 | 0 | 0 | 0 | 0 | Constrained, otherwise capacity available =45 kW | --> | C11 ex KILMALLOCK | Kilmallock [T41,T42] | CHARLEVILLE |  | 52.4125 | -8.5265
067108Z | MV/LV Substation AL***108Z |  | 10 kV | _ | LV | 400 kVA :Kiosk Substation | 0.4 | --> | 0.4 | 0.348 | 13.8 |  | --> | 0.38 | 0 | 0 | 0.373 | 0 |  | --> | C19 ex SINGLAND | Singland [T101,T102] | SINGLAND |  | 52.664 | -8.587
0644398 | MV/LV Substation CI***4398 |  | 10 kV | _ | LV | 400 kVA :Building Structure | 0.4 | --> | 0.4 | 0 | 0 | Constrained, otherwise capacity available =344 kVA | --> | 0.38 | 0 | 0.01 | 0 | 0 | Constrained, otherwise capacity available =365 kW | --> | C20 ex DRYBRIDGE | Drybridge [T41,T42] | DRYBRIDGE |  | 53.7167 | -6.3532
176405Y | MV/LV Substation OA***405Y |  | 10 kV | _ | LV | 400 kVA :Kiosk Substation | 0.4 | --> | 0.4 | 0.242 | 18.78 |  | --> | 0.38 | 0 | 0.037 | 0.33 | 0 |  | --> | E11 ex HARTNETTS CROSS | Hartnetts Cross [T121,T422] | HARTNETTS CROSS |  | 51.9094 | -8.9638
0664404 | MV/LV Substation PR***4404 |  | 20 kV | _ | LV | 630 kVA :Building Structure | 0.63 | --> | 0.63 | 0 | 0 | Constrained, otherwise capacity available =181 kVA | --> | 0.598 | 0 | 0 | 0 | 0 | Constrained, otherwise capacity available =578 kW | --> | E21 ex BALTRASNA | Baltrasna [T121,T122] | BALTRASNA |  | 53.5234 | -6.4024
0214370 | MV/LV Substation GL***4370 |  | 10 kV | _ | LV | 630 kVA :Kiosk Substation | 0.63 | --> | 0.63 | 0.5 | 6.78 |  | --> | 0.598 | 0 | 0 | 0.5 | 0 |  | --> | C18 ex CASTLEVIEW | Castleview [T101,T102] | CASTLEVIEW |  | 51.918 | -8.3937
1674156 | MV/LV Substation BA***4156 |  | 20 kV | _ | LV | 50 kVA :Pole Substation | 0.05 | --> | 0.05 | 0 | 0 | Constrained, otherwise capacity available =50 kVA | --> | 0.048 | 0 | 0 | 0 | 0 | Constrained, otherwise capacity available =48 kW | --> | E18 ex WHITECHURCH | Whitechurch [T421,T422] | KILBARRY |  | 51.9813 | -8.5703
0684737 | MV/LV Substation AC***4737 |  | 10 kV | _ | LV | 400 kVA :Kiosk Substation | 0.4 | --> | 0.4 | 0.4 | 20.78 |  | --> | 0.38 | 0 | 0 | 0.38 | 0 |  | --> | C21 ex HEUSTON SQUARE | Heuston Square [T101,T102] | INCHICORE 220KV |  | 53.3495 | -6.3349
062546 | MV/LV Substation CO***546 |  | 20 kV | _ | LV | 50 kVA :Pole Substation | 0.05 | --> | 0.05 | 0.041 | 4.25 |  | --> | 0.048 | 0 | 0 | 0 | 0 | Constrained, otherwise capacity available =46 kW | --> | E18 ex JENKINSTOWN | Jenkinstown [T421,T422] | DUNDALK |  | 54.0856 | -6.2575
068544X | MV/LV Substation RO***544X |  | 10 kV | _ | LV | 630 kVA :Building Structure | 0.63 | --> | 0.63 | 0.5 | 9.28 |  | --> | 0.598 | 0 | 0 | 0.5 | 0 |  | --> | C24 ex PEMBROKE | Pembroke [T41,T42,T43,T44] | RINGSEND |  | 53.3424 | -6.226
363160 | MV/LV Substation BA***160 |  | 20 kV | _ | LV | 100 kVA :Pole Substation | 0.1 | --> | 0.1 | 0.094 | 3.25 |  | --> | 0.095 | 0 | 0 | 0 | 0 | Constrained, otherwise capacity available =94 kW | --> | E16 ex BALLYBUNION | Ballybunion [T421,T422] | TRIEN |  | 52.4954 | -9.6535
077086X | MV/LV Substation WA***086X |  | 20 kV | _ | LV | 200 kVA :Kiosk Substation | 0.2 | --> | 0.2 | 0 | 0 | Constrained, otherwise capacity available =135 kVA | --> | 0.19 | 0 | 0.003 | 0 | 0 | Constrained, otherwise capacity available =179 kW | --> | E25 ex PATRICKSWELL | Patrickswell [T421,T422] | LIMERICK |  | 52.6231 | -8.8088
009618 | MV/LV Substation BL***618 |  | 20 kV | _ | LV | 100 kVA :Pole Substation | 0.1 | --> | 0.1 | 0 | 0 | Constrained, otherwise capacity available =77 kVA | --> | 0.095 | 0 | 0.011 | 0 | 0 | Constrained, otherwise capacity available =84 kW | --> | E11 ex KILCARRAGH | Kilcarragh [T421,T422] | BUTLERSTOWN |  | 52.2311 | -7.0464
125173Y | MV/LV Substation FL***173Y |  | 20 kV | _ | LV | 50 kVA :Pole Substation | 0.05 | --> | 0.05 | 0 | 0 | Constrained, otherwise capacity available =37 kVA | --> | 0.048 | 0 | 0.025 | 0 | 0 | Constrained, otherwise capacity available =27 kW | --> | C15 ex CLOONLOUGH | Cloonlough [T41,T42] | BARRYMORE |  | 52.2384 | -8.3234
049090Z | MV/LV Substation FO***090Z |  | 20 kV | _ | LV | 100 kVA :Pole Substation | 0.1 | --> | 0.1 | 0.1 | 2.55 |  | --> | 0.095 | 0 | 0 | 0 | 0 | Constrained, otherwise capacity available =95 kW | --> | E17 ex EDGEWORTHSTOWN | Edgeworthstown [T421,T422] | RICHMOND |  | 53.6215 | -7.6269
015767Z | MV/LV Substation EA***767Z |  | 10 kV | _ | LV | 50 kVA :Pole Substation | 0.05 | --> | 0.05 | 0 | 0 | Constrained, otherwise capacity available =50 kVA | --> | 0.048 | 0 | 0 | 0 | 0 | Constrained, otherwise capacity available =48 kW | --> | C11 ex JOHNSTOWN | Johnstown [T41,T42] | KILTEEL |  | 53.1975 | -6.5855
031695X | MV/LV Substation BA***695X |  | 20 kV | _ | LV | 100 kVA :Pole Substation | 0.1 | --> | 0.1 | 0 | 0 | Constrained, otherwise capacity available =68 kVA | --> | 0.095 | 0 | 0.004 | 0 | 0 | Constrained, otherwise capacity available =88 kW | --> | E18 ex SPRINGS | Springs [T421,T422] | DUNGARVAN |  | 52.0502 | -7.5604
049213Z | MV/LV Substation CL***213Z |  | 20 kV | _ | LV | 50 kVA :Pole Substation | 0.05 | --> | 0.05 | 0.049 | 1.31 |  | --> | 0.048 | 0 | 0 | 0 | 0 | Constrained, otherwise capacity available =47 kW | --> | C17 ex ROOSKY | Roosky [T41] | RICHMOND |  | 53.7851 | -7.919
026414 | MV/LV Substation KI***414 |  | 10 kV | _ | LV | 50 kVA :Pole Substation | 0.05 | --> | 0.05 | 0.037 | 8.66 |  | --> | 0.048 | 0 | 0.005 | 0 | 0 | Constrained, otherwise capacity available =42 kW | --> | C11 ex BANDON | Bandon [T101,T42] | BANDON |  | 51.7545 | -8.7333
022360 | MV/LV Substation SU***360 |  | 10 kV | _ | LV | 200 kVA :Kiosk Substation | 0.2 | --> | 0.2 | 0.143 | 4.55 |  | --> | 0.19 | 0 | 0.01 | 0 | 0 | Constrained, otherwise capacity available =175 kW | --> | C11 ex MALLOW | Mallow [T41,T42] | MALLOW |  | 52.1258 | -8.6394
068263X | MV/LV Substation MA***263X |  | 10 kV | _ | LV | 1000 kVA :Building Structure | 1 | --> | 1 | 0.5 | 2.6 |  | --> | 0.95 | 0 | 0 | 0.5 | 0 |  | --> | C29 ex WOLFE TONE STREET | Wolfe Tone Street [T101,T102] | FINGLAS |  | 53.3511 | -6.2582
063757X | MV/LV Substation LY***757X |  | 10 kV | _ | LV | 50 kVA :Pole Substation | 0.05 | --> | 0.05 | 0 | 0 | Constrained, otherwise capacity available =45 kVA | --> | 0.048 | 0 | 0 | 0 | 0 | Constrained, otherwise capacity available =47 kW | --> | C15 ex BALLYBAILIE | Ballybailie [T41,T42] | DUNDALK |  | 53.9204 | -6.5449
365141X | MV/LV Substation FO***141X |  | 10 kV | _ | LV | 200 kVA :Pole Substation | 0.2 | --> | 0.2 | 0 | 0 | Constrained, otherwise capacity available =179 kVA | --> | 0.19 | 0 | 0.005 | 0.184 | 0 |  | --> | C13 ex BALLYMOUNT | Ballymount [T41,T42] | INCHICORE 220KV |  | 53.3196 | -6.3554
064890Y | MV/LV Substation FO***890Y |  | 20 kV | _ | LV | 400 kVA :Kiosk Substation | 0.4 | --> | 0.4 | 0 | 0 | Constrained, otherwise capacity available =310 kVA | --> | 0.38 | 0 | 0.005 | 0 | 0 | Constrained, otherwise capacity available =364 kW | --> | E15 ex JULIANSTOWN | Julianstown [T421,T422] | DRYBRIDGE |  | 53.6323 | -6.2677
0154177 | MV/LV Substation DI***4177 |  | 10 kV | _ | LV | 400 kVA :Kiosk Substation | 0.4 | --> | 0.4 | 0.346 | 12.6 |  | --> | 0.38 | 0 | 0.045 | 0.339 | 0 |  | --> | C18 ex MONREAD | Monread [T101,T102] | MONREAD |  | 53.2235 | -6.7006
1444204 | MV/LV Substation CO***4204 |  | 20 kV | _ | LV | 50 kVA :Pole Substation | 0.05 | --> | 0.05 | 0.047 | 2.78 |  | --> | 0.048 | 0 | 0 | 0 | 0 | Constrained, otherwise capacity available =47 kW | --> | E13 ex BALLYRAGGET | Ballyragget [T421,T422] | BALLYRAGGET |  | 52.7646 | -7.4637
069223 | MV/LV Substation WI***223 |  | 10 kV | _ | LV | 630 kVA :Kiosk Substation | 0.63 | --> | 0.63 | 0.25 | 2.93 |  | --> | 0.598 | 0 | 0.09 | 0.478 | 0 |  | --> | C16 ex DODDER ROAD | Dodder Road [T42] | MILLTOWN (DR) |  | 53.2966 | -6.2608
001074 | MV/LV Substation RO***074 |  | 10 kV | _ | LV | 400 kVA :Kiosk Substation | 0.4 | --> | 0.4 | 0.236 | 1.16 |  | --> | 0.38 | 0 | 0.006 | 0.353 | 0 |  | --> | C18 ex MOUNT MERRION | Mount Merrion [T41,T42] | CARRICKMINES |  | 53.2988 | -6.2006
082856Y | MV/LV Substation HA***856Y |  | 20 kV | _ | LV | 100 kVA :Pole Substation | 0.1 | --> | 0.1 | 0 | 0 | Constrained, otherwise capacity available =88 kVA | --> | 0.095 | 0 | 0 | 0 | 0 | Constrained, otherwise capacity available =93 kW | --> | E16 ex SLANE |  |  |  | 53.7155 | -6.5733
0544271 | MV/LV Substation RO***4271 |  | 20 kV | _ | LV | 630 kVA :Building Structure | 0.63 | --> | 0.63 | 0 | 0 | Constrained, otherwise capacity available =630 kVA | --> | 0.598 | 0 | 0.525 | 0 | 0 | Constrained, otherwise capacity available =210 kW | --> | E12 ex ABBEYLEIX | Abbeyleix [T422] | PORTLAOISE |  | 52.9441 | -7.307
013421 | MV/LV Substation FO***421 |  | 20 kV | _ | LV | 200 kVA :Pole Substation | 0.2 | --> | 0.2 | 0.121 | 0.12 | Constrained, otherwise capacity available =173 kVA | --> | 0.19 | 0 | 0 | 0.186 | 0 |  | --> | E62 ex ATHY | Athy [T101,T102] | ATHY |  | 53.0536 | -6.8972
365793X | MV/LV Substation SU***793X |  | 10 kV | _ | LV | 400 kVA :Kiosk Substation | 0.4 | --> | 0.4 | 0 | 0 | Constrained, otherwise capacity available =341 kVA | --> | 0.38 | 0 | 0 | 0.372 | 0 |  | --> | C12 ex FORTUNESTOWN | Fortunestown [T101,T102] | INCHICORE 220KV |  | 53.2842 | -6.4088
011843X | MV/LV Substation RO***843X |  | 10 kV | _ | LV | 100 kVA :Pole Substation | 0.1 | --> | 0.1 | 0.07 | 2.8 |  | --> | 0.095 | 0 | 0 | 0 | 0 | Constrained, otherwise capacity available =91 kW | --> | C12 ex PURCELLS INCH | Purcells Inch [T41,T42] | KILKENNY |  | 52.6174 | -7.1792
253662Z | MV/LV Substation HE***662Z |  | 10 kV | _ | LV | 200 kVA :Kiosk Substation | 0.2 | --> | 0.2 | 0 | 0 | Constrained, otherwise capacity available =158 kVA | --> | 0.19 | 0 | 0.02 | 0 | 0 | Constrained, otherwise capacity available =169 kW | --> | C18 ex HEADFORD | Headford [T41,T42] | CLOON |  | 53.4703 | -9.1034
233590 | MV/LV Substation FA***590 |  | 10 kV | _ | LV | 50 kVA :Pole Substation | 0.05 | --> | 0.05 | 0 | 0 | Constrained, otherwise capacity available =50 kVA | --> | 0.048 | 0 | 0 | 0 | 0 | Constrained, otherwise capacity available =48 kW | --> | C23 ex CASTLEISLAND | Castleisland [T41,T42] | TRALEE |  | 52.2634 | -9.4677
149071X | MV/LV Substation AQ***071X |  | 10 kV | _ | LV | 50 kVA :Pole Substation | 0.05 | --> | 0.05 | 0 | 0 | Constrained, otherwise capacity available =48 kVA | --> | 0.048 | 0 | 0 | 0 | 0 | Constrained, otherwise capacity available =47 kW | --> | C11 ex DONEGAL | Donegal [T41,T42] | CATHALEENS FALL |  | 54.6462 | -8.14
349222 | MV/LV Substation MO***222 |  | 10 kV | _ | LV | 50 kVA :Pole Substation | 0.05 | --> | 0.05 | 0.042 | 2.35 |  | --> | 0.048 | 0 | 0 | 0 | 0 | Constrained, otherwise capacity available =46 kW | --> | C15 ex KILTIMAGH | Kiltimagh [T41] | CASTLEBAR |  | 53.8451 | -9.0025
064366 | MV/LV Substation SA***366 |  | 20 kV | _ | LV | 50 kVA :Pole Substation | 0.05 | --> | 0.05 | 0 | 0 | Constrained, otherwise capacity available =48 kVA | --> | 0.048 | 0 | 0 | 0 | 0 | Constrained, otherwise capacity available =47 kW | --> | E16 ex JULIANSTOWN | Julianstown [T421,T422] | DRYBRIDGE |  | 53.6479 | -6.2529
053028 | MV/LV Substation NE***028 |  | 10 kV | _ | LV | 200 kVA :Pole Substation | 0.2 | --> | 0.2 | 0 | 0 | Constrained, otherwise capacity available =150 kVA | --> | 0.19 | 0 | 0.005 | 0.179 | 0 |  | --> | C13 ex CLONMINCH | Clonminch [T41,T422] | THORNSBERRY |  | 53.2714 | -7.4863
0814189 | MV/LV Substation MU***4189 |  | 10 kV | _ | LV | 630 kVA :Kiosk Substation | 0.63 | --> | 0.63 | 0 | 0 | Constrained, otherwise capacity available =568 kVA | --> | 0.598 | 0 | 0.08 | 0 | 0 | Constrained, otherwise capacity available =531 kW | --> | C16 ex MONEYCOOLEY | Moneycooley [T41,T42,T44] | GRIFFINRATH |  | 53.369 | -6.5843
120086Y | MV/LV Substation RO***086Y |  | 10 kV | _ | LV | 50 kVA :Pole Substation | 0.05 | --> | 0.05 | 0 | 0 | Constrained, otherwise capacity available =27 kVA | --> | 0.048 | 0 | 0 | 0 | 0 | Constrained, otherwise capacity available =44 kW | --> | C18 ex BLAKE | Blake [T41,T42] | BLAKE |  | 53.2719 | -6.8216
350408 | MV/LV Substation WA***408 |  | 10 kV | _ | LV | 200 kVA :Pole Substation | 0.2 | --> | 0.2 | 0.133 | 1.57 |  | --> | 0.19 | 0 | 0 | 0 | 0 | Constrained, otherwise capacity available =181 kW | --> | C18 ex BUNDORAN | Bundoran [T41,T42] | CATHALEENS FALL |  | 54.4532 | -8.2103
014905 | MV/LV Substation LU***905 |  | 10 kV | _ | LV | 100 kVA :Pole Substation | 0.1 | --> | 0.1 | 0 | 0 | Constrained, otherwise capacity available =61 kVA | --> | 0.095 | 0 | 0.006 | 0 | 0 | Constrained, otherwise capacity available =85 kW | --> | C13 ex ATHGARVAN | Athgarvan [T41,T44] | NEWBRIDGE |  | 53.1586 | -6.8169
002936 | MV/LV Substation IN***936 |  | 10 kV | _ | LV | 400 kVA :Building Structure | 0.4 | --> | 0.4 | 0.342 | 4.51 |  | --> | 0.38 | 0 | 0.03 | 0.35 | 0 |  | --> | C20 ex BOGHALL ROAD | Boghall Road [T41,T42] | FASSAROE |  | 53.1884 | -6.1078
255999 | MV/LV Substation MA***999 |  | 10 kV | _ | LV | 50 kVA :Pole Substation | 0.05 | --> | 0.05 | 0.05 | 2.09 |  | --> | 0.048 | 0 | 0 | 0 | 0 | Constrained, otherwise capacity available =48 kW | --> | C17 ex KILCAR | Kilcar [T41] | BINBANE |  | 54.6676 | -8.7835
350179X | MV/LV Substation CA***179X |  | 10 kV | _ | LV | 50 kVA :Pole Substation | 0.05 | --> | 0.05 | 0.049 | 1.57 |  | --> | 0.048 | 0 | 0 | 0 | 0 | Constrained, otherwise capacity available =47 kW | --> | C15 ex BUNDORAN | Bundoran [T41,T42] | CATHALEENS FALL |  | 54.4557 | -8.3977
003081 | MV/LV Substation WI***081 |  | 10 kV | _ | LV | 400 kVA :Kiosk Substation | 0.4 | --> | 0.4 | 0.241 | 11.58 |  | --> | 0.38 | 0 | 0.041 | 0 | 0 | Constrained, otherwise capacity available =327 kW | --> | C20 ex BALLYBEG | Ballybeg [T101,T102] | CARRICKMINES |  | 52.9751 | -6.0474
016261Z | MV/LV Substation NE***261Z |  | 10 kV | _ | LV | 400 kVA :Kiosk Substation | 0.4 | --> | 0.4 | 0 | 0 | Constrained, otherwise capacity available =334 kVA | --> | 0.38 | 0 | 0.024 | 0 | 0 | Constrained, otherwise capacity available =353 kW | --> | C11 ex MONEYCOOLEY | Moneycooley [T41,T42,T44] | GRIFFINRATH |  | 53.3769 | -6.6104
055516Y | MV/LV Substation CL***516Y |  | 10 kV | _ | LV | 50 kVA :Pole Substation | 0.05 | --> | 0.05 | 0 | 0 | Constrained, otherwise capacity available =42 kVA | --> | 0.048 | 0 | 0 | 0 | 0 | Constrained, otherwise capacity available =46 kW | --> | C18 ex TEMPLEMORE | Templemore [T41,T42] | IKERRIN |  | 52.826 | -7.7658
062594X | MV/LV Substation OV***594X |  | 10 kV | _ | LV | 400 kVA :Kiosk Substation | 0.4 | --> | 0.4 | 0.008 | 0.72 |  | --> | 0.38 | 0 | 0.01 | 0 | 0 | Constrained, otherwise capacity available =315 kW | --> | C16 ex COES ROAD | Coes Road [T41,T42] | DUNDALK |  | 54.0009 | -6.3839
281760X | MV/LV Substation BR***760X |  | 10 kV | _ | LV | 200 kVA :Building Structure | 0.2 | --> | 0.2 | 0 | 0 | Constrained, otherwise capacity available =84 kVA | --> | 0.19 | 0 | 0.003 | 0 | 0 | Constrained, otherwise capacity available =171 kW | --> | C24 ex DENNEHYS CROSS | Dennehys Cross [T41,T42] | TRABEG |  | 51.8915 | -8.5031
253289 | MV/LV Substation DA***289 |  | 20 kV | _ | LV | 400 kVA :Kiosk Substation | 0.4 | --> | 0.4 | 0 | 0 | Constrained, otherwise capacity available =324 kVA | --> | 0.38 | 0 | 0 | 0 | 0 | Constrained, otherwise capacity available =370 kW | --> | E13 ex HEADFORD | Headford [T41,T42] | CLOON |  | 53.5299 | -9.0762
021817 | MV/LV Substation CU***817 |  | 20 kV | _ | LV | 50 kVA :Pole Substation | 0.05 | --> | 0.05 | 0 | 0 |  | --> | 0.048 | 0 | 0 | 0 | 0 | Constrained, otherwise capacity available =37 kW | --> | E19 ex CURRALEIGH | Curraleigh [T421,T422] | KILBARRY |  | 51.9052 | -8.6644
060450Y | MV/LV Substation LA***450Y |  | 10 kV | _ | LV | 100 kVA :Pole Substation | 0.1 | --> | 0.1 | 0 | 0 | Constrained, otherwise capacity available =76 kVA | --> | 0.095 | 0 | 0 | 0 | 0 | Constrained, otherwise capacity available =92 kW | --> | C16 ex CLONES | Clones [T41,T42] | SHANKILL |  | 54.1849 | -7.2295
039819X | MV/LV Substation CA***819X |  | 10 kV | _ | LV | 400 kVA :Kiosk Substation | 0.4 | --> | 0.4 | 0 | 0 | Constrained, otherwise capacity available =247 kVA | --> | 0.38 | 0 | 0 | 0.359 | 0 |  | --> | C28 ex GALWAY 110KV | Galway 110kv [T102,T103] | GALWAY 110KV |  | 53.2965 | -9.0341
0584062 | MV/LV Substation CA***4062 |  | 10 kV | _ | LV | 100 kVA :Pole Substation | 0.1 | --> | 0.1 | 0.098 | 0.18 |  | --> | 0.095 | 0 | 0 | 0 | 0 | Constrained, otherwise capacity available =95 kW | --> | C15 ex TOOMEVARA | Toomevara [T42] | NENAGH |  | 52.9839 | -8.0302
3654070 | MV/LV Substation JA***4070 |  | 10 kV | _ | LV | 400 kVA :Kiosk Substation | 0.4 | --> | 0.4 | 0 | 0 |  | --> | 0.38 | 0 | 0 | 0.273 | 0 |  | --> | C14 ex BELGARD | Belgard [T41,T42] | COOKSTOWN |  | 53.2935 | -6.367
153828 | MV/LV Substation LA***828 |  | 20 kV | _ | LV | 200 kVA :Kiosk Substation | 0.2 | --> | 0.2 | 0 | 0 | Constrained, otherwise capacity available =153 kVA | --> | 0.19 | 0 | 0 | 0 | 0 | Constrained, otherwise capacity available =184 kW | --> | E12 ex BIRDHILL | Birdhill [T421,T422] | ARDNACRUSHA |  | 52.8038 | -8.4396
082555Y | MV/LV Substation KI***555Y |  | 10 kV | _ | LV | 400 kVA :Kiosk Substation | 0.4 | --> | 0.4 | 0.39 | 2.01 |  | --> | 0.38 | 0 | 0 | 0 | 0 | Constrained, otherwise capacity available =379 kW | --> | C12 ex ABBEYLAND | Abbeyland [T41,T42] | NAVAN |  | 53.6724 | -6.6889
2514187 | MV/LV Substation SS***4187 |  | 10 kV | _ | LV | 400 kVA :Building Structure | 0.4 | --> | 0.4 | 0 | 0 | Constrained, otherwise capacity available =350 kVA | --> | 0.38 | 0 | 0 | 0 | 0 | Constrained, otherwise capacity available =373 kW | --> | C15 ex PARKMORE | Parkmore [T41,T42] | GALWAY 110KV |  | 53.3051 | -8.9954
048419 | MV/LV Substation DE***419 |  | 20 kV | _ | LV | 50 kVA :Pole Substation | 0.05 | --> | 0.05 | 0.045 | 1.31 |  | --> | 0.048 | 0 | 0.012 | 0 | 0 | Constrained, otherwise capacity available =38 kW | --> | C14 ex ROOSKY | Roosky [T41] | RICHMOND |  | 53.895 | -7.9741
0144168 | MV/LV Substation SI***4168 |  | 10 kV | _ | LV | 50 kVA :Pole Substation | 0.05 | --> | 0.05 | 0 | 0 | Constrained, otherwise capacity available =46 kVA | --> | 0.048 | 0 | 0 | 0 | 0 | Constrained, otherwise capacity available =47 kW | --> | C17 ex ATHGARVAN | Athgarvan [T41,T44] | NEWBRIDGE |  | 53.1624 | -6.7957
248854X | MV/LV Substation OU***854X |  | 20 kV | _ | LV | 400 kVA :Kiosk Substation | 0.4 | --> | 0.4 | 0 | 0 | Constrained, otherwise capacity available =341 kVA | --> | 0.38 | 0 | 0.028 | 0 | 0 | Constrained, otherwise capacity available =351 kW | --> | E19 ex KILCOCK | Kilcock [T421,T422] | GRIFFINRATH |  | 53.3914 | -6.6689
2074093 | MV/LV Substation EH***4093 |  | 10 kV | _ | LV | 50 kVA :Pole Substation | 0.05 | --> | 0.05 | 0 | 0 | Constrained, otherwise capacity available =48 kVA | --> | 0.048 | 0 | 0 | 0 | 0 | Constrained, otherwise capacity available =47 kW | --> | C14 ex TEMPLEMORE | Templemore [T41,T42] | IKERRIN |  | 52.7739 | -7.5198
142838 | MV/LV Substation BA***838 |  | 10 kV | _ | LV | 50 kVA :Pole Substation | 0.05 | --> | 0.05 | 0 | 0 | Constrained, otherwise capacity available =44 kVA | --> | 0.048 | 0 | 0.006 | 0 | 0 | Constrained, otherwise capacity available =42 kW | --> | C17 ex ATHENRY |  |  |  | 53.2886 | -8.7382
1184039 | MV/LV Substation BA***4039 |  | 20 kV | _ | LV | 50 kVA :Pole Substation | 0.05 | --> | 0.05 | 0 | 0 | Constrained, otherwise capacity available =50 kVA | --> | 0.048 | 0 | 0 | 0 | 0 | Constrained, otherwise capacity available =48 kW | --> | E17 ex CREAGH | Creagh [T421,T422] | ATHLONE |  | 53.3603 | -8.392
064202 | MV/LV Substation TO***202 |  | 10 kV | _ | LV | 400 kVA :Kiosk Substation | 0.4 | --> | 0.4 | 0 | 0 | Constrained, otherwise capacity available =220 kVA | --> | 0.38 | 0 | 0.2 | 0 | 0 | Constrained, otherwise capacity available =206 kW | --> | C11 ex DRYBRIDGE | Drybridge [T41,T42] | DRYBRIDGE |  | 53.718 | -6.3753
139692Y | MV/LV Substation OL***692Y |  | 10 kV | _ | LV | 630 kVA :Kiosk Substation | 0.63 | --> | 0.63 | 0.5 | 2.68 |  | --> | 0.598 | 0 | 0.01 | 0 | 0 | Constrained, otherwise capacity available =582 kW | --> | C17 ex OLDCASTLE | Oldcastle [T41,T422] | MULLINGAR |  | 53.7699 | -7.1641
0954151 | MV/LV Substation CA***4151 |  | 10 kV | _ | LV | 400 kVA :Kiosk Substation | 0.4 | --> | 0.4 | 0.4 | 0.7 |  | --> | 0.38 | 0 | 0 | 0 | 0 | Constrained, otherwise capacity available =380 kW | --> | C15 ex KILRUSH | Kilrush [T41,T42] | TULLABRACK |  | 52.6357 | -9.4886
001692 | MV/LV Substation GL***692 |  | 10 kV | _ | LV | 400 kVA :Kiosk Substation | 0.4 | --> | 0.4 | 0 | 0 | Constrained, otherwise capacity available =190 kVA | --> | 0.38 | 0 | 0.08 | 0.291 | 0 |  | --> | C13 ex CARRICKMINES | Carrickmines [T41,T42] | CARRICKMINES |  | 53.2655 | -6.1626
244267 | MV/LV Substation MI***267 |  | 20 kV | _ | LV | 100 kVA :Pole Substation | 0.1 | --> | 0.1 | 0 | 0 | Constrained, otherwise capacity available =94 kVA | --> | 0.095 | 0 | 0 | 0 | 0 | Constrained, otherwise capacity available =94 kW | --> | E12 ex MILLTOWN (SR) | Milltown (sr) [T421,T422] | OUGHTRAGH |  | 52.0974 | -9.8276
067293Z | MV/LV Substation NE***293Z |  | 10 kV | _ | LV | 400 kVA :Kiosk Substation | 0.4 | --> | 0.4 | 0.378 | 13.8 |  | --> | 0.38 | 0 | 0.004 | 0.374 | 0 |  | --> | C18 ex SINGLAND | Singland [T101,T102] | SINGLAND |  | 52.6661 | -8.5741
049413Y | MV/LV Substation LE***413Y |  | 20 kV | _ | LV | 100 kVA :Pole Substation | 0.1 | --> | 0.1 | 0.063 | 2.55 |  | --> | 0.095 | 0 | 0.005 | 0 | 0 | Constrained, otherwise capacity available =86 kW | --> | E17 ex EDGEWORTHSTOWN | Edgeworthstown [T421,T422] | RICHMOND |  | 53.6223 | -7.6323
161507 | MV/LV Substation TE***507 |  | 20 kV | _ | LV | 50 kVA :Pole Substation | 0.05 | --> | 0.05 | 0 | 0 | Constrained, otherwise capacity available =40 kVA | --> | 0.048 | 0 | 0 | 0 | 0 | Constrained, otherwise capacity available =46 kW | --> | C12 ex SPIDDAL |  |  |  | 53.2437 | -9.4091
154253Y | MV/LV Substation PA***253Y |  | 10 kV | _ | LV | 400 kVA :Kiosk Substation | 0.4 | --> | 0.4 | 0 | 0 | Constrained, otherwise capacity available =364 kVA | --> | 0.38 | 0 | 0.017 | 0 | 0 | Constrained, otherwise capacity available =362 kW | --> | C20 ex MONEYCOOLEY | Moneycooley [T41,T42,T44] | GRIFFINRATH |  | 53.3772 | -6.5944
021243X | MV/LV Substation CO***243X |  | 10 kV | _ | LV | 100 kVA :Pole Substation | 0.1 | --> | 0.1 | 0.062 | 6.78 |  | --> | 0.095 | 0 | 0.01 | 0.082 | 0 |  | --> | C39 ex CASTLEVIEW | Castleview [T101,T102] | CASTLEVIEW |  | 51.9022 | -8.3392
281844Z | MV/LV Substation CA***844Z |  | 10 kV | _ | LV | 400 kVA :Kiosk Substation | 0.4 | --> | 0.4 | 0 | 0 | Constrained, otherwise capacity available =285 kVA | --> | 0.38 | 0 | 0.017 | 0 | 0 | Constrained, otherwise capacity available =351 kW | --> | C22 ex KILMONEY | Kilmoney [T41,T42] | TRABEG |  | 51.8035 | -8.4021
127874X | MV/LV Substation TO***874X |  | 10 kV | _ | LV | 100 kVA :Pole Substation | 0.1 | --> | 0.1 | 0 | 0 | Constrained, otherwise capacity available =37 kVA | --> | 0.095 | 0 | 0 | 0 | 0 | Constrained, otherwise capacity available =86 kW | --> | C17 ex HOLYCROSS ROAD | Holycross Road [T41,T42] | THURLES |  | 52.6874 | -7.8412
0014082 | MV/LV Substation MA***4082 |  | 10 kV | _ | LV | 1000 kVA :Kiosk Substation | 1 | --> | 1 | 0.5 | 1.23 |  | --> | 0.95 | 0 | 0 | 0.5 | 0 |  | --> | C20 ex SALLYNOGGIN ROAD | Sallynoggin Road [T41,T42] | CHERRYWOOD |  | 53.2794 | -6.1435
1274603 | MV/LV Substation BR***4603 |  | 10 kV | _ | LV | 50 kVA :Pole Substation | 0.05 | --> | 0.05 | 0.05 | 5.89 |  | --> | 0.048 | 0 | 0 | 0 | 0 | Constrained, otherwise capacity available =48 kW | --> | C18 ex CASHEL | Cashel [T41,T42] | CAHIR |  | 52.5106 | -7.8175
132072Y | MV/LV Substation TU***072Y |  | 10 kV | _ | LV | 100 kVA :Pole Substation | 0.1 | --> | 0.1 | 0 | 0 | Constrained, otherwise capacity available =70 kVA | --> | 0.095 | 0 | 0 | 0 | 0 | Constrained, otherwise capacity available =91 kW | --> | C16 ex LOUGHREA | Loughrea [T41,T42] | SOMERSET |  | 53.199 | -8.5904
3654202 | MV/LV Substation GE***4202 |  | 10 kV | _ | LV | 630 kVA :Kiosk Substation | 0.63 | --> | 0.63 | 0 | 0 | Constrained, otherwise capacity available =623 kVA | --> | 0.598 | 0 | 0.005 | 0.5 | 0 |  | --> | C22 ex OLDBAWN | Oldbawn [T41,T42] | COOKSTOWN |  | 53.2675 | -6.3392
0394157 | MV/LV Substation RA***4157 |  | 10 kV | _ | LV | 630 kVA :Building Structure | 0.63 | --> | 0.63 | 0 | 0 | Constrained, otherwise capacity available =496 kVA | --> | 0.598 | 0 | 0.01 | 0.5 | 0 |  | --> | C14 ex GALWAY 110KV | Galway 110kv [T102,T103] | GALWAY 110KV |  | 53.2879 | -9.0176
160477Y | MV/LV Substation BA***477Y |  | 20 kV | _ | LV | 50 kVA :Pole Substation | 0.05 | --> | 0.05 | 0 | 0 | Constrained, otherwise capacity available =39 kVA | --> | 0.048 | 0 | 0 | 0 | 0 | Constrained, otherwise capacity available =46 kW | --> | C11 ex KILDARE | Kildare [T41,T42] | NEWBRIDGE |  | 53.1288 | -7.0471
069832 | MV/LV Substation WA***832 |  | 10 kV | _ | LV | 1000 kVA :Building Structure | 1 | --> | 1 | 0.5 | 0.91 |  | --> | 0.95 | 0 | 0.026 | 0.5 | 0 |  | --> | C15 ex KIMMAGE | Kimmage [T41,T42] | INCHICORE 220KV |  | 53.3074 | -6.3094
064589X | MV/LV Substation MO***589X |  | 20 kV | _ | LV | 200 kVA :Building Structure | 0.2 | --> | 0.2 | 0 | 0 | Constrained, otherwise capacity available =150 kVA | --> | 0.19 | 0 | 0 | 0 | 0 | Constrained, otherwise capacity available =183 kW | --> | C13 ex MORNINGTON ROAD | Mornington Road [T41,T42] | DRYBRIDGE |  | 53.7138 | -6.2531
050175Y | MV/LV Substation RE***175Y |  | 20 kV | _ | LV | 200 kVA :Pole Substation | 0.2 | --> | 0.2 | 0.2 | 6.49 |  | --> | 0.19 | 0 | 0 | 0 | 0 | Constrained, otherwise capacity available =190 kW | --> | C22 ex BUSHFIELD | Bushfield [T41,T42] | ATHLONE |  | 53.462 | -7.8028
220682X | MV/LV Substation BA***682X |  | 20 kV | _ | LV | 400 kVA :Kiosk Substation | 0.4 | --> | 0.4 | 0.361 | 1.36 |  | --> | 0.38 | 0 | 0.004 | 0 | 0 | Constrained, otherwise capacity available =372 kW | --> | C12 ex CROSSMOLINA | Crossmolina [T41,T42] | MOY |  | 54.2779 | -9.3678
081034Z | MV/LV Substation MI***034Z |  | 10 kV | _ | LV | 200 kVA :Kiosk Substation | 0.2 | --> | 0.2 | 0 | 0 | Constrained, otherwise capacity available =116 kVA | --> | 0.19 | 0 | 0.006 | 0.174 | 0 |  | --> | C16 ex CLONDALKIN | Clondalkin [T41,T42,T44] | INCHICORE 220KV |  | 53.32 | -6.4217
2814338 | MV/LV Substation CU***4338 |  | 10 kV | _ | LV | 400 kVA :Building Structure | 0.4 | --> | 0.4 | 0 | 0 | Constrained, otherwise capacity available =287 kVA | --> | 0.38 | 0 | 0 | 0 | 0 | Constrained, otherwise capacity available =364 kW | --> | C15 ex CARRIGALINE | Carrigaline [T41,T42] | BARNAHELY |  | 51.8269 | -8.3935
015563Z | MV/LV Substation HA***563Z |  | 10 kV | _ | LV | 50 kVA :Pole Substation | 0.05 | --> | 0.05 | 0 | 0 | Constrained, otherwise capacity available =42 kVA | --> | 0.048 | 0 | 0 | 0 | 0 | Constrained, otherwise capacity available =46 kW | --> | C11 ex JOHNSTOWN | Johnstown [T41,T42] | KILTEEL |  | 53.2242 | -6.583
288240X | MV/LV Substation BE***240X |  | 10 kV | _ | LV | 1000 kVA :Building Structure | 1 | --> | 1 | 0.5 | 1.16 |  | --> | 0.95 | 0 | 0 | 0.5 | 0 |  | --> | C20 ex BREWERY ROAD | Brewery Road [T41,T42] | CARRICKMINES |  | 53.2773 | -6.2152
049809Y | MV/LV Substation MI***809Y |  | 20 kV | _ | LV | 100 kVA :Pole Substation | 0.1 | --> | 0.1 | 0.078 | 0.21 |  | --> | 0.095 | 0 | 0.005 | 0 | 0 | Constrained, otherwise capacity available =88 kW | --> | E12 ex LONGFORD | Longford [T421,T422] | RICHMOND |  | 53.8239 | -7.7633
495805 | MV/LV Substation PO***805 |  | 20 kV | _ | LV | 50 kVA :Pole Substation | 0.05 | --> | 0.05 | 0.041 | 1.5 |  | --> | 0.048 | 0 | 0 | 0.046 | 0 |  | --> | E17 ex ACHILL | Achill [T422] | CARROWBEG |  | 53.9725 | -10.1044
244598X | MV/LV Substation BA***598X |  | 20 kV | _ | LV | 200 kVA :Kiosk Substation | 0.2 | --> | 0.2 | 0 | 0 | Constrained, otherwise capacity available =154 kVA | --> | 0.19 | 0 | 0 | 0 | 0 | Constrained, otherwise capacity available =184 kW | --> | E16 ex MILLTOWN (SR) | Milltown (sr) [T421,T422] | OUGHTRAGH |  | 52.1108 | -9.7688
026710X | MV/LV Substation BA***710X |  | 10 kV | _ | LV | 50 kVA :Pole Substation | 0.05 | --> | 0.05 | 0 | 0 | Constrained, otherwise capacity available =42 kVA | --> | 0.048 | 0 | 0.029 | 0 | 0 | Constrained, otherwise capacity available =25 kW | --> | C17 ex KINSALE | Kinsale [T41,T42] | BANDON |  | 51.7637 | -8.6044
0664180 | MV/LV Substation GL***4180 |  | 20 kV | _ | LV | 400 kVA :Kiosk Substation | 0.4 | --> | 0.4 | 0 | 0 | Constrained, otherwise capacity available =361 kVA | --> | 0.38 | 0 | 0.007 | 0 | 0 | Constrained, otherwise capacity available =370 kW | --> | E11 ex GLASMORE | Glasmore [T421,T422] | GLASMORE |  | 53.4888 | -6.1453
064627 | MV/LV Substation SA***627 |  | 20 kV | _ | LV | 200 kVA :Pole Substation | 0.2 | --> | 0.2 | 0 | 0 | Constrained, otherwise capacity available =89 kVA | --> | 0.19 | 0 | 0 | 0 | 0 | Constrained, otherwise capacity available =184 kW | --> | E16 ex JULIANSTOWN | Julianstown [T421,T422] | DRYBRIDGE |  | 53.6525 | -6.2566
016131Z | MV/LV Substation BA***131Z |  | 10 kV | _ | LV | 200 kVA :Kiosk Substation | 0.2 | --> | 0.2 | 0 | 0 | Constrained, otherwise capacity available =134 kVA | --> | 0.19 | 0 | 0.01 | 0 | 0 | Constrained, otherwise capacity available =173 kW | --> | C28 ex MONEYCOOLEY | Moneycooley [T41,T42,T44] | GRIFFINRATH |  | 53.3663 | -6.5916
138169X | MV/LV Substation LA***169X |  | 10 kV | _ | LV | 50 kVA :Pole Substation | 0.05 | --> | 0.05 | 0.05 | 1.52 |  | --> | 0.048 | 0 | 0 | 0 | 0 | Constrained, otherwise capacity available =48 kW | --> | C18 ex SHERCOCK | Shercock [T41,T42] | MEATH HILL |  | 54.0019 | -6.9063
065355Z | MV/LV Substation CA***355Z |  | 10 kV | _ | LV | 400 kVA :Building Structure | 0.4 | --> | 0.4 | 0 | 0 | Constrained, otherwise capacity available =254 kVA | --> | 0.38 | 0 | 0 | 0.36 | 0 |  | --> | C22 ex STEPHENSTOWN | Stephenstown [T101,T102] | FINGLAS |  | 53.6133 | -6.207
034194 | MV/LV Substation KI***194 |  | 20 kV | _ | LV | 100 kVA :Pole Substation | 0.1 | --> | 0.1 | 0.097 | 0.57 |  | --> | 0.095 | 0 | 0 | 0 | 0 | Constrained, otherwise capacity available =95 kW | --> | E19 ex LAWLESSTOWN | Lawlesstown [T42,T421] | DOON |  | 52.4753 | -7.6924
0544479 | MV/LV Substation DR***4479 |  | 10 kV | _ | LV | 50 kVA :Pole Substation | 0.05 | --> | 0.05 | 0 | 0 | Constrained, otherwise capacity available =50 kVA | --> | 0.048 | 0 | 0 | 0 | 0 | Constrained, otherwise capacity available =48 kW | --> | E14 ex ABBEYLEIX | Abbeyleix [T422] | PORTLAOISE |  | 52.8846 | -7.3108
0214064 | MV/LV Substation CO***4064 |  | 20 kV | _ | LV | 200 kVA :Kiosk Substation | 0.2 | --> | 0.2 | 0 | 0 | Constrained, otherwise capacity available =113 kVA | --> | 0.19 | 0 | 0.076 | 0 | 0 | Constrained, otherwise capacity available =122 kW | --> | E21 ex CURRALEIGH | Curraleigh [T421,T422] | KILBARRY |  | 51.9663 | -8.6468
004279Y | MV/LV Substation ME***279Y |  | 10 kV | _ | LV | 200 kVA :Kiosk Substation | 0.2 | --> | 0.2 | 0.185 | 18.08 |  | --> | 0.19 | 0 | 0.005 | 0.184 | 0 |  | --> | C19 ex ARKLOW | Arklow [T101,T102] | ARKLOW |  | 52.807 | -6.1409
030648 | MV/LV Substation YO***648 |  | 10 kV | _ | LV | 100 kVA :Pole Substation | 0.1 | --> | 0.1 | 0 | 0 | Constrained, otherwise capacity available =32 kVA | --> | 0.095 | 0 | 0 | 0 | 0 | Constrained, otherwise capacity available =85 kW | --> | E19 ex FOXHOLE | Foxhole [T421,T422] | DUNGARVAN |  | 52.0063 | -7.9069
0554322 | MV/LV Substation AG***4322 |  | 10 kV | _ | LV | 50 kVA :Pole Substation | 0.05 | --> | 0.05 | 0 | 0 | Constrained, otherwise capacity available =45 kVA | --> | 0.048 | 0 | 0 | 0 | 0 | Constrained, otherwise capacity available =47 kW | --> | C17 ex ROSCREA | Roscrea [T41,T42] | IKERRIN |  | 52.912 | -7.8035
2064147 | MV/LV Substation RW***4147 |  | 20 kV | _ | LV | 400 kVA :Kiosk Substation | 0.4 | --> | 0.4 | 0.4 | 2.76 |  | --> | 0.38 | 0 | 0 | 0.38 | 0 |  | --> | E12 ex BANGOR ERRIS | Bangor Erris [T421] | BELLACORICK |  | 54.1278 | -9.7815
2384011 | MV/LV Substation GO***4011 |  | 20 kV | _ | LV | 50 kVA :Pole Substation | 0.05 | --> | 0.05 | 0 | 0 | Constrained, otherwise capacity available =49 kVA | --> | 0.048 | 0 | 0 | 0 | 0 | Constrained, otherwise capacity available =47 kW | --> | E18 ex BALLINROBE | Ballinrobe [T421,T422] | DALTON |  | 53.6597 | -9.3637
0664527 | MV/LV Substation FA***4527 |  | 20 kV | _ | LV | 50 kVA :Pole Substation | 0.05 | --> | 0.05 | 0 | 0 | Constrained, otherwise capacity available =50 kVA | --> | 0.048 | 0 | 0 | 0.048 | 0 |  | --> | C24 ex MACETOWN | Macetown [T101,T102] | MACETOWN |  | 53.4842 | -6.4699
065175Z | MV/LV Substation EH***175Z |  | 20 kV | _ | LV | 400 kVA :Kiosk Substation | 0.4 | --> | 0.4 | 0 | 0 | Constrained, otherwise capacity available =360 kVA | --> | 0.38 | 0 | 0 | 0 | 0 | Constrained, otherwise capacity available =374 kW | --> | C11 ex LOUGHSHINNY | Loughshinny [T41,T42] | GLASMORE |  | 53.5233 | -6.1583
003206 | MV/LV Substation CO***206 |  | 10 kV | _ | LV | 200 kVA :Pole Substation | 0.2 | --> | 0.2 | 0.198 | 11.58 |  | --> | 0.19 | 0 | 0 | 0 | 0 | Constrained, otherwise capacity available =190 kW | --> | C21 ex BALLYBEG | Ballybeg [T101,T102] | CARRICKMINES |  | 52.9932 | -6.0759
001038 | MV/LV Substation BR***038 |  | 10 kV | _ | LV | 400 kVA :Kiosk Substation | 0.4 | --> | 0.4 | 0 | 0 | Constrained, otherwise capacity available =272 kVA | --> | 0.38 | 0 | 0.046 | 0.328 | 0 |  | --> | C13 ex CARRICKMINES | Carrickmines [T41,T42] | CARRICKMINES |  | 53.2576 | -6.1684
066798X | MV/LV Substation BI***798X |  | 10 kV | _ | LV | 50 kVA :Pole Substation | 0.05 | --> | 0.05 | 0 | 0 | Constrained, otherwise capacity available =21 kVA | --> | 0.048 | 0 | 0.004 | 0 | 0 | Constrained, otherwise capacity available =40 kW | --> | E11 ex ASHBOURNE | Ashbourne [T421,T422] | FINGLAS |  | 53.4391 | -6.3314
156525X | MV/LV Substation BA***525X |  | 20 kV | _ | LV | 400 kVA :Kiosk Substation | 0.4 | --> | 0.4 | 0.341 | 2.47 |  | --> | 0.38 | 0 | 0 | 0 | 0 | Constrained, otherwise capacity available =372 kW | --> | E13 ex TELAYDON | Telaydon [T42,T421] | LISDRUM |  | 54.2683 | -7.0337
154229Z | MV/LV Substation LI***229Z |  | 10 kV | _ | LV | 400 kVA :Kiosk Substation | 0.4 | --> | 0.4 | 0 | 0 | Constrained, otherwise capacity available =274 kVA | --> | 0.38 | 0 | 0.024 | 0 | 0 | Constrained, otherwise capacity available =345 kW | --> | C14 ex COOLMINE | Coolmine [T41,T42] | FINGLAS |  | 53.3846 | -6.4045
066500X | MV/LV Substation LA***500X |  | 20 kV | _ | LV | 50 kVA :Pole Substation | 0.05 | --> | 0.05 | 0 | 0 | Constrained, otherwise capacity available =43 kVA | --> | 0.048 | 0 | 0 | 0 | 0 | Constrained, otherwise capacity available =46 kW | --> | E17 ex BALTRASNA | Baltrasna [T121,T122] | BALTRASNA |  | 53.5163 | -6.4925
365841X | MV/LV Substation SU***841X |  | 10 kV | _ | LV | 400 kVA :Kiosk Substation | 0.4 | --> | 0.4 | 0 | 0 | Constrained, otherwise capacity available =199 kVA | --> | 0.38 | 0 | 0.019 | 0.338 | 0 |  | --> | C12 ex FORTUNESTOWN | Fortunestown [T101,T102] | INCHICORE 220KV |  | 53.2844 | -6.4108
066155Y | MV/LV Substation BE***155Y |  | 20 kV | _ | LV | 400 kVA :Kiosk Substation | 0.4 | --> | 0.4 | 0 | 0 | Constrained, otherwise capacity available =282 kVA | --> | 0.38 | 0 | 0.03 | 0 | 0 | Constrained, otherwise capacity available =341 kW | --> | E15 ex BATTER LANE TEMPORARY | Batter Lane Temporary 38kv [T421] | GLASMORE |  | 53.4886 | -6.1597
066098Z | MV/LV Substation BR***098Z |  | 20 kV | _ | LV | 100 kVA :Pole Substation | 0.1 | --> | 0.1 | 0 | 0 | Constrained, otherwise capacity available =44 kVA | --> | 0.095 | 0 | 0.024 | 0 | 0 | Constrained, otherwise capacity available =69 kW | --> | E17 ex BALTRASNA | Baltrasna [T121,T122] | BALTRASNA |  | 53.5082 | -6.4777
078081X | MV/LV Substation KI***081X |  | 10 kV | _ | LV | 400 kVA :Kiosk Substation | 0.4 | --> | 0.4 | 0 | 0 | Constrained, otherwise capacity available =370 kVA | --> | 0.38 | 0 | 0 | 0 | 0 | Constrained, otherwise capacity available =376 kW | --> | C12 ex CHARLESTOWN | Charlestown [T41] | TONROE |  | 53.9621 | -8.7913
069322 | MV/LV Substation SH***322 |  | 10 kV | _ | LV | 630 kVA :Building Structure | 0.63 | --> | 0.63 | 0.463 | 9.28 |  | --> | 0.598 | 0 | 0 | 0.5 | 0 |  | --> | C05 ex PEMBROKE | Pembroke [T41,T42,T43,T44] | RINGSEND |  | 53.3354 | -6.2329
082879Y | MV/LV Substation CL***879Y |  | 10 kV | _ | LV | 400 kVA :Kiosk Substation | 0.4 | --> | 0.4 | 0.281 | 2.01 |  | --> | 0.38 | 0 | 0.016 | 0 | 0 | Constrained, otherwise capacity available =352 kW | --> | C12 ex ABBEYLAND | Abbeyland [T41,T42] | NAVAN |  | 53.6661 | -6.6903
013905 | MV/LV Substation TI***905 |  | 10 kV | _ | LV | 50 kVA :Pole Substation | 0.05 | --> | 0.05 | 0.038 | 0.12 |  | --> | 0.048 | 0 | 0.006 | 0.041 | 0 |  | --> | C23 ex ATHY | Athy [T101,T102] | ATHY |  | 52.9016 | -6.9931
116008 | MV/LV Substation QU***008 |  | 10 kV | _ | LV | 100 kVA :Pole Substation | 0.1 | --> | 0.1 | 0.063 | 7.32 |  | --> | 0.095 | 0 | 0.008 | 0.084 | 0 |  | --> | C11 ex CARROWBEG | Carrowbeg [T41,T42] | CARROWBEG |  | 53.7983 | -9.545
068084X | MV/LV Substation C.***084X |  | 10 kV | _ | LV | 630 kVA :Kiosk Substation | 0.63 | --> | 0.63 | 0.468 | 7.61 |  | --> | 0.598 | 0 | 0 | 0.5 | 0 |  | --> | C20 ex SHERIFF STREET | Sheriff Street [T41,T42] | FRANCIS STREET |  | 53.3505 | -6.246
405167 | MV/LV Substation WA***167 |  | 20 kV | _ | LV | 50 kVA :Pole Substation | 0.05 | --> | 0.05 | 0.037 | 3.03 |  | --> | 0.048 | 0 | 0 | 0 | 0 | Constrained, otherwise capacity available =46 kW | --> | E14 ex MOVILLE | Moville [T421,T422] | TRILLICK |  | 55.1806 | -7.1606
288059 | MV/LV Substation SW***059 |  | 10 kV | _ | LV | 400 kVA :Kiosk Substation | 0.4 | --> | 0.4 | 0 | 0 | Constrained, otherwise capacity available =326 kVA | --> | 0.38 | 0 | 0.023 | 0.353 | 0 |  | --> | C25 ex DUNDRUM | Dundrum [T41,T42] | BLACKROCK |  | 53.2898 | -6.2476
025180 | MV/LV Substation PO***180 |  | 10 kV | _ | LV | 50 kVA :Pole Substation | 0.05 | --> | 0.05 | 0 | 0 | Constrained, otherwise capacity available =48 kVA | --> | 0.048 | 0 | 0 | 0 | 0 | Constrained, otherwise capacity available =47 kW | --> | C12 ex KILMALLOCK | Kilmallock [T41,T42] | CHARLEVILLE |  | 52.3897 | -8.5809
064122Y | MV/LV Substation NE***122Y |  | 10 kV | _ | LV | 400 kVA :Kiosk Substation | 0.4 | --> | 0.4 | 0 | 0 | Constrained, otherwise capacity available =145 kVA | --> | 0.38 | 0 | 0 | 0 | 0 | Constrained, otherwise capacity available =344 kW | --> | C20 ex RATHMULLAN | Rathmullan [T41,T42] | DRYBRIDGE |  | 53.7026 | -6.3705
003120 | MV/LV Substation CO***120 |  | 10 kV | _ | LV | 50 kVA :Pole Substation | 0.05 | --> | 0.05 | 0 | 0 | Constrained, otherwise capacity available =1 kVA | --> | 0.048 | 0 | 0 | 0 | 0 | Constrained, otherwise capacity available =40 kW | --> | C16 ex RATHDRUM | Rathdrum [T42] | ARKLOW |  | 52.9279 | -6.2329
032229Y | MV/LV Substation CL***229Y |  | 10 kV | _ | LV | 400 kVA :Kiosk Substation | 0.4 | --> | 0.4 | 0 | 0 | Constrained, otherwise capacity available =322 kVA | --> | 0.38 | 0 | 0.045 | 0 | 0 | Constrained, otherwise capacity available =336 kW | --> | C18 ex TRAMORE | Tramore [T41,T42] | BUTLERSTOWN |  | 52.167 | -7.1672
116441X | MV/LV Substation MU***441X |  | 20 kV | _ | LV | 100 kVA :Pole Substation | 0.1 | --> | 0.1 | 0.094 | 8.1 |  | --> | 0.095 | 0 | 0 | 0 | 0 | Constrained, otherwise capacity available =94 kW | --> | E11 ex WESTPORT | Westport [T421,T422] | CASTLEBAR |  | 53.7792 | -9.6394
0144341 | MV/LV Substation JN***4341 |  | 10 kV | _ | LV | 100 kVA :Pole Substation | 0.1 | --> | 0.1 | 0 | 0 | Constrained, otherwise capacity available =78 kVA | --> | 0.095 | 0 | 0.024 | 0 | 0 | Constrained, otherwise capacity available =74 kW | --> | C18 ex KILDARE | Kildare [T41,T42] | NEWBRIDGE |  | 53.149 | -6.9192
012236Y | MV/LV Substation CA***236Y |  | 10 kV | _ | LV | 400 kVA :Kiosk Substation | 0.4 | --> | 0.4 | 0 | 0 | Constrained, otherwise capacity available =312 kVA | --> | 0.38 | 0 | 0.029 | 0 | 0 | Constrained, otherwise capacity available =346 kW | --> | C11 ex POLLERTON | Pollerton [T41,T42] | CARLOW |  | 52.8401 | -6.9103
049757Y | MV/LV Substation ST***757Y |  | 10 kV | _ | LV | 200 kVA :Kiosk Substation | 0.2 | --> | 0.2 | 0.175 | 0.21 |  | --> | 0.19 | 0 | 0.004 | 0 | 0 | Constrained, otherwise capacity available =184 kW | --> | E14 ex LONGFORD | Longford [T421,T422] | RICHMOND |  | 53.7342 | -7.801
005645X | MV/LV Substation GR***645X |  | 10 kV | _ | LV | 50 kVA :Pole Substation | 0.05 | --> | 0.05 | 0.019 | 3.03 |  | --> | 0.048 | 0 | 0 | 0 | 0 | Constrained, otherwise capacity available =43 kW | --> | C24 ex RAMSTOWN | Ramstown [T41,T42] | CRANE |  | 52.6754 | -6.3052
069150 | MV/LV Substation DE***150 |  | 10 kV | _ | LV | 1000 kVA :Building Structure | 1 | --> | 1 | 0.5 | 0.87 |  | --> | 0.95 | 0 | 0.106 | 0.5 | 0 |  | --> | C11 ex GARVILLE AVENUE | Garville Avenue [T42] | MILLTOWN (DR) |  | 53.3155 | -6.2907
405172 | MV/LV Substation ST***172 |  | 20 kV | _ | LV | 50 kVA :Pole Substation | 0.05 | --> | 0.05 | 0.022 | 3.03 |  | --> | 0.048 | 0 | 0 | 0 | 0 | Constrained, otherwise capacity available =44 kW | --> | E14 ex MOVILLE | Moville [T421,T422] | TRILLICK |  | 55.1512 | -7.1578
022291 | MV/LV Substation CA***291 |  | 10 kV | _ | LV | 50 kVA :Pole Substation | 0.05 | --> | 0.05 | 0.047 | 2.24 |  | --> | 0.048 | 0 | 0 | 0 | 0 | Constrained, otherwise capacity available =47 kW | --> | C19 ex CASTLETOWNROCHE | Castletownroche [T41] | MALLOW |  | 52.2431 | -8.4982
0544474 | MV/LV Substation AN***4474 |  | 10 kV | _ | LV | 630 kVA :Kiosk Substation | 0.63 | --> | 0.63 | 0 | 0 | Constrained, otherwise capacity available =630 kVA | --> | 0.598 | 0 | 0 | 0 | 0 | Constrained, otherwise capacity available =598 kW | --> | C20 ex PORTLAOISE | Portlaoise [T41,T42] | PORTLAOISE |  | 53.0315 | -7.2785
0334054 | MV/LV Substation KI***4054 |  | 10 kV | _ | LV | 50 kVA :Pole Substation | 0.05 | --> | 0.05 | 0 | 0 | Constrained, otherwise capacity available =41 kVA | --> | 0.048 | 0 | 0 | 0 | 0 | Constrained, otherwise capacity available =46 kW | --> | C18 ex BALLYHALE | Ballyhale [T42,T421] | KILKENNY |  | 52.4656 | -7.3278
014014Y | MV/LV Substation CO***014Y |  | 10 kV | _ | LV | 630 kVA :Building Structure | 0.63 | --> | 0.63 | 0 | 0 | Constrained, otherwise capacity available =420 kVA | --> | 0.598 | 0 | 0 | 0 | 0 | Constrained, otherwise capacity available =569 kW | --> | C11 ex ATHGARVAN | Athgarvan [T41,T44] | NEWBRIDGE |  | 53.1664 | -6.8053
0624158 | MV/LV Substation ST***4158 |  | 20 kV | _ | LV | 50 kVA :Pole Substation | 0.05 | --> | 0.05 | 0.006 | 4.25 |  | --> | 0.048 | 0 | 0 | 0 | 0 | Constrained, otherwise capacity available =41 kW | --> | E15 ex JENKINSTOWN | Jenkinstown [T421,T422] | DUNDALK |  | 54.0322 | -6.3806
008914Y | MV/LV Substation AR***914Y |  | 10 kV | _ | LV | 50 kVA :Pole Substation | 0.05 | --> | 0.05 | 0.043 | 0.2 |  | --> | 0.048 | 0 | 0 | 0 | 0 | Constrained, otherwise capacity available =46 kW | --> | E16 ex BEALISTOWN | Bealistown [T421,T422] | GREAT ISLAND |  | 52.2435 | -6.9491
069018 | MV/LV Substation WE***018 |  | 10 kV | _ | LV | 630 kVA :Kiosk Substation | 0.63 | --> | 0.63 | 0.351 | 7.75 |  | --> | 0.598 | 0 | 0 | 0.5 | 0 |  | --> | C15 ex MILLTOWN (DR) | Milltown (dr) [T101,T102] | POOLBEG |  | 53.3278 | -6.2436
015042 | MV/LV Substation SP***042 |  | 10 kV | _ | LV | 400 kVA :Kiosk Substation | 0.4 | --> | 0.4 | 0.336 | 12.6 |  | --> | 0.38 | 0 | 0.01 | 0.364 | 0 |  | --> | C12 ex MONREAD | Monread [T101,T102] | MONREAD |  | 53.2225 | -6.6612
068596 | MV/LV Substation BO***596 |  | 10 kV | _ | LV | 400 kVA :Kiosk Substation | 0.4 | --> | 0.4 | 0 | 0 | Constrained, otherwise capacity available =166 kVA | --> | 0.38 | 0 | 0.025 | 0.328 | 0 |  | --> | C12 ex GLASNEVIN | Glasnevin [T41] | FINGLAS |  | 53.3699 | -6.2639
1164015 | MV/LV Substation NO***4015 |  | 10 kV | _ | LV | 400 kVA :Building Structure | 0.4 | --> | 0.4 | 0.278 | 7.32 |  | --> | 0.38 | 0 | 0 | 0.363 | 0 |  | --> | C11 ex CARROWBEG | Carrowbeg [T41,T42] | CARROWBEG |  | 53.8023 | -9.5262
154166Z | MV/LV Substation LI***166Z |  | 10 kV | _ | LV | 400 kVA :Kiosk Substation | 0.4 | --> | 0.4 | 0 | 0 | Constrained, otherwise capacity available =328 kVA | --> | 0.38 | 0 | 0.021 | 0.354 | 0 |  | --> | C22 ex MACETOWN | Macetown [T101,T102] | MACETOWN |  | 53.3984 | -6.4393
015492X | MV/LV Substation OL***492X |  | 20 kV | _ | LV | 100 kVA :Pole Substation | 0.1 | --> | 0.1 | 0 | 0 | Constrained, otherwise capacity available =69 kVA | --> | 0.095 | 0 | 0 | 0 | 0 | Constrained, otherwise capacity available =91 kW | --> | E13 ex BLESSINGTON | Blessington [T421,T422] | KILTEEL |  | 53.1853 | -6.5299
066555Z | MV/LV Substation ST***555Z |  | 20 kV | _ | LV | 630 kVA :Kiosk Substation | 0.63 | --> | 0.63 | 0 | 0 | Constrained, otherwise capacity available =533 kVA | --> | 0.598 | 0 | 0.054 | 0 | 0 | Constrained, otherwise capacity available =545 kW | --> | E18 ex BALTRASNA | Baltrasna [T121,T122] | BALTRASNA |  | 53.51 | -6.4709
055754 | MV/LV Substation SH***754 |  | 20 kV | _ | LV | 200 kVA :Pole Substation | 0.2 | --> | 0.2 | 0 | 0 | Constrained, otherwise capacity available =88 kVA | --> | 0.19 | 0 | 0.007 | 0 | 0 | Constrained, otherwise capacity available =169 kW | --> | E22 ex ROSCREA | Roscrea [T41,T42] | IKERRIN |  | 52.9835 | -7.9259
036940 | MV/LV Substation MA***940 |  | 20 kV | _ | LV | 100 kVA :Pole Substation | 0.1 | --> | 0.1 | 0 | 0 | Constrained, otherwise capacity available =97 kVA | --> | 0.095 | 0 | 0 | 0 | 0 | Constrained, otherwise capacity available =95 kW | --> | E19 ex GARRANACANTY | Garranacanty [T421,T422] | TIPPERARY |  | 52.4525 | -8.0628
064058 | MV/LV Substation BE***058 |  | 20 kV | _ | LV | 100 kVA :Pole Substation | 0.1 | --> | 0.1 | 0 | 0 | Constrained, otherwise capacity available =12 kVA | --> | 0.095 | 0 | 0.015 | 0 | 0 | Constrained, otherwise capacity available =71 kW | --> | E16 ex JULIANSTOWN | Julianstown [T421,T422] | DRYBRIDGE |  | 53.7023 | -6.2474
243790 | MV/LV Substation CA***790 |  | 20 kV | _ | LV | 200 kVA :Pole Substation | 0.2 | --> | 0.2 | 0 | 0 | Constrained, otherwise capacity available =136 kVA | --> | 0.19 | 0 | 0.008 | 0 | 0 | Constrained, otherwise capacity available =175 kW | --> | E17 ex INCH | Inch [T421,T422] | OUGHTRAGH |  | 52.2213 | -9.9082
154468Z | MV/LV Substation WI***468Z |  | 10 kV | _ | LV | 400 kVA :Kiosk Substation | 0.4 | --> | 0.4 | 0 | 0 | Constrained, otherwise capacity available =338 kVA | --> | 0.38 | 0 | 0 | 0.371 | 0 |  | --> | C22 ex MACETOWN | Macetown [T101,T102] | MACETOWN |  | 53.3943 | -6.4404
207468X | MV/LV Substation TO***468X |  | 10 kV | _ | LV | 100 kVA :Pole Substation | 0.1 | --> | 0.1 | 0.038 | 3.38 |  | --> | 0.095 | 0 | 0.009 | 0 | 0 | Constrained, otherwise capacity available =80 kW | --> | C15 ex GLENGOOLE | Glengoole [T41] | THURLES |  | 52.7172 | -7.5818
025416X | MV/LV Substation CA***416X |  | 10 kV | _ | LV | 200 kVA :Pole Substation | 0.2 | --> | 0.2 | 0 | 0 | Constrained, otherwise capacity available =193 kVA | --> | 0.19 | 0 | 0 | 0 | 0 | Constrained, otherwise capacity available =189 kW | --> | C17 ex KILMALLOCK | Kilmallock [T41,T42] | CHARLEVILLE |  | 52.4017 | -8.5792
137254 | MV/LV Substation FE***254 |  | 10 kV | _ | LV | 50 kVA :Pole Substation | 0.05 | --> | 0.05 | 0.048 | 2 |  | --> | 0.048 | 0 | 0 | 0 | 0 | Constrained, otherwise capacity available =47 kW | --> | C12 ex CAUSEWAY | Causeway [T41,T42] | TRALEE |  | 52.4322 | -9.7548
154351Z | MV/LV Substation DU***351Z |  | 20 kV | _ | LV | 50 kVA :Pole Substation | 0.05 | --> | 0.05 | 0 | 0 | Constrained, otherwise capacity available =49 kVA | --> | 0.048 | 0 | 0 | 0 | 0 | Constrained, otherwise capacity available =47 kW | --> | C21 ex MONEYCOOLEY | Moneycooley [T41,T42,T44] | GRIFFINRATH |  | 53.3973 | -6.5535
082935X | MV/LV Substation BA***935X |  | 10 kV | _ | LV | 50 kVA :Pole Substation | 0.05 | --> | 0.05 | 0 | 0 | Constrained, otherwise capacity available =50 kVA | --> | 0.048 | 0 | 0 | 0 | 0 | Constrained, otherwise capacity available =47 kW | --> | C30 ex ACADEMY STREET | Academy Street [T421,T422,T44] | NAVAN |  | 53.6508 | -6.6553
288270X | MV/LV Substation LA***270X |  | 10 kV | _ | LV | 200 kVA :Pole Substation | 0.2 | --> | 0.2 | 0 | 0 | Constrained, otherwise capacity available =200 kVA | --> | 0.19 | 0 | 0 | 0.19 | 0 |  | --> | C13 ex CARRICKMINES | Carrickmines [T41,T42] | CARRICKMINES |  | 53.2496 | -6.1766
288038X | MV/LV Substation BA***038X |  | 10 kV | _ | LV | 630 kVA :Building Structure | 0.63 | --> | 0.63 | 0.455 | 1.16 |  | --> | 0.598 | 0 | 0.007 | 0.5 | 0 |  | --> | C17 ex BREWERY ROAD | Brewery Road [T41,T42] | CARRICKMINES |  | 53.2778 | -6.2125
0564223 | MV/LV Substation LA***4223 |  | 20 kV | _ | LV | 400 kVA :Kiosk Substation | 0.4 | --> | 0.4 | 0.4 | 1.26 |  | --> | 0.38 | 0 | 0 | 0 | 0 | Constrained, otherwise capacity available =380 kW | --> | E15 ex BALLYCROSSAUN | Ballycrossaun [T421,T422] | SOMERSET |  | 53.0556 | -8.2106
039768X | MV/LV Substation CR***768X |  | 10 kV | _ | LV | 200 kVA :Kiosk Substation | 0.2 | --> | 0.2 | 0.18 | 11.03 |  | --> | 0.19 | 0 | 0.012 | 0.178 | 0 |  | --> | C28 ex SALTHILL | Salthill [T101,T102] | SALTHILL |  | 53.2518 | -9.1586
127089 | MV/LV Substation BO***089 |  | 20 kV | _ | LV | 100 kVA :Pole Substation | 0.1 | --> | 0.1 | 0.084 | 5.89 |  | --> | 0.095 | 0 | 0 | 0 | 0 | Constrained, otherwise capacity available =93 kW | --> | C14 ex CASHEL | Cashel [T41,T42] | CAHIR |  | 52.5735 | -7.892
1174041 | MV/LV Substation MO***4041 |  | 10 kV | _ | LV | 50 kVA :Pole Substation | 0.05 | --> | 0.05 | 0 | 0 | Constrained, otherwise capacity available =50 kVA | --> | 0.048 | 0 | 0 | 0.048 | 0 |  | --> | E17 ex MANORHAMILTON | Manorhamilton [T422] | SLIGO |  | 54.2589 | -8.3022
1544078 | MV/LV Substation RO***4078 |  | 10 kV | _ | LV | 400 kVA :Kiosk Substation | 0.4 | --> | 0.4 | 0 | 0 | Constrained, otherwise capacity available =349 kVA | --> | 0.38 | 0 | 0 | 0.373 | 0 |  | --> | C20 ex COLLEGE PARK | College Park [T101,T102,T103] | COLLEGE PARK |  | 53.3947 | -6.3692
365003 | MV/LV Substation RO***003 |  | 10 kV | _ | LV | 400 kVA :Kiosk Substation | 0.4 | --> | 0.4 | 0 | 0 | Constrained, otherwise capacity available =364 kVA | --> | 0.38 | 0 | 0 | 0.375 | 0 |  | --> | C12 ex FORTUNESTOWN | Fortunestown [T101,T102] | INCHICORE 220KV |  | 53.2891 | -6.4018
042879X | MV/LV Substation BA***879X |  | 10 kV | _ | LV | 50 kVA :Pole Substation | 0.05 | --> | 0.05 | 0 | 0 | Constrained, otherwise capacity available =40 kVA | --> | 0.048 | 0 | 0.015 | 0 | 0 | Constrained, otherwise capacity available =35 kW | --> | C20 ex KNOCKAPHUNTA | Knockaphunta [T41,T42] | CASTLEBAR |  | 53.8492 | -9.27
180443X | MV/LV Substation CA***443X |  | 10 kV | _ | LV | 100 kVA :Pole Substation | 0.1 | --> | 0.1 | 0.064 | 3.27 |  | --> | 0.095 | 0 | 0 | 0 | 0 | Constrained, otherwise capacity available =90 kW | --> | C11 ex LLOYD | Lloyd [T41,T42] | NAVAN |  | 53.7495 | -6.9489
053548Y | MV/LV Substation TH***548Y |  | 10 kV | _ | LV | 50 kVA :Pole Substation | 0.05 | --> | 0.05 | 0 | 0 | Constrained, otherwise capacity available =33 kVA | --> | 0.048 | 0 | 0.003 | 0.043 | 0 |  | --> | C19 ex CLONMINCH | Clonminch [T41,T422] | THORNSBERRY |  | 53.2618 | -7.4871
026047Z | MV/LV Substation CA***047Z |  | 10 kV | _ | LV | 400 kVA :Kiosk Substation | 0.4 | --> | 0.4 | 0.248 | 8.66 |  | --> | 0.38 | 0 | 0 | 0 | 0 | Constrained, otherwise capacity available =359 kW | --> | C14 ex BANDON | Bandon [T101,T42] | BANDON |  | 51.752 | -8.7169
004139 | MV/LV Substation IN***139 |  | 10 kV | _ | LV | 50 kVA :Pole Substation | 0.05 | --> | 0.05 | 0 | 0 | Constrained, otherwise capacity available =40 kVA | --> | 0.048 | 0 | 0 | 0 | 0 | Constrained, otherwise capacity available =46 kW | --> | C23 ex TINAHASK | Tinahask [T41,T42] | ARKLOW |  | 52.7393 | -6.2386
039347 | MV/LV Substation CA***347 |  | 10 kV | _ | LV | 400 kVA :Kiosk Substation | 0.4 | --> | 0.4 | 0.253 | 11.03 |  | --> | 0.38 | 0 | 0.02 | 0.345 | 0 |  | --> | C24 ex SALTHILL | Salthill [T101,T102] | SALTHILL |  | 53.2595 | -9.1019
003014 | MV/LV Substation CL***014 |  | 10 kV | _ | LV | 200 kVA :Pole Substation | 0.2 | --> | 0.2 | 0.184 | 11.58 |  | --> | 0.19 | 0 | 0 | 0 | 0 | Constrained, otherwise capacity available =188 kW | --> | C18 ex BALLYBEG | Ballybeg [T101,T102] | CARRICKMINES |  | 52.9565 | -6.1657
041638 | MV/LV Substation LO***638 |  | 20 kV | _ | LV | 50 kVA :Pole Substation | 0.05 | --> | 0.05 | 0 | 0 | Constrained, otherwise capacity available =44 kVA | --> | 0.048 | 0 | 0 | 0 | 0 | Constrained, otherwise capacity available =47 kW | --> | E14 ex DALTON | Dalton [T421,T422] | DALTON |  | 53.7483 | -8.9385
363700 | MV/LV Substation LI***700 |  | 20 kV | _ | LV | 400 kVA :Kiosk Substation | 0.4 | --> | 0.4 | 0.333 | 3.25 |  | --> | 0.38 | 0 | 0.01 | 0 | 0 | Constrained, otherwise capacity available =363 kW | --> | E15 ex BALLYBUNION | Ballybunion [T421,T422] | TRIEN |  | 52.5104 | -9.666
1114166 | MV/LV Substation DR***4166 |  | 20 kV | _ | LV | 50 kVA :Pole Substation | 0.05 | --> | 0.05 | 0.05 | 0.94 |  | --> | 0.048 | 0 | 0 | 0 | 0 | Constrained, otherwise capacity available =47 kW | --> | E15 ex CASTLETOWNBERE | Castletownbere [T421] | BALLYLICKY |  | 51.6463 | -9.9254
0014099 | MV/LV Substation PR***4099 |  | 10 kV | _ | LV | 400 kVA :Kiosk Substation | 0.4 | --> | 0.4 | 0.358 | 1.55 |  | --> | 0.38 | 0 | 0.02 | 0.36 | 0 |  | --> | C11 ex MONKSTOWN | Monkstown [T41,T42] | BLACKROCK |  | 53.2919 | -6.1764
154223Z | MV/LV Substation BL***223Z |  | 10 kV | _ | LV | 200 kVA :Kiosk Substation | 0.2 | --> | 0.2 | 0 | 0 | Constrained, otherwise capacity available =143 kVA | --> | 0.19 | 0 | 0.031 | 0.159 | 0 |  | --> | C22 ex MACETOWN | Macetown [T101,T102] | MACETOWN |  | 53.397 | -6.4429
252943 | MV/LV Substation AR***943 |  | 10 kV | _ | LV | 50 kVA :Pole Substation | 0.05 | --> | 0.05 | 0.041 | 1.32 |  | --> | 0.048 | 0 | 0 | 0.046 | 0 |  | --> | C15 ex CLIFDEN | Clifden [T41,T42] | SCREEB |  | 53.4687 | -10.0173
001772 | MV/LV Substation HA***772 |  | 10 kV | _ | LV | 200 kVA :Kiosk Substation | 0.2 | --> | 0.2 | 0.146 | 0.86 |  | --> | 0.19 | 0 | 0.009 | 0.176 | 0 |  | --> | C19 ex BELFIELD | Belfield [T41,T42] | BLACKROCK |  | 53.3019 | -6.2224
011434 | MV/LV Substation SP***434 |  | 10 kV | _ | LV | 50 kVA :Pole Substation | 0.05 | --> | 0.05 | 0 | 0 | Constrained, otherwise capacity available =26 kVA | --> | 0.048 | 0 | 0.028 | 0 | 0 | Constrained, otherwise capacity available =23 kW | --> | C17 ex ROSEHILL | Rosehill [T41,T42] | KILKENNY |  | 52.6339 | -7.2497
066052Z | MV/LV Substation HA***052Z |  | 20 kV | _ | LV | 100 kVA :Pole Substation | 0.1 | --> | 0.1 | 0 | 0 | Constrained, otherwise capacity available =99 kVA | --> | 0.095 | 0 | 0 | 0 | 0 | Constrained, otherwise capacity available =95 kW | --> | E12 ex ASHBOURNE | Ashbourne [T421,T422] | FINGLAS |  | 53.4985 | -6.4115
250784 | MV/LV Substation PO***784 |  | 20 kV | _ | LV | 200 kVA :Kiosk Substation | 0.2 | --> | 0.2 | 0.169 | 1.26 |  | --> | 0.19 | 0 | 0 | 0 | 0 | Constrained, otherwise capacity available =186 kW | --> | E16 ex BALLYCROSSAUN | Ballycrossaun [T421,T422] | SOMERSET |  | 53.0867 | -8.2202
069343 | MV/LV Substation EA***343 |  | 10 kV | _ | LV | 630 kVA :Kiosk Substation | 0.63 | --> | 0.63 | 0.432 | 0.87 |  | --> | 0.598 | 0 | 0.077 | 0.5 | 0 |  | --> | C11 ex GARVILLE AVENUE | Garville Avenue [T42] | MILLTOWN (DR) |  | 53.3127 | -6.2878
233058X | MV/LV Substation KN***058X |  | 10 kV | _ | LV | 100 kVA :Pole Substation | 0.1 | --> | 0.1 | 0 | 0 | Constrained, otherwise capacity available =87 kVA | --> | 0.095 | 0 | 0 | 0 | 0 | Constrained, otherwise capacity available =93 kW | --> | C18 ex CASTLEISLAND | Castleisland [T41,T42] | TRALEE |  | 52.2414 | -9.5084
136894Y | MV/LV Substation GA***894Y |  | 10 kV | _ | LV | 50 kVA :Pole Substation | 0.05 | --> | 0.05 | 0 | 0 | Constrained, otherwise capacity available =48 kVA | --> | 0.048 | 0 | 0 | 0 | 0 | Constrained, otherwise capacity available =47 kW | --> | E15 ex GLENAMADDY | Glenamaddy [T422] | ATHLONE |  | 53.6144 | -8.4603
019749 | MV/LV Substation WI***749 |  | 10 kV | _ | LV | 630 kVA :Building Structure | 0.63 | --> | 0.63 | 0.5 | 2.18 |  | --> | 0.598 | 0 | 0 | 0 | 0 | Constrained, otherwise capacity available =597 kW | --> | C18 ex BALLYRICKARD | Ballyrickard [T41,T42] | TRALEE |  | 52.2851 | -9.7079
067946Y | MV/LV Substation GL***946Y |  | 10 kV | _ | LV | 630 kVA :Kiosk Substation | 0.63 | --> | 0.63 | 0 | 0 | Constrained, otherwise capacity available =477 kVA | --> | 0.598 | 0 | 0.03 | 0 | 0 | Constrained, otherwise capacity available =555 kW | --> | C21 ex CASTLETROY | Castletroy [T41,T42] | ARDNACRUSHA |  | 52.655 | -8.5636
062895Y | MV/LV Substation PL***895Y |  | 20 kV | _ | LV | 50 kVA :Pole Substation | 0.05 | --> | 0.05 | 0.05 | 4.25 |  | --> | 0.048 | 0 | 0 | 0 | 0 | Constrained, otherwise capacity available =48 kW | --> | E15 ex JENKINSTOWN | Jenkinstown [T421,T422] | DUNDALK |  | 54.0659 | -6.3509
253768Y | MV/LV Substation BA***768Y |  | 20 kV | _ | LV | 150 kVA :Pole Substation | 0.15 | --> | 0.15 | 0 | 0 | Constrained, otherwise capacity available =146 kVA | --> | 0.142 | 0 | 0 | 0 | 0 | Constrained, otherwise capacity available =142 kW | --> | E15 ex GLENAMADDY | Glenamaddy [T422] | ATHLONE |  | 53.5988 | -8.495
059252Y | MV/LV Substation KI***252Y |  | 10 kV | _ | LV | 400 kVA :Kiosk Substation | 0.4 | --> | 0.4 | 0 | 0 | Constrained, otherwise capacity available =359 kVA | --> | 0.38 | 0 | 0.005 | 0 | 0 | Constrained, otherwise capacity available =371 kW | --> | C15 ex DERRYCRAMPH | Derrycramph [T41,T42] | SHANKILL |  | 53.9856 | -7.367
078025X | MV/LV Substation SA***025X |  | 10 kV | _ | LV | 400 kVA :Kiosk Substation | 0.4 | --> | 0.4 | 0 | 0 | Constrained, otherwise capacity available =368 kVA | --> | 0.38 | 0 | 0.006 | 0 | 0 | Constrained, otherwise capacity available =371 kW | --> | C11 ex CHARLESTOWN | Charlestown [T41] | TONROE |  | 53.9591 | -8.8084
288774 | MV/LV Substation BA***774 |  | 10 kV | _ | LV | 100 kVA :Pole Substation | 0.1 | --> | 0.1 | 0.041 | 0.04 | Constrained, otherwise capacity available =60 kVA | --> | 0.095 | 0 | 0.015 | 0.078 | 0 |  | --> | C21 ex LITTLE BRAY | Little Bray [T41,T42] | FASSAROE |  | 53.2048 | -6.1644
120748 | MV/LV Substation BE***748 |  | 20 kV | _ | LV | 630 kVA :Building Structure | 0.63 | --> | 0.63 | 0.124 | 3.5 |  | --> | 0.598 | 0 | 0 | 0 | 0 | Constrained, otherwise capacity available =526 kW | --> | E11 ex DUNFIRTH | Dunfirth [T122] | DUNFIRTH |  | 53.3955 | -6.9474
009551Y | MV/LV Substation MA***551Y |  | 10 kV | _ | LV | 630 kVA :Building Structure | 0.63 | --> | 0.63 | 0.5 | 3.82 |  | --> | 0.598 | 0 | 0 | 0 | 0 | Constrained, otherwise capacity available =595 kW | --> | C13 ex WATERFORD | Waterford [T41,T42] | WATERFORD |  | 52.2637 | -7.1197
018411 | MV/LV Substation PU***411 |  | 20 kV | _ | LV | 50 kVA :Pole Substation | 0.05 | --> | 0.05 | 0.009 | 3.75 |  | --> | 0.048 | 0 | 0 | 0 | 0 | Constrained, otherwise capacity available =42 kW | --> | C18 ex SMEARLA | Smearla [T41,T42] | TRIEN |  | 52.3562 | -9.4748
150538 | MV/LV Substation MC***538 |  | 20 kV | _ | LV | 1000 kVA :Building Structure | 1 | --> | 1 | 0.5 | 3.96 |  | --> | 0.95 | 0 | 0.02 | 0 | 0 | Constrained, otherwise capacity available =885 kW | --> | E21 ex STRANORLAR | Stranorlar [T421,T422] | LETTERKENNY |  | 54.7994 | -7.7801
007950X | MV/LV Substation CI***950X |  | 10 kV | _ | LV | 630 kVA :Kiosk Substation | 0.63 | --> | 0.63 | 0 | 0 | Constrained, otherwise capacity available =444 kVA | --> | 0.598 | 0 | 0 | 0 | 0 | Constrained, otherwise capacity available =572 kW | --> | C14 ex MULGANNON | Mulgannon [T41,T42] | WEXFORD |  | 52.3372 | -6.4601
067242Y | MV/LV Substation S.***242Y |  | 20 kV | _ | LV | 400 kVA :Building Structure | 0.4 | --> | 0.4 | 0 | 0 | Constrained, otherwise capacity available =173 kVA | --> | 0.38 | 0 | 0 | 0 | 0 | Constrained, otherwise capacity available =348 kW | --> | E12 ex DRUMLINE | Drumline [T421,T422] | DRUMLINE |  | 52.7206 | -8.8622
144386X | MV/LV Substation BA***386X |  | 10 kV | _ | LV | 50 kVA :Pole Substation | 0.05 | --> | 0.05 | 0.049 | 2.78 |  | --> | 0.048 | 0 | 0 | 0 | 0 | Constrained, otherwise capacity available =47 kW | --> | E16 ex BALLYRAGGET | Ballyragget [T421,T422] | BALLYRAGGET |  | 52.8189 | -7.3298
0664264 | MV/LV Substation BA***4264 |  | 20 kV | _ | LV | 50 kVA :Pole Substation | 0.05 | --> | 0.05 | 0 | 0 | Constrained, otherwise capacity available =39 kVA | --> | 0.048 | 0 | 0 | 0 | 0 | Constrained, otherwise capacity available =46 kW | --> | E11 ex GLASMORE | Glasmore [T421,T422] | GLASMORE |  | 53.4886 | -6.1347
015915X | MV/LV Substation TH***915X |  | 10 kV | _ | LV | 200 kVA :Pole Substation | 0.2 | --> | 0.2 | 0 | 0 | Constrained, otherwise capacity available =161 kVA | --> | 0.19 | 0 | 0 | 0 | 0 | Constrained, otherwise capacity available =185 kW | --> | E18 ex BLESSINGTON | Blessington [T421,T422] | KILTEEL |  | 53.2046 | -6.4
160590X | MV/LV Substation DE***590X |  | 10 kV | _ | LV | 50 kVA :Pole Substation | 0.05 | --> | 0.05 | 0 | 0 | Constrained, otherwise capacity available =48 kVA | --> | 0.048 | 0 | 0 | 0 | 0 | Constrained, otherwise capacity available =47 kW | --> | C16 ex PORTARLINGTON | Portarlington [T41,T42] | PORTLAOISE |  | 53.1479 | -7.1977
066669Z | MV/LV Substation AS***669Z |  | 20 kV | _ | LV | 400 kVA :Kiosk Substation | 0.4 | --> | 0.4 | 0 | 0 | Constrained, otherwise capacity available =328 kVA | --> | 0.38 | 0 | 0.013 | 0 | 0 | Constrained, otherwise capacity available =360 kW | --> | E16 ex ASHBOURNE | Ashbourne [T421,T422] | FINGLAS |  | 53.513 | -6.3948
001859 | MV/LV Substation ME***859 |  | 10 kV | _ | LV | 400 kVA :Kiosk Substation | 0.4 | --> | 0.4 | 0.321 | 1.16 |  | --> | 0.38 | 0 | 0 | 0.369 | 0 |  | --> | C21 ex MOUNT MERRION | Mount Merrion [T41,T42] | CARRICKMINES |  | 53.3044 | -6.2038
081575Y | MV/LV Substation WI***575Y |  | 10 kV | _ | LV | 200 kVA :Kiosk Substation | 0.2 | --> | 0.2 | 0 | 0 | Constrained, otherwise capacity available =136 kVA | --> | 0.19 | 0 | 0.033 | 0 | 0 | Constrained, otherwise capacity available =156 kW | --> | C17 ex CELBRIDGE | Celbridge [T41,T42] | GRIFFINRATH |  | 53.3469 | -6.547
255398 | MV/LV Substation WA***398 |  | 20 kV | _ | LV | 200 kVA :Pole Substation | 0.2 | --> | 0.2 | 0 | 0 | Constrained, otherwise capacity available =177 kVA | --> | 0.19 | 0 | 0 | 0 | 0 | Constrained, otherwise capacity available =187 kW | --> | E20 ex KILLYBEGS | Killybegs [T422] | BINBANE |  | 54.6487 | -8.4491
025778 | MV/LV Substation BA***778 |  | 20 kV | _ | LV | 100 kVA :Pole Substation | 0.1 | --> | 0.1 | 0.095 | 6.21 |  | --> | 0.095 | 0 | 0.005 | 0 | 0 | Constrained, otherwise capacity available =91 kW | --> | E28 ex MILFORD (MWR) | Milford (mwr) [T422] | CHARLEVILLE |  | 52.3979 | -8.7792
034389 | MV/LV Substation CA***389 |  | 10 kV | _ | LV | 400 kVA :Kiosk Substation | 0.4 | --> | 0.4 | 0.35 | 0.95 |  | --> | 0.38 | 0 | 0.003 | 0 | 0 | Constrained, otherwise capacity available =371 kW | --> | C15 ex SPA ROAD | Spa Road [T41,T42] | DOON |  | 52.3476 | -7.7094
151011 | MV/LV Substation HO***011 |  | 10 kV | _ | LV | 100 kVA :Pole Substation | 0.1 | --> | 0.1 | 0 | 0 | Constrained, otherwise capacity available =80 kVA | --> | 0.095 | 0 | 0.005 | 0.088 | 0 |  | --> | C12 ex BRUFF | Bruff [T42,T421] | LIMERICK |  | 52.4776 | -8.4315
265830 | MV/LV Substation PA***830 |  | 20 kV | _ | LV | 50 kVA :Pole Substation | 0.05 | --> | 0.05 | 0.037 | 2.56 |  | --> | 0.048 | 0 | 0.008 | 0.04 | 0 |  | --> | C18 ex KILLESHANDRA | Killeshandra [T41,T42] | GORTAWEE |  | 54.0075 | -7.5228
1374051 | MV/LV Substation BA***4051 |  | 10 kV | _ | LV | 50 kVA :Pole Substation | 0.05 | --> | 0.05 | 0.05 | 2 |  | --> | 0.048 | 0 | 0 | 0 | 0 | Constrained, otherwise capacity available =48 kW | --> | C15 ex CAUSEWAY | Causeway [T41,T42] | TRALEE |  | 52.3577 | -9.7922
039228X | MV/LV Substation BA***228X |  | 10 kV | _ | LV | 400 kVA :Building Structure | 0.4 | --> | 0.4 | 0 | 0 | Constrained, otherwise capacity available =380 kVA | --> | 0.38 | 0 | 0 | 0.377 | 0 |  | --> | C17 ex GALWAY 110KV | Galway 110kv [T102,T103] | GALWAY 110KV |  | 53.2943 | -9.0097
009953 | MV/LV Substation LA***953 |  | 10 kV | _ | LV | 200 kVA :Kiosk Substation | 0.2 | --> | 0.2 | 0 | 0 | Constrained, otherwise capacity available =131 kVA | --> | 0.19 | 0 | 0.008 | 0 | 0 | Constrained, otherwise capacity available =174 kW | --> | C21 ex WATERFORD IND EST | Waterford Ind Est [T41,T42,T44] | BUTLERSTOWN |  | 52.2399 | -7.1306
0514200 | MV/LV Substation LE***4200 |  | 20 kV | _ | LV | 50 kVA :Pole Substation | 0.05 | --> | 0.05 | 0.05 | 4.61 |  | --> | 0.048 | 0 | 0 | 0 | 0 | Constrained, otherwise capacity available =48 kW | --> | E12 ex LUMCLOON | Lumcloon [T421,T422] | DALLOW |  | 53.2974 | -7.7516
039074 | MV/LV Substation BR***074 |  | 10 kV | _ | LV | 1000 kVA :Building Structure | 1 | --> | 1 | 0 | 0 | Constrained, otherwise capacity available =535 kVA | --> | 0.95 | 0 | 0 | 0.5 | 0 |  | --> | C22 ex GALWAY 110KV | Galway 110kv [T102,T103] | GALWAY 110KV |  | 53.2896 | -9.0033
156029Z | MV/LV Substation CA***029Z |  | 20 kV | _ | LV | 50 kVA :Pole Substation | 0.05 | --> | 0.05 | 0.05 | 2.1 |  | --> | 0.048 | 0 | 0 | 0 | 0 | Constrained, otherwise capacity available =48 kW | --> | E16 ex LISDRUM | Lisdrum [T422] | LISDRUM |  | 54.2638 | -6.849
184299X | MV/LV Substation CO***299X |  | 10 kV | _ | LV | 100 kVA :Pole Substation | 0.1 | --> | 0.1 | 0.077 | 3.38 |  | --> | 0.095 | 0 | 0 | 0 | 0 | Constrained, otherwise capacity available =92 kW | --> | C20 ex CASTLEBLAYNEY | Castleblayney [T41,T42] | DUNDALK |  | 54.1128 | -6.7338
005547 | MV/LV Substation MI***547 |  | 20 kV | _ | LV | 100 kVA :Pole Substation | 0.1 | --> | 0.1 | 0.084 | 17.8 |  | --> | 0.095 | 0 | 0.005 | 0.089 | 0 |  | --> | E13 ex BANOGE | Banoge [T121,T122] | BANOGE |  | 52.6298 | -6.2317
0664123 | MV/LV Substation US***4123 |  | 10 kV | _ | LV | 400 kVA :Kiosk Substation | 0.4 | --> | 0.4 | 0 | 0 | Constrained, otherwise capacity available =240 kVA | --> | 0.38 | 0 | 0.136 | 0 | 0 | Constrained, otherwise capacity available =257 kW | --> | C14 ex SWORDS | Swords [T41,T42] | GLASMORE |  | 53.4532 | -6.262
153263X | MV/LV Substation NE***263X |  | 20 kV | _ | LV | 50 kVA :Pole Substation | 0.05 | --> | 0.05 | 0 | 0 | Constrained, otherwise capacity available =50 kVA | --> | 0.048 | 0 | 0 | 0 | 0 | Constrained, otherwise capacity available =47 kW | --> | E11 ex BIRDHILL | Birdhill [T421,T422] | ARDNACRUSHA |  | 52.7275 | -8.4146
089058 | MV/LV Substation CA***058 |  | 10 kV | _ | LV | 200 kVA :Pole Substation | 0.2 | --> | 0.2 | 0.17 | 2.33 |  | --> | 0.19 | 0 | 0.013 | 0 | 0 | Constrained, otherwise capacity available =176 kW | --> | E18 ex MOY | Moy [T421,T422] | MOY |  | 54.1186 | -9.1515
075948X | MV/LV Substation MO***948X |  | 20 kV | _ | LV | 400 kVA :Kiosk Substation | 0.4 | --> | 0.4 | 0.349 | 4.38 |  | --> | 0.38 | 0 | 0.011 | 0.365 | 0 |  | --> | E18 ex CRANE | Crane [T122] | CRANE |  | 52.5167 | -6.2557
293235Y | MV/LV Substation TU***235Y |  | 20 kV | _ | LV | 400 kVA :Kiosk Substation | 0.4 | --> | 0.4 | 0.289 | 0.43 |  | --> | 0.38 | 0 | 0.011 | 0 | 0 | Constrained, otherwise capacity available =356 kW | --> | E15 ex TULLOW | Tullow [T421,T422] | CARLOW |  | 52.8016 | -6.7362
036041 | MV/LV Substation ES***041 |  | 10 kV | _ | LV | 400 kVA :Kiosk Substation | 0.4 | --> | 0.4 | 0 | 0 | Constrained, otherwise capacity available =315 kVA | --> | 0.38 | 0 | 0.017 | 0 | 0 | Constrained, otherwise capacity available =356 kW | --> | E16 ex GARRANACANTY | Garranacanty [T421,T422] | TIPPERARY |  | 52.4717 | -8.1562
093380Z | MV/LV Substation SW***380Z |  | 10 kV | _ | LV | 200 kVA :Kiosk Substation | 0.2 | --> | 0.2 | 0 | 0 | Constrained, otherwise capacity available =169 kVA | --> | 0.19 | 0 | 0 | 0.186 | 0 |  | --> | C12 ex GRANGE (DR) | Grange (dr) [T41,T42] | GRANGE (DR) |  | 53.3994 | -6.1459
009426Y | MV/LV Substation TE***426Y |  | 10 kV | _ | LV | 400 kVA :Kiosk Substation | 0.4 | --> | 0.4 | 0 | 0 | Constrained, otherwise capacity available =335 kVA | --> | 0.38 | 0 | 0 | 0 | 0 | Constrained, otherwise capacity available =371 kW | --> | C21 ex WATERFORD IND EST | Waterford Ind Est [T41,T42,T44] | BUTLERSTOWN |  | 52.2393 | -7.1357
021756Z | MV/LV Substation B/***756Z |  | 10 kV | _ | LV | 630 kVA :Building Structure | 0.63 | --> | 0.63 | 0 | 0 | Constrained, otherwise capacity available =580 kVA | --> | 0.598 | 0 | 0.006 | 0.5 | 0 |  | --> | C15 ex RIVERSTOWN | Riverstown [T41,T42] | KILBARRY |  | 51.9322 | -8.37
011584Z | MV/LV Substation RO***584Z |  | 10 kV | _ | LV | 400 kVA :Kiosk Substation | 0.4 | --> | 0.4 | 0 | 0 | Constrained, otherwise capacity available =368 kVA | --> | 0.38 | 0 | 0 | 0 | 0 | Constrained, otherwise capacity available =376 kW | --> | C11 ex ROSEHILL | Rosehill [T41,T42] | KILKENNY |  | 52.6473 | -7.2668
136520 | MV/LV Substation LO***520 |  | 10 kV | _ | LV | 200 kVA :Pole Substation | 0.2 | --> | 0.2 | 0 | 0 | Constrained, otherwise capacity available =159 kVA | --> | 0.19 | 0 | 0.011 | 0 | 0 | Constrained, otherwise capacity available =176 kW | --> | C12 ex AGHAMORE | Aghamore [T41,T42] | LANESBORO |  | 53.6782 | -8.0026
254599 | MV/LV Substation CU***599 |  | 10 kV | _ | LV | 200 kVA :Kiosk Substation | 0.2 | --> | 0.2 | 0 | 0 | Constrained, otherwise capacity available =177 kVA | --> | 0.19 | 0 | 0.024 | 0 | 0 | Constrained, otherwise capacity available =169 kW | --> | C18 ex HEADFORD | Headford [T41,T42] | CLOON |  | 53.4709 | -9.1124
026262Z | MV/LV Substation BL***262Z |  | 10 kV | _ | LV | 400 kVA :Kiosk Substation | 0.4 | --> | 0.4 | 0 | 0 | Constrained, otherwise capacity available =371 kVA | --> | 0.38 | 0 | 0.013 | 0 | 0 | Constrained, otherwise capacity available =366 kW | --> | C16 ex KINSALE | Kinsale [T41,T42] | BANDON |  | 51.7112 | -8.5298
293023Z | MV/LV Substation KN***023Z |  | 20 kV | _ | LV | 50 kVA :Pole Substation | 0.05 | --> | 0.05 | 0 | 0 | Constrained, otherwise capacity available =48 kVA | --> | 0.048 | 0 | 0 | 0 | 0 | Constrained, otherwise capacity available =47 kW | --> | E13 ex BALTINGLASS | Baltinglass [T421,T422] | STRATFORD |  | 52.911 | -6.768
052600 | MV/LV Substation C ***600 |  | 20 kV | _ | LV | 400 kVA :Building Structure | 0.4 | --> | 0.4 | 0.343 | 1.25 |  | --> | 0.38 | 0 | 0 | 0 | 0 | Constrained, otherwise capacity available =372 kW | --> | C16 ex LOUGHANALLA | Loughanalla [T41,T42] | MULLINGAR |  | 53.6792 | -7.2935
154242Z | MV/LV Substation RO***242Z |  | 10 kV | _ | LV | 1000 kVA :Building Structure | 1 | --> | 1 | 0 | 0 | Constrained, otherwise capacity available =930 kVA | --> | 0.95 | 0 | 0 | 0 | 0 | Constrained, otherwise capacity available =940 kW | --> | C17 ex BALLYCOOLIN | Ballycoolin [T41,T42,T43] | FINGLAS |  | 53.3995 | -6.3476
0074014 | MV/LV Substation DU***4014 |  | 20 kV | _ | LV | 200 kVA :Kiosk Substation | 0.2 | --> | 0.2 | 0.143 | 0.14 | Constrained, otherwise capacity available =158 kVA | --> | 0.19 | 0 | 0 | 0 | 0 | Constrained, otherwise capacity available =184 kW | --> | C12 ex CARRIGLAWN | Carriglawn [T41,T42] | WEXFORD |  | 52.3713 | -6.4498
2104255 | MV/LV Substation TO***4255 |  | 20 kV | _ | LV | 50 kVA :Pole Substation | 0.05 | --> | 0.05 | 0 | 0 | Constrained, otherwise capacity available =50 kVA | --> | 0.048 | 0 | 0 | 0 | 0 | Constrained, otherwise capacity available =48 kW | --> | C17 ex CARRICKMACROSS | Carrickmacross [T41,T42] | MEATH HILL |  | 53.9673 | -6.5689
0534173 | MV/LV Substation DE***4173 |  | 10 kV | _ | LV | 50 kVA :Pole Substation | 0.05 | --> | 0.05 | 0 | 0 | Constrained, otherwise capacity available =45 kVA | --> | 0.048 | 0 | 0.025 | 0.028 | 0 |  | --> | C21 ex CLONMINCH | Clonminch [T41,T422] | THORNSBERRY |  | 53.2438 | -7.4835
2814449 | MV/LV Substation WA***4449 |  | 10 kV | _ | LV | 630 kVA :Kiosk Substation | 0.63 | --> | 0.63 | 0 | 0 | Constrained, otherwise capacity available =602 kVA | --> | 0.598 | 0 | 0.012 | 0.5 | 0 |  | --> | C24 ex BISHOPSTOWN | Bishopstown [T41,T42] | KILBARRY |  | 51.8706 | -8.5347
021686 | MV/LV Substation PO***686 |  | 10 kV | _ | LV | 100 kVA :Pole Substation | 0.1 | --> | 0.1 | 0 | 0 | Constrained, otherwise capacity available =61 kVA | --> | 0.095 | 0 | 0.003 | 0.087 | 0 |  | --> | C12 ex RIVERSTOWN | Riverstown [T41,T42] | KILBARRY |  | 51.9286 | -8.397
160923 | MV/LV Substation BI***923 |  | 20 kV | _ | LV | 50 kVA :Pole Substation | 0.05 | --> | 0.05 | 0 | 0 | Constrained, otherwise capacity available =40 kVA | --> | 0.048 | 0 | 0 | 0 | 0 | Constrained, otherwise capacity available =46 kW | --> | C11 ex MOUNTMELLICK | Mountmellick [T41,T42] | PORTLAOISE |  | 53.1428 | -7.4519
041007Y | MV/LV Substation SE***007Y |  | 10 kV | _ | LV | 50 kVA :Pole Substation | 0.05 | --> | 0.05 | 0 | 0 | Constrained, otherwise capacity available =44 kVA | --> | 0.048 | 0 | 0 | 0 | 0 | Constrained, otherwise capacity available =47 kW | --> | E12 ex DALTON | Dalton [T421,T422] | DALTON |  | 53.7243 | -8.9829
062294Y | MV/LV Substation BE***294Y |  | 10 kV | _ | LV | 200 kVA :Kiosk Substation | 0.2 | --> | 0.2 | 0.092 | 0.72 |  | --> | 0.19 | 0 | 0.019 | 0 | 0 | Constrained, otherwise capacity available =161 kW | --> | C16 ex COES ROAD | Coes Road [T41,T42] | DUNDALK |  | 53.9986 | -6.3878
014162 | MV/LV Substation GI***162 |  | 20 kV | _ | LV | 100 kVA :Building Structure | 0.1 | --> | 0.1 | 0.1 | 0.63 |  | --> | 0.095 | 0 | 0 | 0 | 0 | Constrained, otherwise capacity available =95 kW | --> | E11 ex KILCULLEN | Kilcullen [T41,T42,T424] | STRATFORD |  | 53.111 | -6.7214
084537 | MV/LV Substation NE***537 |  | 20 kV | _ | LV | 50 kVA :Pole Substation | 0.05 | --> | 0.05 | 0 | 0 | Constrained, otherwise capacity available =50 kVA | --> | 0.048 | 0 | 0 | 0 | 0 | Constrained, otherwise capacity available =48 kW | --> | E11 ex KILCOLGAN | Kilcolgan [T42,T421] | GALWAY 110KV |  | 53.1385 | -9.0657
0664080 | MV/LV Substation HA***4080 |  | 20 kV | _ | LV | 400 kVA :Building Structure | 0.4 | --> | 0.4 | 0 | 0 | Constrained, otherwise capacity available =332 kVA | --> | 0.38 | 0 | 0 | 0 | 0 | Constrained, otherwise capacity available =371 kW | --> | E15 ex BATTER LANE TEMPORARY | Batter Lane Temporary 38kv [T421] | GLASMORE |  | 53.5057 | -6.1968
064958Y | MV/LV Substation TO***958Y |  | 20 kV | _ | LV | 100 kVA :Pole Substation | 0.1 | --> | 0.1 | 0 | 0 | Constrained, otherwise capacity available =80 kVA | --> | 0.095 | 0 | 0 | 0 | 0 | Constrained, otherwise capacity available =92 kW | --> | E15 ex DULEEK | Duleek [T421,T422] | DRYBRIDGE |  | 53.6602 | -6.4274
044671 | MV/LV Substation SE***671 |  | 20 kV | _ | LV | 50 kVA :Pole Substation | 0.05 | --> | 0.05 | 0.047 | 2.33 |  | --> | 0.048 | 0 | 0 | 0 | 0 | Constrained, otherwise capacity available =47 kW | --> | E13 ex MOY | Moy [T421,T422] | MOY |  | 53.9813 | -9.1262
160342Y | MV/LV Substation EM***342Y |  | 20 kV | _ | LV | 200 kVA :Pole Substation | 0.2 | --> | 0.2 | 0 | 0 | Constrained, otherwise capacity available =187 kVA | --> | 0.19 | 0 | 0 | 0 | 0 | Constrained, otherwise capacity available =188 kW | --> | E11 ex PORTLAOISE |  |  |  | 53.0975 | -7.2083
210730X | MV/LV Substation TU***730X |  | 10 kV | _ | LV | 50 kVA :Pole Substation | 0.05 | --> | 0.05 | 0 | 0 | Constrained, otherwise capacity available =50 kVA | --> | 0.048 | 0 | 0 | 0 | 0 | Constrained, otherwise capacity available =47 kW | --> | C21 ex CARRICKMACROSS | Carrickmacross [T41,T42] | MEATH HILL |  | 53.9549 | -6.6986
120575Y | MV/LV Substation PU***575Y |  | 20 kV | _ | LV | 50 kVA :Pole Substation | 0.05 | --> | 0.05 | 0 | 0 | Constrained, otherwise capacity available =44 kVA | --> | 0.048 | 0 | 0 | 0 | 0 | Constrained, otherwise capacity available =47 kW | --> | E20 ex EDENDERRY | Edenderry [T421,T422] | BLAKE |  | 53.2558 | -7.0854
026668Y | MV/LV Substation SE***668Y |  | 10 kV | _ | LV | 630 kVA :Kiosk Substation | 0.63 | --> | 0.63 | 0 | 0 | Constrained, otherwise capacity available =367 kVA | --> | 0.598 | 0 | 0.01 | 0 | 0 | Constrained, otherwise capacity available =554 kW | --> | C16 ex KINSALE | Kinsale [T41,T42] | BANDON |  | 51.7042 | -8.5217
053866Y | MV/LV Substation LO***866Y |  | 10 kV | _ | LV | 200 kVA :Kiosk Substation | 0.2 | --> | 0.2 | 0.185 | 2.39 |  | --> | 0.19 | 0 | 0.066 | 0 | 0 | Constrained, otherwise capacity available =139 kW | --> | C12 ex SRAH | Srah [T41,T42] | THORNSBERRY |  | 53.2774 | -7.5023
020189 | MV/LV Substation GO***189 |  | 10 kV | _ | LV | 200 kVA :Kiosk Substation | 0.2 | --> | 0.2 | 0 | 0 | Constrained, otherwise capacity available =122 kVA | --> | 0.19 | 0 | 0.013 | 0 | 0 | Constrained, otherwise capacity available =169 kW | --> | C11 ex COOLCORCORAN | Coolcorcoran [T41,T42] | KNOCKEARAGH |  | 52.0654 | -9.4954
0344001 | MV/LV Substation SM***4001 |  | 20 kV | _ | LV | 50 kVA :Pole Substation | 0.05 | --> | 0.05 | 0.043 | 0.57 |  | --> | 0.048 | 0 | 0.02 | 0 | 0 | Constrained, otherwise capacity available =32 kW | --> | E23 ex LAWLESSTOWN | Lawlesstown [T42,T421] | DOON |  | 52.2762 | -7.7581
039503X | MV/LV Substation OL***503X |  | 10 kV | _ | LV | 400 kVA :Kiosk Substation | 0.4 | --> | 0.4 | 0 | 0 | Constrained, otherwise capacity available =349 kVA | --> | 0.38 | 0 | 0 | 0.373 | 0 |  | --> | C22 ex GALWAY 110KV | Galway 110kv [T102,T103] | GALWAY 110KV |  | 53.2882 | -9.0082
180881X | MV/LV Substation TH***881X |  | 10 kV | _ | LV | 100 kVA :Pole Substation | 0.1 | --> | 0.1 | 0.077 | 3.27 |  | --> | 0.095 | 0 | 0.01 | 0 | 0 | Constrained, otherwise capacity available =84 kW | --> | C12 ex LLOYD | Lloyd [T41,T42] | NAVAN |  | 53.7291 | -6.889
093289Z | MV/LV Substation HO***289Z |  | 10 kV | _ | LV | 100 kVA :Pole Substation | 0.1 | --> | 0.1 | 0 | 0 | Constrained, otherwise capacity available =84 kVA | --> | 0.095 | 0 | 0 | 0.093 | 0 |  | --> | C13 ex POPPINTREE | Poppintree [T101,T102] | FINGLAS |  | 53.4173 | -6.2667
068057X | MV/LV Substation SA***057X |  | 10 kV | _ | LV | 400 kVA :Building Structure | 0.4 | --> | 0.4 | 0.243 | 2.6 |  | --> | 0.38 | 0 | 0 | 0.358 | 0 |  | --> | C18 ex WOLFE TONE STREET | Wolfe Tone Street [T101,T102] | FINGLAS |  | 53.3561 | -6.2661
276915 | MV/LV Substation PA***915 |  | 10 kV | _ | LV | 400 kVA :Kiosk Substation | 0.4 | --> | 0.4 | 0 | 0 | Constrained, otherwise capacity available =319 kVA | --> | 0.38 | 0 | 0.05 | 0 | 0 | Constrained, otherwise capacity available =332 kW | --> | C20 ex COOLCORCORAN | Coolcorcoran [T41,T42] | KNOCKEARAGH |  | 52.0933 | -9.4746
248726X | MV/LV Substation KI***726X |  | 20 kV | _ | LV | 50 kVA :Pole Substation | 0.05 | --> | 0.05 | 0 | 0 | Constrained, otherwise capacity available =29 kVA | --> | 0.048 | 0 | 0 | 0 | 0 | Constrained, otherwise capacity available =45 kW | --> | E19 ex KILCOCK | Kilcock [T421,T422] | GRIFFINRATH |  | 53.3967 | -6.6833
023565 | MV/LV Substation LO***565 |  | 20 kV | _ | LV | 50 kVA :Pole Substation | 0.05 | --> | 0.05 | 0 | 0 | Constrained, otherwise capacity available =42 kVA | --> | 0.048 | 0 | 0 | 0 | 0 | Constrained, otherwise capacity available =46 kW | --> | E11 ex CASTLELYONS | Castlelyons [T421,T422] | BARRYMORE |  | 52.0864 | -8.2589
004272Y | MV/LV Substation PA***272Y |  | 10 kV | _ | LV | 200 kVA :Kiosk Substation | 0.2 | --> | 0.2 | 0.172 | 18.08 |  | --> | 0.19 | 0 | 0.012 | 0.177 | 0 |  | --> | C22 ex ARKLOW | Arklow [T101,T102] | ARKLOW |  | 52.7934 | -6.1745
001219X | MV/LV Substation BY***219X |  | 10 kV | _ | LV | 1000 kVA :Building Structure | 1 | --> | 1 | 0.5 | 1.16 |  | --> | 0.95 | 0 | 0 | 0.5 | 0 |  | --> | C11 ex DEANSGRANGE | Deansgrange [T41,T42] | CARRICKMINES |  | 53.275 | -6.158
034970 | MV/LV Substation PO***970 |  | 10 kV | _ | LV | 100 kVA :Pole Substation | 0.1 | --> | 0.1 | 0.029 | 0.95 |  | --> | 0.095 | 0 | 0 | 0 | 0 | Constrained, otherwise capacity available =85 kW | --> | C15 ex SPA ROAD | Spa Road [T41,T42] | DOON |  | 52.3454 | -7.7175
007233X | MV/LV Substation ST***233X |  | 20 kV | _ | LV | 400 kVA :Kiosk Substation | 0.4 | --> | 0.4 | 0.35 | 1.4 |  | --> | 0.38 | 0 | 0.005 | 0 | 0 | Constrained, otherwise capacity available =369 kW | --> | E20 ex KILLINICK | Killinick [T421,T422] | WEXFORD |  | 52.2301 | -6.553
062010Z | MV/LV Substation SH***010Z |  | 20 kV | _ | LV | 50 kVA :Pole Substation | 0.05 | --> | 0.05 | 0.039 | 3.47 |  | --> | 0.048 | 0 | 0 | 0 | 0 | Constrained, otherwise capacity available =46 kW | --> | E18 ex BUSH | Bush [T421,T422] | DUNDALK |  | 53.9858 | -6.1972
049020 | MV/LV Substation GL***020 |  | 10 kV | _ | LV | 400 kVA :Kiosk Substation | 0.4 | --> | 0.4 | 0.3 | 2.8 |  | --> | 0.38 | 0 | 0 | 0 | 0 | Constrained, otherwise capacity available =366 kW | --> | C17 ex GLEBE | Glebe [T41,T42] | RICHMOND |  | 53.7258 | -7.7905
017093 | MV/LV Substation ST***093 |  | 10 kV | _ | LV | 400 kVA :Kiosk Substation | 0.4 | --> | 0.4 | 0.258 | 4.23 |  | --> | 0.38 | 0 | 0.008 | 0 | 0 | Constrained, otherwise capacity available =354 kW | --> | C13 ex CHURCHTOWN | Churchtown [T41] | RATHKEALE |  | 52.4557 | -9.0531
3244096 | MV/LV Substation WO***4096 |  | 20 kV | _ | LV | 50 kVA :Pole Substation | 0.05 | --> | 0.05 | 0 | 0 | Constrained, otherwise capacity available =50 kVA | --> | 0.048 | 0 | 0 | 0 | 0 | Constrained, otherwise capacity available =48 kW | --> | C17 ex BALLYGAR | Ballygar [T41,T42] | ATHLONE |  | 53.5114 | -8.4328
277002 | MV/LV Substation PO***002 |  | 10 kV | _ | LV | 630 kVA :Building Structure | 0.63 | --> | 0.63 | 0.495 | 5.82 |  | --> | 0.598 | 0 | 0.004 | 0.5 | 0 |  | --> | C21 ex COOLOCK | Coolock [T41,T42] | FINGLAS |  | 53.3948 | -6.1956
132002 | MV/LV Substation DU***002 |  | 10 kV | _ | LV | 400 kVA :Kiosk Substation | 0.4 | --> | 0.4 | 0 | 0 | Constrained, otherwise capacity available =66 kVA | --> | 0.38 | 0 | 0 | 0 | 0 | Constrained, otherwise capacity available =332 kW | --> | C16 ex LOUGHREA | Loughrea [T41,T42] | SOMERSET |  | 53.1996 | -8.5726
265568X | MV/LV Substation GO***568X |  | 20 kV | _ | LV | 50 kVA :Pole Substation | 0.05 | --> | 0.05 | 0.049 | 0.07 |  | --> | 0.048 | 0 | 0 | 0 | 0 | Constrained, otherwise capacity available =47 kW | --> | E17 ex BALLYCONNELL | Ballyconnell [T421,T422] | GORTAWEE |  | 54.1762 | -7.7091
017036Z | MV/LV Substation LI***036Z |  | 10 kV | _ | LV | 400 kVA :Kiosk Substation | 0.4 | --> | 0.4 | 0.324 | 4.23 |  | --> | 0.38 | 0 | 0.03 | 0 | 0 | Constrained, otherwise capacity available =347 kW | --> | C13 ex CHURCHTOWN | Churchtown [T41] | RATHKEALE |  | 52.4535 | -9.052
130702 | MV/LV Substation MO***702 |  | 20 kV | _ | LV | 100 kVA :Pole Substation | 0.1 | --> | 0.1 | 0.074 | 2.55 |  | --> | 0.095 | 0 | 0.01 | 0 | 0 | Constrained, otherwise capacity available =84 kW | --> | E17 ex EDGEWORTHSTOWN | Edgeworthstown [T421,T422] | RICHMOND |  | 53.6643 | -7.789
001039 | MV/LV Substation KE***039 |  | 10 kV | _ | LV | 400 kVA :Kiosk Substation | 0.4 | --> | 0.4 | 0.256 | 1.16 |  | --> | 0.38 | 0 | 0.047 | 0.325 | 0 |  | --> | C24 ex DEANSGRANGE | Deansgrange [T41,T42] | CARRICKMINES |  | 53.2615 | -6.1777
1604068 | MV/LV Substation FA***4068 |  | 10 kV | _ | LV | 50 kVA :Pole Substation | 0.05 | --> | 0.05 | 0 | 0 | Constrained, otherwise capacity available =31 kVA | --> | 0.048 | 0 | 0 | 0 | 0 | Constrained, otherwise capacity available =45 kW | --> | C15 ex PORTARLINGTON | Portarlington [T41,T42] | PORTLAOISE |  | 53.1652 | -7.1999
060243Y | MV/LV Substation CO***243Y |  | 10 kV | _ | LV | 400 kVA :Kiosk Substation | 0.4 | --> | 0.4 | 0.234 | 2.57 |  | --> | 0.38 | 0 | 0 | 0 | 0 | Constrained, otherwise capacity available =357 kW | --> | C17 ex ERRIGAL | Errigal [T41,T422] | SHANKILL |  | 54.0709 | -7.0951
041770X | MV/LV Substation CU***770X |  | 20 kV | _ | LV | 50 kVA :Pole Substation | 0.05 | --> | 0.05 | 0 | 0 | Constrained, otherwise capacity available =42 kVA | --> | 0.048 | 0 | 0 | 0 | 0 | Constrained, otherwise capacity available =46 kW | --> | E14 ex DALTON | Dalton [T421,T422] | DALTON |  | 53.7949 | -8.9225
127332Y | MV/LV Substation PA***332Y |  | 10 kV | _ | LV | 50 kVA :Pole Substation | 0.05 | --> | 0.05 | 0 | 0 | Constrained, otherwise capacity available =46 kVA | --> | 0.048 | 0 | 0 | 0 | 0 | Constrained, otherwise capacity available =47 kW | --> | C12 ex LOUGHTAGALLA | Loughtagalla [T41,T42] | THURLES |  | 52.6249 | -7.7637
075223 | MV/LV Substation VE***223 |  | 20 kV | _ | LV | 400 kVA :Building Structure | 0.4 | --> | 0.4 | 0.296 | 1.13 |  | --> | 0.38 | 0 | 0.02 | 0 | 0 | Constrained, otherwise capacity available =351 kW | --> | E12 ex BUNCLODY | Bunclody [T421,T422] | CRANE |  | 52.6531 | -6.6515
001171 | MV/LV Substation TH***171 |  | 10 kV | _ | LV | 630 kVA :Kiosk Substation | 0.63 | --> | 0.63 | 0.359 | 13.42 |  | --> | 0.598 | 0 | 0.011 | 0.5 | 0 |  | --> | C17 ex POTTERY ROAD | Pottery Road [T101,T102] | CARRICKMINES |  | 53.2764 | -6.139
021009Z | MV/LV Substation IM***009Z |  | 10 kV | _ | LV | 200 kVA :Pole Substation | 0.2 | --> | 0.2 | 0 | 0 | Constrained, otherwise capacity available =177 kVA | --> | 0.19 | 0 | 0 | 0.187 | 0 |  | --> | C15 ex RIVERSTOWN | Riverstown [T41,T42] | KILBARRY |  | 51.9318 | -8.3682
067093X | MV/LV Substation AN***093X |  | 20 kV | _ | LV | 100 kVA :Pole Substation | 0.1 | --> | 0.1 | 0.025 | 6.81 |  | --> | 0.095 | 0 | 0.02 | 0.069 | 0 |  | --> | C03 ex AHANE | Ahane [T102] | AHANE |  | 52.6704 | -8.5326
249280 | MV/LV Substation SH***280 |  | 10 kV | _ | LV | 200 kVA :Pole Substation | 0.2 | --> | 0.2 | 0 | 0 | Constrained, otherwise capacity available =172 kVA | --> | 0.19 | 0 | 0.016 | 0 | 0 | Constrained, otherwise capacity available =174 kW | --> | C16 ex KILCLOHER | Kilcloher [T41,T42] | DUNGARVAN |  | 52.1455 | -7.842
220287X | MV/LV Substation LE***287X |  | 20 kV | _ | LV | 50 kVA :Pole Substation | 0.05 | --> | 0.05 | 0.04 | 2.33 |  | --> | 0.048 | 0 | 0 | 0 | 0 | Constrained, otherwise capacity available =46 kW | --> | E14 ex MOY | Moy [T421,T422] | MOY |  | 54.2239 | -9.2398
018702 | MV/LV Substation AH***702 |  | 20 kV | _ | LV | 100 kVA :Pole Substation | 0.1 | --> | 0.1 | 0.089 | 3.75 |  | --> | 0.095 | 0 | 0 | 0 | 0 | Constrained, otherwise capacity available =94 kW | --> | C14 ex SMEARLA | Smearla [T41,T42] | TRIEN |  | 52.48 | -9.3703
144537 | MV/LV Substation KN***537 |  | 10 kV | _ | LV | 50 kVA :Pole Substation | 0.05 | --> | 0.05 | 0 | 0 | Constrained, otherwise capacity available =48 kVA | --> | 0.048 | 0 | 0.004 | 0 | 0 | Constrained, otherwise capacity available =44 kW | --> | C11 ex CASTLECOMER | Castlecomer [T41,T42] | BALLYRAGGET |  | 52.788 | -7.1725
068675 | MV/LV Substation S.***675 |  | 10 kV | _ | LV | 400 kVA :Building Structure | 0.4 | --> | 0.4 | 0.4 | 14.34 |  | --> | 0.38 | 0 | 0 | 0.38 | 0 |  | --> | C14 ex NORTH QUAYS | North Quays [T101,T102,T103] | POOLBEG |  | 53.3545 | -6.2508
068631X | MV/LV Substation PA***631X |  | 10 kV | _ | LV | 1000 kVA :Building Structure | 1 | --> | 1 | 0.219 | 9.99 |  | --> | 0.95 | 0 | 0 | 0.5 | 0 |  | --> | C11 ex HAROLDS CROSS | Harolds Cross [T101,T102] | POOLBEG |  | 53.3339 | -6.2618
417138 | MV/LV Substation AL***138 |  | 20 kV | _ | LV | 50 kVA :Pole Substation | 0.05 | --> | 0.05 | 0.05 | 8.5 |  | --> | 0.048 | 0 | 0 | 0 | 0 | Constrained, otherwise capacity available =48 kW | --> | E14 ex ARIGNA | Arigna [T121] | ARIGNA |  | 54.0505 | -8.1469
1544212 | MV/LV Substation NE***4212 |  | 10 kV | _ | LV | 1000 kVA :Building Structure | 1 | --> | 1 | 0 | 0 | Constrained, otherwise capacity available =648 kVA | --> | 0.95 | 0 | 0 | 0 | 0 | Constrained, otherwise capacity available =901 kW | --> | C19 ex COOLMINE | Coolmine [T41,T42] | FINGLAS |  | 53.3934 | -6.3891
064830Y | MV/LV Substation CO***830Y |  | 10 kV | _ | LV | 50 kVA :Pole Substation | 0.05 | --> | 0.05 | 0 | 0 | Constrained, otherwise capacity available =45 kVA | --> | 0.048 | 0 | 0 | 0 | 0 | Constrained, otherwise capacity available =47 kW | --> | C13 ex DRYBRIDGE | Drybridge [T41,T42] | DRYBRIDGE |  | 53.7286 | -6.3888
067118Z | MV/LV Substation MU***118Z |  | 10 kV | _ | LV | 200 kVA :Kiosk Substation | 0.2 | --> | 0.2 | 0 | 0 | Constrained, otherwise capacity available =153 kVA | --> | 0.19 | 0 | 0.015 | 0 | 0 | Constrained, otherwise capacity available =172 kW | --> | C13 ex DOCK ROAD | Dock Road [T41,T42] | LIMERICK |  | 52.6313 | -8.6754
117221 | MV/LV Substation OL***221 |  | 10 kV | _ | LV | 630 kVA :Building Structure | 0.63 | --> | 0.63 | 0.5 | 5.78 |  | --> | 0.598 | 0 | 0.01 | 0.5 | 0 |  | --> | C14 ex OAKFIELD | Oakfield [T41,T42] | SLIGO |  | 54.2119 | -8.5092
005089Y | MV/LV Substation CR***089Y |  | 20 kV | _ | LV | 200 kVA :Kiosk Substation | 0.2 | --> | 0.2 | 0.138 | 17.8 |  | --> | 0.19 | 0 | 0 | 0.181 | 0 |  | --> | E21 ex BANOGE | Banoge [T121,T122] | BANOGE |  | 52.6782 | -6.3073
052253Y | MV/LV Substation BA***253Y |  | 20 kV | _ | LV | 100 kVA :Pole Substation | 0.1 | --> | 0.1 | 0 | 0 | Constrained, otherwise capacity available =100 kVA | --> | 0.095 | 0 | 0 | 0 | 0 | Constrained, otherwise capacity available =95 kW | --> | E18 ex BALLINDERRY | Ballinderry [T41,T422] | MULLINGAR |  | 53.5073 | -7.1994
233059X | MV/LV Substation KN***059X |  | 10 kV | _ | LV | 200 kVA :Pole Substation | 0.2 | --> | 0.2 | 0 | 0 | Constrained, otherwise capacity available =186 kVA | --> | 0.19 | 0 | 0 | 0 | 0 | Constrained, otherwise capacity available =188 kW | --> | C22 ex CASTLEISLAND | Castleisland [T41,T42] | TRALEE |  | 52.2337 | -9.4524
053324 | MV/LV Substation CO***324 |  | 20 kV | _ | LV | 50 kVA :Pole Substation | 0.05 | --> | 0.05 | 0 | 0 | Constrained, otherwise capacity available =34 kVA | --> | 0.048 | 0 | 0 | 0.045 | 0 |  | --> | E18 ex CLONMINCH | Clonminch [T41,T422] | THORNSBERRY |  | 53.2333 | -7.5932
0184051 | MV/LV Substation ST***4051 |  | 10 kV | _ | LV | 100 kVA :Pole Substation | 0.1 | --> | 0.1 | 0.09 | 3.75 |  | --> | 0.095 | 0 | 0 | 0 | 0 | Constrained, otherwise capacity available =94 kW | --> | C13 ex SMEARLA | Smearla [T41,T42] | TRIEN |  | 52.4533 | -9.4912
266177X | MV/LV Substation BE***177X |  | 20 kV | _ | LV | 50 kVA :Pole Substation | 0.05 | --> | 0.05 | 0 | 0 | Constrained, otherwise capacity available =46 kVA | --> | 0.048 | 0 | 0 | 0 | 0 | Constrained, otherwise capacity available =47 kW | --> | E17 ex CARNDONAGH | Carndonagh [T421,T422] | TRILLICK |  | 55.275 | -7.2552
049450Z | MV/LV Substation SO***450Z |  | 20 kV | _ | LV | 50 kVA :Pole Substation | 0.05 | --> | 0.05 | 0.047 | 0.21 |  | --> | 0.048 | 0 | 0 | 0 | 0 | Constrained, otherwise capacity available =47 kW | --> | E17 ex LONGFORD | Longford [T421,T422] | RICHMOND |  | 53.7975 | -7.6868
012401Y | MV/LV Substation GA***401Y |  | 10 kV | _ | LV | 100 kVA :Pole Substation | 0.1 | --> | 0.1 | 0 | 0 | Constrained, otherwise capacity available =89 kVA | --> | 0.095 | 0 | 0.011 | 0 | 0 | Constrained, otherwise capacity available =85 kW | --> | C20 ex POLLERTON | Pollerton [T41,T42] | CARLOW |  | 52.8367 | -6.9102
253932Y | MV/LV Substation SL***932Y |  | 10 kV | _ | LV | 50 kVA :Pole Substation | 0.05 | --> | 0.05 | 0 | 0 | Constrained, otherwise capacity available =50 kVA | --> | 0.048 | 0 | 0 | 0 | 0 | Constrained, otherwise capacity available =47 kW | --> | C16 ex CLAREGALWAY | Claregalway [T42,T421] | GALWAY 110KV |  | 53.387 | -8.9359
120653Y | MV/LV Substation AR***653Y |  | 20 kV | _ | LV | 400 kVA :Kiosk Substation | 0.4 | --> | 0.4 | 0 | 0 | Constrained, otherwise capacity available =265 kVA | --> | 0.38 | 0 | 0.005 | 0 | 0 | Constrained, otherwise capacity available =357 kW | --> | E11 ex EDENDERRY | Edenderry [T421,T422] | BLAKE |  | 53.3479 | -7.0578
052783Y | MV/LV Substation SH***783Y |  | 10 kV | _ | LV | 100 kVA :Pole Substation | 0.1 | --> | 0.1 | 0.068 | 10.9 |  | --> | 0.095 | 0 | 0 | 0.09 | 0 |  | --> | C13 ex MULLINGAR | Mullingar [T101,T102] | MULLINGAR |  | 53.5389 | -7.3451
021903 | MV/LV Substation BA***903 |  | 20 kV | _ | LV | 50 kVA :Pole Substation | 0.05 | --> | 0.05 | 0 | 0 | Constrained, otherwise capacity available =40 kVA | --> | 0.048 | 0 | 0 | 0 | 0 | Constrained, otherwise capacity available =46 kW | --> | E16 ex CURRALEIGH | Curraleigh [T421,T422] | KILBARRY |  | 51.9836 | -8.7477
011381 | MV/LV Substation CA***381 |  | 10 kV | _ | LV | 400 kVA :Kiosk Substation | 0.4 | --> | 0.4 | 0 | 0 | Constrained, otherwise capacity available =256 kVA | --> | 0.38 | 0 | 0.101 | 0 | 0 | Constrained, otherwise capacity available =285 kW | --> | C19 ex ROSEHILL | Rosehill [T41,T42] | KILKENNY |  | 52.6419 | -7.25
066492Z | MV/LV Substation SE***492Z |  | 10 kV | _ | LV | 400 kVA :Kiosk Substation | 0.4 | --> | 0.4 | 0 | 0 | Constrained, otherwise capacity available =327 kVA | --> | 0.38 | 0 | 0 | 0 | 0 | Constrained, otherwise capacity available =370 kW | --> | C13 ex MALAHIDE | Malahide [T41,T42] | GLASMORE |  | 53.4204 | -6.1533
049131Y | MV/LV Substation KN***131Y |  | 20 kV | _ | LV | 200 kVA :Pole Substation | 0.2 | --> | 0.2 | 0.052 | 1.31 |  | --> | 0.19 | 0 | 0 | 0 | 0 | Constrained, otherwise capacity available =175 kW | --> | C17 ex ROOSKY | Roosky [T41] | RICHMOND |  | 53.8235 | -7.9612
281645Z | MV/LV Substation MA***645Z |  | 10 kV | _ | LV | 630 kVA :Building Structure | 0.63 | --> | 0.63 | 0.5 | 6.78 |  | --> | 0.598 | 0 | 0 | 0.5 | 0 |  | --> | C38 ex CASTLEVIEW | Castleview [T101,T102] | CASTLEVIEW |  | 51.8858 | -8.3956
0214196 | MV/LV Substation CH***4196 |  | 10 kV | _ | LV | 630 kVA :Kiosk Substation | 0.63 | --> | 0.63 | 0.467 | 6.78 |  | --> | 0.598 | 0 | 0.075 | 0.5 | 0 |  | --> | C18 ex CASTLEVIEW | Castleview [T101,T102] | CASTLEVIEW |  | 51.9193 | -8.3918
001065 | MV/LV Substation DE***065 |  | 10 kV | _ | LV | 400 kVA :Kiosk Substation | 0.4 | --> | 0.4 | 0.328 | 1.16 |  | --> | 0.38 | 0 | 0.036 | 0.343 | 0 |  | --> | C20 ex MOUNT MERRION | Mount Merrion [T41,T42] | CARRICKMINES |  | 53.2962 | -6.2151
009037 | MV/LV Substation SU***037 |  | 10 kV | _ | LV | 400 kVA :Kiosk Substation | 0.4 | --> | 0.4 | 0.26 | 0.53 |  | --> | 0.38 | 0 | 0.037 | 0 | 0 | Constrained, otherwise capacity available =333 kW | --> | C19 ex MANOR STREET | Manor Street [T41,T42] | WATERFORD |  | 52.2485 | -7.0969
136302Y | MV/LV Substation CL***302Y |  | 10 kV | _ | LV | 100 kVA :Pole Substation | 0.1 | --> | 0.1 | 0 | 0 | Constrained, otherwise capacity available =52 kVA | --> | 0.095 | 0 | 0 | 0 | 0 | Constrained, otherwise capacity available =88 kW | --> | C19 ex ROSCOMMON | Roscommon [T41,T42] | LANESBORO |  | 53.6534 | -8.2599
058071 | MV/LV Substation R ***071 |  | 10 kV | _ | LV | 100 kVA :Pole Substation | 0.1 | --> | 0.1 | 0 | 0 | Constrained, otherwise capacity available =81 kVA | --> | 0.095 | 0 | 0 | 0 | 0 | Constrained, otherwise capacity available =92 kW | --> | C26 ex KYLEERAGH | Kyleeragh [T41,T42] | NENAGH |  | 52.9291 | -8.2446
176388Y | MV/LV Substation RO***388Y |  | 10 kV | _ | LV | 200 kVA :Kiosk Substation | 0.2 | --> | 0.2 | 0.133 | 18.78 |  | --> | 0.19 | 0 | 0.036 | 0.154 | 0 |  | --> | E11 ex HARTNETTS CROSS | Hartnetts Cross [T121,T422] | HARTNETTS CROSS |  | 51.9126 | -8.9803
182973 | MV/LV Substation KN***973 |  | 10 kV | _ | LV | 50 kVA :Pole Substation | 0.05 | --> | 0.05 | 0 | 0 | Constrained, otherwise capacity available =44 kVA | --> | 0.048 | 0 | 0 | 0 | 0 | Constrained, otherwise capacity available =47 kW | --> | C15 ex TULLA | Tulla [T41,T42] | ENNIS |  | 52.9718 | -8.6721
132122Y | MV/LV Substation PA***122Y |  | 20 kV | _ | LV | 50 kVA :Pole Substation | 0.05 | --> | 0.05 | 0.05 | 1.62 |  | --> | 0.048 | 0 | 0 | 0 | 0 | Constrained, otherwise capacity available =48 kW | --> | C17 ex CURRA | Curra [T41] | SOMERSET |  | 53.1335 | -8.3652
046350X | MV/LV Substation HO***350X |  | 10 kV | _ | LV | 400 kVA :Kiosk Substation | 0.4 | --> | 0.4 | 0 | 0 | Constrained, otherwise capacity available =310 kVA | --> | 0.38 | 0 | 0 | 0.368 | 0 |  | --> | C11 ex FINISKLIN | Finisklin [T41,T42] | SLIGO |  | 54.2749 | -8.4934
0494424 | MV/LV Substation JW***4424 |  | 10 kV | _ | LV | 200 kVA :Pole Substation | 0.2 | --> | 0.2 | 0 | 0 | Constrained, otherwise capacity available =134 kVA | --> | 0.19 | 0 | 0 | 0 | 0 | Constrained, otherwise capacity available =181 kW | --> | C17 ex AGHAMORE | Aghamore [T41,T42] | LANESBORO |  | 53.7016 | -7.9275
136473 | MV/LV Substation AT***473 |  | 10 kV | _ | LV | 200 kVA :Pole Substation | 0.2 | --> | 0.2 | 0 | 0 | Constrained, otherwise capacity available =90 kVA | --> | 0.19 | 0 | 0.048 | 0 | 0 | Constrained, otherwise capacity available =139 kW | --> | C13 ex ROSCOMMON | Roscommon [T41,T42] | LANESBORO |  | 53.6284 | -8.1842
049794Y | MV/LV Substation AR***794Y |  | 10 kV | _ | LV | 400 kVA :Kiosk Substation | 0.4 | --> | 0.4 | 0.364 | 2.8 |  | --> | 0.38 | 0 | 0 | 0 | 0 | Constrained, otherwise capacity available =375 kW | --> | C17 ex GLEBE | Glebe [T41,T42] | RICHMOND |  | 53.727 | -7.7804
265935X | MV/LV Substation KL***935X |  | 20 kV | _ | LV | 200 kVA :Pole Substation | 0.2 | --> | 0.2 | 0.175 | 2.56 |  | --> | 0.19 | 0 | 0.01 | 0.179 | 0 |  | --> | C18 ex KILLESHANDRA | Killeshandra [T41,T42] | GORTAWEE |  | 54.0088 | -7.5227
069892 | MV/LV Substation ST***892 |  | 10 kV | _ | LV | 630 kVA :Kiosk Substation | 0.63 | --> | 0.63 | 0 | 0 | Constrained, otherwise capacity available =550 kVA | --> | 0.598 | 0 | 0.009 | 0.5 | 0 |  | --> | C14 ex BALLYBODEN | Ballyboden [T41,T42] | COOKSTOWN |  | 53.2729 | -6.319
0044092 | MV/LV Substation GO***4092 |  | 10 kV | _ | LV | 400 kVA :Building Structure | 0.4 | --> | 0.4 | 0 | 0 | Constrained, otherwise capacity available =287 kVA | --> | 0.38 | 0 | 0 | 0 | 0 | Constrained, otherwise capacity available =364 kW | --> | C12 ex TINAHASK | Tinahask [T41,T42] | ARKLOW |  | 52.751 | -6.2021
047017 | MV/LV Substation CH***017 |  | 20 kV | _ | LV | 200 kVA :Pole Substation | 0.2 | --> | 0.2 | 0.116 | 1.04 |  | --> | 0.19 | 0 | 0.033 | 0 | 0 | Constrained, otherwise capacity available =154 kW | --> | C18 ex BOYLE | Boyle [T41,T42] | CARRICK ON SHANNON |  | 53.8447 | -8.2018
0374093 | MV/LV Substation LI***4093 |  | 10 kV | _ | LV | 630 kVA :Building Structure | 0.63 | --> | 0.63 | 0 | 0 | Constrained, otherwise capacity available =607 kVA | --> | 0.598 | 0 | 0 | 0 | 0 | Constrained, otherwise capacity available =595 kW | --> | C19 ex ENNIS NORTH | Ennis North [T41,T42] | ENNIS |  | 52.8726 | -8.9662
001061X | MV/LV Substation EA***061X |  | 10 kV | _ | LV | 400 kVA :Building Structure | 0.4 | --> | 0.4 | 0.337 | 13.42 |  | --> | 0.38 | 0 | 0 | 0.371 | 0 |  | --> | C20 ex POTTERY ROAD | Pottery Road [T101,T102] | CARRICKMINES |  | 53.2712 | -6.1426
365488X | MV/LV Substation MO***488X |  | 10 kV | _ | LV | 200 kVA :Pole Substation | 0.2 | --> | 0.2 | 0 | 0 | Constrained, otherwise capacity available =194 kVA | --> | 0.19 | 0 | 0 | 0.189 | 0 |  | --> | C19 ex CLONDALKIN | Clondalkin [T41,T42,T44] | INCHICORE 220KV |  | 53.303 | -6.4286
030015 | MV/LV Substation CL***015 |  | 20 kV | _ | LV | 100 kVA :Pole Substation | 0.1 | --> | 0.1 | 0 | 0 | Constrained, otherwise capacity available =60 kVA | --> | 0.095 | 0 | 0 | 0 | 0 | Constrained, otherwise capacity available =90 kW | --> | E17 ex FOXHOLE | Foxhole [T421,T422] | DUNGARVAN |  | 51.938 | -7.8533
069857 | MV/LV Substation EI***857 |  | 10 kV | _ | LV | 1000 kVA :Building Structure | 1 | --> | 1 | 0.5 | 9.28 |  | --> | 0.95 | 0 | 0 | 0.5 | 0 |  | --> | C21 ex PEMBROKE | Pembroke [T41,T42,T43,T44] | RINGSEND |  | 53.3317 | -6.2304
495707X | MV/LV Substation DO***707X |  | 20 kV | _ | LV | 50 kVA :Pole Substation | 0.05 | --> | 0.05 | 0.05 | 1.5 |  | --> | 0.048 | 0 | 0 | 0.047 | 0 |  | --> | E17 ex ACHILL | Achill [T422] | CARROWBEG |  | 53.9748 | -10.1152
281151Z | MV/LV Substation SE***151Z |  | 10 kV | _ | LV | 630 kVA :Building Structure | 0.63 | --> | 0.63 | 0.5 | 5.49 |  | --> | 0.598 | 0 | 0 | 0.5 | 0 |  | --> | C23 ex TRABEG | Trabeg [T101,T102] | TRABEG |  | 51.85 | -8.4837
196012X | MV/LV Substation BO***012X |  | 10 kV | _ | LV | 200 kVA :Pole Substation | 0.2 | --> | 0.2 | 0 | 0 | Constrained, otherwise capacity available =172 kVA | --> | 0.19 | 0 | 0 | 0 | 0 | Constrained, otherwise capacity available =186 kW | --> | C17 ex TRIM | Trim [T41,T42] | NAVAN |  | 53.5507 | -6.7488
011057 | MV/LV Substation FA***057 |  | 10 kV | _ | LV | 200 kVA :Kiosk Substation | 0.2 | --> | 0.2 | 0 | 0 | Constrained, otherwise capacity available =126 kVA | --> | 0.19 | 0 | 0.009 | 0 | 0 | Constrained, otherwise capacity available =173 kW | --> | C11 ex ROSEHILL | Rosehill [T41,T42] | KILKENNY |  | 52.6497 | -7.2639
154484Z | MV/LV Substation ST***484Z |  | 10 kV | _ | LV | 400 kVA :Kiosk Substation | 0.4 | --> | 0.4 | 0 | 0 | Constrained, otherwise capacity available =289 kVA | --> | 0.38 | 0 | 0.004 | 0 | 0 | Constrained, otherwise capacity available =362 kW | --> | C21 ex MONEYCOOLEY | Moneycooley [T41,T42,T44] | GRIFFINRATH |  | 53.3877 | -6.5966
149944 | MV/LV Substation SA***944 |  | 20 kV | _ | LV | 100 kVA :Pole Substation | 0.1 | --> | 0.1 | 0 | 0 | Constrained, otherwise capacity available =86 kVA | --> | 0.095 | 0 | 0.005 | 0 | 0 | Constrained, otherwise capacity available =89 kW | --> | C13 ex DONEGAL | Donegal [T41,T42] | CATHALEENS FALL |  | 54.6056 | -8.1314
007035 | MV/LV Substation AS***035 |  | 10 kV | _ | LV | 200 kVA :Kiosk Substation | 0.2 | --> | 0.2 | 0.134 | 0.9 |  | --> | 0.19 | 0 | 0.005 | 0 | 0 | Constrained, otherwise capacity available =177 kW | --> | C15 ex CLONARD | Clonard [T41,T42] | WEXFORD |  | 52.3347 | -6.4814
064723Y | MV/LV Substation RI***723Y |  | 10 kV | _ | LV | 200 kVA :Kiosk Substation | 0.2 | --> | 0.2 | 0 | 0 | Constrained, otherwise capacity available =58 kVA | --> | 0.19 | 0 | 0.11 | 0 | 0 | Constrained, otherwise capacity available =88 kW | --> | C18 ex DRYBRIDGE | Drybridge [T41,T42] | DRYBRIDGE |  | 53.7152 | -6.3844
127801X | MV/LV Substation KN***801X |  | 10 kV | _ | LV | 50 kVA :Pole Substation | 0.05 | --> | 0.05 | 0 | 0 | Constrained, otherwise capacity available =44 kVA | --> | 0.048 | 0 | 0.004 | 0 | 0 | Constrained, otherwise capacity available =44 kW | --> | C11 ex TEMPLEMORE | Templemore [T41,T42] | IKERRIN |  | 52.7599 | -7.9644
266971 | MV/LV Substation RO***971 |  | 20 kV | _ | LV | 50 kVA :Pole Substation | 0.05 | --> | 0.05 | 0 | 0 | Constrained, otherwise capacity available =29 kVA | --> | 0.048 | 0 | 0.005 | 0 | 0 | Constrained, otherwise capacity available =41 kW | --> | E12 ex CARNDONAGH | Carndonagh [T421,T422] | TRILLICK |  | 55.2817 | -7.3907
066277Z | MV/LV Substation CL***277Z |  | 20 kV | _ | LV | 400 kVA :Kiosk Substation | 0.4 | --> | 0.4 | 0 | 0 | Constrained, otherwise capacity available =330 kVA | --> | 0.38 | 0 | 0.008 | 0 | 0 | Constrained, otherwise capacity available =364 kW | --> | E16 ex ASHBOURNE | Ashbourne [T421,T422] | FINGLAS |  | 53.5129 | -6.4052
067568Y | MV/LV Substation DE***568Y |  | 10 kV | _ | LV | 630 kVA :Building Structure | 0.63 | --> | 0.63 | 0 | 0 | Constrained, otherwise capacity available =425 kVA | --> | 0.598 | 0 | 0 | 0 | 0 | Constrained, otherwise capacity available =582 kW | --> | C18 ex CASTLETROY | Castletroy [T41,T42] | ARDNACRUSHA |  | 52.6723 | -8.5527
426840 | MV/LV Substation BA***840 |  | 20 kV | _ | LV | 50 kVA :Pole Substation | 0.05 | --> | 0.05 | 0 | 0 | Constrained, otherwise capacity available =50 kVA | --> | 0.048 | 0 | 0 | 0 | 0 | Constrained, otherwise capacity available =48 kW | --> | E12 ex DINGLE | Dingle [T421,T422] | OUGHTRAGH |  | 52.1582 | -10.2854
3654131 | MV/LV Substation ED***4131 |  | 10 kV | _ | LV | 630 kVA :Kiosk Substation | 0.63 | --> | 0.63 | 0 | 0 | Constrained, otherwise capacity available =630 kVA | --> | 0.598 | 0 | 0 | 0.5 | 0 |  | --> | C23 ex CITYWEST | Citywest [T101,T102] | INCHICORE 220KV |  | 53.2872 | -6.4259
001596 | MV/LV Substation CL***596 |  | 10 kV | _ | LV | 630 kVA :Building Structure | 0.63 | --> | 0.63 | 0.442 | 4.37 |  | --> | 0.598 | 0 | 0 | 0.5 | 0 |  | --> | C18 ex DUN LAOGHAIRE | Dun Laoghaire [T41,T42] | BLACKROCK |  | 53.2951 | -6.1468
1644179 | MV/LV Substation SH***4179 |  | 10 kV | _ | LV | 50 kVA :Pole Substation | 0.05 | --> | 0.05 | 0 | 0 | Constrained, otherwise capacity available =50 kVA | --> | 0.048 | 0 | 0 | 0 | 0 | Constrained, otherwise capacity available =48 kW | --> | C17 ex SKIBBEREEN | Skibbereen [T41,T42] | DUNMANWAY |  | 51.5758 | -9.1955
004715 | MV/LV Substation CO***715 |  | 10 kV | _ | LV | 200 kVA :Pole Substation | 0.2 | --> | 0.2 | 0 | 0 | Constrained, otherwise capacity available =139 kVA | --> | 0.19 | 0 | 0.005 | 0 | 0 | Constrained, otherwise capacity available =178 kW | --> | C23 ex TINAHASK | Tinahask [T41,T42] | ARKLOW |  | 52.764 | -6.2391
070544X | MV/LV Substation TR***544X |  | 10 kV | _ | LV | 50 kVA :Pole Substation | 0.05 | --> | 0.05 | 0.043 | 0.76 |  | --> | 0.048 | 0 | 0 | 0 | 0 | Constrained, otherwise capacity available =47 kW | --> | C11 ex RATHMORE | Rathmore [T42,T421] | KNOCKEARAGH |  | 52.0872 | -9.2052
013298 | MV/LV Substation BE***298 |  | 10 kV | _ | LV | 50 kVA :Pole Substation | 0.05 | --> | 0.05 | 0.048 | 0.12 |  | --> | 0.048 | 0 | 0 | 0.047 | 0 |  | --> | C26 ex ATHY | Athy [T101,T102] | ATHY |  | 53.0122 | -6.9978
248861 | MV/LV Substation MO***861 |  | 20 kV | _ | LV | 50 kVA :Pole Substation | 0.05 | --> | 0.05 | 0 | 0 | Constrained, otherwise capacity available =50 kVA | --> | 0.048 | 0 | 0 | 0 | 0 | Constrained, otherwise capacity available =48 kW | --> | E18 ex KILCOCK | Kilcock [T421,T422] | GRIFFINRATH |  | 53.3994 | -6.6165
160001Z | MV/LV Substation SI***001Z |  | 10 kV | _ | LV | 400 kVA :Kiosk Substation | 0.4 | --> | 0.4 | 0 | 0 | Constrained, otherwise capacity available =360 kVA | --> | 0.38 | 0 | 0 | 0 | 0 | Constrained, otherwise capacity available =374 kW | --> | C16 ex MOUNTMELLICK | Mountmellick [T41,T42] | PORTLAOISE |  | 53.1232 | -7.3216
2664083 | MV/LV Substation TU***4083 |  | 20 kV | _ | LV | 50 kVA :Pole Substation | 0.05 | --> | 0.05 | 0 | 0 | Constrained, otherwise capacity available =50 kVA | --> | 0.048 | 0 | 0 | 0 | 0 | Constrained, otherwise capacity available =48 kW | --> | E18 ex CARNDONAGH | Carndonagh [T421,T422] | TRILLICK |  | 55.2515 | -7.2461
008952Y | MV/LV Substation BA***952Y |  | 10 kV | _ | LV | 50 kVA :Pole Substation | 0.05 | --> | 0.05 | 0.048 | 0.2 |  | --> | 0.048 | 0 | 0 | 0 | 0 | Constrained, otherwise capacity available =47 kW | --> | E17 ex BEALISTOWN | Bealistown [T421,T422] | GREAT ISLAND |  | 52.2111 | -6.8637
059119X | MV/LV Substation KI***119X |  | 20 kV | _ | LV | 200 kVA :Building Structure | 0.2 | --> | 0.2 | 0 | 0 | Constrained, otherwise capacity available =180 kVA | --> | 0.19 | 0 | 0 | 0 | 0 | Constrained, otherwise capacity available =187 kW | --> | E19 ex CAVAN | Cavan [T42,T421] | SHANKILL |  | 53.9996 | -7.473
062910 | MV/LV Substation LI***910 |  | 20 kV | _ | LV | 200 kVA :Pole Substation | 0.2 | --> | 0.2 | 0.146 | 19.76 |  | --> | 0.19 | 0 | 0 | 0.182 | 0 |  | --> | E19 ex MULLAGHARLIN | Mullagharlin [T121,T122] | MULLAGHARLIN |  | 53.9801 | -6.5269
066192 | MV/LV Substation TH***192 |  | 10 kV | _ | LV | 50 kVA :Pole Substation | 0.05 | --> | 0.05 | 0 | 0 | Constrained, otherwise capacity available =47 kVA | --> | 0.048 | 0 | 0 | 0 | 0 | Constrained, otherwise capacity available =47 kW | --> | C15 ex MALAHIDE | Malahide [T41,T42] | GLASMORE |  | 53.4154 | -6.1274
154260Z | MV/LV Substation CA***260Z |  | 10 kV | _ | LV | 400 kVA :Building Structure | 0.4 | --> | 0.4 | 0 | 0 | Constrained, otherwise capacity available =389 kVA | --> | 0.38 | 0 | 0 | 0 | 0 | Constrained, otherwise capacity available =378 kW | --> | C21 ex BALLYCOOLIN | Ballycoolin [T41,T42,T43] | FINGLAS |  | 53.4044 | -6.3574
0694187 | MV/LV Substation GL***4187 |  | 10 kV | _ | LV | 1000 kVA :Building Structure | 1 | --> | 1 | 0.5 | 17.78 |  | --> | 0.95 | 0 | 0 | 0.5 | 0 |  | --> | C24 ex RINGSEND | Ringsend [T101,T102] | POOLBEG |  | 53.339 | -6.2131
068775X | MV/LV Substation ME***775X |  | 10 kV | _ | LV | 1000 kVA :Building Structure | 1 | --> | 1 | 0 | 0 | Constrained, otherwise capacity available =753 kVA | --> | 0.95 | 0 | 0.004 | 0.5 | 0 |  | --> | C15 ex DRUMCONDRA | Drumcondra [T41,T42] | MCDERMOTT |  | 53.3589 | -6.2549
064103 | MV/LV Substation CH***103 |  | 10 kV | _ | LV | 200 kVA :Pole Substation | 0.2 | --> | 0.2 | 0 | 0 | Constrained, otherwise capacity available =200 kVA | --> | 0.19 | 0 | 0 | 0 | 0 | Constrained, otherwise capacity available =190 kW | --> | C11 ex MORNINGTON ROAD | Mornington Road [T41,T42] | DRYBRIDGE |  | 53.7103 | -6.3539
021724Z | MV/LV Substation AR***724Z |  | 10 kV | _ | LV | 200 kVA :Kiosk Substation | 0.2 | --> | 0.2 | 0 | 0 | Constrained, otherwise capacity available =148 kVA | --> | 0.19 | 0 | 0.01 | 0.175 | 0 |  | --> | C21 ex MAYFIELD | Mayfield [T41,T42] | KILBARRY |  | 51.9197 | -8.434
161441X | MV/LV Substation PA***441X |  | 10 kV | _ | LV | 50 kVA :Pole Substation | 0.05 | --> | 0.05 | 0 | 0 | Constrained, otherwise capacity available =49 kVA | --> | 0.048 | 0 | 0.006 | 0 | 0 | Constrained, otherwise capacity available =43 kW | --> | C13 ex SPIDDAL |  |  |  | 53.2472 | -9.2685
165711X | MV/LV Substation RE***711X |  | 10 kV | _ | LV | 50 kVA :Pole Substation | 0.05 | --> | 0.05 | 0 | 0 | Constrained, otherwise capacity available =37 kVA | --> | 0.048 | 0 | 0.005 | 0 | 0 | Constrained, otherwise capacity available =42 kW | --> | C15 ex CLONAKILTY | Clonakilty [T41,T42] | DUNMANWAY |  | 51.6253 | -8.8991
0044185 | MV/LV Substation DE***4185 |  | 10 kV | _ | LV | 400 kVA :Kiosk Substation | 0.4 | --> | 0.4 | 0 | 0 | Constrained, otherwise capacity available =400 kVA | --> | 0.38 | 0 | 0 | 0 | 0 | Constrained, otherwise capacity available =380 kW | --> | C24 ex TINAHASK | Tinahask [T41,T42] | ARKLOW |  | 52.7881 | -6.1686
150186X | MV/LV Substation CL***186X |  | 20 kV | _ | LV | 50 kVA :Pole Substation | 0.05 | --> | 0.05 | 0.048 | 3.96 |  | --> | 0.048 | 0 | 0 | 0 | 0 | Constrained, otherwise capacity available =47 kW | --> | E19 ex STRANORLAR | Stranorlar [T421,T422] | LETTERKENNY |  | 54.8391 | -7.9318
066506Z | MV/LV Substation AS***506Z |  | 20 kV | _ | LV | 630 kVA :Building Structure | 0.63 | --> | 0.63 | 0 | 0 | Constrained, otherwise capacity available =534 kVA | --> | 0.598 | 0 | 0 | 0 | 0 | Constrained, otherwise capacity available =585 kW | --> | E15 ex ASHBOURNE | Ashbourne [T421,T422] | FINGLAS |  | 53.5108 | -6.4008
3654067 | MV/LV Substation EL***4067 |  | 10 kV | _ | LV | 400 kVA :Kiosk Substation | 0.4 | --> | 0.4 | 0 | 0 | Constrained, otherwise capacity available =275 kVA | --> | 0.38 | 0 | 0.202 | 0.213 | 0 |  | --> | C18 ex WHITESTOWN | Whitestown [T41,T42] | COOKSTOWN |  | 53.2715 | -6.3806
039343 | MV/LV Substation CA***343 |  | 10 kV | _ | LV | 400 kVA :Kiosk Substation | 0.4 | --> | 0.4 | 0 | 0 | Constrained, otherwise capacity available =336 kVA | --> | 0.38 | 0 | 0 | 0.371 | 0 |  | --> | C21 ex GALWAY 110KV | Galway 110kv [T102,T103] | GALWAY 110KV |  | 53.2847 | -9.0054
017688 | MV/LV Substation TE***688 |  | 20 kV | _ | LV | 50 kVA :Pole Substation | 0.05 | --> | 0.05 | 0.036 | 1.98 |  | --> | 0.048 | 0 | 0 | 0 | 0 | Constrained, otherwise capacity available =46 kW | --> | E12 ex RATHKEALE | Rathkeale [T421,T422] | RATHKEALE |  | 52.4654 | -8.8982
250140X | MV/LV Substation WA***140X |  | 20 kV | _ | LV | 50 kVA :Pole Substation | 0.05 | --> | 0.05 | 0.032 | 1.26 |  | --> | 0.048 | 0 | 0 | 0 | 0 | Constrained, otherwise capacity available =45 kW | --> | E16 ex BALLYCROSSAUN | Ballycrossaun [T421,T422] | SOMERSET |  | 53.0945 | -8.2271
021556Z | MV/LV Substation B/***556Z |  | 10 kV | _ | LV | 1000 kVA :Building Structure | 1 | --> | 1 | 0 | 0 | Constrained, otherwise capacity available =817 kVA | --> | 0.95 | 0 | 0 | 0.5 | 0 |  | --> | C14 ex KILBARRY | Kilbarry [T101,T43] | KILBARRY |  | 51.9163 | -8.4731
007155X | MV/LV Substation LI***155X |  | 10 kV | _ | LV | 400 kVA :Kiosk Substation | 0.4 | --> | 0.4 | 0.267 | 0.9 |  | --> | 0.38 | 0 | 0.003 | 0 | 0 | Constrained, otherwise capacity available =359 kW | --> | C15 ex CLONARD | Clonard [T41,T42] | WEXFORD |  | 52.3284 | -6.4806
082802Y | MV/LV Substation LE***802Y |  | 10 kV | _ | LV | 400 kVA :Kiosk Substation | 0.4 | --> | 0.4 | 0.296 | 2.01 |  | --> | 0.38 | 0 | 0.011 | 0 | 0 | Constrained, otherwise capacity available =358 kW | --> | C11 ex ABBEYLAND | Abbeyland [T41,T42] | NAVAN |  | 53.6424 | -6.7023
0624135 | MV/LV Substation KN***4135 |  | 20 kV | _ | LV | 50 kVA :Pole Substation | 0.05 | --> | 0.05 | 0.04 | 19.76 |  | --> | 0.048 | 0 | 0.002 | 0.045 | 0 |  | --> | E19 ex MULLAGHARLIN | Mullagharlin [T121,T122] | MULLAGHARLIN |  | 53.9733 | -6.4885
008355Z | MV/LV Substation PR***355Z |  | 20 kV | _ | LV | 100 kVA :Pole Substation | 0.1 | --> | 0.1 | 0 | 0 | Constrained, otherwise capacity available =69 kVA | --> | 0.095 | 0 | 0.05 | 0 | 0 | Constrained, otherwise capacity available =54 kW | --> | C20 ex KNOCKMULLEN | Knockmullen [T42,T421] | GREAT ISLAND |  | 52.3076 | -6.9643
209566 | MV/LV Substation FO***566 |  | 10 kV | _ | LV | 100 kVA :Pole Substation | 0.1 | --> | 0.1 | 0 | 0 | Constrained, otherwise capacity available =91 kVA | --> | 0.095 | 0 | 0 | 0 | 0 | Constrained, otherwise capacity available =94 kW | --> | C19 ex MILFORD (NR) | Milford (nr) [T41,T42] | LETTERKENNY |  | 55.1032 | -7.5284
089002 | MV/LV Substation MA***002 |  | 10 kV | _ | LV | 630 kVA :Building Structure | 0.63 | --> | 0.63 | 0.046 | 9.1 |  | --> | 0.598 | 0 | 0.01 | 0 | 0 | Constrained, otherwise capacity available =506 kW | --> | C14 ex ARDNAREE | Ardnaree [T42,T421] | MOY |  | 54.1146 | -9.1557
071765 | MV/LV Substation NE***765 |  | 10 kV | _ | LV | 200 kVA :Kiosk Substation | 0.2 | --> | 0.2 | 0.129 | 5.58 |  | --> | 0.19 | 0 | 0.071 | 0.127 | 0 |  | --> | C12 ex KILCOOLE | Kilcoole [T41,T42] | FASSAROE |  | 53.07 | -6.0625
127355Y | MV/LV Substation LI***355Y |  | 10 kV | _ | LV | 200 kVA :Pole Substation | 0.2 | --> | 0.2 | 0 | 0 | Constrained, otherwise capacity available =113 kVA | --> | 0.19 | 0 | 0.021 | 0 | 0 | Constrained, otherwise capacity available =162 kW | --> | C11 ex LOUGHTAGALLA | Loughtagalla [T41,T42] | THURLES |  | 52.6381 | -7.7379
093033Y | MV/LV Substation OM***033Y |  | 10 kV | _ | LV | 630 kVA :Kiosk Substation | 0.63 | --> | 0.63 | 0 | 0 | Constrained, otherwise capacity available =425 kVA | --> | 0.598 | 0 | 0 | 0.5 | 0 |  | --> | C12 ex SANTRY | Santry [T41,T42] | FINGLAS |  | 53.3937 | -6.2501
023042Y | MV/LV Substation GR***042Y |  | 10 kV | _ | LV | 50 kVA :Pole Substation | 0.05 | --> | 0.05 | 0 | 0 | Constrained, otherwise capacity available =50 kVA | --> | 0.048 | 0 | 0 | 0 | 0 | Constrained, otherwise capacity available =48 kW | --> | C15 ex FERMOY NORTH | Fermoy North [T41,T42] | BARRYMORE |  | 52.1406 | -8.2807
0154122 | MV/LV Substation ST***4122 |  | 10 kV | _ | LV | 50 kVA :Pole Substation | 0.05 | --> | 0.05 | 0 | 0 | Constrained, otherwise capacity available =16 kVA | --> | 0.048 | 0 | 0.011 | 0 | 0 | Constrained, otherwise capacity available =34 kW | --> | C18 ex NAAS | Naas [T41,T42] | KILTEEL |  | 53.1672 | -6.6997
0524125 | MV/LV Substation MO***4125 |  | 10 kV | _ | LV | 100 kVA :Pole Substation | 0.1 | --> | 0.1 | 0 | 0 | Constrained, otherwise capacity available =71 kVA | --> | 0.095 | 0 | 0 | 0 | 0 | Constrained, otherwise capacity available =91 kW | --> | C17 ex DELVIN | Delvin [T41,T42] | MULLINGAR |  | 53.624 | -7.0809
084908 | MV/LV Substation CL***908 |  | 10 kV | _ | LV | 100 kVA :Pole Substation | 0.1 | --> | 0.1 | 0 | 0 | Constrained, otherwise capacity available =68 kVA | --> | 0.095 | 0 | 0.019 | 0 | 0 | Constrained, otherwise capacity available =76 kW | --> | C18 ex KILCOLGAN | Kilcolgan [T42,T421] | GALWAY 110KV |  | 53.2304 | -8.877
3404049 | MV/LV Substation ME***4049 |  | 10 kV | _ | LV | 100 kVA :Pole Substation | 0.1 | --> | 0.1 | 0 | 0 | Constrained, otherwise capacity available =79 kVA | --> | 0.095 | 0 | 0 | 0 | 0 | Constrained, otherwise capacity available =92 kW | --> | C16 ex DUNGLOE | Dungloe [T41,T42] | ARDNAGAPPARY |  | 54.9587 | -8.3769
251666 | MV/LV Substation AN***666 |  | 10 kV | _ | LV | 100 kVA :Pole Substation | 0.1 | --> | 0.1 | 0 | 0 | Constrained, otherwise capacity available =100 kVA | --> | 0.095 | 0 | 0 | 0 | 0 | Constrained, otherwise capacity available =95 kW | --> | C30 ex CLAREGALWAY | Claregalway [T42,T421] | GALWAY 110KV |  | 53.3825 | -9.0733
254470 | MV/LV Substation AC***470 |  | 20 kV | _ | LV | 50 kVA :Pole Substation | 0.05 | --> | 0.05 | 0 | 0 | Constrained, otherwise capacity available =50 kVA | --> | 0.048 | 0 | 0 | 0 | 0 | Constrained, otherwise capacity available =48 kW | --> | E17 ex HEADFORD | Headford [T41,T42] | CLOON |  | 53.4537 | -9.0945
204017 | MV/LV Substation FR***017 |  | 10 kV | _ | LV | 200 kVA :Building Structure | 0.2 | --> | 0.2 | 0 | 0 | Constrained, otherwise capacity available =132 kVA | --> | 0.19 | 0 | 0.006 | 0 | 0 | Constrained, otherwise capacity available =176 kW | --> | E16 ex BUNCRANA | Buncrana [T421,T422] | TRILLICK |  | 55.1338 | -7.461
049568Y | MV/LV Substation BA***568Y |  | 20 kV | _ | LV | 100 kVA :Pole Substation | 0.1 | --> | 0.1 | 0.066 | 0.21 |  | --> | 0.095 | 0 | 0 | 0 | 0 | Constrained, otherwise capacity available =90 kW | --> | E20 ex LONGFORD | Longford [T421,T422] | RICHMOND |  | 53.7432 | -7.8044
288930 | MV/LV Substation RA***930 |  | 10 kV | _ | LV | 50 kVA :Pole Substation | 0.05 | --> | 0.05 | 0.041 | 0.04 | Constrained, otherwise capacity available =43 kVA | --> | 0.048 | 0 | 0 | 0.047 | 0 |  | --> | C16 ex LITTLE BRAY | Little Bray [T41,T42] | FASSAROE |  | 53.2364 | -6.1479
0264225 | MV/LV Substation OL***4225 |  | 10 kV | _ | LV | 630 kVA :Kiosk Substation | 0.63 | --> | 0.63 | 0.5 | 8.66 |  | --> | 0.598 | 0 | 0 | 0 | 0 | Constrained, otherwise capacity available =598 kW | --> | C11 ex BANDON | Bandon [T101,T42] | BANDON |  | 51.744 | -8.7392
365025X | MV/LV Substation BA***025X |  | 10 kV | _ | LV | 400 kVA :Kiosk Substation | 0.4 | --> | 0.4 | 0.289 | 13.91 |  | --> | 0.38 | 0 | 0 | 0.365 | 0 |  | --> | C23 ex COOKSTOWN | Cookstown [T101,T102] | CARRICKMINES |  | 53.2819 | -6.3993
0294015 | MV/LV Substation AN***4015 |  | 10 kV | _ | LV | 50 kVA :Pole Substation | 0.05 | --> | 0.05 | 0 | 0 | Constrained, otherwise capacity available =29 kVA | --> | 0.048 | 0 | 0.005 | 0 | 0 | Constrained, otherwise capacity available =41 kW | --> | C16 ex KILLACLOYNE | Killacloyne [T41,T42] | MIDLETON |  | 51.9169 | -8.2766
001011X | MV/LV Substation ST***011X |  | 10 kV | _ | LV | 630 kVA :Building Structure | 0.63 | --> | 0.63 | 0.448 | 1.16 |  | --> | 0.598 | 0 | 0 | 0.5 | 0 |  | --> | C16 ex MOUNT MERRION | Mount Merrion [T41,T42] | CARRICKMINES |  | 53.3048 | -6.207
004036 | MV/LV Substation VA***036 |  | 10 kV | _ | LV | 200 kVA :Pole Substation | 0.2 | --> | 0.2 | 0.098 | 18.08 |  | --> | 0.19 | 0 | 0.015 | 0.164 | 0 |  | --> | C21 ex ARKLOW | Arklow [T101,T102] | ARKLOW |  | 52.7985 | -6.1655
069400 | MV/LV Substation HI***400 |  | 10 kV | _ | LV | 400 kVA :Kiosk Substation | 0.4 | --> | 0.4 | 0 | 0 | Constrained, otherwise capacity available =255 kVA | --> | 0.38 | 0 | 0.033 | 0.335 | 0 |  | --> | C11 ex BALLYBODEN | Ballyboden [T41,T42] | COOKSTOWN |  | 53.2803 | -6.2683
0684157 | MV/LV Substation FF***4157 |  | 10 kV | _ | LV | 1000 kVA :Building Structure | 1 | --> | 1 | 0.5 | 9.99 |  | --> | 0.95 | 0 | 0.087 | 0.5 | 0 |  | --> | C24 ex HAROLDS CROSS | Harolds Cross [T101,T102] | POOLBEG |  | 53.3307 | -6.262
1424231 | MV/LV Substation DE***4231 |  | 10 kV | _ | LV | 200 kVA :Pole Substation | 0.2 | --> | 0.2 | 0 | 0 | Constrained, otherwise capacity available =133 kVA | --> | 0.19 | 0 | 0 | 0 | 0 | Constrained, otherwise capacity available =181 kW | --> | C11 ex ATHENRY | Athenry [T41,T42] | GALWAY 110KV |  | 53.2763 | -8.868
0644465 | MV/LV Substation WE***4465 |  | 20 kV | _ | LV | 630 kVA :Kiosk Substation | 0.63 | --> | 0.63 | 0 | 0 | Constrained, otherwise capacity available =628 kVA | --> | 0.598 | 0 | 0 | 0 | 0 | Constrained, otherwise capacity available =598 kW | --> | E15 ex DULEEK | Duleek [T421,T422] | DRYBRIDGE |  | 53.6567 | -6.423
154138Y | MV/LV Substation DO***138Y |  | 10 kV | _ | LV | 1000 kVA :Building Structure | 1 | --> | 1 | 0 | 0 | Constrained, otherwise capacity available =322 kVA | --> | 0.95 | 0 | 0.014 | 0 | 0 | Constrained, otherwise capacity available =843 kW | --> | C26 ex MONEYCOOLEY | Moneycooley [T41,T42,T44] | GRIFFINRATH |  | 53.3813 | -6.5894
075210Y | MV/LV Substation BA***210Y |  | 20 kV | _ | LV | 200 kVA :Pole Substation | 0.2 | --> | 0.2 | 0.178 | 1.13 |  | --> | 0.19 | 0 | 0 | 0 | 0 | Constrained, otherwise capacity available =187 kW | --> | E18 ex BUNCLODY | Bunclody [T421,T422] | CRANE |  | 52.6242 | -6.6512
017089X | MV/LV Substation WO***089X |  | 10 kV | _ | LV | 100 kVA :Pole Substation | 0.1 | --> | 0.1 | 0.058 | 1.58 |  | --> | 0.095 | 0 | 0.005 | 0 | 0 | Constrained, otherwise capacity available =85 kW | --> | C11 ex FOYNES | Foynes [T41,T42] | RATHKEALE |  | 52.61 | -9.1073
023500Y | MV/LV Substation GL***500Y |  | 20 kV | _ | LV | 50 kVA :Pole Substation | 0.05 | --> | 0.05 | 0 | 0 | Constrained, otherwise capacity available =39 kVA | --> | 0.048 | 0 | 0.006 | 0 | 0 | Constrained, otherwise capacity available =42 kW | --> | E11 ex CASTLELYONS | Castlelyons [T421,T422] | BARRYMORE |  | 52.073 | -8.2816
0394230 | MV/LV Substation GL***4230 |  | 10 kV | _ | LV | 630 kVA :Kiosk Substation | 0.63 | --> | 0.63 | 0 | 0 | Constrained, otherwise capacity available =466 kVA | --> | 0.598 | 0 | 0 | 0 | 0 | Constrained, otherwise capacity available =576 kW | --> | C20 ex ORANMORE | Oranmore [T41,T44] | GALWAY 110KV |  | 53.3046 | -8.9422
150760 | MV/LV Substation IR***760 |  | 20 kV | _ | LV | 50 kVA :Pole Substation | 0.05 | --> | 0.05 | 0.045 | 3.96 |  | --> | 0.048 | 0 | 0 | 0 | 0 | Constrained, otherwise capacity available =47 kW | --> | E19 ex STRANORLAR | Stranorlar [T421,T422] | LETTERKENNY |  | 54.8047 | -7.8054
154229Y | MV/LV Substation CH***229Y |  | 20 kV | _ | LV | 50 kVA :Pole Substation | 0.05 | --> | 0.05 | 0 | 0 | Constrained, otherwise capacity available =40 kVA | --> | 0.048 | 0 | 0 | 0.046 | 0 |  | --> | C21 ex MACETOWN | Macetown [T101,T102] | MACETOWN |  | 53.4715 | -6.5381
020294 | MV/LV Substation LA***294 |  | 10 kV | _ | LV | 50 kVA :Pole Substation | 0.05 | --> | 0.05 | 0 | 0 | Constrained, otherwise capacity available =24 kVA | --> | 0.048 | 0 | 0.006 | 0 | 0 | Constrained, otherwise capacity available =39 kW | --> | C18 ex COOLCORCORAN | Coolcorcoran [T41,T42] | KNOCKEARAGH |  | 52.0699 | -9.5642
066296Z | MV/LV Substation TH***296Z |  | 20 kV | _ | LV | 200 kVA :Kiosk Substation | 0.2 | --> | 0.2 | 0 | 0 | Constrained, otherwise capacity available =188 kVA | --> | 0.19 | 0 | 0 | 0 | 0 | Constrained, otherwise capacity available =188 kW | --> | E16 ex ASHBOURNE | Ashbourne [T421,T422] | FINGLAS |  | 53.5177 | -6.4081
180709X | MV/LV Substation OR***709X |  | 10 kV | _ | LV | 200 kVA :Pole Substation | 0.2 | --> | 0.2 | 0.173 | 1.4 |  | --> | 0.19 | 0 | 0 | 0 | 0 | Constrained, otherwise capacity available =186 kW | --> | C26 ex KELLS | Kells [T41,T42] | NAVAN |  | 53.7216 | -6.7889
075681X | MV/LV Substation DI***681X |  | 20 kV | _ | LV | 100 kVA :Pole Substation | 0.1 | --> | 0.1 | 0.098 | 1.13 |  | --> | 0.095 | 0 | 0 | 0 | 0 | Constrained, otherwise capacity available =95 kW | --> | E22 ex BUNCLODY | Bunclody [T421,T422] | CRANE |  | 52.6871 | -6.6656
034630 | MV/LV Substation AN***630 |  | 20 kV | _ | LV | 50 kVA :Pole Substation | 0.05 | --> | 0.05 | 0.041 | 0.57 |  | --> | 0.048 | 0 | 0 | 0 | 0 | Constrained, otherwise capacity available =46 kW | --> | E19 ex LAWLESSTOWN | Lawlesstown [T42,T421] | DOON |  | 52.489 | -7.7367
4614022 | MV/LV Substation BR***4022 |  | 10 kV | _ | LV | 50 kVA :Pole Substation | 0.05 | --> | 0.05 | 0.05 | 2.33 |  | --> | 0.048 | 0 | 0 | 0 | 0 | Constrained, otherwise capacity available =48 kW | --> | E17 ex MOY | Moy [T421,T422] | MOY |  | 54.1153 | -9.1748
162411 | MV/LV Substation CR***411 |  | 10 kV | _ | LV | 50 kVA :Pole Substation | 0.05 | --> | 0.05 | 0.048 | 7.25 |  | --> | 0.048 | 0 | 0 | 0 | 0 | Constrained, otherwise capacity available =47 kW | --> | C18 ex CONVOY | Convoy [T41,T42] | LETTERKENNY |  | 54.8665 | -7.5695
064811X | MV/LV Substation PR***811X |  | 10 kV | _ | LV | 400 kVA :Kiosk Substation | 0.4 | --> | 0.4 | 0 | 0 | Constrained, otherwise capacity available =361 kVA | --> | 0.38 | 0 | 0 | 0 | 0 | Constrained, otherwise capacity available =375 kW | --> | C19 ex DRYBRIDGE | Drybridge [T41,T42] | DRYBRIDGE |  | 53.7247 | -6.3653
176003Y | MV/LV Substation BA***003Y |  | 20 kV | _ | LV | 100 kVA :Pole Substation | 0.1 | --> | 0.1 | 0.07 | 18.78 |  | --> | 0.095 | 0 | 0 | 0.091 | 0 |  | --> | E13 ex HARTNETTS CROSS | Hartnetts Cross [T121,T422] | HARTNETTS CROSS |  | 51.8502 | -9.2335
0814263 | MV/LV Substation IN***4263 |  | 10 kV | _ | LV | 200 kVA :Kiosk Substation | 0.2 | --> | 0.2 | 0 | 0 | Constrained, otherwise capacity available =200 kVA | --> | 0.19 | 0 | 0 | 0.19 | 0 |  | --> | C13 ex INCHICORE NORTH | Inchicore North [T41] | INCHICORE 220KV |  | 53.3345 | -6.3394
014104 | MV/LV Substation ED***104 |  | 10 kV | _ | LV | 630 kVA :Kiosk Substation | 0.63 | --> | 0.63 | 0 | 0 | Constrained, otherwise capacity available =294 kVA | --> | 0.598 | 0 | 0 | 0 | 0 | Constrained, otherwise capacity available =551 kW | --> | C17 ex ATHGARVAN | Athgarvan [T41,T44] | NEWBRIDGE |  | 53.1795 | -6.7982
039638X | MV/LV Substation BA***638X |  | 10 kV | _ | LV | 1000 kVA :Building Structure | 1 | --> | 1 | 0 | 0 | Constrained, otherwise capacity available =827 kVA | --> | 0.95 | 0 | 0 | 0.5 | 0 |  | --> | C26 ex GALWAY 110KV | Galway 110kv [T102,T103] | GALWAY 110KV |  | 53.2913 | -9.0026
144215X | MV/LV Substation CO***215X |  | 10 kV | _ | LV | 50 kVA :Pole Substation | 0.05 | --> | 0.05 | 0 | 0 | Constrained, otherwise capacity available =47 kVA | --> | 0.048 | 0 | 0 | 0 | 0 | Constrained, otherwise capacity available =47 kW | --> | C11 ex CASTLECOMER | Castlecomer [T41,T42] | BALLYRAGGET |  | 52.8231 | -7.1731
027623X | MV/LV Substation MI***623X |  | 20 kV | _ | LV | 50 kVA :Pole Substation | 0.05 | --> | 0.05 | 0.05 | 7.79 |  | --> | 0.048 | 0 | 0 | 0 | 0 | Constrained, otherwise capacity available =48 kW | --> | E12 ex DUNMANWAY | Dunmanway [T422,T43] | DUNMANWAY |  | 51.7123 | -9.1019
062167X | MV/LV Substation DE***167X |  | 10 kV | _ | LV | 630 kVA :Kiosk Substation | 0.63 | --> | 0.63 | 0.371 | 2.33 |  | --> | 0.598 | 0 | 0.02 | 0 | 0 | Constrained, otherwise capacity available =547 kW | --> | C14 ex DUNDALK | Dundalk [T41,T42] | DUNDALK |  | 54.0111 | -6.4045
253391Y | MV/LV Substation PA***391Y |  | 10 kV | _ | LV | 400 kVA :Kiosk Substation | 0.4 | --> | 0.4 | 0 | 0 | Constrained, otherwise capacity available =400 kVA | --> | 0.38 | 0 | 0 | 0 | 0 | Constrained, otherwise capacity available =380 kW | --> | C12 ex TUAM SOUTH | Tuam South [T42] | CLOON |  | 53.5235 | -8.8487
156901Y | MV/LV Substation CO***901Y |  | 10 kV | _ | LV | 50 kVA :Pole Substation | 0.05 | --> | 0.05 | 0.05 | 2.47 |  | --> | 0.048 | 0 | 0 | 0 | 0 | Constrained, otherwise capacity available =48 kW | --> | C12 ex TELAYDON | Telaydon [T42,T421] | LISDRUM |  | 54.2753 | -6.958
154209Z | MV/LV Substation WH***209Z |  | 10 kV | _ | LV | 200 kVA :Kiosk Substation | 0.2 | --> | 0.2 | 0 | 0 | Constrained, otherwise capacity available =162 kVA | --> | 0.19 | 0 | 0.008 | 0 | 0 | Constrained, otherwise capacity available =179 kW | --> | C18 ex COOLMINE | Coolmine [T41,T42] | FINGLAS |  | 53.3946 | -6.3979
165517X | MV/LV Substation CO***517X |  | 20 kV | _ | LV | 100 kVA :Pole Substation | 0.1 | --> | 0.1 | 0 | 0 | Constrained, otherwise capacity available =88 kVA | --> | 0.095 | 0 | 0 | 0 | 0 | Constrained, otherwise capacity available =93 kW | --> | C11 ex TIMOLEAGUE | Timoleague [T41] | BANDON |  | 51.6447 | -8.7854
012365Y | MV/LV Substation BT***365Y |  | 20 kV | _ | LV | 630 kVA :Kiosk Substation | 0.63 | --> | 0.63 | 0.423 | 2.83 |  | --> | 0.598 | 0 | 0.02 | 0 | 0 | Constrained, otherwise capacity available =555 kW | --> | E11 ex BAGENALSTOWN | Bagenalstown [T421,T422] | CARLOW |  | 52.7025 | -6.9578
036689X | MV/LV Substation MU***689X |  | 10 kV | _ | LV | 200 kVA :Building Structure | 0.2 | --> | 0.2 | 0 | 0 | Constrained, otherwise capacity available =170 kVA | --> | 0.19 | 0 | 0 | 0 | 0 | Constrained, otherwise capacity available =186 kW | --> | E16 ex GARRANACANTY | Garranacanty [T421,T422] | TIPPERARY |  | 52.4712 | -8.1529
018139Z | MV/LV Substation TH***139Z |  | 10 kV | _ | LV | 630 kVA :Kiosk Substation | 0.63 | --> | 0.63 | 0.5 | 3.75 |  | --> | 0.598 | 0 | 0.005 | 0 | 0 | Constrained, otherwise capacity available =589 kW | --> | C11 ex SMEARLA | Smearla [T41,T42] | TRIEN |  | 52.4431 | -9.4826
165444 | MV/LV Substation KI***444 |  | 20 kV | _ | LV | 50 kVA :Pole Substation | 0.05 | --> | 0.05 | 0 | 0 | Constrained, otherwise capacity available =39 kVA | --> | 0.048 | 0 | 0 | 0 | 0 | Constrained, otherwise capacity available =46 kW | --> | C11 ex TIMOLEAGUE | Timoleague [T41] | BANDON |  | 51.6602 | -8.7925
063756 | MV/LV Substation GR***756 |  | 10 kV | _ | LV | 200 kVA :Pole Substation | 0.2 | --> | 0.2 | 0 | 0 | Constrained, otherwise capacity available =187 kVA | --> | 0.19 | 0 | 0 | 0 | 0 | Constrained, otherwise capacity available =188 kW | --> | C16 ex BALLYBAILIE | Ballybailie [T41,T42] | DUNDALK |  | 53.8713 | -6.5313
049041 | MV/LV Substation AB***041 |  | 20 kV | _ | LV | 200 kVA :Pole Substation | 0.2 | --> | 0.2 | 0.153 | 0.21 |  | --> | 0.19 | 0 | 0.01 | 0 | 0 | Constrained, otherwise capacity available =176 kW | --> | E20 ex LONGFORD | Longford [T421,T422] | RICHMOND |  | 53.7372 | -7.7945
064420X | MV/LV Substation DO***420X |  | 20 kV | _ | LV | 100 kVA :Pole Substation | 0.1 | --> | 0.1 | 0 | 0 | Constrained, otherwise capacity available =66 kVA | --> | 0.095 | 0 | 0.036 | 0 | 0 | Constrained, otherwise capacity available =64 kW | --> | C13 ex MORNINGTON ROAD | Mornington Road [T41,T42] | DRYBRIDGE |  | 53.709 | -6.2784
066515Z | MV/LV Substation BO***515Z |  | 10 kV | _ | LV | 400 kVA :Kiosk Substation | 0.4 | --> | 0.4 | 0 | 0 | Constrained, otherwise capacity available =399 kVA | --> | 0.38 | 0 | 0 | 0.38 | 0 |  | --> | C20 ex MOUNTGORRY | Mountgorry [T41,T42] | GRANGE (DR) |  | 53.4437 | -6.2371
182244 | MV/LV Substation MC***244 |  | 10 kV | _ | LV | 200 kVA :Pole Substation | 0.2 | --> | 0.2 | 0 | 0 | Constrained, otherwise capacity available =192 kVA | --> | 0.19 | 0 | 0 | 0 | 0 | Constrained, otherwise capacity available =189 kW | --> | C15 ex TULLA | Tulla [T41,T42] | ENNIS |  | 52.9623 | -8.6879
350201X | MV/LV Substation LA***201X |  | 10 kV | _ | LV | 50 kVA :Pole Substation | 0.05 | --> | 0.05 | 0.049 | 1.57 |  | --> | 0.048 | 0 | 0 | 0 | 0 | Constrained, otherwise capacity available =47 kW | --> | C18 ex BUNDORAN | Bundoran [T41,T42] | CATHALEENS FALL |  | 54.4399 | -8.3005
116838X | MV/LV Substation BA***838X |  | 10 kV | _ | LV | 50 kVA :Pole Substation | 0.05 | --> | 0.05 | 0.05 | 7.32 |  | --> | 0.048 | 0 | 0 | 0.047 | 0 |  | --> | C12 ex CARROWBEG | Carrowbeg [T41,T42] | CARROWBEG |  | 53.7845 | -9.479
015824Z | MV/LV Substation TE***824Z |  | 10 kV | _ | LV | 400 kVA :Building Structure | 0.4 | --> | 0.4 | 0 | 0 | Constrained, otherwise capacity available =351 kVA | --> | 0.38 | 0 | 0 | 0 | 0 | Constrained, otherwise capacity available =373 kW | --> | C17 ex SALLINS | Sallins [T41,T42] | GRIFFINRATH |  | 53.2951 | -6.6829
001613 | MV/LV Substation B.***613 |  | 10 kV | _ | LV | 200 kVA :Kiosk Substation | 0.2 | --> | 0.2 | 0.067 | 4.37 |  | --> | 0.19 | 0 | 0.05 | 0.134 | 0 |  | --> | C18 ex DUN LAOGHAIRE | Dun Laoghaire [T41,T42] | BLACKROCK |  | 53.2972 | -6.1406
032350Y | MV/LV Substation RI***350Y |  | 10 kV | _ | LV | 400 kVA :Kiosk Substation | 0.4 | --> | 0.4 | 0 | 0 | Constrained, otherwise capacity available =194 kVA | --> | 0.38 | 0 | 0.03 | 0 | 0 | Constrained, otherwise capacity available =333 kW | --> | C23 ex TRAMORE | Tramore [T41,T42] | BUTLERSTOWN |  | 52.1678 | -7.1344
030158 | MV/LV Substation BA***158 |  | 20 kV | _ | LV | 50 kVA :Pole Substation | 0.05 | --> | 0.05 | 0 | 0 | Constrained, otherwise capacity available =34 kVA | --> | 0.048 | 0 | 0 | 0 | 0 | Constrained, otherwise capacity available =45 kW | --> | C13 ex CLOYNE | Cloyne [T41] | MIDLETON |  | 51.8917 | -7.9387
069856 | MV/LV Substation TH***856 |  | 10 kV | _ | LV | 630 kVA :Kiosk Substation | 0.63 | --> | 0.63 | 0.5 | 7.75 |  | --> | 0.598 | 0 | 0 | 0.5 | 0 |  | --> | C15 ex MILLTOWN (DR) | Milltown (dr) [T101,T102] | POOLBEG |  | 53.325 | -6.2552
017785X | MV/LV Substation IS***785X |  | 20 kV | _ | LV | 400 kVA :Kiosk Substation | 0.4 | --> | 0.4 | 0.357 | 1.98 |  | --> | 0.38 | 0 | 0.011 | 0 | 0 | Constrained, otherwise capacity available =366 kW | --> | E14 ex RATHKEALE | Rathkeale [T421,T422] | RATHKEALE |  | 52.5105 | -8.7095
081105Z | MV/LV Substation SI***105Z |  | 10 kV | _ | LV | 200 kVA :Pole Substation | 0.2 | --> | 0.2 | 0 | 0 | Constrained, otherwise capacity available =198 kVA | --> | 0.19 | 0 | 0 | 0.19 | 0 |  | --> | C19 ex CLONDALKIN | Clondalkin [T41,T42,T44] | INCHICORE 220KV |  | 53.2979 | -6.4338
039762X | MV/LV Substation RA***762X |  | 10 kV | _ | LV | 200 kVA :Kiosk Substation | 0.2 | --> | 0.2 | 0 | 0 | Constrained, otherwise capacity available =166 kVA | --> | 0.19 | 0 | 0 | 0.185 | 0 |  | --> | C25 ex GALWAY 110KV | Galway 110kv [T102,T103] | GALWAY 110KV |  | 53.2896 | -9.0153
019054 | MV/LV Substation FA***054 |  | 10 kV | _ | LV | 630 kVA :Building Structure | 0.63 | --> | 0.63 | 0.43 | 2.18 |  | --> | 0.598 | 0 | 0.062 | 0 | 0 | Constrained, otherwise capacity available =525 kW | --> | C11 ex BALLYRICKARD | Ballyrickard [T41,T42] | TRALEE |  | 52.2806 | -9.7021
007534 | MV/LV Substation BR***534 |  | 20 kV | _ | LV | 100 kVA :Pole Substation | 0.1 | --> | 0.1 | 0.08 | 1.4 |  | --> | 0.095 | 0 | 0 | 0 | 0 | Constrained, otherwise capacity available =92 kW | --> | E20 ex KILLINICK | Killinick [T421,T422] | WEXFORD |  | 52.2324 | -6.5519
093562Z | MV/LV Substation PR***562Z |  | 10 kV | _ | LV | 630 kVA :Building Structure | 0.63 | --> | 0.63 | 0 | 0 | Constrained, otherwise capacity available =561 kVA | --> | 0.598 | 0 | 0.02 | 0 | 0 | Constrained, otherwise capacity available =574 kW | --> | C17 ex BALLYCOOLIN | Ballycoolin [T41,T42,T43] | FINGLAS |  | 53.3977 | -6.3359
233912 | MV/LV Substation PA***912 |  | 20 kV | _ | LV | 100 kVA :Pole Substation | 0.1 | --> | 0.1 | 0 | 0 | Constrained, otherwise capacity available =81 kVA | --> | 0.095 | 0 | 0.01 | 0 | 0 | Constrained, otherwise capacity available =85 kW | --> | C21 ex CASTLEISLAND | Castleisland [T41,T42] | TRALEE |  | 52.1851 | -9.4891
034479X | MV/LV Substation NE***479X |  | 10 kV | _ | LV | 50 kVA :Pole Substation | 0.05 | --> | 0.05 | 0.041 | 0.95 |  | --> | 0.048 | 0 | 0 | 0 | 0 | Constrained, otherwise capacity available =46 kW | --> | C18 ex SPA ROAD | Spa Road [T41,T42] | DOON |  | 52.373 | -7.6412
069703 | MV/LV Substation BE***703 |  | 10 kV | _ | LV | 1000 kVA :Building Structure | 1 | --> | 1 | 0.5 | 7.75 |  | --> | 0.95 | 0 | 0 | 0.5 | 0 |  | --> | C24 ex MILLTOWN (DR) | Milltown (dr) [T101,T102] | INCHICORE 220KV |  | 53.3115 | -6.2325
007784Y | MV/LV Substation KE***784Y |  | 10 kV | _ | LV | 200 kVA :Pole Substation | 0.2 | --> | 0.2 | 0 | 0 | Constrained, otherwise capacity available =145 kVA | --> | 0.19 | 0 | 0 | 0 | 0 | Constrained, otherwise capacity available =182 kW | --> | C20 ex MULGANNON | Mulgannon [T41,T42] | WEXFORD |  | 52.3041 | -6.4413
006022 | MV/LV Substation SU***022 |  | 10 kV | _ | LV | 100 kVA :Pole Substation | 0.1 | --> | 0.1 | 0.03 | 3.12 |  | --> | 0.095 | 0 | 0.024 | 0 | 0 | Constrained, otherwise capacity available =67 kW | --> | C14 ex BELLFIELD | Bellfield [T41,T42] | CRANE |  | 52.5079 | -6.5727
001292 | MV/LV Substation VI***292 |  | 10 kV | _ | LV | 200 kVA :Kiosk Substation | 0.2 | --> | 0.2 | 0.162 | 4.01 |  | --> | 0.19 | 0 | 0.004 | 0.182 | 0 |  | --> | C15 ex BALLINCLEA | Ballinclea [T41] | CHERRYWOOD |  | 53.2706 | -6.0966
154659 | MV/LV Substation RO***659 |  | 10 kV | _ | LV | 400 kVA :Kiosk Substation | 0.4 | --> | 0.4 | 0 | 0 | Constrained, otherwise capacity available =342 kVA | --> | 0.38 | 0 | 0.01 | 0 | 0 | Constrained, otherwise capacity available =365 kW | --> | C18 ex COOLMINE | Coolmine [T41,T42] | FINGLAS |  | 53.3942 | -6.4062
010083 | MV/LV Substation I ***083 |  | 10 kV | _ | LV | 200 kVA :Pole Substation | 0.2 | --> | 0.2 | 0 | 0 | Constrained, otherwise capacity available =199 kVA | --> | 0.19 | 0 | 0 | 0 | 0 | Constrained, otherwise capacity available =190 kW | --> | C17 ex GRAIGUENAMANAGH | Graiguenamanagh [T41,T42] | KILKENNY |  | 52.5523 | -6.9591
005192Y | MV/LV Substation CR***192Y |  | 20 kV | _ | LV | 200 kVA :Kiosk Substation | 0.2 | --> | 0.2 | 0.186 | 17.8 |  | --> | 0.19 | 0 | 0.011 | 0.18 | 0 |  | --> | E21 ex BANOGE | Banoge [T121,T122] | BANOGE |  | 52.6741 | -6.3166
054499X | MV/LV Substation PE***499X |  | 20 kV | _ | LV | 630 kVA :Kiosk Substation | 0.63 | --> | 0.63 | 0 | 0 | Constrained, otherwise capacity available =609 kVA | --> | 0.598 | 0 | 0 | 0 | 0 | Constrained, otherwise capacity available =596 kW | --> | E13 ex ABBEYLEIX | Abbeyleix [T422] | PORTLAOISE |  | 53.0015 | -7.3219
158116 | MV/LV Substation HO***116 |  | 10 kV | _ | LV | 100 kVA :Pole Substation | 0.1 | --> | 0.1 | 0 | 0 | Constrained, otherwise capacity available =58 kVA | --> | 0.095 | 0 | 0.013 | 0 | 0 | Constrained, otherwise capacity available =80 kW | --> | C16 ex ENNISTYMON | Ennistymon [T41,T42] | ENNIS |  | 52.9371 | -9.396
184002 | MV/LV Substation CO***002 |  | 10 kV | _ | LV | 200 kVA :Pole Substation | 0.2 | --> | 0.2 | 0.162 | 3.38 |  | --> | 0.19 | 0 | 0.006 | 0 | 0 | Constrained, otherwise capacity available =180 kW | --> | C20 ex CASTLEBLAYNEY | Castleblayney [T41,T42] | DUNDALK |  | 54.112 | -6.7333
042883X | MV/LV Substation OA***883X |  | 10 kV | _ | LV | 400 kVA :Kiosk Substation | 0.4 | --> | 0.4 | 0 | 0 | Constrained, otherwise capacity available =344 kVA | --> | 0.38 | 0 | 0.004 | 0 | 0 | Constrained, otherwise capacity available =369 kW | --> | C19 ex KNOCKAPHUNTA | Knockaphunta [T41,T42] | CASTLEBAR |  | 53.8398 | -9.3282
051499X | MV/LV Substation BR***499X |  | 20 kV | _ | LV | 100 kVA :Pole Substation | 0.1 | --> | 0.1 | 0.083 | 2.22 |  | --> | 0.095 | 0 | 0.005 | 0.089 | 0 |  | --> | E12 ex CLARA | Clara [T421,T422] | THORNSBERRY |  | 53.3664 | -7.5061
015372 | MV/LV Substation TO***372 |  | 10 kV | _ | LV | 630 kVA :Building Structure | 0.63 | --> | 0.63 | 0 | 0 | Constrained, otherwise capacity available =494 kVA | --> | 0.598 | 0 | 0.062 | 0 | 0 | Constrained, otherwise capacity available =534 kW | --> | C17 ex NAAS | Naas [T41,T42] | KILTEEL |  | 53.2088 | -6.737
1194004 | MV/LV Substation BA***4004 |  | 20 kV | _ | LV | 50 kVA :Pole Substation | 0.05 | --> | 0.05 | 0 | 0 | Constrained, otherwise capacity available =50 kVA | --> | 0.048 | 0 | 0 | 0 | 0 | Constrained, otherwise capacity available =48 kW | --> | C15 ex KANTURK | Kanturk [T41,T42] | GLENLARA |  | 52.132 | -8.8911
032331 | MV/LV Substation RE***331 |  | 10 kV | _ | LV | 50 kVA :Pole Substation | 0.05 | --> | 0.05 | 0 | 0 | Constrained, otherwise capacity available =40 kVA | --> | 0.048 | 0 | 0.056 | 0 | 0 | Constrained, otherwise capacity available =5 kW | --> | C18 ex TRAMORE | Tramore [T41,T42] | BUTLERSTOWN |  | 52.1873 | -7.2237
127517 | MV/LV Substation CA***517 |  | 10 kV | _ | LV | 200 kVA :Pole Substation | 0.2 | --> | 0.2 | 0 | 0 | Constrained, otherwise capacity available =148 kVA | --> | 0.19 | 0 | 0 | 0 | 0 | Constrained, otherwise capacity available =183 kW | --> | C11 ex HOLYCROSS ROAD | Holycross Road [T41,T42] | THURLES |  | 52.6579 | -7.8362
210742Y | MV/LV Substation MC***742Y |  | 10 kV | _ | LV | 630 kVA :Kiosk Substation | 0.63 | --> | 0.63 | 0 | 0 | Constrained, otherwise capacity available =560 kVA | --> | 0.598 | 0 | 0 | 0 | 0 | Constrained, otherwise capacity available =589 kW | --> | C21 ex CARRICKMACROSS | Carrickmacross [T41,T42] | MEATH HILL |  | 53.9703 | -6.7154
2814242 | MV/LV Substation CR***4242 |  | 10 kV | _ | LV | 1000 kVA :Building Structure | 1 | --> | 1 | 0.5 | 7.88 |  | --> | 0.95 | 0 | 0 | 0.5 | 0 |  | --> | C24 ex LIBERTY STREET | Liberty Street [T101,T102] | LIBERTY STREET |  | 51.8977 | -8.4693
067992Y | MV/LV Substation BA***992Y |  | 10 kV | _ | LV | 400 kVA :Building Structure | 0.4 | --> | 0.4 | 0 | 0 | Constrained, otherwise capacity available =400 kVA | --> | 0.38 | 0 | 0 | 0 | 0 | Constrained, otherwise capacity available =380 kW | --> | C13 ex CORBALLY | Corbally [T41,T42] | ARDNACRUSHA |  | 52.667 | -8.6202
1614061 | MV/LV Substation BA***4061 |  | 10 kV | _ | LV | 50 kVA :Pole Substation | 0.05 | --> | 0.05 | 0 | 0 | Constrained, otherwise capacity available =40 kVA | --> | 0.048 | 0 | 0.011 | 0 | 0 | Constrained, otherwise capacity available =38 kW | --> | C13 ex SPIDDAL |  |  |  | 53.2467 | -9.2906
031677X | MV/LV Substation BA***677X |  | 20 kV | _ | LV | 50 kVA :Pole Substation | 0.05 | --> | 0.05 | 0 | 0 | Constrained, otherwise capacity available =42 kVA | --> | 0.048 | 0 | 0 | 0 | 0 | Constrained, otherwise capacity available =46 kW | --> | E18 ex SPRINGS | Springs [T421,T422] | DUNGARVAN |  | 52.0144 | -7.6247
281117X | MV/LV Substation GE***117X |  | 10 kV | _ | LV | 630 kVA :Building Structure | 0.63 | --> | 0.63 | 0.385 | 7.88 |  | --> | 0.598 | 0 | 0 | 0.5 | 0 |  | --> | C12 ex LIBERTY STREET | Liberty Street [T101,T102] | LIBERTY STREET |  | 51.8947 | -8.4712
099539X | MV/LV Substation ZE***539X |  | 10 kV | _ | LV | 1000 kVA :Building Structure | 1 | --> | 1 | 0.5 | 5.45 |  | --> | 0.95 | 0 | 0 | 0 | 0 | Constrained, otherwise capacity available =950 kW | --> | C18 ex GORTLEE | Gortlee [T41,T42] | LETTERKENNY |  | 54.9604 | -7.7137
2554048 | MV/LV Substation SE***4048 |  | 20 kV | _ | LV | 630 kVA :Building Structure | 0.63 | --> | 0.63 | 0 | 0 | Constrained, otherwise capacity available =424 kVA | --> | 0.598 | 0 | 0 | 0 | 0 | Constrained, otherwise capacity available =570 kW | --> | E20 ex KILLYBEGS | Killybegs [T422] | BINBANE |  | 54.6308 | -8.4542
180122X | MV/LV Substation RA***122X |  | 10 kV | _ | LV | 1000 kVA :Kiosk Substation | 1 | --> | 1 | 0 | 0 | Constrained, otherwise capacity available =957 kVA | --> | 0.95 | 0 | 0 | 0 | 0 | Constrained, otherwise capacity available =944 kW | --> | C17 ex ATHBOY | Athboy [T42] | NAVAN |  | 53.7125 | -7.0218
156886Y | MV/LV Substation TR***886Y |  | 20 kV | _ | LV | 200 kVA :Pole Substation | 0.2 | --> | 0.2 | 0 | 0 | Constrained, otherwise capacity available =131 kVA | --> | 0.19 | 0 | 0 | 0 | 0 | Constrained, otherwise capacity available =180 kW | --> | E14 ex EMYVALE | Emyvale [T422] | LISDRUM |  | 54.3704 | -6.9497
248305 | MV/LV Substation CU***305 |  | 20 kV | _ | LV | 50 kVA :Pole Substation | 0.05 | --> | 0.05 | 0 | 0 | Constrained, otherwise capacity available =43 kVA | --> | 0.048 | 0 | 0.005 | 0 | 0 | Constrained, otherwise capacity available =43 kW | --> | E13 ex KILCOCK | Kilcock [T421,T422] | GRIFFINRATH |  | 53.4939 | -6.6025
055901X | MV/LV Substation CO***901X |  | 10 kV | _ | LV | 50 kVA :Pole Substation | 0.05 | --> | 0.05 | 0 | 0 | Constrained, otherwise capacity available =49 kVA | --> | 0.048 | 0 | 0 | 0 | 0 | Constrained, otherwise capacity available =47 kW | --> | C16 ex RATHDOWNEY | Rathdowney [T42] | IKERRIN |  | 52.8584 | -7.5024
093334Z | MV/LV Substation WO***334Z |  | 10 kV | _ | LV | 630 kVA :Building Structure | 0.63 | --> | 0.63 | 0 | 0 | Constrained, otherwise capacity available =617 kVA | --> | 0.598 | 0 | 0 | 0.5 | 0 |  | --> | C19 ex KILMORE | Kilmore [T101,T102,T103] | FINGLAS |  | 53.4089 | -6.236
015995Y | MV/LV Substation CR***995Y |  | 10 kV | _ | LV | 200 kVA :Kiosk Substation | 0.2 | --> | 0.2 | 0 | 0 | Constrained, otherwise capacity available =135 kVA | --> | 0.19 | 0 | 0.016 | 0 | 0 | Constrained, otherwise capacity available =169 kW | --> | C11 ex NAAS | Naas [T41,T42] | KILTEEL |  | 53.2092 | -6.658
0154382 | MV/LV Substation SO***4382 |  | 20 kV | _ | LV | 630 kVA :Kiosk Substation | 0.63 | --> | 0.63 | 0 | 0 | Constrained, otherwise capacity available =527 kVA | --> | 0.598 | 0 | 0.021 | 0 | 0 | Constrained, otherwise capacity available =569 kW | --> | E13 ex BLESSINGTON | Blessington [T421,T422] | KILTEEL |  | 53.1768 | -6.5354
070460 | MV/LV Substation KN***460 |  | 20 kV | _ | LV | 100 kVA :Pole Substation | 0.1 | --> | 0.1 | 0.076 | 0.76 |  | --> | 0.095 | 0 | 0.005 | 0 | 0 | Constrained, otherwise capacity available =88 kW | --> | E15 ex RATHMORE | Rathmore [T42,T421] | KNOCKEARAGH |  | 52.1229 | -9.2043
064439X | MV/LV Substation NE***439X |  | 10 kV | _ | LV | 50 kVA :Pole Substation | 0.05 | --> | 0.05 | 0 | 0 | Constrained, otherwise capacity available =43 kVA | --> | 0.048 | 0 | 0 | 0 | 0 | Constrained, otherwise capacity available =46 kW | --> | C21 ex TERMONFECKIN ROAD | Termonfeckin Road [T41,T42] | DRYBRIDGE |  | 53.7281 | -6.3264
0024044 | MV/LV Substation SO***4044 |  | 10 kV | _ | LV | 630 kVA :Building Structure | 0.63 | --> | 0.63 | 0.478 | 4.51 |  | --> | 0.598 | 0 | 0 | 0.5 | 0 |  | --> | C19 ex BOGHALL ROAD | Boghall Road [T41,T42] | FASSAROE |  | 53.1844 | -6.1159
136762X | MV/LV Substation CL***762X |  | 20 kV | _ | LV | 50 kVA :Pole Substation | 0.05 | --> | 0.05 | 0 | 0 | Constrained, otherwise capacity available =49 kVA | --> | 0.048 | 0 | 0 | 0 | 0 | Constrained, otherwise capacity available =47 kW | --> | C20 ex ROSCOMMON | Roscommon [T41,T42] | LANESBORO |  | 53.7455 | -8.2262
001484 | MV/LV Substation CL***484 |  | 10 kV | _ | LV | 400 kVA :Kiosk Substation | 0.4 | --> | 0.4 | 0.239 | 13.42 |  | --> | 0.38 | 0 | 0.043 | 0.326 | 0 |  | --> | C19 ex POTTERY ROAD | Pottery Road [T101,T102] | CARRICKMINES |  | 53.2775 | -6.1583
196372X | MV/LV Substation ST***372X |  | 20 kV | _ | LV | 200 kVA :Kiosk Substation | 0.2 | --> | 0.2 | 0.176 | 1.34 |  | --> | 0.19 | 0 | 0.016 | 0 | 0 | Constrained, otherwise capacity available =175 kW | --> | E23 ex ATHBOY | Athboy [T423] | NAVAN |  | 53.5333 | -6.9722
281100 | MV/LV Substation CR***100 |  | 10 kV | _ | LV | 630 kVA :Building Structure | 0.63 | --> | 0.63 | 0.36 | 7.88 |  | --> | 0.598 | 0 | 0 | 0.5 | 0 |  | --> | C22 ex LIBERTY STREET | Liberty Street [T101,T102] | LIBERTY STREET |  | 51.8954 | -8.4791
276419 | MV/LV Substation J ***419 |  | 10 kV | _ | LV | 630 kVA :Building Structure | 0.63 | --> | 0.63 | 0.5 | 0.76 |  | --> | 0.598 | 0 | 0 | 0 | 0 | Constrained, otherwise capacity available =594 kW | --> | C13 ex WOODFORD | Woodford [T41,T42] | KNOCKEARAGH |  | 52.043 | -9.4424
011621X | MV/LV Substation FI***621X |  | 10 kV | _ | LV | 400 kVA :Kiosk Substation | 0.4 | --> | 0.4 | 0 | 0 | Constrained, otherwise capacity available =308 kVA | --> | 0.38 | 0 | 0.042 | 0 | 0 | Constrained, otherwise capacity available =336 kW | --> | C14 ex ROSEHILL | Rosehill [T41,T42] | KILKENNY |  | 52.6466 | -7.2485
049408Z | MV/LV Substation DR***408Z |  | 10 kV | _ | LV | 100 kVA :Pole Substation | 0.1 | --> | 0.1 | 0.075 | 0.13 |  | --> | 0.095 | 0 | 0.008 | 0 | 0 | Constrained, otherwise capacity available =86 kW | --> | C18 ex BALLYMAHON | Ballymahon [T41,T42] | ATHLONE |  | 53.5694 | -7.7775
281859Z | MV/LV Substation CH***859Z |  | 20 kV | _ | LV | 200 kVA :Kiosk Substation | 0.2 | --> | 0.2 | 0.183 | 17.47 |  | --> | 0.19 | 0 | 0.026 | 0.168 | 0 |  | --> | E12 ex COOLROE | Coolroe [T121,T122] | COOLROE |  | 51.8763 | -8.6634
153309 | MV/LV Substation CO***309 |  | 20 kV | _ | LV | 100 kVA :Pole Substation | 0.1 | --> | 0.1 | 0 | 0 | Constrained, otherwise capacity available =76 kVA | --> | 0.095 | 0 | 0.02 | 0 | 0 | Constrained, otherwise capacity available =77 kW | --> | E18 ex BIRDHILL | Birdhill [T421,T422] | ARDNACRUSHA |  | 52.7094 | -8.49
014723X | MV/LV Substation C ***723X |  | 20 kV | _ | LV | 100 kVA :Pole Substation | 0.1 | --> | 0.1 | 0.069 | 0.63 |  | --> | 0.095 | 0 | 0 | 0 | 0 | Constrained, otherwise capacity available =91 kW | --> | E12 ex KILCULLEN | Kilcullen [T41,T42,T424] | STRATFORD |  | 53.0165 | -6.8144
365772X | MV/LV Substation OL***772X |  | 10 kV | _ | LV | 400 kVA :Kiosk Substation | 0.4 | --> | 0.4 | 0 | 0 | Constrained, otherwise capacity available =195 kVA | --> | 0.38 | 0 | 0.034 | 0.326 | 0 |  | --> | C16 ex OLDBAWN | Oldbawn [T41,T42] | COOKSTOWN |  | 53.2806 | -6.3582
017781X | MV/LV Substation FI***781X |  | 20 kV | _ | LV | 200 kVA :Pole Substation | 0.2 | --> | 0.2 | 0.159 | 1.98 |  | --> | 0.19 | 0 | 0 | 0 | 0 | Constrained, otherwise capacity available =184 kW | --> | E14 ex RATHKEALE | Rathkeale [T421,T422] | RATHKEALE |  | 52.5243 | -8.812
004201Y | MV/LV Substation AV***201Y |  | 10 kV | _ | LV | 100 kVA :Pole Substation | 0.1 | --> | 0.1 | 0.058 | 18.08 |  | --> | 0.095 | 0 | 0.067 | 0.04 | 0 |  | --> | C13 ex ARKLOW | Arklow [T101,T102] | ARKLOW |  | 52.8508 | -6.2022
0154185 | MV/LV Substation OM***4185 |  | 20 kV | _ | LV | 50 kVA :Pole Substation | 0.05 | --> | 0.05 | 0 | 0 | Constrained, otherwise capacity available =49 kVA | --> | 0.048 | 0 | 0 | 0 | 0 | Constrained, otherwise capacity available =47 kW | --> | E14 ex BLESSINGTON | Blessington [T421,T422] | KILTEEL |  | 53.1281 | -6.6122
012051Y | MV/LV Substation ST***051Y |  | 10 kV | _ | LV | 100 kVA :Pole Substation | 0.1 | --> | 0.1 | 0 | 0 | Constrained, otherwise capacity available =91 kVA | --> | 0.095 | 0 | 0 | 0 | 0 | Constrained, otherwise capacity available =94 kW | --> | C20 ex POLLERTON | Pollerton [T41,T42] | CARLOW |  | 52.8389 | -6.9102
3654218 | MV/LV Substation CI***4218 |  | 10 kV | _ | LV | 400 kVA :Kiosk Substation | 0.4 | --> | 0.4 | 0 | 0 | Constrained, otherwise capacity available =257 kVA | --> | 0.38 | 0 | 0 | 0.36 | 0 |  | --> | C23 ex CITYWEST | Citywest [T101,T102] | INCHICORE 220KV |  | 53.294 | -6.414
039305 | MV/LV Substation CA***305 |  | 10 kV | _ | LV | 400 kVA :Kiosk Substation | 0.4 | --> | 0.4 | 0 | 0 | Constrained, otherwise capacity available =272 kVA | --> | 0.38 | 0 | 0.013 | 0.353 | 0 |  | --> | C22 ex GALWAY 110KV | Galway 110kv [T102,T103] | GALWAY 110KV |  | 53.2878 | -9.0045
1364064 | MV/LV Substation BA***4064 |  | 20 kV | _ | LV | 50 kVA :Pole Substation | 0.05 | --> | 0.05 | 0 | 0 | Constrained, otherwise capacity available =39 kVA | --> | 0.048 | 0 | 0 | 0 | 0 | Constrained, otherwise capacity available =46 kW | --> | C20 ex ROSCOMMON | Roscommon [T41,T42] | LANESBORO |  | 53.7029 | -8.1928
154254Z | MV/LV Substation ON***254Z |  | 10 kV | _ | LV | 400 kVA :Kiosk Substation | 0.4 | --> | 0.4 | 0 | 0 | Constrained, otherwise capacity available =319 kVA | --> | 0.38 | 0 | 0 | 0.369 | 0 |  | --> | C22 ex MACETOWN | Macetown [T101,T102] | MACETOWN |  | 53.3916 | -6.4356
0534205 | MV/LV Substation BE***4205 |  | 10 kV | _ | LV | 630 kVA :Building Structure | 0.63 | --> | 0.63 | 0.5 | 2.39 |  | --> | 0.598 | 0 | 0.011 | 0 | 0 | Constrained, otherwise capacity available =582 kW | --> | C12 ex SRAH | Srah [T41,T42] | THORNSBERRY |  | 53.2808 | -7.4919
054546X | MV/LV Substation RA***546X |  | 20 kV | _ | LV | 200 kVA :Pole Substation | 0.2 | --> | 0.2 | 0 | 0 | Constrained, otherwise capacity available =182 kVA | --> | 0.19 | 0 | 0.01 | 0 | 0 | Constrained, otherwise capacity available =180 kW | --> | E13 ex ABBEYLEIX | Abbeyleix [T422] | PORTLAOISE |  | 52.9647 | -7.37
109059 | MV/LV Substation MI***059 |  | 10 kV | _ | LV | 400 kVA :Building Structure | 0.4 | --> | 0.4 | 0 | 0 | Constrained, otherwise capacity available =368 kVA | --> | 0.38 | 0 | 0 | 0.376 | 0 |  | --> | C15 ex SHANNON | Shannon [T41,T42] | DRUMLINE |  | 52.7038 | -8.9044
052470 | MV/LV Substation MC***470 |  | 20 kV | _ | LV | 100 kVA :Pole Substation | 0.1 | --> | 0.1 | 0 | 0 | Constrained, otherwise capacity available =69 kVA | --> | 0.095 | 0 | 0 | 0 | 0 | Constrained, otherwise capacity available =91 kW | --> | C18 ex DELVIN | Delvin [T41,T42] | MULLINGAR |  | 53.6753 | -7.1941
042674X | MV/LV Substation ME***674X |  | 10 kV | _ | LV | 200 kVA :Kiosk Substation | 0.2 | --> | 0.2 | 0 | 0 | Constrained, otherwise capacity available =149 kVA | --> | 0.19 | 0 | 0.011 | 0 | 0 | Constrained, otherwise capacity available =175 kW | --> | C19 ex KNOCKAPHUNTA | Knockaphunta [T41,T42] | CASTLEBAR |  | 53.8409 | -9.324
0684333 | MV/LV Substation CA***4333 |  | 10 kV | _ | LV | 1000 kVA :Building Structure | 1 | --> | 1 | 0.5 | 14.34 |  | --> | 0.95 | 0 | 0 | 0.5 | 0 |  | --> | C23 ex NORTH QUAYS | North Quays [T101,T102,T103] | POOLBEG |  | 53.3477 | -6.2323
117925 | MV/LV Substation DR***925 |  | 20 kV | _ | LV | 200 kVA :Kiosk Substation | 0.2 | --> | 0.2 | 0 | 0 | Constrained, otherwise capacity available =171 kVA | --> | 0.19 | 0 | 0 | 0.186 | 0 |  | --> | E17 ex MANORHAMILTON | Manorhamilton [T422] | SLIGO |  | 54.2307 | -8.2994
065364Z | MV/LV Substation MI***364Z |  | 10 kV | _ | LV | 50 kVA :Pole Substation | 0.05 | --> | 0.05 | 0 | 0 | Constrained, otherwise capacity available =50 kVA | --> | 0.048 | 0 | 0 | 0 | 0 | Constrained, otherwise capacity available =48 kW | --> | C16 ex LOUGHSHINNY | Loughshinny [T41,T42] | GLASMORE |  | 53.5669 | -6.1338
417572 | MV/LV Substation AR***572 |  | 20 kV | _ | LV | 50 kVA :Pole Substation | 0.05 | --> | 0.05 | 0.05 | 8.5 |  | --> | 0.048 | 0 | 0 | 0 | 0 | Constrained, otherwise capacity available =48 kW | --> | E14 ex ARIGNA | Arigna [T121] | ARIGNA |  | 54.0954 | -8.0763
015965Z | MV/LV Substation DO***965Z |  | 10 kV | _ | LV | 630 kVA :Building Structure | 0.63 | --> | 0.63 | 0 | 0 | Constrained, otherwise capacity available =605 kVA | --> | 0.598 | 0 | 0.1 | 0 | 0 | Constrained, otherwise capacity available =521 kW | --> | C19 ex SALLINS | Sallins [T41,T42] | GRIFFINRATH |  | 53.2871 | -6.7673
0684246 | MV/LV Substation DE***4246 |  | 10 kV | _ | LV | 1000 kVA :Building Structure | 1 | --> | 1 | 0.5 | 1.86 |  | --> | 0.95 | 0 | 0.006 | 0.5 | 0 |  | --> | C16 ex FAIRVIEW | Fairview [T41] | MCDERMOTT |  | 53.3661 | -6.2495
068797X | MV/LV Substation SF***797X |  | 10 kV | _ | LV | 630 kVA :Building Structure | 0.63 | --> | 0.63 | 0 | 0 | Constrained, otherwise capacity available =578 kVA | --> | 0.598 | 0 | 0.01 | 0.5 | 0 |  | --> | C11 ex DRUMCONDRA | Drumcondra [T41,T42] | MCDERMOTT |  | 53.3586 | -6.2588
0074369 | MV/LV Substation HA***4369 |  | 20 kV | _ | LV | 50 kVA :Pole Substation | 0.05 | --> | 0.05 | 0.05 | 16.12 |  | --> | 0.048 | 0 | 0 | 0.048 | 0 |  | --> | E17 ex WEXFORD | Wexford [T121,T122] | WEXFORD |  | 52.3106 | -6.7292
009079 | MV/LV Substation JO***079 |  | 10 kV | _ | LV | 400 kVA :Kiosk Substation | 0.4 | --> | 0.4 | 0.223 | 0.53 |  | --> | 0.38 | 0 | 0.053 | 0 | 0 | Constrained, otherwise capacity available =316 kW | --> | C16 ex MANOR STREET | Manor Street [T41,T42] | WATERFORD |  | 52.252 | -7.1061
176003 | MV/LV Substation GU***003 |  | 10 kV | _ | LV | 200 kVA :Pole Substation | 0.2 | --> | 0.2 | 0 | 0 | Constrained, otherwise capacity available =93 kVA | --> | 0.19 | 0 | 0.023 | 0 | 0 | Constrained, otherwise capacity available =158 kW | --> | E12 ex HARTNETTS CROSS |  |  |  | 51.9052 | -8.9731
021836 | MV/LV Substation BE***836 |  | 20 kV | _ | LV | 50 kVA :Pole Substation | 0.05 | --> | 0.05 | 0 | 0 | Constrained, otherwise capacity available =17 kVA | --> | 0.048 | 0 | 0.005 | 0 | 0 | Constrained, otherwise capacity available =39 kW | --> | E16 ex CURRALEIGH | Curraleigh [T421,T422] | KILBARRY |  | 51.9346 | -8.6965
062627X | MV/LV Substation DR***627X |  | 20 kV | _ | LV | 400 kVA :Kiosk Substation | 0.4 | --> | 0.4 | 0.268 | 4.25 |  | --> | 0.38 | 0 | 0.005 | 0 | 0 | Constrained, otherwise capacity available =358 kW | --> | E15 ex JENKINSTOWN | Jenkinstown [T421,T422] | DUNDALK |  | 54.0971 | -6.3614
039715X | MV/LV Substation LE***715X |  | 10 kV | _ | LV | 630 kVA :Kiosk Substation | 0.63 | --> | 0.63 | 0.5 | 11.03 |  | --> | 0.598 | 0 | 0 | 0.5 | 0 |  | --> | C17 ex SALTHILL | Salthill [T101,T102] | SALTHILL |  | 53.2694 | -9.119
165554X | MV/LV Substation FA***554X |  | 10 kV | _ | LV | 200 kVA :Kiosk Substation | 0.2 | --> | 0.2 | 0 | 0 | Constrained, otherwise capacity available =125 kVA | --> | 0.19 | 0 | 0 | 0 | 0 | Constrained, otherwise capacity available =180 kW | --> | C16 ex CLONAKILTY | Clonakilty [T41,T42] | DUNMANWAY |  | 51.624 | -8.8834
019976 | MV/LV Substation BA***976 |  | 10 kV | _ | LV | 400 kVA :Kiosk Substation | 0.4 | --> | 0.4 | 0.047 | 0.05 | Constrained, otherwise capacity available =119 kVA | --> | 0.38 | 0 | 0.2 | 0 | 0 | Constrained, otherwise capacity available =192 kW | --> | C12 ex BALLYBEGGAN | Ballybeggan [T43,T44] | TRALEE |  | 52.2606 | -9.6596
238031Y | MV/LV Substation CI***031Y |  | 20 kV | _ | LV | 630 kVA :Kiosk Substation | 0.63 | --> | 0.63 | 0 | 0 | Constrained, otherwise capacity available =546 kVA | --> | 0.598 | 0 | 0 | 0 | 0 | Constrained, otherwise capacity available =587 kW | --> | E11 ex BALLINROBE | Ballinrobe [T421,T422] | DALTON |  | 53.6159 | -9.2154
120020Y | MV/LV Substation TH***020Y |  | 10 kV | _ | LV | 50 kVA :Pole Substation | 0.05 | --> | 0.05 | 0 | 0 | Constrained, otherwise capacity available =20 kVA | --> | 0.048 | 0 | 0 | 0 | 0 | Constrained, otherwise capacity available =43 kW | --> | C18 ex BLAKE | Blake [T41,T42] | BLAKE |  | 53.2712 | -6.8202
251309X | MV/LV Substation GL***309X |  | 10 kV | _ | LV | 200 kVA :Kiosk Substation | 0.2 | --> | 0.2 | 0 | 0 | Constrained, otherwise capacity available =174 kVA | --> | 0.19 | 0 | 0.011 | 0 | 0 | Constrained, otherwise capacity available =178 kW | --> | C28 ex CLAREGALWAY | Claregalway [T42,T421] | GALWAY 110KV |  | 53.3349 | -8.9433
139518X | MV/LV Substation DR***518X |  | 20 kV | _ | LV | 400 kVA :Kiosk Substation | 0.4 | --> | 0.4 | 0.398 | 2.68 |  | --> | 0.38 | 0 | 0 | 0 | 0 | Constrained, otherwise capacity available =380 kW | --> | E12 ex OLDCASTLE | Oldcastle [T41,T422] | MULLINGAR |  | 53.7051 | -7.1598
377627X | MV/LV Substation CO***627X |  | 20 kV | _ | LV | 200 kVA :Kiosk Substation | 0.2 | --> | 0.2 | 0 | 0 | Constrained, otherwise capacity available =177 kVA | --> | 0.19 | 0 | 0.005 | 0 | 0 | Constrained, otherwise capacity available =183 kW | --> | E17 ex GURRANEBANE | Gurranebane [T421,T422] | OUGHTRAGH |  | 51.9404 | -10.24
281103 | MV/LV Substation BA***103 |  | 10 kV | _ | LV | 630 kVA :Building Structure | 0.63 | --> | 0.63 | 0.29 | 7.88 |  | --> | 0.598 | 0 | 0 | 0.5 | 0 |  | --> | C19 ex LIBERTY STREET | Liberty Street [T101,T102] | LIBERTY STREET |  | 51.8957 | -8.4893
081629Y | MV/LV Substation ME***629Y |  | 10 kV | _ | LV | 400 kVA :Kiosk Substation | 0.4 | --> | 0.4 | 0 | 0 | Constrained, otherwise capacity available =340 kVA | --> | 0.38 | 0 | 0.018 | 0 | 0 | Constrained, otherwise capacity available =358 kW | --> | C20 ex MONEYCOOLEY | Moneycooley [T41,T42,T44] | GRIFFINRATH |  | 53.3745 | -6.5971
068570X | MV/LV Substation FO***570X |  | 10 kV | _ | LV | 630 kVA :Building Structure | 0.63 | --> | 0.63 | 0 | 0 | Constrained, otherwise capacity available =542 kVA | --> | 0.598 | 0 | 0 | 0.5 | 0 |  | --> | C23 ex PHIBSBORO | Phibsboro [T41,T42] | FINGLAS |  | 53.3508 | -6.2808
1564177 | MV/LV Substation LI***4177 |  | 10 kV | _ | LV | 50 kVA :Pole Substation | 0.05 | --> | 0.05 | 0 | 0 | Constrained, otherwise capacity available =43 kVA | --> | 0.048 | 0 | 0 | 0 | 0 | Constrained, otherwise capacity available =46 kW | --> | C20 ex DRUMBEAR | Drumbear [T41,T42] | LISDRUM |  | 54.2038 | -6.9646
021590Z | MV/LV Substation BA***590Z |  | 10 kV | _ | LV | 630 kVA :Building Structure | 0.63 | --> | 0.63 | 0 | 0 | Constrained, otherwise capacity available =599 kVA | --> | 0.598 | 0 | 0.005 | 0.5 | 0 |  | --> | C17 ex KILBARRY | Kilbarry [T101,T43] | KILBARRY |  | 51.9156 | -8.4597
127161 | MV/LV Substation BA***161 |  | 20 kV | _ | LV | 200 kVA :Kiosk Substation | 0.2 | --> | 0.2 | 0.196 | 5.89 |  | --> | 0.19 | 0 | 0 | 0 | 0 | Constrained, otherwise capacity available =190 kW | --> | C14 ex CASHEL | Cashel [T41,T42] | CAHIR |  | 52.558 | -7.8616
184014X | MV/LV Substation TA***014X |  | 10 kV | _ | LV | 50 kVA :Pole Substation | 0.05 | --> | 0.05 | 0.01 | 3.38 |  | --> | 0.048 | 0 | 0 | 0 | 0 | Constrained, otherwise capacity available =42 kW | --> | C20 ex CASTLEBLAYNEY | Castleblayney [T41,T42] | DUNDALK |  | 54.0572 | -6.696
015631Z | MV/LV Substation DO***631Z |  | 10 kV | _ | LV | 400 kVA :Kiosk Substation | 0.4 | --> | 0.4 | 0 | 0 | Constrained, otherwise capacity available =268 kVA | --> | 0.38 | 0 | 0.071 | 0 | 0 | Constrained, otherwise capacity available =309 kW | --> | E20 ex BLESSINGTON | Blessington [T421,T422] | KILTEEL |  | 53.1722 | -6.5378
162415 | MV/LV Substation FR***415 |  | 10 kV | _ | LV | 50 kVA :Pole Substation | 0.05 | --> | 0.05 | 0.048 | 7.25 |  | --> | 0.048 | 0 | 0 | 0 | 0 | Constrained, otherwise capacity available =47 kW | --> | C18 ex CONVOY | Convoy [T41,T42] | LETTERKENNY |  | 54.8739 | -7.536
066309X | MV/LV Substation SE***309X |  | 10 kV | _ | LV | 400 kVA :Kiosk Substation | 0.4 | --> | 0.4 | 0 | 0 | Constrained, otherwise capacity available =242 kVA | --> | 0.38 | 0 | 0.047 | 0.323 | 0 |  | --> | C18 ex MOUNTGORRY | Mountgorry [T41,T42] | GRANGE (DR) |  | 53.4519 | -6.1803
067212 | MV/LV Substation HA***212 |  | 10 kV | _ | LV | 400 kVA :Kiosk Substation | 0.4 | --> | 0.4 | 0 | 0 | Constrained, otherwise capacity available =247 kVA | --> | 0.38 | 0 | 0.037 | 0 | 0 | Constrained, otherwise capacity available =331 kW | --> | C14 ex CAHERDAVIN | Caherdavin [T41,T42] | ARDNACRUSHA |  | 52.667 | -8.6471
139086Y | MV/LV Substation GO***086Y |  | 20 kV | _ | LV | 100 kVA :Pole Substation | 0.1 | --> | 0.1 | 0 | 0 | Constrained, otherwise capacity available =25 kVA | --> | 0.095 | 0 | 0 | 0 | 0 | Constrained, otherwise capacity available =84 kW | --> | E16 ex FINEA | Finea [T421,T422] | SHANKILL |  | 53.8726 | -7.5355
0934274 | MV/LV Substation TU***4274 |  | 10 kV | _ | LV | 400 kVA :Building Structure | 0.4 | --> | 0.4 | 0 | 0 | Constrained, otherwise capacity available =385 kVA | --> | 0.38 | 0 | 0 | 0.378 | 0 |  | --> | C13 ex POPPINTREE | Poppintree [T101,T102] | FINGLAS |  | 53.4173 | -6.2788
015451 | MV/LV Substation BA***451 |  | 10 kV | _ | LV | 50 kVA :Pole Substation | 0.05 | --> | 0.05 | 0 | 0 | Constrained, otherwise capacity available =36 kVA | --> | 0.048 | 0 | 0 | 0 | 0 | Constrained, otherwise capacity available =46 kW | --> | C11 ex JOHNSTOWN | Johnstown [T41,T42] | KILTEEL |  | 53.2025 | -6.5981
182040 | MV/LV Substation KI***040 |  | 20 kV | _ | LV | 50 kVA :Pole Substation | 0.05 | --> | 0.05 | 0 | 0 | Constrained, otherwise capacity available =45 kVA | --> | 0.048 | 0 | 0 | 0 | 0 | Constrained, otherwise capacity available =47 kW | --> | C12 ex SCARIFF | Scariff [T42] | ENNIS |  | 52.9589 | -8.348
111679Y | MV/LV Substation GO***679Y |  | 10 kV | _ | LV | 50 kVA :Pole Substation | 0.05 | --> | 0.05 | 0 | 0 | Constrained, otherwise capacity available =40 kVA | --> | 0.048 | 0 | 0 | 0 | 0 | Constrained, otherwise capacity available =46 kW | --> | C15 ex BANTRY | Bantry [T41,T42] | BALLYLICKY |  | 51.6999 | -9.4445
075616X | MV/LV Substation RY***616X |  | 20 kV | _ | LV | 200 kVA :Pole Substation | 0.2 | --> | 0.2 | 0.143 | 1.13 |  | --> | 0.19 | 0 | 0.026 | 0 | 0 | Constrained, otherwise capacity available =163 kW | --> | E12 ex BUNCLODY | Bunclody [T421,T422] | CRANE |  | 52.6432 | -6.651
180993X | MV/LV Substation CO***993X |  | 10 kV | _ | LV | 50 kVA :Pole Substation | 0.05 | --> | 0.05 | 0.048 | 1.4 |  | --> | 0.048 | 0 | 0 | 0 | 0 | Constrained, otherwise capacity available =47 kW | --> | C26 ex KELLS | Kells [T41,T42] | NAVAN |  | 53.6846 | -6.8508
0294109 | MV/LV Substation AR***4109 |  | 10 kV | _ | LV | 50 kVA :Pole Substation | 0.05 | --> | 0.05 | 0 | 0 | Constrained, otherwise capacity available =37 kVA | --> | 0.048 | 0 | 0 | 0 | 0 | Constrained, otherwise capacity available =46 kW | --> | C32 ex CLOYNE | Cloyne [T41] | MIDLETON |  | 51.8199 | -8.1618
136692Y | MV/LV Substation ST***692Y |  | 10 kV | _ | LV | 200 kVA :Kiosk Substation | 0.2 | --> | 0.2 | 0 | 0 | Constrained, otherwise capacity available =184 kVA | --> | 0.19 | 0 | 0.005 | 0 | 0 | Constrained, otherwise capacity available =184 kW | --> | C22 ex ROSCOMMON | Roscommon [T41,T42] | LANESBORO |  | 53.6763 | -8.0091
253166Y | MV/LV Substation TH***166Y |  | 10 kV | _ | LV | 200 kVA :Kiosk Substation | 0.2 | --> | 0.2 | 0 | 0 | Constrained, otherwise capacity available =166 kVA | --> | 0.19 | 0 | 0.004 | 0 | 0 | Constrained, otherwise capacity available =182 kW | --> | C18 ex HEADFORD | Headford [T41,T42] | CLOON |  | 53.4699 | -9.0982
164108 | MV/LV Substation HI***108 |  | 10 kV | _ | LV | 50 kVA :Pole Substation | 0.05 | --> | 0.05 | 0 | 0 | Constrained, otherwise capacity available =29 kVA | --> | 0.048 | 0 | 0 | 0 | 0 | Constrained, otherwise capacity available =44 kW | --> | C17 ex SKIBBEREEN | Skibbereen [T41,T42] | DUNMANWAY |  | 51.5466 | -9.2477
0694109 | MV/LV Substation SC***4109 |  | 10 kV | _ | LV | 630 kVA :Kiosk Substation | 0.63 | --> | 0.63 | 0 | 0 | Constrained, otherwise capacity available =573 kVA | --> | 0.598 | 0 | 0 | 0.5 | 0 |  | --> | C12 ex BALLYBODEN | Ballyboden [T41,T42] | COOKSTOWN |  | 53.2781 | -6.3084
066922 | MV/LV Substation BU***922 |  | 20 kV | _ | LV | 100 kVA :Pole Substation | 0.1 | --> | 0.1 | 0 | 0 | Constrained, otherwise capacity available =72 kVA | --> | 0.095 | 0 | 0.015 | 0 | 0 | Constrained, otherwise capacity available =80 kW | --> | E21 ex ASHBOURNE | Ashbourne [T421,T422] | FINGLAS |  | 53.4903 | -6.3588
069210 | MV/LV Substation GR***210 |  | 10 kV | _ | LV | 630 kVA :Kiosk Substation | 0.63 | --> | 0.63 | 0.476 | 0.91 |  | --> | 0.598 | 0 | 0.074 | 0.5 | 0 |  | --> | C15 ex KIMMAGE | Kimmage [T41,T42] | INCHICORE 220KV |  | 53.3086 | -6.2935
093020Y | MV/LV Substation KI***020Y |  | 10 kV | _ | LV | 200 kVA :Building Structure | 0.2 | --> | 0.2 | 0 | 0 | Constrained, otherwise capacity available =150 kVA | --> | 0.19 | 0 | 0 | 0.183 | 0 |  | --> | C11 ex GRANGE (DR) | Grange (dr) [T41,T42] | GRANGE (DR) |  | 53.3903 | -6.154
009194Y | MV/LV Substation SI***194Y |  | 10 kV | _ | LV | 400 kVA :Kiosk Substation | 0.4 | --> | 0.4 | 0 | 0 | Constrained, otherwise capacity available =359 kVA | --> | 0.38 | 0 | 0 | 0 | 0 | Constrained, otherwise capacity available =374 kW | --> | C21 ex WATERFORD IND EST | Waterford Ind Est [T41,T42,T44] | BUTLERSTOWN |  | 52.235 | -7.1456
265143Y | MV/LV Substation BR***143Y |  | 20 kV | _ | LV | 200 kVA :Pole Substation | 0.2 | --> | 0.2 | 0.181 | 2.56 |  | --> | 0.19 | 0 | 0 | 0.188 | 0 |  | --> | C18 ex KILLESHANDRA | Killeshandra [T41,T42] | GORTAWEE |  | 53.921 | -7.574
3634086 | MV/LV Substation CO***4086 |  | 20 kV | _ | LV | 100 kVA :Pole Substation | 0.1 | --> | 0.1 | 0.096 | 3.25 |  | --> | 0.095 | 0 | 0 | 0 | 0 | Constrained, otherwise capacity available =94 kW | --> | E16 ex BALLYBUNION | Ballybunion [T421,T422] | TRIEN |  | 52.5062 | -9.5156
0514036 | MV/LV Substation MO***4036 |  | 20 kV | _ | LV | 50 kVA :Pole Substation | 0.05 | --> | 0.05 | 0.05 | 2.22 |  | --> | 0.048 | 0 | 0 | 0.047 | 0 |  | --> | E21 ex CLARA | Clara [T421,T422] | THORNSBERRY |  | 53.3496 | -7.7218
055071Y | MV/LV Substation CA***071Y |  | 20 kV | _ | LV | 200 kVA :Pole Substation | 0.2 | --> | 0.2 | 0 | 0 | Constrained, otherwise capacity available =200 kVA | --> | 0.19 | 0 | 0 | 0 | 0 | Constrained, otherwise capacity available =190 kW | --> | E22 ex ROSCREA | Roscrea [T41,T42] | IKERRIN |  | 52.9844 | -7.9281
0394124 | MV/LV Substation MA***4124 |  | 10 kV | _ | LV | 400 kVA :Kiosk Substation | 0.4 | --> | 0.4 | 0.31 | 11.03 |  | --> | 0.38 | 0 | 0.059 | 0.324 | 0 |  | --> | C23 ex SALTHILL | Salthill [T101,T102] | SALTHILL |  | 53.2714 | -9.123
0334288 | MV/LV Substation BA***4288 |  | 10 kV | _ | LV | 50 kVA :Pole Substation | 0.05 | --> | 0.05 | 0 | 0 | Constrained, otherwise capacity available =50 kVA | --> | 0.048 | 0 | 0 | 0 | 0 | Constrained, otherwise capacity available =48 kW | --> | C16 ex DEERPARK | Deerpark [T41,T42] | BALLYDINE |  | 52.3697 | -7.5131
050576Y | MV/LV Substation TH***576Y |  | 10 kV | _ | LV | 400 kVA :Kiosk Substation | 0.4 | --> | 0.4 | 0.245 | 6.49 |  | --> | 0.38 | 0 | 0.058 | 0 | 0 | Constrained, otherwise capacity available =315 kW | --> | C18 ex BUSHFIELD | Bushfield [T41,T42] | ATHLONE |  | 53.4343 | -7.9245
176265 | MV/LV Substation OL***265 |  | 10 kV | _ | LV | 100 kVA :Pole Substation | 0.1 | --> | 0.1 | 0.088 | 18.78 |  | --> | 0.095 | 0 | 0 | 0.093 | 0 |  | --> | E18 ex HARTNETTS CROSS | Hartnetts Cross [T121,T422] | MACROOM |  | 51.9226 | -8.989
062401X | MV/LV Substation NE***401X |  | 20 kV | _ | LV | 100 kVA :Pole Substation | 0.1 | --> | 0.1 | 0.085 | 2.33 |  | --> | 0.095 | 0 | 0.005 | 0 | 0 | Constrained, otherwise capacity available =89 kW | --> | C26 ex DUNDALK | Dundalk [T41,T42] | DUNDALK |  | 54.0195 | -6.4497
046123 | MV/LV Substation AR***123 |  | 10 kV | _ | LV | 630 kVA :Building Structure | 0.63 | --> | 0.63 | 0 | 0 | Constrained, otherwise capacity available =553 kVA | --> | 0.598 | 0 | 0 | 0.5 | 0 |  | --> | C15 ex FINISKLIN | Finisklin [T41,T42] | SLIGO |  | 54.2766 | -8.499
368979 | MV/LV Substation GA***979 |  | 20 kV | _ | LV | 50 kVA :Pole Substation | 0.05 | --> | 0.05 | 0 | 0 | Constrained, otherwise capacity available =43 kVA | --> | 0.048 | 0 | 0.01 | 0 | 0 | Constrained, otherwise capacity available =39 kW | --> | E18 ex DALTON | Dalton [T421,T422] | DALTON |  | 53.6346 | -8.8236
243158X | MV/LV Substation ST***158X |  | 20 kV | _ | LV | 200 kVA :Kiosk Substation | 0.2 | --> | 0.2 | 0 | 0 | Constrained, otherwise capacity available =174 kVA | --> | 0.19 | 0 | 0.006 | 0 | 0 | Constrained, otherwise capacity available =182 kW | --> | E17 ex INCH | Inch [T421,T422] | OUGHTRAGH |  | 52.2509 | -10.0223
238441X | MV/LV Substation CL***441X |  | 20 kV | _ | LV | 50 kVA :Pole Substation | 0.05 | --> | 0.05 | 0 | 0 | Constrained, otherwise capacity available =50 kVA | --> | 0.048 | 0 | 0 | 0 | 0 | Constrained, otherwise capacity available =47 kW | --> | E14 ex BALLINROBE | Ballinrobe [T421,T422] | DALTON |  | 53.6448 | -9.2105
050042X | MV/LV Substation PO***042X |  | 10 kV | _ | LV | 630 kVA :Building Structure | 0.63 | --> | 0.63 | 0.5 | 7.61 |  | --> | 0.598 | 0 | 0 | 0 | 0 | Constrained, otherwise capacity available =597 kW | --> | C17 ex GARRYCASTLE | Garrycastle [T41,T42] | ATHLONE |  | 53.418 | -7.894
127636X | MV/LV Substation CA***636X |  | 10 kV | _ | LV | 200 kVA :Pole Substation | 0.2 | --> | 0.2 | 0.16 | 5.89 |  | --> | 0.19 | 0 | 0 | 0 | 0 | Constrained, otherwise capacity available =184 kW | --> | C17 ex CASHEL | Cashel [T41,T42] | CAHIR |  | 52.5107 | -7.893
0814239 | MV/LV Substation SO***4239 |  | 20 kV | _ | LV | 630 kVA :Kiosk Substation | 0.63 | --> | 0.63 | 0 | 0 | Constrained, otherwise capacity available =550 kVA | --> | 0.598 | 0 | 0.005 | 0.5 | 0 |  | --> | E17 ex ADAMSTOWN | Adamstown [T121,T122] | INCHICORE 220KV |  | 53.3471 | -6.4556
0684216 | MV/LV Substation RA***4216 |  | 10 kV | _ | LV | 400 kVA :Kiosk Substation | 0.4 | --> | 0.4 | 0.4 | 11.14 |  | --> | 0.38 | 0 | 0 | 0.38 | 0 |  | --> | C12 ex CABRA | Cabra [T101,T102] | FINGLAS |  | 53.3765 | -6.3211
082523 | MV/LV Substation FL***523 |  | 20 kV | _ | LV | 50 kVA :Pole Substation | 0.05 | --> | 0.05 | 0 | 0 | Constrained, otherwise capacity available =46 kVA | --> | 0.048 | 0 | 0 | 0 | 0 | Constrained, otherwise capacity available =47 kW | --> | E17 ex DULEEK | Duleek [T421,T422] | DRYBRIDGE |  | 53.6402 | -6.5187
1304120 | MV/LV Substation KE***4120 |  | 20 kV | _ | LV | 400 kVA :Kiosk Substation | 0.4 | --> | 0.4 | 0.4 | 2.55 |  | --> | 0.38 | 0 | 0 | 0 | 0 | Constrained, otherwise capacity available =380 kW | --> | E17 ex EDGEWORTHSTOWN | Edgeworthstown [T421,T422] | RICHMOND |  | 53.6972 | -7.6136
2444198 | MV/LV Substation AR***4198 |  | 20 kV | _ | LV | 400 kVA :Kiosk Substation | 0.4 | --> | 0.4 | 0 | 0 | Constrained, otherwise capacity available =400 kVA | --> | 0.38 | 0 | 0 | 0 | 0 | Constrained, otherwise capacity available =380 kW | --> | E16 ex MILLTOWN (SR) | Milltown (sr) [T421,T422] | OUGHTRAGH |  | 52.1408 | -9.7195
156381Z | MV/LV Substation GL***381Z |  | 10 kV | _ | LV | 630 kVA :Building Structure | 0.63 | --> | 0.63 | 0.316 | 2.47 |  | --> | 0.598 | 0 | 0 | 0 | 0 | Constrained, otherwise capacity available =554 kW | --> | E21 ex TELAYDON | Telaydon [T42,T421] | LISDRUM |  | 54.2494 | -6.9686
037083 | MV/LV Substation GA***083 |  | 10 kV | _ | LV | 400 kVA :Kiosk Substation | 0.4 | --> | 0.4 | 0 | 0 | Constrained, otherwise capacity available =327 kVA | --> | 0.38 | 0 | 0.008 | 0 | 0 | Constrained, otherwise capacity available =364 kW | --> | C17 ex CAHIRCALLA | Cahircalla [T41,T42] | ENNIS |  | 52.8364 | -8.9882
144377X | MV/LV Substation BA***377X |  | 10 kV | _ | LV | 100 kVA :Pole Substation | 0.1 | --> | 0.1 | 0.098 | 2.78 |  | --> | 0.095 | 0 | 0 | 0 | 0 | Constrained, otherwise capacity available =95 kW | --> | E16 ex BALLYRAGGET | Ballyragget [T421,T422] | BALLYRAGGET |  | 52.7959 | -7.353
093207Z | MV/LV Substation CI***207Z |  | 10 kV | _ | LV | 630 kVA :Building Structure | 0.63 | --> | 0.63 | 0 | 0 | Constrained, otherwise capacity available =486 kVA | --> | 0.598 | 0 | 0 | 0.5 | 0 |  | --> | C22 ex GRANGE (DR) | Grange (dr) [T41,T42] | GRANGE (DR) |  | 53.4044 | -6.1824
281045X | MV/LV Substation AR***045X |  | 10 kV | _ | LV | 200 kVA :Building Structure | 0.2 | --> | 0.2 | 0.2 | 4.67 |  | --> | 0.19 | 0 | 0 | 0.19 | 0 |  | --> | C25 ex CENTRE PARK ROAD | Marina [T105,T106] | MARINA |  | 51.8994 | -8.4533
039570X | MV/LV Substation CO***570X |  | 10 kV | _ | LV | 630 kVA :Building Structure | 0.63 | --> | 0.63 | 0 | 0 | Constrained, otherwise capacity available =628 kVA | --> | 0.598 | 0 | 0 | 0 | 0 | Constrained, otherwise capacity available =598 kW | --> | C16 ex HEADFORD ROAD | Headford Road [T41,T42] | GALWAY 110KV |  | 53.2733 | -9.0504
0084129 | MV/LV Substation NO***4129 |  | 10 kV | _ | LV | 200 kVA :Pole Substation | 0.2 | --> | 0.2 | 0 | 0 | Constrained, otherwise capacity available =125 kVA | --> | 0.19 | 0 | 0 | 0 | 0 | Constrained, otherwise capacity available =180 kW | --> | C20 ex KNOCKMULLEN | Knockmullen [T42,T421] | GREAT ISLAND |  | 52.3833 | -6.9499
066202Z | MV/LV Substation TH***202Z |  | 10 kV | _ | LV | 400 kVA :Kiosk Substation | 0.4 | --> | 0.4 | 0 | 0 | Constrained, otherwise capacity available =304 kVA | --> | 0.38 | 0 | 0.006 | 0 | 0 | Constrained, otherwise capacity available =362 kW | --> | C21 ex MALAHIDE | Malahide [T41,T42] | GLASMORE |  | 53.4511 | -6.1525
009058 | MV/LV Substation MO***058 |  | 10 kV | _ | LV | 400 kVA :Kiosk Substation | 0.4 | --> | 0.4 | 0 | 0 | Constrained, otherwise capacity available =318 kVA | --> | 0.38 | 0 | 0.058 | 0 | 0 | Constrained, otherwise capacity available =326 kW | --> | C17 ex GRANGE (SR) | Grange (sr) [T41,T42] | BUTLERSTOWN |  | 52.2419 | -7.0846
011807Z | MV/LV Substation BU***807Z |  | 10 kV | _ | LV | 200 kVA :Pole Substation | 0.2 | --> | 0.2 | 0 | 0 | Constrained, otherwise capacity available =163 kVA | --> | 0.19 | 0 | 0 | 0 | 0 | Constrained, otherwise capacity available =185 kW | --> | C23 ex GORESBRIDGE | Goresbridge [T41,T42] | KILKENNY |  | 52.6555 | -7.03
095843 | MV/LV Substation LE***843 |  | 10 kV | _ | LV | 50 kVA :Pole Substation | 0.05 | --> | 0.05 | 0.036 | 0.7 |  | --> | 0.048 | 0 | 0 | 0 | 0 | Constrained, otherwise capacity available =46 kW | --> | C16 ex KILRUSH | Kilrush [T41,T42] | TULLABRACK |  | 52.6469 | -9.4993
064088Z | MV/LV Substation ST***088Z |  | 10 kV | _ | LV | 1000 kVA :Building Structure | 1 | --> | 1 | 0 | 0 | Constrained, otherwise capacity available =905 kVA | --> | 0.95 | 0 | 0 | 0 | 0 | Constrained, otherwise capacity available =937 kW | --> | C20 ex DRYBRIDGE | Drybridge [T41,T42] | DRYBRIDGE |  | 53.7162 | -6.3497
014548Z | MV/LV Substation OL***548Z |  | 10 kV | _ | LV | 200 kVA :Kiosk Substation | 0.2 | --> | 0.2 | 0 | 0 | Constrained, otherwise capacity available =117 kVA | --> | 0.19 | 0 | 0.009 | 0 | 0 | Constrained, otherwise capacity available =172 kW | --> | C16 ex MORRISTOWN | Morristown [T41,T42] | NEWBRIDGE |  | 53.1951 | -6.7863
0374153 | MV/LV Substation CO***4153 |  | 10 kV | _ | LV | 630 kVA :Building Structure | 0.63 | --> | 0.63 | 0.5 | 13.05 |  | --> | 0.598 | 0 | 0.03 | 0.5 | 0 |  | --> | C20 ex ENNIS | Ennis [T101,T102] | ENNIS |  | 52.8469 | -8.9869
014672Z | MV/LV Substation PR***672Z |  | 10 kV | _ | LV | 200 kVA :Kiosk Substation | 0.2 | --> | 0.2 | 0 | 0 | Constrained, otherwise capacity available =142 kVA | --> | 0.19 | 0 | 0 | 0 | 0 | Constrained, otherwise capacity available =182 kW | --> | C18 ex KILDARE | Kildare [T41,T42] | NEWBRIDGE |  | 53.1545 | -6.9069
288008X | MV/LV Substation ST***008X |  | 10 kV | _ | LV | 400 kVA :Kiosk Substation | 0.4 | --> | 0.4 | 0 | 0 | Constrained, otherwise capacity available =158 kVA | --> | 0.38 | 0 | 0.157 | 0.229 | 0 |  | --> | C18 ex CARRICKMINES | Carrickmines [T41,T42] | CARRICKMINES |  | 53.2521 | -6.2096
182927X | MV/LV Substation CL***927X |  | 20 kV | _ | LV | 400 kVA :Kiosk Substation | 0.4 | --> | 0.4 | 0 | 0 | Constrained, otherwise capacity available =288 kVA | --> | 0.38 | 0 | 0.061 | 0 | 0 | Constrained, otherwise capacity available =319 kW | --> | E21 ex CRATLOE | Cratloe [T421,T422] | ARDNACRUSHA |  | 52.7465 | -8.7712
011630X | MV/LV Substation TR***630X |  | 20 kV | _ | LV | 50 kVA :Pole Substation | 0.05 | --> | 0.05 | 0 | 0 | Constrained, otherwise capacity available =43 kVA | --> | 0.048 | 0 | 0 | 0 | 0 | Constrained, otherwise capacity available =46 kW | --> | E25 ex TALBOTS INCH | Talbots Inch [T41,T42] | KILKENNY |  | 52.6789 | -7.2762
009589Y | MV/LV Substation GL***589Y |  | 10 kV | _ | LV | 200 kVA :Kiosk Substation | 0.2 | --> | 0.2 | 0 | 0 | Constrained, otherwise capacity available =162 kVA | --> | 0.19 | 0 | 0 | 0 | 0 | Constrained, otherwise capacity available =185 kW | --> | C16 ex GRANGE (SR) | Grange (sr) [T41,T42] | BUTLERSTOWN |  | 52.2503 | -7.0849
026557Y | MV/LV Substation CO***557Y |  | 20 kV | _ | LV | 50 kVA :Pole Substation | 0.05 | --> | 0.05 | 0 | 0 | Constrained, otherwise capacity available =46 kVA | --> | 0.048 | 0 | 0 | 0 | 0 | Constrained, otherwise capacity available =47 kW | --> | C17 ex KINSALE | Kinsale [T41,T42] | BANDON |  | 51.8028 | -8.6209
293370Z | MV/LV Substation BA***370Z |  | 20 kV | _ | LV | 200 kVA :Pole Substation | 0.2 | --> | 0.2 | 0.197 | 0.43 |  | --> | 0.19 | 0 | 0 | 0 | 0 | Constrained, otherwise capacity available =190 kW | --> | E18 ex TULLOW | Tullow [T421,T422] | CARLOW |  | 52.8616 | -6.5301
068220 | MV/LV Substation KI***220 |  | 10 kV | _ | LV | 630 kVA :Kiosk Substation | 0.63 | --> | 0.63 | 0.308 | 11.14 |  | --> | 0.598 | 0 | 0.068 | 0.5 | 0 |  | --> | C28 ex CABRA | Cabra [T101,T102] | FINGLAS |  | 53.3691 | -6.3179
151076X | MV/LV Substation SF***076X |  | 10 kV | _ | LV | 50 kVA :Pole Substation | 0.05 | --> | 0.05 | 0 | 0 | Constrained, otherwise capacity available =41 kVA | --> | 0.048 | 0 | 0 | 0 | 0 | Constrained, otherwise capacity available =46 kW | --> | C16 ex GARRYSPILLANE | Garryspillane [T41] | TIPPERARY |  | 52.3573 | -8.4689
075544X | MV/LV Substation IR***544X |  | 20 kV | _ | LV | 50 kVA :Pole Substation | 0.05 | --> | 0.05 | 0.039 | 1.13 |  | --> | 0.048 | 0 | 0 | 0 | 0 | Constrained, otherwise capacity available =46 kW | --> | E12 ex BUNCLODY | Bunclody [T421,T422] | CRANE |  | 52.6476 | -6.6542
065112Z | MV/LV Substation SA***112Z |  | 10 kV | _ | LV | 100 kVA :Pole Substation | 0.1 | --> | 0.1 | 0 | 0 | Constrained, otherwise capacity available =97 kVA | --> | 0.095 | 0 | 0 | 0 | 0 | Constrained, otherwise capacity available =95 kW | --> | C16 ex LOUGHSHINNY | Loughshinny [T41,T42] | GLASMORE |  | 53.5747 | -6.1776
039099 | MV/LV Substation FA***099 |  | 10 kV | _ | LV | 630 kVA :Building Structure | 0.63 | --> | 0.63 | 0.419 | 3.45 |  | --> | 0.598 | 0 | 0.042 | 0.5 | 0 |  | --> | C17 ex TRIMMS LANE | Trimms Lane [T41,T42] | SALTHILL |  | 53.2668 | -9.057
120150Y | MV/LV Substation AC***150Y |  | 10 kV | _ | LV | 400 kVA :Kiosk Substation | 0.4 | --> | 0.4 | 0 | 0 | Constrained, otherwise capacity available =364 kVA | --> | 0.38 | 0 | 0 | 0 | 0 | Constrained, otherwise capacity available =375 kW | --> | C14 ex BLAKE | Blake [T41,T42] | BLAKE |  | 53.2899 | -6.8847
014710Z | MV/LV Substation AS***710Z |  | 10 kV | _ | LV | 200 kVA :Pole Substation | 0.2 | --> | 0.2 | 0.167 | 0.63 |  | --> | 0.19 | 0 | 0 | 0 | 0 | Constrained, otherwise capacity available =185 kW | --> | C16 ex KILCULLEN | Kilcullen [T41,T42,T424] | STRATFORD |  | 53.1069 | -6.8558
008732 | MV/LV Substation FO***732 |  | 20 kV | _ | LV | 50 kVA :Pole Substation | 0.05 | --> | 0.05 | 0.041 | 0.2 |  | --> | 0.048 | 0 | 0 | 0 | 0 | Constrained, otherwise capacity available =46 kW | --> | E15 ex BEALISTOWN | Bealistown [T421,T422] | GREAT ISLAND |  | 52.3147 | -6.7525
075558 | MV/LV Substation BA***558 |  | 20 kV | _ | LV | 200 kVA :Pole Substation | 0.2 | --> | 0.2 | 0.192 | 17.8 |  | --> | 0.19 | 0 | 0.006 | 0.184 | 0 |  | --> | E13 ex BANOGE | Banoge [T121,T122] | BANOGE |  | 52.5716 | -6.2311
011595X | MV/LV Substation DU***595X |  | 10 kV | _ | LV | 400 kVA :Building Structure | 0.4 | --> | 0.4 | 0 | 0 | Constrained, otherwise capacity available =366 kVA | --> | 0.38 | 0 | 0 | 0 | 0 | Constrained, otherwise capacity available =375 kW | --> | C17 ex ROSEHILL | Rosehill [T41,T42] | KILKENNY |  | 52.5703 | -7.3414
281634 | MV/LV Substation RE***634 |  | 10 kV | _ | LV | 100 kVA :Pole Substation | 0.1 | --> | 0.1 | 0.073 | 4.3 |  | --> | 0.095 | 0 | 0.006 | 0.087 | 0 |  | --> | C11 ex RINGASKIDDY 110KV | Ringaskiddy 110kv [T42] | BARNAHELY |  | 51.8471 | -8.349
161291 | MV/LV Substation S ***291 |  | 10 kV | _ | LV | 100 kVA :Pole Substation | 0.1 | --> | 0.1 | 0 | 0 | Constrained, otherwise capacity available =81 kVA | --> | 0.095 | 0 | 0 | 0 | 0 | Constrained, otherwise capacity available =92 kW | --> | C13 ex SPIDDAL |  |  |  | 53.2695 | -9.3
0644331 | MV/LV Substation AN***4331 |  | 10 kV | _ | LV | 630 kVA :Kiosk Substation | 0.63 | --> | 0.63 | 0 | 0 | Constrained, otherwise capacity available =534 kVA | --> | 0.598 | 0 | 0 | 0 | 0 | Constrained, otherwise capacity available =585 kW | --> | C20 ex DRYBRIDGE | Drybridge [T41,T42] | DRYBRIDGE |  | 53.7213 | -6.3394
0494554 | MV/LV Substation DR***4554 |  | 10 kV | _ | LV | 50 kVA :Pole Substation | 0.05 | --> | 0.05 | 0.037 | 0.13 |  | --> | 0.048 | 0 | 0 | 0 | 0 | Constrained, otherwise capacity available =46 kW | --> | C14 ex BALLYMAHON | Ballymahon [T41,T42] | ATHLONE |  | 53.5908 | -7.6646
003057 | MV/LV Substation MI***057 |  | 10 kV | _ | LV | 200 kVA :Kiosk Substation | 0.2 | --> | 0.2 | 0.151 | 18.08 |  | --> | 0.19 | 0 | 0 | 0.183 | 0 |  | --> | C18 ex ARKLOW | Arklow [T101,T102] | ARKLOW |  | 52.8915 | -6.1413
139252Y | MV/LV Substation VI***252Y |  | 10 kV | _ | LV | 200 kVA :Pole Substation | 0.2 | --> | 0.2 | 0 | 0 | Constrained, otherwise capacity available =148 kVA | --> | 0.19 | 0 | 0 | 0 | 0 | Constrained, otherwise capacity available =183 kW | --> | C17 ex VIRGINIA | Virginia [T41,T42] | MEATH HILL |  | 53.8377 | -7.0872
156387X | MV/LV Substation DU***387X |  | 20 kV | _ | LV | 50 kVA :Pole Substation | 0.05 | --> | 0.05 | 0 | 0 | Constrained, otherwise capacity available =49 kVA | --> | 0.048 | 0 | 0 | 0 | 0 | Constrained, otherwise capacity available =47 kW | --> | E14 ex EMYVALE | Emyvale [T422] | LISDRUM |  | 54.3655 | -6.9946
0044047 | MV/LV Substation BA***4047 |  | 10 kV | _ | LV | 50 kVA :Pole Substation | 0.05 | --> | 0.05 | 0 | 0 | Constrained, otherwise capacity available =50 kVA | --> | 0.048 | 0 | 0 | 0 | 0 | Constrained, otherwise capacity available =48 kW | --> | C23 ex TINAHASK | Tinahask [T41,T42] | ARKLOW |  | 52.7919 | -6.2003
029128Y | MV/LV Substation DU***128Y |  | 10 kV | _ | LV | 50 kVA :Pole Substation | 0.05 | --> | 0.05 | 0 | 0 | Constrained, otherwise capacity available =45 kVA | --> | 0.048 | 0 | 0 | 0.047 | 0 |  | --> | C18 ex MIDLETON | Midleton [T101,T102] | MIDLETON |  | 51.996 | -8.0831
062732Y | MV/LV Substation AI***732Y |  | 10 kV | _ | LV | 630 kVA :Building Structure | 0.63 | --> | 0.63 | 0.459 | 0.72 |  | --> | 0.598 | 0 | 0.015 | 0 | 0 | Constrained, otherwise capacity available =564 kW | --> | C12 ex COES ROAD | Coes Road [T41,T42] | DUNDALK |  | 54.0068 | -6.3803
054081Z | MV/LV Substation DU***081Z |  | 10 kV | _ | LV | 50 kVA :Pole Substation | 0.05 | --> | 0.05 | 0.031 | 2.78 |  | --> | 0.048 | 0 | 0 | 0 | 0 | Constrained, otherwise capacity available =45 kW | --> | E16 ex BALLYRAGGET | Ballyragget [T421,T422] | BALLYRAGGET |  | 52.8604 | -7.3806
042451 | MV/LV Substation BR***451 |  | 20 kV | _ | LV | 100 kVA :Pole Substation | 0.1 | --> | 0.1 | 0 | 0 | Constrained, otherwise capacity available =72 kVA | --> | 0.095 | 0 | 0.005 | 0 | 0 | Constrained, otherwise capacity available =87 kW | --> | E17 ex WINDSOR | Windsor [T421,T422] | CASTLEBAR |  | 53.8481 | -9.2393
144059Y | MV/LV Substation MU***059Y |  | 10 kV | _ | LV | 50 kVA :Pole Substation | 0.05 | --> | 0.05 | 0 | 0 | Constrained, otherwise capacity available =46 kVA | --> | 0.048 | 0 | 0 | 0 | 0 | Constrained, otherwise capacity available =47 kW | --> | C11 ex CASTLECOMER | Castlecomer [T41,T42] | BALLYRAGGET |  | 52.7437 | -7.2112
014166Z | MV/LV Substation GR***166Z |  | 10 kV | _ | LV | 400 kVA :Building Structure | 0.4 | --> | 0.4 | 0 | 0 | Constrained, otherwise capacity available =172 kVA | --> | 0.38 | 0 | 0 | 0 | 0 | Constrained, otherwise capacity available =348 kW | --> | C11 ex ATHGARVAN | Athgarvan [T41,T44] | NEWBRIDGE |  | 53.1654 | -6.8051
062558 | MV/LV Substation IV***558 |  | 20 kV | _ | LV | 50 kVA :Pole Substation | 0.05 | --> | 0.05 | 0.035 | 4.25 |  | --> | 0.048 | 0 | 0 | 0 | 0 | Constrained, otherwise capacity available =46 kW | --> | E18 ex JENKINSTOWN | Jenkinstown [T421,T422] | DUNDALK |  | 54.0945 | -6.2666
258711 | MV/LV Substation SA***711 |  | 20 kV | _ | LV | 200 kVA :Pole Substation | 0.2 | --> | 0.2 | 0.17 | 1.86 |  | --> | 0.19 | 0 | 0.011 | 0 | 0 | Constrained, otherwise capacity available =178 kW | --> | E17 ex CREESLOUGH | Creeslough [T421] | ARDNAGAPPARY |  | 55.1756 | -7.9417
037861 | MV/LV Substation PO***861 |  | 20 kV | _ | LV | 50 kVA :Pole Substation | 0.05 | --> | 0.05 | 0 | 0 | Constrained, otherwise capacity available =41 kVA | --> | 0.048 | 0 | 0 | 0 | 0 | Constrained, otherwise capacity available =46 kW | --> | C16 ex ENNIS NORTH | Ennis North [T41,T42] | ENNIS |  | 52.8894 | -9.0509
015198Z | MV/LV Substation RU***198Z |  | 10 kV | _ | LV | 1000 kVA :Building Structure | 1 | --> | 1 | 0 | 0 | Constrained, otherwise capacity available =598 kVA | --> | 0.95 | 0 | 0 | 0 | 0 | Constrained, otherwise capacity available =894 kW | --> | E20 ex BLESSINGTON | Blessington [T421,T422] | KILTEEL |  | 53.1664 | -6.5385
009622Y | MV/LV Substation AR***622Y |  | 10 kV | _ | LV | 630 kVA :Kiosk Substation | 0.63 | --> | 0.63 | 0 | 0 | Constrained, otherwise capacity available =522 kVA | --> | 0.598 | 0 | 0 | 0 | 0 | Constrained, otherwise capacity available =584 kW | --> | C17 ex GRANGE (SR) | Grange (sr) [T41,T42] | BUTLERSTOWN |  | 52.2423 | -7.0875
365067 | MV/LV Substation HU***067 |  | 10 kV | _ | LV | 400 kVA :Kiosk Substation | 0.4 | --> | 0.4 | 0 | 0 | Constrained, otherwise capacity available =390 kVA | --> | 0.38 | 0 | 0 | 0.379 | 0 |  | --> | C22 ex OLDBAWN | Oldbawn [T41,T42] | COOKSTOWN |  | 53.269 | -6.3308
249018 | MV/LV Substation TA***018 |  | 10 kV | _ | LV | 400 kVA :Kiosk Substation | 0.4 | --> | 0.4 | 0 | 0 | Constrained, otherwise capacity available =286 kVA | --> | 0.38 | 0 | 0.025 | 0 | 0 | Constrained, otherwise capacity available =346 kW | --> | C19 ex LISMORE | Lismore [T41,T42] | DUNGARVAN |  | 52.0938 | -8.0097
365082 | MV/LV Substation HE***082 |  | 10 kV | _ | LV | 1000 kVA :Building Structure | 1 | --> | 1 | 0 | 0 | Constrained, otherwise capacity available =870 kVA | --> | 0.95 | 0 | 0 | 0.5 | 0 |  | --> | C17 ex FORTUNESTOWN | Fortunestown [T101,T102] | INCHICORE 220KV |  | 53.2841 | -6.4381
053465X | MV/LV Substation KI***465X |  | 20 kV | _ | LV | 50 kVA :Pole Substation | 0.05 | --> | 0.05 | 0.046 | 4.61 |  | --> | 0.048 | 0 | 0 | 0 | 0 | Constrained, otherwise capacity available =47 kW | --> | E14 ex LUMCLOON | Lumcloon [T421,T422] | DALLOW |  | 53.2348 | -7.6192
014542Z | MV/LV Substation JA***542Z |  | 10 kV | _ | LV | 200 kVA :Kiosk Substation | 0.2 | --> | 0.2 | 0 | 0 | Constrained, otherwise capacity available =149 kVA | --> | 0.19 | 0 | 0 | 0 | 0 | Constrained, otherwise capacity available =183 kW | --> | C11 ex MORRISTOWN | Morristown [T41,T42] | NEWBRIDGE |  | 53.1788 | -6.8171
164717 | MV/LV Substation GA***717 |  | 10 kV | _ | LV | 100 kVA :Pole Substation | 0.1 | --> | 0.1 | 0 | 0 | Constrained, otherwise capacity available =84 kVA | --> | 0.095 | 0 | 0 | 0 | 0 | Constrained, otherwise capacity available =93 kW | --> | C22 ex SKIBBEREEN | Skibbereen [T41,T42] | DUNMANWAY |  | 51.4787 | -9.4027
288176 | MV/LV Substation BR***176 |  | 10 kV | _ | LV | 400 kVA :Kiosk Substation | 0.4 | --> | 0.4 | 0 | 0 | Constrained, otherwise capacity available =303 kVA | --> | 0.38 | 0 | 0.061 | 0.321 | 0 |  | --> | C14 ex DUNDRUM | Dundrum [T41,T42] | BLACKROCK |  | 53.2803 | -6.2593
007835Z | MV/LV Substation KI***835Z |  | 20 kV | _ | LV | 50 kVA :Pole Substation | 0.05 | --> | 0.05 | 0.04 | 16.12 |  | --> | 0.048 | 0 | 0.006 | 0.042 | 0 |  | --> | E12 ex WEXFORD | Wexford [T121,T122] | WEXFORD |  | 52.3554 | -6.7036
120821Y | MV/LV Substation MO***821Y |  | 20 kV | _ | LV | 50 kVA :Pole Substation | 0.05 | --> | 0.05 | 0 | 0 | Constrained, otherwise capacity available =46 kVA | --> | 0.048 | 0 | 0 | 0 | 0 | Constrained, otherwise capacity available =47 kW | --> | E20 ex EDENDERRY | Edenderry [T421,T422] | BLAKE |  | 53.2958 | -7.1978
0234263 | MV/LV Substation BA***4263 |  | 20 kV | _ | LV | 50 kVA :Pole Substation | 0.05 | --> | 0.05 | 0 | 0 | Constrained, otherwise capacity available =43 kVA | --> | 0.048 | 0 | 0 | 0 | 0 | Constrained, otherwise capacity available =46 kW | --> | E12 ex CASTLELYONS | Castlelyons [T421,T422] | BARRYMORE |  | 52.0469 | -8.2584
209215 | MV/LV Substation DO***215 |  | 20 kV | _ | LV | 200 kVA :Pole Substation | 0.2 | --> | 0.2 | 0 | 0 | Constrained, otherwise capacity available =148 kVA | --> | 0.19 | 0 | 0 | 0 | 0 | Constrained, otherwise capacity available =183 kW | --> | C21 ex MILFORD (NR) | Milford (nr) [T41,T42] | LETTERKENNY |  | 55.1944 | -7.8414
156168Z | MV/LV Substation LA***168Z |  | 10 kV | _ | LV | 200 kVA :Kiosk Substation | 0.2 | --> | 0.2 | 0.111 | 2.47 |  | --> | 0.19 | 0 | 0.01 | 0 | 0 | Constrained, otherwise capacity available =170 kW | --> | E21 ex TELAYDON | Telaydon [T42,T421] | LISDRUM |  | 54.2428 | -6.9485
417235X | MV/LV Substation CA***235X |  | 20 kV | _ | LV | 400 kVA :Kiosk Substation | 0.4 | --> | 0.4 | 0.372 | 8.5 |  | --> | 0.38 | 0 | 0.015 | 0 | 0 | Constrained, otherwise capacity available =365 kW | --> | E14 ex ARIGNA | Arigna [T121] | ARIGNA |  | 54.0642 | -8.1846
039462X | MV/LV Substation CI***462X |  | 10 kV | _ | LV | 1000 kVA :Building Structure | 1 | --> | 1 | 0 | 0 | Constrained, otherwise capacity available =804 kVA | --> | 0.95 | 0 | 0.05 | 0.5 | 0 |  | --> | C13 ex GALWAY 110KV | Galway 110kv [T102,T103] | GALWAY 110KV |  | 53.2985 | -9.0079
153375X | MV/LV Substation HI***375X |  | 20 kV | _ | LV | 200 kVA :Kiosk Substation | 0.2 | --> | 0.2 | 0 | 0 | Constrained, otherwise capacity available =154 kVA | --> | 0.19 | 0 | 0.034 | 0 | 0 | Constrained, otherwise capacity available =158 kW | --> | E11 ex BIRDHILL | Birdhill [T421,T422] | ARDNACRUSHA |  | 52.7024 | -8.4072
127585Y | MV/LV Substation GA***585Y |  | 10 kV | _ | LV | 630 kVA :Kiosk Substation | 0.63 | --> | 0.63 | 0 | 0 | Constrained, otherwise capacity available =557 kVA | --> | 0.598 | 0 | 0 | 0 | 0 | Constrained, otherwise capacity available =588 kW | --> | C14 ex HOLYCROSS ROAD | Holycross Road [T41,T42] | THURLES |  | 52.6754 | -7.8267
127048 | MV/LV Substation CO***048 |  | 10 kV | _ | LV | 100 kVA :Pole Substation | 0.1 | --> | 0.1 | 0 | 0 | Constrained, otherwise capacity available =82 kVA | --> | 0.095 | 0 | 0 | 0 | 0 | Constrained, otherwise capacity available =92 kW | --> | C18 ex HOLYCROSS ROAD | Holycross Road [T41,T42] | THURLES |  | 52.6796 | -7.8277
039130 | MV/LV Substation MO***130 |  | 10 kV | _ | LV | 200 kVA :Kiosk Substation | 0.2 | --> | 0.2 | 0 | 0 | Constrained, otherwise capacity available =184 kVA | --> | 0.19 | 0 | 0 | 0 | 0 | Constrained, otherwise capacity available =188 kW | --> | C18 ex MONEENAGEISHA | Moneenageisha [T41,T42] | GALWAY 110KV |  | 53.2803 | -9.031
151694X | MV/LV Substation BA***694X |  | 10 kV | _ | LV | 50 kVA :Pole Substation | 0.05 | --> | 0.05 | 0 | 0 | Constrained, otherwise capacity available =48 kVA | --> | 0.048 | 0 | 0 | 0.047 | 0 |  | --> | C30 ex BRUFF | Bruff [T42,T421] | LIMERICK |  | 52.465 | -8.5366
068847 | MV/LV Substation GR***847 |  | 10 kV | _ | LV | 630 kVA :Building Structure | 0.63 | --> | 0.63 | 0 | 0 | Constrained, otherwise capacity available =403 kVA | --> | 0.598 | 0 | 0 | 0.5 | 0 |  | --> | C13 ex GRANBY ROW | Granby Row [T41] | MCDERMOTT |  | 53.3548 | -6.2625
011440 | MV/LV Substation TE***440 |  | 10 kV | _ | LV | 200 kVA :Pole Substation | 0.2 | --> | 0.2 | 0 | 0 | Constrained, otherwise capacity available =168 kVA | --> | 0.19 | 0 | 0 | 0 | 0 | Constrained, otherwise capacity available =186 kW | --> | C17 ex ROSEHILL | Rosehill [T41,T42] | KILKENNY |  | 52.6233 | -7.2853
049713Y | MV/LV Substation LI***713Y |  | 20 kV | _ | LV | 100 kVA :Pole Substation | 0.1 | --> | 0.1 | 0.082 | 1.31 |  | --> | 0.095 | 0 | 0.01 | 0 | 0 | Constrained, otherwise capacity available =85 kW | --> | C17 ex ROOSKY | Roosky [T41] | RICHMOND |  | 53.7791 | -8.1092
021469 | MV/LV Substation BR***469 |  | 10 kV | _ | LV | 100 kVA :Pole Substation | 0.1 | --> | 0.1 | 0 | 0 | Constrained, otherwise capacity available =100 kVA | --> | 0.095 | 0 | 0 | 0.095 | 0 |  | --> | C15 ex RIVERSTOWN | Riverstown [T41,T42] | KILBARRY |  | 51.9332 | -8.37
281859X | MV/LV Substation MO***859X |  | 10 kV | _ | LV | 200 kVA :Building Structure | 0.2 | --> | 0.2 | 0.15 | 5.49 |  | --> | 0.19 | 0 | 0.036 | 0.156 | 0 |  | --> | C17 ex TRABEG | Trabeg [T101,T102] | TRABEG |  | 51.8687 | -8.4758
005312 | MV/LV Substation SE***312 |  | 10 kV | _ | LV | 100 kVA :Pole Substation | 0.1 | --> | 0.1 | 0.076 | 17.8 |  | --> | 0.095 | 0 | 0 | 0.092 | 0 |  | --> | E24 ex BANOGE | Banoge [T121,T122] | BANOGE |  | 52.6728 | -6.2156
0684308 | MV/LV Substation JA***4308 |  | 10 kV | _ | LV | 1000 kVA :Building Structure | 1 | --> | 1 | 0 | 7.2 |  | --> | 0.95 | 0 | 0 | 0.5 | 0 |  | --> | C22 ex TRINITY | Trinity [T101,T102] | POOLBEG |  | 53.3375 | -6.2473
062613Y | MV/LV Substation FA***613Y |  | 10 kV | _ | LV | 200 kVA :Kiosk Substation | 0.2 | --> | 0.2 | 0.156 | 1.03 |  | --> | 0.19 | 0 | 0.01 | 0 | 0 | Constrained, otherwise capacity available =176 kW | --> | C18 ex LITTLE MILLS | Little Mills [T41] | DUNDALK |  | 53.9537 | -6.3838
238519X | MV/LV Substation RA***519X |  | 20 kV | _ | LV | 50 kVA :Pole Substation | 0.05 | --> | 0.05 | 0 | 0 | Constrained, otherwise capacity available =50 kVA | --> | 0.048 | 0 | 0 | 0 | 0 | Constrained, otherwise capacity available =48 kW | --> | E18 ex BALLINROBE | Ballinrobe [T421,T422] | DALTON |  | 53.6407 | -9.244
078205 | MV/LV Substation LA***205 |  | 10 kV | _ | LV | 50 kVA :Pole Substation | 0.05 | --> | 0.05 | 0 | 0 | Constrained, otherwise capacity available =37 kVA | --> | 0.048 | 0 | 0.01 | 0 | 0 | Constrained, otherwise capacity available =38 kW | --> | C12 ex CHARLESTOWN | Charlestown [T41] | TONROE |  | 53.9635 | -8.7732
058053 | MV/LV Substation RI***053 |  | 10 kV | _ | LV | 100 kVA :Pole Substation | 0.1 | --> | 0.1 | 0 | 0 | Constrained, otherwise capacity available =98 kVA | --> | 0.095 | 0 | 0 | 0 | 0 | Constrained, otherwise capacity available =95 kW | --> | C15 ex KYLEERAGH | Kyleeragh [T41,T42] | NENAGH |  | 52.8673 | -8.1854
099398 | MV/LV Substation JO***398 |  | 10 kV | _ | LV | 200 kVA :Pole Substation | 0.2 | --> | 0.2 | 0 | 0 | Constrained, otherwise capacity available =197 kVA | --> | 0.19 | 0 | 0 | 0 | 0 | Constrained, otherwise capacity available =190 kW | --> | C20 ex CULLION | Cullion [T41,T42] | LETTERKENNY |  | 54.9155 | -7.7033
031309 | MV/LV Substation BA***309 |  | 20 kV | _ | LV | 50 kVA :Pole Substation | 0.05 | --> | 0.05 | 0 | 0 | Constrained, otherwise capacity available =33 kVA | --> | 0.048 | 0 | 0.011 | 0 | 0 | Constrained, otherwise capacity available =37 kW | --> | E18 ex SPRINGS | Springs [T421,T422] | DUNGARVAN |  | 52.0482 | -7.5636
254544 | MV/LV Substation UN***544 |  | 10 kV | _ | LV | 400 kVA :Kiosk Substation | 0.4 | --> | 0.4 | 0 | 0 | Constrained, otherwise capacity available =352 kVA | --> | 0.38 | 0 | 0 | 0 | 0 | Constrained, otherwise capacity available =373 kW | --> | C12 ex TUAM SOUTH | Tuam South [T42] | CLOON |  | 53.5204 | -8.846
089071X | MV/LV Substation CA***071X |  | 20 kV | _ | LV | 100 kVA :Pole Substation | 0.1 | --> | 0.1 | 0.09 | 3.56 |  | --> | 0.095 | 0 | 0 | 0 | 0 | Constrained, otherwise capacity available =94 kW | --> | E22 ex ENNISCRONE | Enniscrone [T421,T422] | MOY |  | 54.2652 | -8.9313
062686 | MV/LV Substation NE***686 |  | 20 kV | _ | LV | 100 kVA :Pole Substation | 0.1 | --> | 0.1 | 0.073 | 2.33 |  | --> | 0.095 | 0 | 0.014 | 0 | 0 | Constrained, otherwise capacity available =81 kW | --> | C26 ex DUNDALK | Dundalk [T41,T42] | DUNDALK |  | 54.0169 | -6.4397
365912 | MV/LV Substation ST***912 |  | 10 kV | _ | LV | 200 kVA :Building Structure | 0.2 | --> | 0.2 | 0.144 | 13.91 |  | --> | 0.19 | 0 | 0 | 0.182 | 0 |  | --> | C23 ex COOKSTOWN | Cookstown [T101,T102] | CARRICKMINES |  | 53.2916 | -6.3878
1094004 | MV/LV Substation WE***4004 |  | 10 kV | _ | LV | 1000 kVA :Building Structure | 1 | --> | 1 | 0.381 | 0.38 | Constrained, otherwise capacity available =903 kVA | --> | 0.95 | 0 | 0.04 | 0.5 | 0 |  | --> | C19 ex RINEANNA | Rineanna [T41,T42] | DRUMLINE |  | 52.7098 | -8.8956
001351 | MV/LV Substation ST***351 |  | 10 kV | _ | LV | 400 kVA :Kiosk Substation | 0.4 | --> | 0.4 | 0.219 | 1.23 |  | --> | 0.38 | 0 | 0.078 | 0.297 | 0 |  | --> | C16 ex SALLYNOGGIN ROAD | Sallynoggin Road [T41,T42] | CHERRYWOOD |  | 53.2802 | -6.1201
014007 | MV/LV Substation MO***007 |  | 10 kV | _ | LV | 400 kVA :Kiosk Substation | 0.4 | --> | 0.4 | 0 | 0 | Constrained, otherwise capacity available =247 kVA | --> | 0.38 | 0 | 0.075 | 0 | 0 | Constrained, otherwise capacity available =303 kW | --> | C12 ex ATHGARVAN | Athgarvan [T41,T44] | NEWBRIDGE |  | 53.1718 | -6.802
056062X | MV/LV Substation LE***062X |  | 20 kV | _ | LV | 200 kVA :Pole Substation | 0.2 | --> | 0.2 | 0.191 | 0.89 |  | --> | 0.19 | 0 | 0 | 0 | 0 | Constrained, otherwise capacity available =189 kW | --> | E18 ex BIRR | Birr [T41,T422] | DALLOW |  | 53.103 | -8.0132
120025 | MV/LV Substation GR***025 |  | 20 kV | _ | LV | 200 kVA :Kiosk Substation | 0.2 | --> | 0.2 | 0 | 0 | Constrained, otherwise capacity available =147 kVA | --> | 0.19 | 0 | 0 | 0 | 0 | Constrained, otherwise capacity available =183 kW | --> | E18 ex EDENDERRY | Edenderry [T421,T422] | BLAKE |  | 53.3403 | -7.0465
069153 | MV/LV Substation MO***153 |  | 10 kV | _ | LV | 400 kVA :Kiosk Substation | 0.4 | --> | 0.4 | 0.297 | 2.93 |  | --> | 0.38 | 0 | 0.02 | 0.351 | 0 |  | --> | C11 ex DODDER ROAD | Dodder Road [T42] | MILLTOWN (DR) |  | 53.3051 | -6.2661
023865X | MV/LV Substation TE***865X |  | 10 kV | _ | LV | 50 kVA :Pole Substation | 0.05 | --> | 0.05 | 0 | 0 | Constrained, otherwise capacity available =47 kVA | --> | 0.048 | 0 | 0 | 0 | 0 | Constrained, otherwise capacity available =47 kW | --> | C18 ex FERMOY NORTH | Fermoy North [T41,T42] | BARRYMORE |  | 52.1428 | -8.3432
132001 | MV/LV Substation RA***001 |  | 10 kV | _ | LV | 630 kVA :Kiosk Substation | 0.63 | --> | 0.63 | 0 | 0 | Constrained, otherwise capacity available =56 kVA | --> | 0.598 | 0 | 0.01 | 0 | 0 | Constrained, otherwise capacity available =508 kW | --> | C16 ex LOUGHREA | Loughrea [T41,T42] | SOMERSET |  | 53.1997 | -8.5655
075012Y | MV/LV Substation BA***012Y |  | 20 kV | _ | LV | 50 kVA :Pole Substation | 0.05 | --> | 0.05 | 0.031 | 4.38 |  | --> | 0.048 | 0 | 0 | 0.045 | 0 |  | --> | E18 ex CRANE | Crane [T122] | CRANE |  | 52.5113 | -6.2905
0704219 | MV/LV Substation NE***4219 |  | 20 kV | _ | LV | 100 kVA :Pole Substation | 0.1 | --> | 0.1 | 0.1 | 0.76 |  | --> | 0.095 | 0 | 0 | 0 | 0 | Constrained, otherwise capacity available =95 kW | --> | E15 ex RATHMORE | Rathmore [T42,T421] | KNOCKEARAGH |  | 52.1872 | -9.223
355713 | MV/LV Substation WO***713 |  | 10 kV | _ | LV | 100 kVA :Pole Substation | 0.1 | --> | 0.1 | 0.034 | 0.06 |  | --> | 0.095 | 0 | 0 | 0 | 0 | Constrained, otherwise capacity available =86 kW | --> | C15 ex TUBBERCURRY | Tubbercurry [T41,T42] | TONROE |  | 54.1284 | -8.7371
0934231 | MV/LV Substation LI***4231 |  | 10 kV | _ | LV | 400 kVA :Building Structure | 0.4 | --> | 0.4 | 0 | 0 | Constrained, otherwise capacity available =274 kVA | --> | 0.38 | 0 | 0 | 0.362 | 0 |  | --> | C16 ex SANTRY | Santry [T41,T42] | FINGLAS |  | 53.398 | -6.2167
031929X | MV/LV Substation WW***929X |  | 20 kV | _ | LV | 200 kVA :Pole Substation | 0.2 | --> | 0.2 | 0 | 0 | Constrained, otherwise capacity available =185 kVA | --> | 0.19 | 0 | 0 | 0 | 0 | Constrained, otherwise capacity available =188 kW | --> | C17 ex COLLIGAN | Colligan [T41,T42] | DUNGARVAN |  | 52.0835 | -7.7025
0194102 | MV/LV Substation CO***4102 |  | 10 kV | _ | LV | 400 kVA :Kiosk Substation | 0.4 | --> | 0.4 | 0.047 | 0.05 | Constrained, otherwise capacity available =327 kVA | --> | 0.38 | 0 | 0 | 0 | 0 | Constrained, otherwise capacity available =370 kW | --> | C20 ex BALLYBEGGAN | Ballybeggan [T43,T44] | TRALEE |  | 52.2697 | -9.6951
030082 | MV/LV Substation BA***082 |  | 10 kV | _ | LV | 400 kVA :Kiosk Substation | 0.4 | --> | 0.4 | 0 | 0 | Constrained, otherwise capacity available =400 kVA | --> | 0.38 | 0 | 0 | 0 | 0 | Constrained, otherwise capacity available =380 kW | --> | E19 ex FOXHOLE | Foxhole [T421,T422] | DUNGARVAN |  | 52.0014 | -7.8858
426653 | MV/LV Substation CR***653 |  | 20 kV | _ | LV | 400 kVA :Kiosk Substation | 0.4 | --> | 0.4 | 0 | 0 | Constrained, otherwise capacity available =283 kVA | --> | 0.38 | 0 | 0.005 | 0 | 0 | Constrained, otherwise capacity available =360 kW | --> | E16 ex DINGLE | Dingle [T421,T422] | OUGHTRAGH |  | 52.1419 | -10.2643
056398 | MV/LV Substation TE***398 |  | 20 kV | _ | LV | 100 kVA :Pole Substation | 0.1 | --> | 0.1 | 0.048 | 1.26 |  | --> | 0.095 | 0 | 0 | 0 | 0 | Constrained, otherwise capacity available =88 kW | --> | E15 ex BALLYCROSSAUN | Ballycrossaun [T421,T422] | SOMERSET |  | 53.054 | -8.2027
2444230 | MV/LV Substation FA***4230 |  | 20 kV | _ | LV | 630 kVA :Kiosk Substation | 0.63 | --> | 0.63 | 0 | 0 | Constrained, otherwise capacity available =630 kVA | --> | 0.598 | 0 | 0 | 0 | 0 | Constrained, otherwise capacity available =598 kW | --> | E16 ex MILLTOWN (SR) | Milltown (sr) [T421,T422] | OUGHTRAGH |  | 52.1101 | -9.7714
154433 | MV/LV Substation MI***433 |  | 10 kV | _ | LV | 200 kVA :Kiosk Substation | 0.2 | --> | 0.2 | 0.083 | 7.91 |  | --> | 0.19 | 0 | 0.026 | 0.154 | 0 |  | --> | C23 ex PELLETSTOWN | Pelletstown [T101,T102] | FINGLAS |  | 53.3866 | -6.3733
007765Z | MV/LV Substation CA***765Z |  | 20 kV | _ | LV | 400 kVA :Kiosk Substation | 0.4 | --> | 0.4 | 0.143 | 0.14 | Constrained, otherwise capacity available =384 kVA | --> | 0.38 | 0 | 0 | 0 | 0 | Constrained, otherwise capacity available =378 kW | --> | C12 ex CARRIGLAWN | Carriglawn [T41,T42] | WEXFORD |  | 52.3723 | -6.4508
004281Y | MV/LV Substation BA***281Y |  | 10 kV | _ | LV | 400 kVA :Kiosk Substation | 0.4 | --> | 0.4 | 0.348 | 18.08 |  | --> | 0.38 | 0 | 0.005 | 0.369 | 0 |  | --> | C13 ex ARKLOW | Arklow [T101,T102] | ARKLOW |  | 52.8504 | -6.2056
039404X | MV/LV Substation LY***404X |  | 10 kV | _ | LV | 1000 kVA :Building Structure | 1 | --> | 1 | 0 | 0 | Constrained, otherwise capacity available =746 kVA | --> | 0.95 | 0 | 0 | 0 | 0 | Constrained, otherwise capacity available =915 kW | --> | C16 ex HEADFORD ROAD | Headford Road [T41,T42] | GALWAY 110KV |  | 53.2729 | -9.0509
0154344 | MV/LV Substation SI***4344 |  | 10 kV | _ | LV | 50 kVA :Pole Substation | 0.05 | --> | 0.05 | 0 | 0 | Constrained, otherwise capacity available =50 kVA | --> | 0.048 | 0 | 0 | 0 | 0 | Constrained, otherwise capacity available =48 kW | --> | C18 ex NAAS | Naas [T41,T42] | KILTEEL |  | 53.1634 | -6.6924
248198 | MV/LV Substation BO***198 |  | 20 kV | _ | LV | 50 kVA :Pole Substation | 0.05 | --> | 0.05 | 0 | 0 | Constrained, otherwise capacity available =46 kVA | --> | 0.048 | 0 | 0 | 0 | 0 | Constrained, otherwise capacity available =47 kW | --> | E19 ex KILCOCK | Kilcock [T421,T422] | GRIFFINRATH |  | 53.3309 | -6.6994
004074 | MV/LV Substation AV***074 |  | 10 kV | _ | LV | 200 kVA :Pole Substation | 0.2 | --> | 0.2 | 0.126 | 0.45 |  | --> | 0.19 | 0 | 0 | 0 | 0 | Constrained, otherwise capacity available =180 kW | --> | C12 ex KILMAGIG | Kilmagig [T42] | ARKLOW |  | 52.8619 | -6.1961
0214293 | MV/LV Substation MI***4293 |  | 10 kV | _ | LV | 400 kVA :Kiosk Substation | 0.4 | --> | 0.4 | 0 | 0 | Constrained, otherwise capacity available =349 kVA | --> | 0.38 | 0 | 0 | 0.373 | 0 |  | --> | C15 ex BISHOPSTOWN | Bishopstown [T41,T42] | KILBARRY |  | 51.9004 | -8.514
067453Y | MV/LV Substation PO***453Y |  | 10 kV | _ | LV | 50 kVA :Pole Substation | 0.05 | --> | 0.05 | 0 | 0 | Constrained, otherwise capacity available =47 kVA | --> | 0.048 | 0 | 0 | 0 | 0 | Constrained, otherwise capacity available =47 kW | --> | E16 ex CRATLOE | Cratloe [T421,T422] | ARDNACRUSHA |  | 52.6889 | -8.761
001121 | MV/LV Substation MT***121 |  | 10 kV | _ | LV | 630 kVA :Kiosk Substation | 0.63 | --> | 0.63 | 0.488 | 1.16 |  | --> | 0.598 | 0 | 0.004 | 0.5 | 0 |  | --> | C18 ex MOUNT MERRION | Mount Merrion [T41,T42] | CARRICKMINES |  | 53.2988 | -6.1953
2814254 | MV/LV Substation CA***4254 |  | 10 kV | _ | LV | 630 kVA :Kiosk Substation | 0.63 | --> | 0.63 | 0 | 0 | Constrained, otherwise capacity available =500 kVA | --> | 0.598 | 0 | 0.106 | 0 | 0 | Constrained, otherwise capacity available =502 kW | --> | C22 ex KILMONEY | Kilmoney [T41,T42] | TRABEG |  | 51.8044 | -8.3982
204793 | MV/LV Substation CR***793 |  | 20 kV | _ | LV | 100 kVA :Pole Substation | 0.1 | --> | 0.1 | 0 | 0 | Constrained, otherwise capacity available =96 kVA | --> | 0.095 | 0 | 0 | 0 | 0 | Constrained, otherwise capacity available =94 kW | --> | E17 ex BUNCRANA | Buncrana [T421,T422] | TRILLICK |  | 55.1533 | -7.4312
156439Y | MV/LV Substation CO***439Y |  | 20 kV | _ | LV | 50 kVA :Pole Substation | 0.05 | --> | 0.05 | 0 | 0 | Constrained, otherwise capacity available =49 kVA | --> | 0.048 | 0 | 0 | 0 | 0 | Constrained, otherwise capacity available =47 kW | --> | E14 ex EMYVALE | Emyvale [T422] | LISDRUM |  | 54.3479 | -6.9641
099930 | MV/LV Substation LA***930 |  | 10 kV | _ | LV | 100 kVA :Pole Substation | 0.1 | --> | 0.1 | 0 | 0 | Constrained, otherwise capacity available =84 kVA | --> | 0.095 | 0 | 0 | 0 | 0 | Constrained, otherwise capacity available =93 kW | --> | C15 ex CULLION | Cullion [T41,T42] | LETTERKENNY |  | 54.9343 | -7.6256
068723X | MV/LV Substation ST***723X |  | 10 kV | _ | LV | 630 kVA :Building Structure | 0.63 | --> | 0.63 | 0.5 | 0.98 |  | --> | 0.598 | 0 | 0 | 0.5 | 0 |  | --> | C12 ex LEESON STREET | Leeson Street [T41,T42] | MILLTOWN (DR) |  | 53.3367 | -6.2607
0054240 | MV/LV Substation GL***4240 |  | 10 kV | _ | LV | 630 kVA :Kiosk Substation | 0.63 | --> | 0.63 | 0 | 0 | Constrained, otherwise capacity available =625 kVA | --> | 0.598 | 0 | 0.017 | 0 | 0 | Constrained, otherwise capacity available =585 kW | --> | C11 ex GARDEN CITY | Garden City [T41,T42] | ARKLOW |  | 52.6869 | -6.2797
093233X | MV/LV Substation RA***233X |  | 10 kV | _ | LV | 630 kVA :Kiosk Substation | 0.63 | --> | 0.63 | 0 | 0 | Constrained, otherwise capacity available =454 kVA | --> | 0.598 | 0 | 0.01 | 0.5 | 0 |  | --> | C12 ex SUTTON | Sutton [T41,T42] | GRANGE (DR) |  | 53.3972 | -6.1371
062502X | MV/LV Substation BA***502X |  | 20 kV | _ | LV | 50 kVA :Pole Substation | 0.05 | --> | 0.05 | 0.029 | 4.25 |  | --> | 0.048 | 0 | 0 | 0 | 0 | Constrained, otherwise capacity available =45 kW | --> | E15 ex JENKINSTOWN | Jenkinstown [T421,T422] | DUNDALK |  | 54.0351 | -6.3221
281631X | MV/LV Substation KI***631X |  | 20 kV | _ | LV | 400 kVA :Building Structure | 0.4 | --> | 0.4 | 0.39 | 17.47 |  | --> | 0.38 | 0 | 0 | 0.379 | 0 |  | --> | E12 ex COOLROE | Coolroe [T121,T122] | COOLROE |  | 51.871 | -8.6541
081283 | MV/LV Substation PA***283 |  | 10 kV | _ | LV | 200 kVA :Pole Substation | 0.2 | --> | 0.2 | 0 | 0 | Constrained, otherwise capacity available =135 kVA | --> | 0.19 | 0 | 0.026 | 0 | 0 | Constrained, otherwise capacity available =162 kW | --> | C18 ex PALMERSTOWN | Palmerstown [T41,T42] | FINGLAS |  | 53.3524 | -6.3598
066309 | MV/LV Substation ST***309 |  | 10 kV | _ | LV | 400 kVA :Kiosk Substation | 0.4 | --> | 0.4 | 0 | 0 | Constrained, otherwise capacity available =346 kVA | --> | 0.38 | 0 | 0.012 | 0.364 | 0 |  | --> | C12 ex GRANGE (DR) | Grange (dr) [T41,T42] | GRANGE (DR) |  | 53.3999 | -6.1432
127348Y | MV/LV Substation BA***348Y |  | 10 kV | _ | LV | 50 kVA :Pole Substation | 0.05 | --> | 0.05 | 0 | 0 | Constrained, otherwise capacity available =46 kVA | --> | 0.048 | 0 | 0.011 | 0 | 0 | Constrained, otherwise capacity available =39 kW | --> | C11 ex LOUGHTAGALLA | Loughtagalla [T41,T42] | THURLES |  | 52.6338 | -7.7495
012560 | MV/LV Substation FR***560 |  | 10 kV | _ | LV | 400 kVA :Kiosk Substation | 0.4 | --> | 0.4 | 0.297 | 1.99 |  | --> | 0.38 | 0 | 0.006 | 0 | 0 | Constrained, otherwise capacity available =361 kW | --> | C20 ex GRAIGUE | Graigue [T41,T42] | CARLOW |  | 52.8383 | -6.9535
127952Y | MV/LV Substation TO***952Y |  | 10 kV | _ | LV | 200 kVA :Pole Substation | 0.2 | --> | 0.2 | 0 | 0 | Constrained, otherwise capacity available =193 kVA | --> | 0.19 | 0 | 0 | 0 | 0 | Constrained, otherwise capacity available =189 kW | --> | C17 ex HOLYCROSS ROAD | Holycross Road [T41,T42] | THURLES |  | 52.7505 | -7.9532
044004 | MV/LV Substation CH***004 |  | 20 kV | _ | LV | 200 kVA :Kiosk Substation | 0.2 | --> | 0.2 | 0.118 | 0.43 |  | --> | 0.19 | 0 | 0.015 | 0 | 0 | Constrained, otherwise capacity available =167 kW | --> | C21 ex SWINFORD | Swinford [T41,T42] | CASTLEBAR |  | 53.9818 | -9.1122
119258 | MV/LV Substation IS***258 |  | 20 kV | _ | LV | 100 kVA :Pole Substation | 0.1 | --> | 0.1 | 0 | 0 | Constrained, otherwise capacity available =99 kVA | --> | 0.095 | 0 | 0 | 0 | 0 | Constrained, otherwise capacity available =95 kW | --> | C15 ex KANTURK | Kanturk [T41,T42] | GLENLARA |  | 52.1416 | -8.892
164233 | MV/LV Substation GL***233 |  | 10 kV | _ | LV | 50 kVA :Pole Substation | 0.05 | --> | 0.05 | 0 | 0 | Constrained, otherwise capacity available =44 kVA | --> | 0.048 | 0 | 0 | 0 | 0 | Constrained, otherwise capacity available =47 kW | --> | C17 ex SKIBBEREEN | Skibbereen [T41,T42] | DUNMANWAY |  | 51.5138 | -9.2002
050340Y | MV/LV Substation AN***340Y |  | 10 kV | _ | LV | 630 kVA :Kiosk Substation | 0.63 | --> | 0.63 | 0.432 | 7.61 |  | --> | 0.598 | 0 | 0 | 0 | 0 | Constrained, otherwise capacity available =574 kW | --> | C11 ex GARRYCASTLE | Garrycastle [T41,T42] | ATHLONE |  | 53.42 | -7.9278
021630Z | MV/LV Substation FL***630Z |  | 10 kV | _ | LV | 630 kVA :Kiosk Substation | 0.63 | --> | 0.63 | 0.5 | 6.78 |  | --> | 0.598 | 0 | 0.051 | 0.5 | 0 |  | --> | C13 ex CASTLEVIEW | Castleview [T101,T102] | CASTLEVIEW |  | 51.8945 | -8.3631
007649Y | MV/LV Substation NE***649Y |  | 10 kV | _ | LV | 200 kVA :Kiosk Substation | 0.2 | --> | 0.2 | 0.118 | 0.14 |  | --> | 0.19 | 0 | 0.023 | 0 | 0 | Constrained, otherwise capacity available =161 kW | --> | C15 ex CARRIGLAWN | Carriglawn [T41,T42] | WEXFORD |  | 52.3405 | -6.484
365827X | MV/LV Substation ES***827X |  | 10 kV | _ | LV | 400 kVA :Building Structure | 0.4 | --> | 0.4 | 0 | 0 | Constrained, otherwise capacity available =173 kVA | --> | 0.38 | 0 | 0 | 0.348 | 0 |  | --> | C12 ex TYMON | Tymon [T41,T42] | COOKSTOWN |  | 53.3104 | -6.3594
365869X | MV/LV Substation RO***869X |  | 10 kV | _ | LV | 400 kVA :Building Structure | 0.4 | --> | 0.4 | 0 | 0 | Constrained, otherwise capacity available =400 kVA | --> | 0.38 | 0 | 0 | 0.38 | 0 |  | --> | C21 ex TYMON | Tymon [T41,T42] | COOKSTOWN |  | 53.298 | -6.3589
0014232 | MV/LV Substation BA***4232 |  | 10 kV | _ | LV | 630 kVA :Kiosk Substation | 0.63 | --> | 0.63 | 0.5 | 1.23 |  | --> | 0.598 | 0 | 0 | 0.5 | 0 |  | --> | C23 ex SALLYNOGGIN ROAD | Sallynoggin Road [T41,T42] | CHERRYWOOD |  | 53.2771 | -6.1117
061371 | MV/LV Substation CR***371 |  | 10 kV | _ | LV | 100 kVA :Pole Substation | 0.1 | --> | 0.1 | 0.092 | 2.04 |  | --> | 0.095 | 0 | 0 | 0 | 0 | Constrained, otherwise capacity available =94 kW | --> | C19 ex BALLYBAY | Ballybay [T41,T42] | LISDRUM |  | 54.1004 | -6.9177
251053X | MV/LV Substation PA***053X |  | 10 kV | _ | LV | 1000 kVA :Building Structure | 1 | --> | 1 | 0 | 0 | Constrained, otherwise capacity available =857 kVA | --> | 0.95 | 0 | 0 | 0 | 0 | Constrained, otherwise capacity available =930 kW | --> | C17 ex PARKMORE | Parkmore [T41,T42] | GALWAY 110KV |  | 53.3029 | -8.9872
039931 | MV/LV Substation TO***931 |  | 20 kV | _ | LV | 50 kVA :Pole Substation | 0.05 | --> | 0.05 | 0.048 | 11.03 |  | --> | 0.048 | 0 | 0 | 0.047 | 0 |  | --> | C36 ex SALTHILL | Salthill [T101,T102] | SALTHILL |  | 53.2938 | -9.1055
066813X | MV/LV Substation BR***813X |  | 10 kV | _ | LV | 630 kVA :Kiosk Substation | 0.63 | --> | 0.63 | 0 | 0 | Constrained, otherwise capacity available =569 kVA | --> | 0.598 | 0 | 0 | 0 | 0 | Constrained, otherwise capacity available =590 kW | --> | C14 ex SWORDS | Swords [T41,T42] | GLASMORE |  | 53.46 | -6.2628
012557X | MV/LV Substation GL***557X |  | 20 kV | _ | LV | 100 kVA :Pole Substation | 0.1 | --> | 0.1 | 0.075 | 2.83 |  | --> | 0.095 | 0 | 0 | 0 | 0 | Constrained, otherwise capacity available =92 kW | --> | E17 ex BAGENALSTOWN | Bagenalstown [T421,T422] | CARLOW |  | 52.7748 | -7.1183
030148X | MV/LV Substation DO***148X |  | 20 kV | _ | LV | 400 kVA :Kiosk Substation | 0.4 | --> | 0.4 | 0 | 0 | Constrained, otherwise capacity available =355 kVA | --> | 0.38 | 0 | 0 | 0 | 0 | Constrained, otherwise capacity available =374 kW | --> | E14 ex FOXHOLE | Foxhole [T421,T422] | DUNGARVAN |  | 51.9563 | -7.8499
012656 | MV/LV Substation ST***656 |  | 10 kV | _ | LV | 200 kVA :Pole Substation | 0.2 | --> | 0.2 | 0 | 0 | Constrained, otherwise capacity available =162 kVA | --> | 0.19 | 0 | 0.006 | 0 | 0 | Constrained, otherwise capacity available =180 kW | --> | C17 ex POLLERTON | Pollerton [T41,T42] | CARLOW |  | 52.8485 | -6.9258
209132X | MV/LV Substation GR***132X |  | 10 kV | _ | LV | 100 kVA :Pole Substation | 0.1 | --> | 0.1 | 0 | 0 | Constrained, otherwise capacity available =74 kVA | --> | 0.095 | 0 | 0.008 | 0 | 0 | Constrained, otherwise capacity available =86 kW | --> | C21 ex MILFORD (NR) | Milford (nr) [T41,T42] | LETTERKENNY |  | 55.0957 | -7.6991
162421X | MV/LV Substation CA***421X |  | 10 kV | _ | LV | 200 kVA :Pole Substation | 0.2 | --> | 0.2 | 0.11 | 1.69 |  | --> | 0.19 | 0 | 0.01 | 0 | 0 | Constrained, otherwise capacity available =170 kW | --> | C11 ex NEWTOWNCUNNINGHAM | Newtowncunningham [T41,T42] | LETTERKENNY |  | 54.9502 | -7.4288
276245 | MV/LV Substation WH***245 |  | 10 kV | _ | LV | 200 kVA :Pole Substation | 0.2 | --> | 0.2 | 0.2 | 0.76 |  | --> | 0.19 | 0 | 0 | 0 | 0 | Constrained, otherwise capacity available =190 kW | --> | C18 ex WOODFORD | Woodford [T41,T42] | KNOCKEARAGH |  | 52.0537 | -9.4704
204002 | MV/LV Substation LR***002 |  | 10 kV | _ | LV | 400 kVA :Kiosk Substation | 0.4 | --> | 0.4 | 0 | 0 | Constrained, otherwise capacity available =108 kVA | --> | 0.38 | 0 | 0.005 | 0 | 0 | Constrained, otherwise capacity available =334 kW | --> | E16 ex BUNCRANA | Buncrana [T421,T422] | TRILLICK |  | 55.1331 | -7.4523
293698Z | MV/LV Substation SC***698Z |  | 20 kV | _ | LV | 200 kVA :Kiosk Substation | 0.2 | --> | 0.2 | 0.187 | 2.83 |  | --> | 0.19 | 0 | 0.004 | 0 | 0 | Constrained, otherwise capacity available =185 kW | --> | E13 ex BAGENALSTOWN | Bagenalstown [T421,T422] | CARLOW |  | 52.6486 | -6.9303
068157X | MV/LV Substation WI***157X |  | 10 kV | _ | LV | 1000 kVA :Building Structure | 1 | --> | 1 | 0.5 | 9.02 |  | --> | 0.95 | 0 | 0 | 0.5 | 0 |  | --> | C17 ex MISERY HILL | Misery Hill [T101,T102] | POOLBEG |  | 53.3446 | -6.2431
157205X | MV/LV Substation GR***205X |  | 20 kV | _ | LV | 50 kVA :Pole Substation | 0.05 | --> | 0.05 | 0.04 | 1.55 |  | --> | 0.048 | 0 | 0 | 0 | 0 | Constrained, otherwise capacity available =46 kW | --> | E17 ex CARRIGALLEN | Carrigallen [T421] | CARRICK ON SHANNON |  | 53.9511 | -7.7035
0684281 | MV/LV Substation CE***4281 |  | 10 kV | _ | LV | 1000 kVA :Building Structure | 1 | --> | 1 | 0.5 | 28.43 |  | --> | 0.95 | 0 | 0 | 0.5 | 0 |  | --> | C07 ex BEDFORD ROW | Bedford Row [T41,T42,T43,T44] | FRANCIS STREET |  | 53.3448 | -6.2631
122863 | MV/LV Substation LI***863 |  | 10 kV | _ | LV | 50 kVA :Pole Substation | 0.05 | --> | 0.05 | 0.042 | 4.18 |  | --> | 0.048 | 0 | 0.005 | 0 | 0 | Constrained, otherwise capacity available =43 kW | --> | C18 ex KINGSCOURT | Kingscourt [T41,T42] | MEATH HILL |  | 53.9031 | -6.8001
154047Z | MV/LV Substation DA***047Z |  | 10 kV | _ | LV | 400 kVA :Building Structure | 0.4 | --> | 0.4 | 0 | 0 |  | --> | 0.38 | 0 | 0.11 | 0.164 | 0 |  | --> | C12 ex MACETOWN | Macetown [T101,T102] | MACETOWN |  | 53.4102 | -6.4195
013326 | MV/LV Substation MA***326 |  | 10 kV | _ | LV | 50 kVA :Pole Substation | 0.05 | --> | 0.05 | 0.025 | 0.12 |  | --> | 0.048 | 0 | 0 | 0.044 | 0 |  | --> | C23 ex ATHY | Athy [T101,T102] | ATHY |  | 52.9114 | -6.9147
042098Y | MV/LV Substation WA***098Y |  | 20 kV | _ | LV | 400 kVA :Building Structure | 0.4 | --> | 0.4 | 0 | 0 | Constrained, otherwise capacity available =399 kVA | --> | 0.38 | 0 | 0 | 0 | 0 | Constrained, otherwise capacity available =380 kW | --> | E16 ex WINDSOR | Windsor [T421,T422] | CASTLEBAR |  | 53.8598 | -9.2708
029286 | MV/LV Substation BA***286 |  | 10 kV | _ | LV | 50 kVA :Pole Substation | 0.05 | --> | 0.05 | 0 | 0 | Constrained, otherwise capacity available =45 kVA | --> | 0.048 | 0 | 0 | 0 | 0 | Constrained, otherwise capacity available =47 kW | --> | C11 ex CARRIGTWOHILL |  |  |  | 51.8857 | -8.2289
064326 | MV/LV Substation ST***326 |  | 20 kV | _ | LV | 200 kVA :Pole Substation | 0.2 | --> | 0.2 | 0 | 0 | Constrained, otherwise capacity available =170 kVA | --> | 0.19 | 0 | 0 | 0 | 0 | Constrained, otherwise capacity available =186 kW | --> | E15 ex JULIANSTOWN | Julianstown [T421,T422] | DRYBRIDGE |  | 53.6267 | -6.2673
032338 | MV/LV Substation DU***338 |  | 20 kV | _ | LV | 50 kVA :Pole Substation | 0.05 | --> | 0.05 | 0 | 0 | Constrained, otherwise capacity available =48 kVA | --> | 0.048 | 0 | 0 | 0 | 0 | Constrained, otherwise capacity available =47 kW | --> | C21 ex TRAMORE | Tramore [T41,T42] | BUTLERSTOWN |  | 52.1647 | -7.2731
093243X | MV/LV Substation HO***243X |  | 10 kV | _ | LV | 630 kVA :Building Structure | 0.63 | --> | 0.63 | 0 | 0 | Constrained, otherwise capacity available =418 kVA | --> | 0.598 | 0 | 0 | 0.5 | 0 |  | --> | C11 ex SUTTON | Sutton [T41,T42] | GRANGE (DR) |  | 53.3897 | -6.0725
1324124 | MV/LV Substation GL***4124 |  | 10 kV | _ | LV | 50 kVA :Pole Substation | 0.05 | --> | 0.05 | 0 | 0 | Constrained, otherwise capacity available =50 kVA | --> | 0.048 | 0 | 0 | 0 | 0 | Constrained, otherwise capacity available =48 kW | --> | C16 ex LOUGHREA | Loughrea [T41,T42] | SOMERSET |  | 53.1827 | -8.5084
009351Y | MV/LV Substation WE***351Y |  | 10 kV | _ | LV | 630 kVA :Kiosk Substation | 0.63 | --> | 0.63 | 0.5 | 13.6 |  | --> | 0.598 | 0 | 0 | 0.5 | 0 |  | --> | C17 ex KILLOTERAN | Killoteran [T101,T102] | KILLOTERAN |  | 52.2492 | -7.1625
160888X | MV/LV Substation VI***888X |  | 20 kV | _ | LV | 100 kVA :Pole Substation | 0.1 | --> | 0.1 | 0.098 | 0.12 |  | --> | 0.095 | 0 | 0 | 0.095 | 0 |  | --> | E64 ex ATHY | Athy [T101,T102] | ATHY |  | 53.0668 | -7.069
013059 | MV/LV Substation SH***059 |  | 10 kV | _ | LV | 200 kVA :Pole Substation | 0.2 | --> | 0.2 | 0.121 | 0.12 | Constrained, otherwise capacity available =162 kVA | --> | 0.19 | 0 | 0 | 0.185 | 0 |  | --> | C13 ex ATHY | Athy [T101,T102] | ATHY |  | 52.9917 | -6.9942
062239Y | MV/LV Substation AL***239Y |  | 10 kV | _ | LV | 50 kVA :Pole Substation | 0.05 | --> | 0.05 | 0.044 | 1.03 |  | --> | 0.048 | 0 | 0.004 | 0 | 0 | Constrained, otherwise capacity available =44 kW | --> | C15 ex LITTLE MILLS | Little Mills [T41] | DUNDALK |  | 53.9884 | -6.4051
068651X | MV/LV Substation RA***651X |  | 10 kV | _ | LV | 1000 kVA :Building Structure | 1 | --> | 1 | 0.5 | 7.91 |  | --> | 0.95 | 0 | 0 | 0.5 | 0 |  | --> | C29 ex PELLETSTOWN | Pelletstown [T101,T102] | FINGLAS |  | 53.3767 | -6.3251
008753Y | MV/LV Substation CO***753Y |  | 10 kV | _ | LV | 400 kVA :Kiosk Substation | 0.4 | --> | 0.4 | 0 | 0 | Constrained, otherwise capacity available =299 kVA | --> | 0.38 | 0 | 0 | 0 | 0 | Constrained, otherwise capacity available =366 kW | --> | C18 ex KNOCKMULLEN | Knockmullen [T42,T421] | GREAT ISLAND |  | 52.3879 | -6.9493
0294041 | MV/LV Substation NO***4041 |  | 10 kV | _ | LV | 50 kVA :Pole Substation | 0.05 | --> | 0.05 | 0 | 0 | Constrained, otherwise capacity available =47 kVA | --> | 0.048 | 0 | 0 | 0 | 0 | Constrained, otherwise capacity available =47 kW | --> | C32 ex CLOYNE | Cloyne [T41] | MIDLETON |  | 51.854 | -8.1371
009071Y | MV/LV Substation CH***071Y |  | 10 kV | _ | LV | 200 kVA :Kiosk Substation | 0.2 | --> | 0.2 | 0 | 0 | Constrained, otherwise capacity available =173 kVA | --> | 0.19 | 0 | 0 | 0 | 0 | Constrained, otherwise capacity available =186 kW | --> | C12 ex GRANGE (SR) | Grange (sr) [T41,T42] | BUTLERSTOWN |  | 52.2425 | -7.1192
127103Z | MV/LV Substation TH***103Z |  | 10 kV | _ | LV | 200 kVA :Kiosk Substation | 0.2 | --> | 0.2 | 0.174 | 5.89 |  | --> | 0.19 | 0 | 0.022 | 0 | 0 | Constrained, otherwise capacity available =170 kW | --> | C13 ex CASHEL | Cashel [T41,T42] | CAHIR |  | 52.5175 | -7.8769
019068X | MV/LV Substation BA***068X |  | 10 kV | _ | LV | 630 kVA :Building Structure | 0.63 | --> | 0.63 | 0.5 | 1.54 |  | --> | 0.598 | 0 | 0.01 | 0 | 0 | Constrained, otherwise capacity available =586 kW | --> | C17 ex BALLYARD | Ballyard [T41,T42] | TRALEE |  | 52.2609 | -9.6924
0504276 | MV/LV Substation TR***4276 |  | 10 kV | _ | LV | 400 kVA :Building Structure | 0.4 | --> | 0.4 | 0.4 | 7.61 |  | --> | 0.38 | 0 | 0 | 0 | 0 | Constrained, otherwise capacity available =380 kW | --> | C11 ex GARRYCASTLE | Garrycastle [T41,T42] | ATHLONE |  | 53.4155 | -7.9267
003072 | MV/LV Substation KI***072 |  | 10 kV | _ | LV | 50 kVA :Pole Substation | 0.05 | --> | 0.05 | 0.042 | 0.48 |  | --> | 0.048 | 0 | 0 | 0 | 0 | Constrained, otherwise capacity available =46 kW | --> | C15 ex KILMARTIN | Kilmartin [T41] | ARKLOW |  | 53.0503 | -6.0847
061868 | MV/LV Substation DE***868 |  | 10 kV | _ | LV | 100 kVA :Pole Substation | 0.1 | --> | 0.1 | 0.093 | 2.04 |  | --> | 0.095 | 0 | 0 | 0 | 0 | Constrained, otherwise capacity available =94 kW | --> | C18 ex BALLYBAY | Ballybay [T41,T42] | LISDRUM |  | 54.1259 | -6.9236
160055 | MV/LV Substation PA***055 |  | 10 kV | _ | LV | 200 kVA :Pole Substation | 0.2 | --> | 0.2 | 0 | 0 | Constrained, otherwise capacity available =59 kVA | --> | 0.19 | 0 | 0.019 | 0 | 0 | Constrained, otherwise capacity available =156 kW | --> | C15 ex MOUNTMELLICK | Mountmellick [T41,T42] | PORTLAOISE |  | 53.1205 | -7.3311
0674406 | MV/LV Substation TO***4406 |  | 10 kV | _ | LV | 1000 kVA :Building Structure | 1 | --> | 1 | 0.5 | 13.8 |  | --> | 0.95 | 0 | 0 | 0.5 | 0 |  | --> | C20 ex SINGLAND | Singland [T101,T102] | SINGLAND |  | 52.6529 | -8.579
089190X | MV/LV Substation CH***190X |  | 10 kV | _ | LV | 200 kVA :Kiosk Substation | 0.2 | --> | 0.2 | 0.175 | 0.74 |  | --> | 0.19 | 0 | 0 | 0 | 0 | Constrained, otherwise capacity available =186 kW | --> | C16 ex RAHANS | Rahans [T41] | MOY |  | 54.1091 | -9.1484
081395Y | MV/LV Substation GR***395Y |  | 10 kV | _ | LV | 200 kVA :Kiosk Substation | 0.2 | --> | 0.2 | 0 | 0 | Constrained, otherwise capacity available =150 kVA | --> | 0.19 | 0 | 0.017 | 0 | 0 | Constrained, otherwise capacity available =170 kW | --> | C22 ex LEIXLIP | Leixlip [T41,T42] | GRIFFINRATH |  | 53.3649 | -6.5082
012336Y | MV/LV Substation SA***336Y |  | 10 kV | _ | LV | 400 kVA :Kiosk Substation | 0.4 | --> | 0.4 | 0 | 0 | Constrained, otherwise capacity available =326 kVA | --> | 0.38 | 0 | 0.039 | 0 | 0 | Constrained, otherwise capacity available =341 kW | --> | C20 ex POLLERTON | Pollerton [T41,T42] | CARLOW |  | 52.8363 | -6.9041
054057Z | MV/LV Substation MI***057Z |  | 20 kV | _ | LV | 630 kVA :Building Structure | 0.63 | --> | 0.63 | 0 | 0 | Constrained, otherwise capacity available =260 kVA | --> | 0.598 | 0 | 0 | 0 | 0 | Constrained, otherwise capacity available =546 kW | --> | E17 ex PORTLAOISE | Portlaoise [T423,T424] | PORTLAOISE |  | 53.0142 | -7.2994
209034X | MV/LV Substation VO***034X |  | 10 kV | _ | LV | 100 kVA :Pole Substation | 0.1 | --> | 0.1 | 0 | 0 | Constrained, otherwise capacity available =69 kVA | --> | 0.095 | 0 | 0.006 | 0 | 0 | Constrained, otherwise capacity available =86 kW | --> | C21 ex MILFORD (NR) | Milford (nr) [T41,T42] | LETTERKENNY |  | 55.0932 | -7.7037
007668Z | MV/LV Substation CE***668Z |  | 20 kV | _ | LV | 200 kVA :Pole Substation | 0.2 | --> | 0.2 | 0.2 | 16.12 |  | --> | 0.19 | 0 | 0.011 | 0.182 | 0 |  | --> | E12 ex WEXFORD | Wexford [T121,T122] | WEXFORD |  | 52.3606 | -6.7054
1084007 | MV/LV Substation BA***4007 |  | 10 kV | _ | LV | 50 kVA :Pole Substation | 0.05 | --> | 0.05 | 0.047 | 1.57 |  | --> | 0.048 | 0 | 0.005 | 0 | 0 | Constrained, otherwise capacity available =43 kW | --> | C16 ex BALLYSHANNON | Ballyshannon [T41,T42] | CATHALEENS FALL |  | 54.5138 | -8.2266
030035 | MV/LV Substation KN***035 |  | 20 kV | _ | LV | 400 kVA :Kiosk Substation | 0.4 | --> | 0.4 | 0 | 0 | Constrained, otherwise capacity available =341 kVA | --> | 0.38 | 0 | 0.04 | 0 | 0 | Constrained, otherwise capacity available =342 kW | --> | E14 ex FOXHOLE | Foxhole [T421,T422] | DUNGARVAN |  | 51.9424 | -7.8513
0094205 | MV/LV Substation ST***4205 |  | 20 kV | _ | LV | 50 kVA :Pole Substation | 0.05 | --> | 0.05 | 0.05 | 3.76 |  | --> | 0.048 | 0 | 0 | 0 | 0 | Constrained, otherwise capacity available =48 kW | --> | E16 ex BELVIEW | Belview [T421,T422] | WATERFORD |  | 52.2717 | -7.0381
010772 | MV/LV Substation IN***772 |  | 10 kV | _ | LV | 200 kVA :Kiosk Substation | 0.2 | --> | 0.2 | 0 | 0 | Constrained, otherwise capacity available =127 kVA | --> | 0.19 | 0 | 0.009 | 0 | 0 | Constrained, otherwise capacity available =173 kW | --> | C16 ex GRAIGUENAMANAGH | Graiguenamanagh [T41,T42] | KILKENNY |  | 52.4895 | -7.0652
050947Y | MV/LV Substation TH***947Y |  | 10 kV | _ | LV | 630 kVA :Building Structure | 0.63 | --> | 0.63 | 0 | 0 | Constrained, otherwise capacity available =292 kVA | --> | 0.598 | 0 | 0 | 0 | 0 | Constrained, otherwise capacity available =554 kW | --> | C21 ex ATHLONE | Athlone [T41,T42] | ATHLONE |  | 53.4217 | -7.9975
006192Y | MV/LV Substation KI***192Y |  | 10 kV | _ | LV | 50 kVA :Pole Substation | 0.05 | --> | 0.05 | 0.046 | 4.38 |  | --> | 0.048 | 0 | 0 | 0.047 | 0 |  | --> | E14 ex CRANE | Crane [T122] | CRANE |  | 52.5052 | -6.6467
065095 | MV/LV Substation KE***095 |  | 10 kV | _ | LV | 200 kVA :Kiosk Substation | 0.2 | --> | 0.2 | 0 | 0 | Constrained, otherwise capacity available =112 kVA | --> | 0.19 | 0 | 0.036 | 0 | 0 | Constrained, otherwise capacity available =151 kW | --> | C15 ex LOUGHSHINNY | Loughshinny [T41,T42] | GLASMORE |  | 53.5294 | -6.0997
062022Y | MV/LV Substation WO***022Y |  | 10 kV | _ | LV | 100 kVA :Pole Substation | 0.1 | --> | 0.1 | 0.07 | 3.12 |  | --> | 0.095 | 0 | 0 | 0 | 0 | Constrained, otherwise capacity available =91 kW | --> | C18 ex MARSHES | Marshes [T41,T42] | DUNDALK |  | 53.9816 | -6.3842
008930Y | MV/LV Substation BA***930Y |  | 10 kV | _ | LV | 200 kVA :Pole Substation | 0.2 | --> | 0.2 | 0.092 | 0.2 |  | --> | 0.19 | 0 | 0 | 0 | 0 | Constrained, otherwise capacity available =175 kW | --> | E17 ex BEALISTOWN | Bealistown [T421,T422] | GREAT ISLAND |  | 52.2615 | -6.8623
014904 | MV/LV Substation LO***904 |  | 10 kV | _ | LV | 50 kVA :Pole Substation | 0.05 | --> | 0.05 | 0 | 0 | Constrained, otherwise capacity available =20 kVA | --> | 0.048 | 0 | 0.01 | 0 | 0 | Constrained, otherwise capacity available =36 kW | --> | C20 ex KILDARE | Kildare [T41,T42] | NEWBRIDGE |  | 53.1689 | -6.8353
029773 | MV/LV Substation GL***773 |  | 10 kV | _ | LV | 100 kVA :Pole Substation | 0.1 | --> | 0.1 | 0 | 0 | Constrained, otherwise capacity available =94 kVA | --> | 0.095 | 0 | 0.005 | 0.09 | 0 |  | --> | C18 ex MIDLETON | Midleton [T101,T102] | MIDLETON |  | 51.9778 | -8.2749
153955 | MV/LV Substation DR***955 |  | 20 kV | _ | LV | 50 kVA :Pole Substation | 0.05 | --> | 0.05 | 0 | 0 | Constrained, otherwise capacity available =50 kVA | --> | 0.048 | 0 | 0 | 0 | 0 | Constrained, otherwise capacity available =48 kW | --> | E13 ex BIRDHILL | Birdhill [T421,T422] | ARDNACRUSHA |  | 52.7329 | -8.5702
255194X | MV/LV Substation GA***194X |  | 20 kV | _ | LV | 50 kVA :Pole Substation | 0.05 | --> | 0.05 | 0 | 0 | Constrained, otherwise capacity available =48 kVA | --> | 0.048 | 0 | 0 | 0 | 0 | Constrained, otherwise capacity available =47 kW | --> | E20 ex KILLYBEGS | Killybegs [T422] | BINBANE |  | 54.6388 | -8.4837
210541X | MV/LV Substation TO***541X |  | 10 kV | _ | LV | 50 kVA :Pole Substation | 0.05 | --> | 0.05 | 0.043 | 2.04 |  | --> | 0.048 | 0 | 0 | 0 | 0 | Constrained, otherwise capacity available =46 kW | --> | C17 ex BALLYBAY | Ballybay [T41,T42] | LISDRUM |  | 54.0792 | -6.8458
082999 | MV/LV Substation RA***999 |  | 10 kV | _ | LV | 400 kVA :Building Structure | 0.4 | --> | 0.4 | 0 | 0 | Constrained, otherwise capacity available =314 kVA | --> | 0.38 | 0 | 0.029 | 0 | 0 | Constrained, otherwise capacity available =347 kW | --> | E17 ex ACADEMY STREET | Academy Street [T421,T422,T44] | NAVAN |  | 53.6238 | -6.8562
023311X | MV/LV Substation BH***311X |  | 10 kV | _ | LV | 200 kVA :Kiosk Substation | 0.2 | --> | 0.2 | 0 | 0 | Constrained, otherwise capacity available =164 kVA | --> | 0.19 | 0 | 0.005 | 0 | 0 | Constrained, otherwise capacity available =181 kW | --> | C18 ex FERMOY NORTH | Fermoy North [T41,T42] | BARRYMORE |  | 52.1485 | -8.3997
2514184 | MV/LV Substation KN***4184 |  | 10 kV | _ | LV | 50 kVA :Pole Substation | 0.05 | --> | 0.05 | 0 | 0 | Constrained, otherwise capacity available =50 kVA | --> | 0.048 | 0 | 0 | 0 | 0 | Constrained, otherwise capacity available =48 kW | --> | C30 ex CLAREGALWAY | Claregalway [T42,T421] | GALWAY 110KV |  | 53.3638 | -8.9207
077024 | MV/LV Substation CO***024 |  | 20 kV | _ | LV | 200 kVA :Building Structure | 0.2 | --> | 0.2 | 0 | 0 | Constrained, otherwise capacity available =127 kVA | --> | 0.19 | 0 | 0.011 | 0 | 0 | Constrained, otherwise capacity available =172 kW | --> | E25 ex PATRICKSWELL | Patrickswell [T421,T422] | LIMERICK |  | 52.6468 | -8.8572
031434 | MV/LV Substation LA***434 |  | 20 kV | _ | LV | 50 kVA :Pole Substation | 0.05 | --> | 0.05 | 0 | 0 | Constrained, otherwise capacity available =33 kVA | --> | 0.048 | 0 | 0.009 | 0 | 0 | Constrained, otherwise capacity available =38 kW | --> | C17 ex COLLIGAN | Colligan [T41,T42] | DUNGARVAN |  | 52.0823 | -7.6541
151608X | MV/LV Substation FO***608X |  | 10 kV | _ | LV | 200 kVA :Kiosk Substation | 0.2 | --> | 0.2 | 0 | 0 | Constrained, otherwise capacity available =176 kVA | --> | 0.19 | 0 | 0.004 | 0 | 0 | Constrained, otherwise capacity available =184 kW | --> | C16 ex GARRYSPILLANE | Garryspillane [T41] | TIPPERARY |  | 52.3176 | -8.4741
204518 | MV/LV Substation DU***518 |  | 20 kV | _ | LV | 50 kVA :Pole Substation | 0.05 | --> | 0.05 | 0.048 | 2.02 |  | --> | 0.048 | 0 | 0 | 0 | 0 | Constrained, otherwise capacity available =47 kW | --> | E17 ex BALLYMACARRY | Ballymacarry [T421] | TRILLICK |  | 55.1049 | -7.4711
405236 | MV/LV Substation SE***236 |  | 20 kV | _ | LV | 200 kVA :Pole Substation | 0.2 | --> | 0.2 | 0.082 | 3.03 |  | --> | 0.19 | 0 | 0.011 | 0 | 0 | Constrained, otherwise capacity available =165 kW | --> | E12 ex MOVILLE | Moville [T421,T422] | TRILLICK |  | 55.2036 | -6.988
130297X | MV/LV Substation GR***297X |  | 20 kV | _ | LV | 50 kVA :Pole Substation | 0.05 | --> | 0.05 | 0 | 0 | Constrained, otherwise capacity available =49 kVA | --> | 0.048 | 0 | 0 | 0 | 0 | Constrained, otherwise capacity available =47 kW | --> | E11 ex FINEA | Finea [T421,T422] | SHANKILL |  | 53.7742 | -7.5173
008497 | MV/LV Substation AR***497 |  | 10 kV | _ | LV | 200 kVA :Pole Substation | 0.2 | --> | 0.2 | 0.158 | 0.2 |  | --> | 0.19 | 0 | 0.012 | 0 | 0 | Constrained, otherwise capacity available =175 kW | --> | E16 ex BEALISTOWN | Bealistown [T421,T422] | GREAT ISLAND |  | 52.2421 | -6.9499
007734Y | MV/LV Substation MU***734Y |  | 20 kV | _ | LV | 50 kVA :Pole Substation | 0.05 | --> | 0.05 | 0.042 | 1.4 |  | --> | 0.048 | 0 | 0 | 0 | 0 | Constrained, otherwise capacity available =46 kW | --> | E20 ex KILLINICK | Killinick [T421,T422] | WEXFORD |  | 52.2418 | -6.5464
209005X | MV/LV Substation MI***005X |  | 20 kV | _ | LV | 200 kVA :Pole Substation | 0.2 | --> | 0.2 | 0 | 0 | Constrained, otherwise capacity available =164 kVA | --> | 0.19 | 0 | 0 | 0 | 0 | Constrained, otherwise capacity available =185 kW | --> | C14 ex MILFORD (NR) | Milford (nr) [T41,T42] | LETTERKENNY |  | 55.194 | -7.757
012264Y | MV/LV Substation DO***264Y |  | 10 kV | _ | LV | 630 kVA :Building Structure | 0.63 | --> | 0.63 | 0.347 | 1.99 |  | --> | 0.598 | 0 | 0.036 | 0 | 0 | Constrained, otherwise capacity available =532 kW | --> | C18 ex GRAIGUE | Graigue [T41,T42] | CARLOW |  | 52.8456 | -6.9424
156031Z | MV/LV Substation MO***031Z |  | 20 kV | _ | LV | 100 kVA :Pole Substation | 0.1 | --> | 0.1 | 0 | 0 | Constrained, otherwise capacity available =82 kVA | --> | 0.095 | 0 | 0 | 0 | 0 | Constrained, otherwise capacity available =92 kW | --> | E14 ex EMYVALE | Emyvale [T422] | LISDRUM |  | 54.3998 | -6.9786
025413X | MV/LV Substation SA***413X |  | 10 kV | _ | LV | 400 kVA :Building Structure | 0.4 | --> | 0.4 | 0 | 0 | Constrained, otherwise capacity available =282 kVA | --> | 0.38 | 0 | 0.013 | 0 | 0 | Constrained, otherwise capacity available =354 kW | --> | C12 ex KILMALLOCK | Kilmallock [T41,T42] | CHARLEVILLE |  | 52.3959 | -8.5644
204811 | MV/LV Substation GR***811 |  | 20 kV | _ | LV | 50 kVA :Pole Substation | 0.05 | --> | 0.05 | 0 | 0 | Constrained, otherwise capacity available =28 kVA | --> | 0.048 | 0 | 0 | 0 | 0 | Constrained, otherwise capacity available =44 kW | --> | E15 ex BUNCRANA | Buncrana [T421,T422] | TRILLICK |  | 55.1288 | -7.45
180460X | MV/LV Substation OA***460X |  | 10 kV | _ | LV | 200 kVA :Pole Substation | 0.2 | --> | 0.2 | 0.163 | 0.68 |  | --> | 0.19 | 0 | 0 | 0 | 0 | Constrained, otherwise capacity available =185 kW | --> | C24 ex MULLAGH | Mullagh [T44] | MEATH HILL |  | 53.7558 | -6.8837
029177Y | MV/LV Substation CA***177Y |  | 20 kV | _ | LV | 200 kVA :Kiosk Substation | 0.2 | --> | 0.2 | 0 | 0 | Constrained, otherwise capacity available =115 kVA | --> | 0.19 | 0 | 0.042 | 0 | 0 | Constrained, otherwise capacity available =147 kW | --> | E12 ex CARRIGSHANE | Carrigshane [T422] | MIDLETON |  | 51.9112 | -8.0488
154415 | MV/LV Substation WE***415 |  | 10 kV | _ | LV | 400 kVA :Kiosk Substation | 0.4 | --> | 0.4 | 0 | 0 | Constrained, otherwise capacity available =227 kVA | --> | 0.38 | 0 | 0.004 | 0.353 | 0 |  | --> | C14 ex MACETOWN | Macetown [T101,T102] | MACETOWN |  | 53.4093 | -6.3956
029935 | MV/LV Substation RA***935 |  | 10 kV | _ | LV | 200 kVA :Pole Substation | 0.2 | --> | 0.2 | 0 | 0 | Constrained, otherwise capacity available =154 kVA | --> | 0.19 | 0 | 0 | 0 | 0 | Constrained, otherwise capacity available =184 kW | --> | C17 ex CARRIGSHANE | Carrigshane [T41] | MIDLETON |  | 51.893 | -8.1645
0664014 | MV/LV Substation BA***4014 |  | 20 kV | _ | LV | 50 kVA :Pole Substation | 0.05 | --> | 0.05 | 0 | 0 | Constrained, otherwise capacity available =44 kVA | --> | 0.048 | 0 | 0 | 0 | 0 | Constrained, otherwise capacity available =47 kW | --> | E11 ex GLASMORE | Glasmore [T421,T422] | GLASMORE |  | 53.4815 | -6.1332
1164082 | MV/LV Substation CO***4082 |  | 20 kV | _ | LV | 50 kVA :Pole Substation | 0.05 | --> | 0.05 | 0.05 | 8.1 |  | --> | 0.048 | 0 | 0 | 0 | 0 | Constrained, otherwise capacity available =48 kW | --> | E11 ex WESTPORT | Westport [T421,T422] | CASTLEBAR |  | 53.8031 | -9.9522
067541X | MV/LV Substation QU***541X |  | 10 kV | _ | LV | 30 kVA :Pole Substation | 0.03 | --> | 0.03 | 0 | 0 | Constrained, otherwise capacity available =27 kVA | --> | 0.028 | 0 | 0 | 0 | 0 | Constrained, otherwise capacity available =28 kW | --> | C11 ex MOYLISH | Moylish [T41,T42] | ARDNACRUSHA |  | 52.694 | -8.6293
022740X | MV/LV Substation CA***740X |  | 10 kV | _ | LV | 50 kVA :Pole Substation | 0.05 | --> | 0.05 | 0.05 | 4.55 |  | --> | 0.048 | 0 | 0 | 0 | 0 | Constrained, otherwise capacity available =47 kW | --> | C11 ex MALLOW | Mallow [T41,T42] | MALLOW |  | 52.1412 | -8.6281
176706X | MV/LV Substation GR***706X |  | 20 kV | _ | LV | 100 kVA :Pole Substation | 0.1 | --> | 0.1 | 0.1 | 18.78 |  | --> | 0.095 | 0 | 0 | 0.095 | 0 |  | --> | E14 ex HARTNETTS CROSS | Hartnetts Cross [T121,T422] | MACROOM |  | 51.9015 | -9.1532
258908 | MV/LV Substation GA***908 |  | 20 kV | _ | LV | 50 kVA :Pole Substation | 0.05 | --> | 0.05 | 0.045 | 1.86 |  | --> | 0.048 | 0 | 0 | 0 | 0 | Constrained, otherwise capacity available =47 kW | --> | E18 ex CREESLOUGH | Creeslough [T421] | ARDNAGAPPARY |  | 55.093 | -7.8974
074399X | MV/LV Substation TU***399X |  | 10 kV | _ | LV | 100 kVA :Pole Substation | 0.1 | --> | 0.1 | 0 | 0 | Constrained, otherwise capacity available =80 kVA | --> | 0.095 | 0 | 0 | 0 | 0 | Constrained, otherwise capacity available =92 kW | --> | C15 ex CARRICK ON SHANNON | Carrick On Shannon [T41,T42] | CARRICK ON SHANNON |  | 53.9413 | -8.1142
052546Z | MV/LV Substation MA***546Z |  | 10 kV | _ | LV | 630 kVA :Kiosk Substation | 0.63 | --> | 0.63 | 0 | 0 | Constrained, otherwise capacity available =454 kVA | --> | 0.598 | 0 | 0 | 0 | 0 | Constrained, otherwise capacity available =574 kW | --> | C16 ex NEWBROOK | Newbrook [T42] | MULLINGAR |  | 53.5228 | -7.3509
288245X | MV/LV Substation BA***245X |  | 10 kV | _ | LV | 1000 kVA :Building Structure | 1 | --> | 1 | 0 | 0 | Constrained, otherwise capacity available =844 kVA | --> | 0.95 | 0 | 0 | 0.5 | 0 |  | --> | C19 ex SANDYFORD | Sandyford [T41,T42] | CARRICKMINES |  | 53.2738 | -6.2567
111889Y | MV/LV Substation SE***889Y |  | 10 kV | _ | LV | 50 kVA :Pole Substation | 0.05 | --> | 0.05 | 0 | 0 | Constrained, otherwise capacity available =49 kVA | --> | 0.048 | 0 | 0 | 0 | 0 | Constrained, otherwise capacity available =47 kW | --> | C16 ex BANTRY | Bantry [T41,T42] | BALLYLICKY |  | 51.6741 | -9.4641
151968 | MV/LV Substation KI***968 |  | 10 kV | _ | LV | 50 kVA :Pole Substation | 0.05 | --> | 0.05 | 0 | 0 | Constrained, otherwise capacity available =12 kVA | --> | 0.048 | 0 | 0.01 | 0.035 | 0 |  | --> | C12 ex BRUFF | Bruff [T42,T421] | LIMERICK |  | 52.5225 | -8.399
099053X | MV/LV Substation FI***053X |  | 10 kV | _ | LV | 50 kVA :Pole Substation | 0.05 | --> | 0.05 | 0 | 0 | Constrained, otherwise capacity available =17 kVA | --> | 0.048 | 0 | 0.006 | 0 | 0 | Constrained, otherwise capacity available =38 kW | --> | C12 ex CULLION | Cullion [T41,T42] | LETTERKENNY |  | 54.9366 | -7.7933
1584103 | MV/LV Substation CI***4103 |  | 10 kV | _ | LV | 400 kVA :Kiosk Substation | 0.4 | --> | 0.4 | 0 | 0 | Constrained, otherwise capacity available =347 kVA | --> | 0.38 | 0 | 0.019 | 0 | 0 | Constrained, otherwise capacity available =359 kW | --> | C21 ex ENNISTYMON | Ennistymon [T41,T42] | ENNIS |  | 52.9287 | -9.3344
081047Z | MV/LV Substation FL***047Z |  | 10 kV | _ | LV | 200 kVA :Kiosk Substation | 0.2 | --> | 0.2 | 0 | 0 | Constrained, otherwise capacity available =164 kVA | --> | 0.19 | 0 | 0 | 0.185 | 0 |  | --> | C14 ex INCHICORE NORTH | Inchicore North [T41] | INCHICORE 220KV |  | 53.3419 | -6.3264
060532Y | MV/LV Substation TU***532Y |  | 10 kV | _ | LV | 50 kVA :Pole Substation | 0.05 | --> | 0.05 | 0.046 | 2.57 |  | --> | 0.048 | 0 | 0.005 | 0 | 0 | Constrained, otherwise capacity available =43 kW | --> | C13 ex ERRIGAL | Errigal [T41,T422] | SHANKILL |  | 54.0489 | -7.1438
014604Z | MV/LV Substation NE***604Z |  | 10 kV | _ | LV | 200 kVA :Pole Substation | 0.2 | --> | 0.2 | 0 | 0 | Constrained, otherwise capacity available =194 kVA | --> | 0.19 | 0 | 0 | 0 | 0 | Constrained, otherwise capacity available =189 kW | --> | C12 ex MORRISTOWN | Morristown [T41,T42] | NEWBRIDGE |  | 53.1841 | -6.8099
249010 | MV/LV Substation CA***010 |  | 10 kV | _ | LV | 200 kVA :Pole Substation | 0.2 | --> | 0.2 | 0 | 0 | Constrained, otherwise capacity available =134 kVA | --> | 0.19 | 0 | 0 | 0 | 0 | Constrained, otherwise capacity available =181 kW | --> | C20 ex LISMORE | Lismore [T41,T42] | DUNGARVAN |  | 52.1458 | -7.8503
162016 | MV/LV Substation TH***016 |  | 10 kV | _ | LV | 100 kVA :Pole Substation | 0.1 | --> | 0.1 | 0.067 | 7.25 |  | --> | 0.095 | 0 | 0.009 | 0 | 0 | Constrained, otherwise capacity available =84 kW | --> | C12 ex CONVOY | Convoy [T41,T42] | LETTERKENNY |  | 54.8623 | -7.6751
009326 | MV/LV Substation IN***326 |  | 10 kV | _ | LV | 200 kVA :Building Structure | 0.2 | --> | 0.2 | 0 | 0 | Constrained, otherwise capacity available =166 kVA | --> | 0.19 | 0 | 0 | 0 | 0 | Constrained, otherwise capacity available =185 kW | --> | C19 ex WATERFORD IND EST | Waterford Ind Est [T41,T42,T44] | BUTLERSTOWN |  | 52.2503 | -7.1486
049552Y | MV/LV Substation CL***552Y |  | 10 kV | _ | LV | 50 kVA :Pole Substation | 0.05 | --> | 0.05 | 0.046 | 0.13 |  | --> | 0.048 | 0 | 0 | 0 | 0 | Constrained, otherwise capacity available =47 kW | --> | C12 ex BALLYMAHON | Ballymahon [T41,T42] | ATHLONE |  | 53.6386 | -7.9037
070155 | MV/LV Substation MI***155 |  | 10 kV | _ | LV | 50 kVA :Pole Substation | 0.05 | --> | 0.05 | 0.05 | 2.63 |  | --> | 0.048 | 0 | 0 | 0.048 | 0 |  | --> | C14 ex CLOONBANNIN | Cloonbannin [T42] | GLENLARA |  | 52.1154 | -9.0725
0214142 | MV/LV Substation CL***4142 |  | 20 kV | _ | LV | 400 kVA :Kiosk Substation | 0.4 | --> | 0.4 | 0 | 0 | Constrained, otherwise capacity available =302 kVA | --> | 0.38 | 0 | 0.015 | 0 | 0 | Constrained, otherwise capacity available =355 kW | --> | E18 ex CURRALEIGH | Curraleigh [T421,T422] | KILBARRY |  | 51.9077 | -8.5619
144626 | MV/LV Substation CR***626 |  | 10 kV | _ | LV | 50 kVA :Pole Substation | 0.05 | --> | 0.05 | 0 | 0 | Constrained, otherwise capacity available =35 kVA | --> | 0.048 | 0 | 0 | 0 | 0 | Constrained, otherwise capacity available =45 kW | --> | C15 ex CASTLECOMER | Castlecomer [T41,T42] | BALLYRAGGET |  | 52.8454 | -7.1272
127646X | MV/LV Substation WA***646X |  | 10 kV | _ | LV | 200 kVA :Pole Substation | 0.2 | --> | 0.2 | 0.183 | 5.89 |  | --> | 0.19 | 0 | 0 | 0 | 0 | Constrained, otherwise capacity available =188 kW | --> | C20 ex CASHEL | Cashel [T41,T42] | CAHIR |  | 52.5115 | -7.8751
007468 | MV/LV Substation RA***468 |  | 10 kV | _ | LV | 50 kVA :Pole Substation | 0.05 | --> | 0.05 | 0 | 0.14 |  | --> | 0.048 | 0 | 0.005 | 0 | 0 | Constrained, otherwise capacity available =32 kW | --> | C16 ex CARRIGLAWN | Carriglawn [T41,T42] | WEXFORD |  | 52.3421 | -6.4899
156351 | MV/LV Substation GR***351 |  | 10 kV | _ | LV | 50 kVA :Pole Substation | 0.05 | --> | 0.05 | 0.042 | 2.47 |  | --> | 0.048 | 0 | 0 | 0 | 0 | Constrained, otherwise capacity available =46 kW | --> | C12 ex TELAYDON | Telaydon [T42,T421] | LISDRUM |  | 54.2777 | -6.9522
0194112 | MV/LV Substation AN***4112 |  | 10 kV | _ | LV | 200 kVA :Kiosk Substation | 0.2 | --> | 0.2 | 0.047 | 0.05 | Constrained, otherwise capacity available =183 kVA | --> | 0.19 | 0 | 0 | 0 | 0 | Constrained, otherwise capacity available =188 kW | --> | C17 ex BALLYBEGGAN | Ballybeggan [T43,T44] | TRALEE |  | 52.2848 | -9.6901
293680Z | MV/LV Substation KN***680Z |  | 20 kV | _ | LV | 200 kVA :Pole Substation | 0.2 | --> | 0.2 | 0 | 0 | Constrained, otherwise capacity available =174 kVA | --> | 0.19 | 0 | 0 | 0 | 0 | Constrained, otherwise capacity available =186 kW | --> | E13 ex BALTINGLASS | Baltinglass [T421,T422] | STRATFORD |  | 52.8803 | -6.8149
154641Z | MV/LV Substation TE***641Z |  | 10 kV | _ | LV | 400 kVA :Kiosk Substation | 0.4 | --> | 0.4 | 0 | 0 | Constrained, otherwise capacity available =338 kVA | --> | 0.38 | 0 | 0.006 | 0 | 0 | Constrained, otherwise capacity available =367 kW | --> | C21 ex MONEYCOOLEY | Moneycooley [T41,T42,T44] | GRIFFINRATH |  | 53.3817 | -6.5811
2534344 | MV/LV Substation GL***4344 |  | 20 kV | _ | LV | 50 kVA :Pole Substation | 0.05 | --> | 0.05 | 0 | 0 | Constrained, otherwise capacity available =50 kVA | --> | 0.048 | 0 | 0 | 0 | 0 | Constrained, otherwise capacity available =48 kW | --> | E15 ex GLENAMADDY | Glenamaddy [T422] | ATHLONE |  | 53.6042 | -8.5527
0214361 | MV/LV Substation WE***4361 |  | 20 kV | _ | LV | 400 kVA :Kiosk Substation | 0.4 | --> | 0.4 | 0 | 0 | Constrained, otherwise capacity available =400 kVA | --> | 0.38 | 0 | 0 | 0 | 0 | Constrained, otherwise capacity available =380 kW | --> | E16 ex CURRALEIGH | Curraleigh [T421,T422] | KILBARRY |  | 51.9272 | -8.7444
041302Y | MV/LV Substation CI***302Y |  | 10 kV | _ | LV | 200 kVA :Kiosk Substation | 0.2 | --> | 0.2 | 0 | 0 | Constrained, otherwise capacity available =188 kVA | --> | 0.19 | 0 | 0 | 0 | 0 | Constrained, otherwise capacity available =188 kW | --> | E13 ex DALTON | Dalton [T421,T422] | DALTON |  | 53.7173 | -9.0019
1544047 | MV/LV Substation WO***4047 |  | 20 kV | _ | LV | 100 kVA :Pole Substation | 0.1 | --> | 0.1 | 0 | 0 | Constrained, otherwise capacity available =100 kVA | --> | 0.095 | 0 | 0 | 0 | 0 | Constrained, otherwise capacity available =95 kW | --> | E12 ex KILCOCK | Kilcock [T421,T422] | GRIFFINRATH |  | 53.4708 | -6.5696
139798X | MV/LV Substation OM***798X |  | 20 kV | _ | LV | 100 kVA :Pole Substation | 0.1 | --> | 0.1 | 0 | 0 | Constrained, otherwise capacity available =100 kVA | --> | 0.095 | 0 | 0 | 0 | 0 | Constrained, otherwise capacity available =95 kW | --> | E21 ex FINEA | Finea [T421,T422] | SHANKILL |  | 53.8468 | -7.3394
077179X | MV/LV Substation HO***179X |  | 20 kV | _ | LV | 400 kVA :Kiosk Substation | 0.4 | --> | 0.4 | 0 | 0 | Constrained, otherwise capacity available =344 kVA | --> | 0.38 | 0 | 0 | 0 | 0 | Constrained, otherwise capacity available =372 kW | --> | E16 ex PATRICKSWELL | Patrickswell [T421,T422] | LIMERICK |  | 52.5524 | -8.7801
009255 | MV/LV Substation EI***255 |  | 20 kV | _ | LV | 100 kVA :Pole Substation | 0.1 | --> | 0.1 | 0.1 | 8.16 |  | --> | 0.095 | 0 | 0 | 0 | 0 | Constrained, otherwise capacity available =95 kW | --> | C17 ex MOUNT MISERY | Mount Misery [T41,T42] | WATERFORD |  | 52.2878 | -7.0636
065061Z | MV/LV Substation PE***061Z |  | 20 kV | _ | LV | 100 kVA :Pole Substation | 0.1 | --> | 0.1 | 0 | 0 | Constrained, otherwise capacity available =81 kVA | --> | 0.095 | 0 | 0.005 | 0 | 0 | Constrained, otherwise capacity available =89 kW | --> | E15 ex BATTER LANE TEMPORARY | Batter Lane Temporary 38kv [T421] | GLASMORE |  | 53.5187 | -6.1667
0194121 | MV/LV Substation CL***4121 |  | 10 kV | _ | LV | 400 kVA :Kiosk Substation | 0.4 | --> | 0.4 | 0.4 | 1.54 |  | --> | 0.38 | 0 | 0 | 0 | 0 | Constrained, otherwise capacity available =380 kW | --> | C22 ex BALLYARD | Ballyard [T41,T42] | TRALEE |  | 52.2645 | -9.7326
064882Y | MV/LV Substation BR***882Y |  | 20 kV | _ | LV | 400 kVA :Kiosk Substation | 0.4 | --> | 0.4 | 0 | 0 | Constrained, otherwise capacity available =337 kVA | --> | 0.38 | 0 | 0.05 | 0 | 0 | Constrained, otherwise capacity available =334 kW | --> | E16 ex JULIANSTOWN | Julianstown [T421,T422] | DRYBRIDGE |  | 53.7047 | -6.2489
039666X | MV/LV Substation BL***666X |  | 10 kV | _ | LV | 200 kVA :Kiosk Substation | 0.2 | --> | 0.2 | 0 | 0 | Constrained, otherwise capacity available =151 kVA | --> | 0.19 | 0 | 0.016 | 0 | 0 | Constrained, otherwise capacity available =171 kW | --> | C15 ex ORANMORE | Oranmore [T41,T44] | GALWAY 110KV |  | 53.2633 | -8.9365
426089 | MV/LV Substation VE***089 |  | 20 kV | _ | LV | 50 kVA :Pole Substation | 0.05 | --> | 0.05 | 0 | 0 | Constrained, otherwise capacity available =38 kVA | --> | 0.048 | 0 | 0.01 | 0 | 0 | Constrained, otherwise capacity available =38 kW | --> | E15 ex DINGLE | Dingle [T421,T422] | OUGHTRAGH |  | 52.1345 | -10.3647
0934252 | MV/LV Substation ON***4252 |  | 10 kV | _ | LV | 1000 kVA :Building Structure | 1 | --> | 1 | 0 | 0 | Constrained, otherwise capacity available =982 kVA | --> | 0.95 | 0 | 0.018 | 0.5 | 0 |  | --> | C22 ex GRANGE (DR) | Grange (dr) [T41,T42] | GRANGE (DR) |  | 53.4036 | -6.1757
1604033 | MV/LV Substation CO***4033 |  | 20 kV | _ | LV | 50 kVA :Pole Substation | 0.05 | --> | 0.05 | 0 | 0 | Constrained, otherwise capacity available =41 kVA | --> | 0.048 | 0 | 0 | 0 | 0 | Constrained, otherwise capacity available =46 kW | --> | C11 ex MOUNTMELLICK | Mountmellick [T41,T42] | PORTLAOISE |  | 53.1511 | -7.5049
064906 | MV/LV Substation LI***906 |  | 10 kV | _ | LV | 100 kVA :Pole Substation | 0.1 | --> | 0.1 | 0 | 0 | Constrained, otherwise capacity available =96 kVA | --> | 0.095 | 0 | 0 | 0 | 0 | Constrained, otherwise capacity available =94 kW | --> | C13 ex DRYBRIDGE | Drybridge [T41,T42] | DRYBRIDGE |  | 53.7462 | -6.3416
0394142 | MV/LV Substation CE***4142 |  | 10 kV | _ | LV | 200 kVA :Kiosk Substation | 0.2 | --> | 0.2 | 0 | 0 | Constrained, otherwise capacity available =168 kVA | --> | 0.19 | 0 | 0.005 | 0 | 0 | Constrained, otherwise capacity available =182 kW | --> | C15 ex ORANMORE | Oranmore [T41,T44] | GALWAY 110KV |  | 53.2621 | -8.9318
015773X | MV/LV Substation AS***773X |  | 10 kV | _ | LV | 400 kVA :Kiosk Substation | 0.4 | --> | 0.4 | 0.259 | 12.6 |  | --> | 0.38 | 0 | 0.014 | 0.35 | 0 |  | --> | C12 ex MONREAD | Monread [T101,T102] | MONREAD |  | 53.2245 | -6.6554
066083Z | MV/LV Substation FI***083Z |  | 10 kV | _ | LV | 200 kVA :Kiosk Substation | 0.2 | --> | 0.2 | 0 | 0 | Constrained, otherwise capacity available =174 kVA | --> | 0.19 | 0 | 0 | 0 | 0 | Constrained, otherwise capacity available =186 kW | --> | C17 ex SWORDS | Swords [T41,T42] | GLASMORE |  | 53.4657 | -6.2138
027940 | MV/LV Substation DR***940 |  | 20 kV | _ | LV | 50 kVA :Pole Substation | 0.05 | --> | 0.05 | 0.048 | 7.79 |  | --> | 0.048 | 0 | 0 | 0 | 0 | Constrained, otherwise capacity available =47 kW | --> | E12 ex DUNMANWAY | Dunmanway [T422,T43] | DUNMANWAY |  | 51.6692 | -9.1083
160967X | MV/LV Substation GR***967X |  | 20 kV | _ | LV | 200 kVA :Pole Substation | 0.2 | --> | 0.2 | 0 | 0 | Constrained, otherwise capacity available =168 kVA | --> | 0.19 | 0 | 0 | 0 | 0 | Constrained, otherwise capacity available =186 kW | --> | E11 ex PORTLAOISE |  |  |  | 53.0679 | -7.2166
065090 | MV/LV Substation CL***090 |  | 10 kV | _ | LV | 400 kVA :Kiosk Substation | 0.4 | --> | 0.4 | 0 | 0 | Constrained, otherwise capacity available =314 kVA | --> | 0.38 | 0 | 0.028 | 0 | 0 | Constrained, otherwise capacity available =347 kW | --> | C16 ex BALBRIGGAN | Balbriggan [T42] | GLASMORE |  | 53.6072 | -6.1871
015232Z | MV/LV Substation KI***232Z |  | 10 kV | _ | LV | 50 kVA :Pole Substation | 0.05 | --> | 0.05 | 0 | 0 | Constrained, otherwise capacity available =46 kVA | --> | 0.048 | 0 | 0 | 0 | 0 | Constrained, otherwise capacity available =47 kW | --> | C16 ex JOHNSTOWN | Johnstown [T41,T42] | KILTEEL |  | 53.2552 | -6.587
041799 | MV/LV Substation DR***799 |  | 20 kV | _ | LV | 200 kVA :Pole Substation | 0.2 | --> | 0.2 | 0 | 0 | Constrained, otherwise capacity available =177 kVA | --> | 0.19 | 0 | 0 | 0 | 0 | Constrained, otherwise capacity available =187 kW | --> | E14 ex DALTON | Dalton [T421,T422] | DALTON |  | 53.7948 | -8.9132
276914 | MV/LV Substation DE***914 |  | 10 kV | _ | LV | 630 kVA :Building Structure | 0.63 | --> | 0.63 | 0 | 0 | Constrained, otherwise capacity available =537 kVA | --> | 0.598 | 0 | 0 | 0 | 0 | Constrained, otherwise capacity available =586 kW | --> | C11 ex COOLCORCORAN | Coolcorcoran [T41,T42] | KNOCKEARAGH |  | 52.0627 | -9.4978
0154112 | MV/LV Substation KI***4112 |  | 10 kV | _ | LV | 50 kVA :Pole Substation | 0.05 | --> | 0.05 | 0 | 0 | Constrained, otherwise capacity available =46 kVA | --> | 0.048 | 0 | 0 | 0 | 0 | Constrained, otherwise capacity available =47 kW | --> | C16 ex JOHNSTOWN | Johnstown [T41,T42] | KILTEEL |  | 53.2567 | -6.5548
365995 | MV/LV Substation GA***995 |  | 10 kV | _ | LV | 100 kVA :Pole Substation | 0.1 | --> | 0.1 | 0 | 0 | Constrained, otherwise capacity available =79 kVA | --> | 0.095 | 0 | 0 | 0.092 | 0 |  | --> | C17 ex TYMON | Tymon [T41,T42] | COOKSTOWN |  | 53.3063 | -6.3811
255308 | MV/LV Substation DR***308 |  | 10 kV | _ | LV | 50 kVA :Pole Substation | 0.05 | --> | 0.05 | 0 | 0 | Constrained, otherwise capacity available =41 kVA | --> | 0.048 | 0 | 0 | 0 | 0 | Constrained, otherwise capacity available =46 kW | --> | E12 ex KILLYBEGS | Killybegs [T422] | BINBANE |  | 54.644 | -8.3143
0994166 | MV/LV Substation GL***4166 |  | 10 kV | _ | LV | 100 kVA :Pole Substation | 0.1 | --> | 0.1 | 0 | 0 | Constrained, otherwise capacity available =83 kVA | --> | 0.095 | 0 | 0.026 | 0 | 0 | Constrained, otherwise capacity available =73 kW | --> | C12 ex CULLION | Cullion [T41,T42] | LETTERKENNY |  | 54.9364 | -7.8492
238010 | MV/LV Substation BO***010 |  | 20 kV | _ | LV | 630 kVA :Kiosk Substation | 0.63 | --> | 0.63 | 0 | 0 | Constrained, otherwise capacity available =504 kVA | --> | 0.598 | 0 | 0 | 0 | 0 | Constrained, otherwise capacity available =581 kW | --> | E12 ex BALLINROBE | Ballinrobe [T421,T422] | DALTON |  | 53.6223 | -9.2237
054173Z | MV/LV Substation TO***173Z |  | 10 kV | _ | LV | 630 kVA :Kiosk Substation | 0.63 | --> | 0.63 | 0 | 0 | Constrained, otherwise capacity available =629 kVA | --> | 0.598 | 0 | 0 | 0 | 0 | Constrained, otherwise capacity available =598 kW | --> | E16 ex PORTLAOISE | Portlaoise [T423,T424] | PORTLAOISE |  | 53.023 | -7.3211
164025 | MV/LV Substation NO***025 |  | 10 kV | _ | LV | 200 kVA :Pole Substation | 0.2 | --> | 0.2 | 0 | 0 | Constrained, otherwise capacity available =98 kVA | --> | 0.19 | 0 | 0 | 0 | 0 | Constrained, otherwise capacity available =176 kW | --> | C12 ex SKIBBEREEN | Skibbereen [T41,T42] | DUNMANWAY |  | 51.5496 | -9.265
068030 | MV/LV Substation RI***030 |  | 10 kV | _ | LV | 1000 kVA :Kiosk Substation | 1 | --> | 1 | 0 | 0 | Constrained, otherwise capacity available =446 kVA | --> | 0.95 | 0 | 0.016 | 0.5 | 0 |  | --> | C13 ex GLOUCESTER PLACE | Gloucester Place [T41,T42] | MCDERMOTT |  | 53.3581 | -6.2523
3654123 | MV/LV Substation JO***4123 |  | 10 kV | _ | LV | 100 kVA :Pole Substation | 0.1 | --> | 0.1 | 0 | 0 | Constrained, otherwise capacity available =100 kVA | --> | 0.095 | 0 | 0 | 0.095 | 0 |  | --> | C15 ex SAGGART | Saggart [T41,T42] | GRANGE CASTLE |  | 53.2685 | -6.4337
041224Y | MV/LV Substation KN***224Y |  | 20 kV | _ | LV | 100 kVA :Pole Substation | 0.1 | --> | 0.1 | 0 | 0 | Constrained, otherwise capacity available =89 kVA | --> | 0.095 | 0 | 0 | 0 | 0 | Constrained, otherwise capacity available =93 kW | --> | E14 ex DALTON | Dalton [T421,T422] | DALTON |  | 53.7908 | -8.9222
020085 | MV/LV Substation ES***085 |  | 10 kV | _ | LV | 400 kVA :Kiosk Substation | 0.4 | --> | 0.4 | 0 | 0 | Constrained, otherwise capacity available =175 kVA | --> | 0.38 | 0 | 0.005 | 0 | 0 | Constrained, otherwise capacity available =344 kW | --> | C12 ex COOLCORCORAN | Coolcorcoran [T41,T42] | KNOCKEARAGH |  | 52.0625 | -9.5107
039241 | MV/LV Substation CA***241 |  | 10 kV | _ | LV | 400 kVA :Kiosk Substation | 0.4 | --> | 0.4 | 0.29 | 11.03 |  | --> | 0.38 | 0 | 0.111 | 0.282 | 0 |  | --> | C24 ex SALTHILL | Salthill [T101,T102] | SALTHILL |  | 53.2606 | -9.1036
281765X | MV/LV Substation WH***765X |  | 10 kV | _ | LV | 400 kVA :Kiosk Substation | 0.4 | --> | 0.4 | 0 | 0 | Constrained, otherwise capacity available =287 kVA | --> | 0.38 | 0 | 0.019 | 0 | 0 | Constrained, otherwise capacity available =350 kW | --> | C16 ex TOGHER | Togher [T41,T42] | TRABEG |  | 51.8745 | -8.5066
068019X | MV/LV Substation MO***019X |  | 10 kV | _ | LV | 630 kVA :Building Structure | 0.63 | --> | 0.63 | 0 | 0 | Constrained, otherwise capacity available =629 kVA | --> | 0.598 | 0 | 0 | 0.5 | 0 |  | --> | C20 ex GLOUCESTER PLACE | Gloucester Place [T41,T42] | MCDERMOTT |  | 53.3561 | -6.2547
160030 | MV/LV Substation ER***030 |  | 10 kV | _ | LV | 200 kVA :Pole Substation | 0.2 | --> | 0.2 | 0 | 0 | Constrained, otherwise capacity available =194 kVA | --> | 0.19 | 0 | 0 | 0 | 0 | Constrained, otherwise capacity available =189 kW | --> | C15 ex MOUNTMELLICK | Mountmellick [T41,T42] | PORTLAOISE |  | 53.1167 | -7.3205
249919 | MV/LV Substation BA***919 |  | 10 kV | _ | LV | 100 kVA :Pole Substation | 0.1 | --> | 0.1 | 0 | 0 | Constrained, otherwise capacity available =80 kVA | --> | 0.095 | 0 | 0.029 | 0 | 0 | Constrained, otherwise capacity available =71 kW | --> | C16 ex KILCLOHER | Kilcloher [T41,T42] | DUNGARVAN |  | 52.1331 | -7.8115
167457Z | MV/LV Substation BO***457Z |  | 20 kV | _ | LV | 50 kVA :Pole Substation | 0.05 | --> | 0.05 | 0 | 0 | Constrained, otherwise capacity available =50 kVA | --> | 0.048 | 0 | 0 | 0 | 0 | Constrained, otherwise capacity available =48 kW | --> | E11 ex WHITECHURCH | Whitechurch [T421,T422] | KILBARRY |  | 52.0438 | -8.7258
139218Y | MV/LV Substation TE***218Y |  | 20 kV | _ | LV | 50 kVA :Pole Substation | 0.05 | --> | 0.05 | 0 | 0 | Constrained, otherwise capacity available =48 kVA | --> | 0.048 | 0 | 0 | 0 | 0 | Constrained, otherwise capacity available =47 kW | --> | E21 ex FINEA | Finea [T421,T422] | SHANKILL |  | 53.8824 | -7.3786
0504438 | MV/LV Substation BO***4438 |  | 10 kV | _ | LV | 400 kVA :Kiosk Substation | 0.4 | --> | 0.4 | 0.34 | 7.61 |  | --> | 0.38 | 0 | 0.013 | 0 | 0 | Constrained, otherwise capacity available =362 kW | --> | C14 ex GARRYCASTLE | Garrycastle [T41,T42] | ATHLONE |  | 53.4228 | -7.9268
011408X | MV/LV Substation CA***408X |  | 10 kV | _ | LV | 50 kVA :Pole Substation | 0.05 | --> | 0.05 | 0.038 | 5.05 |  | --> | 0.048 | 0 | 0.01 | 0 | 0 | Constrained, otherwise capacity available =38 kW | --> | C20 ex MCDONAGH | Mcdonagh [T41,T42] | KILKENNY |  | 52.6963 | -7.1087
293961X | MV/LV Substation RA***961X |  | 20 kV | _ | LV | 200 kVA :Pole Substation | 0.2 | --> | 0.2 | 0 | 0 | Constrained, otherwise capacity available =192 kVA | --> | 0.19 | 0 | 0 | 0 | 0 | Constrained, otherwise capacity available =189 kW | --> | E13 ex BALTINGLASS | Baltinglass [T421,T422] | STRATFORD |  | 52.8587 | -6.7266
082354Y | MV/LV Substation SH***354Y |  | 10 kV | _ | LV | 630 kVA :Building Structure | 0.63 | --> | 0.63 | 0 | 0 | Constrained, otherwise capacity available =519 kVA | --> | 0.598 | 0 | 0 | 0 | 0 | Constrained, otherwise capacity available =583 kW | --> | C26 ex ACADEMY STREET | Academy Street [T421,T422,T44] | NAVAN |  | 53.6537 | -6.6869
054961 | MV/LV Substation AB***961 |  | 20 kV | _ | LV | 100 kVA :Pole Substation | 0.1 | --> | 0.1 | 0 | 0 | Constrained, otherwise capacity available =80 kVA | --> | 0.095 | 0 | 0 | 0 | 0 | Constrained, otherwise capacity available =92 kW | --> | E13 ex ABBEYLEIX | Abbeyleix [T422] | PORTLAOISE |  | 52.8967 | -7.3732
065056Z | MV/LV Substation MO***056Z |  | 10 kV | _ | LV | 400 kVA :Kiosk Substation | 0.4 | --> | 0.4 | 0 | 0 | Constrained, otherwise capacity available =279 kVA | --> | 0.38 | 0 | 0.062 | 0.317 | 0 |  | --> | C25 ex STEPHENSTOWN | Stephenstown [T101,T102] | FINGLAS |  | 53.5823 | -6.1251
255072X | MV/LV Substation AR***072X |  | 20 kV | _ | LV | 100 kVA :Pole Substation | 0.1 | --> | 0.1 | 0 | 0 | Constrained, otherwise capacity available =93 kVA | --> | 0.095 | 0 | 0 | 0 | 0 | Constrained, otherwise capacity available =94 kW | --> | E12 ex KILLYBEGS | Killybegs [T422] | BINBANE |  | 54.6339 | -8.3592
067399X | MV/LV Substation BA***399X |  | 20 kV | _ | LV | 400 kVA :Kiosk Substation | 0.4 | --> | 0.4 | 0 | 0 | Constrained, otherwise capacity available =345 kVA | --> | 0.38 | 0 | 0.056 | 0 | 0 | Constrained, otherwise capacity available =331 kW | --> | E16 ex DRUMLINE | Drumline [T421,T422] | DRUMLINE |  | 52.715 | -8.8566
034039Y | MV/LV Substation GA***039Y |  | 10 kV | _ | LV | 630 kVA :Kiosk Substation | 0.63 | --> | 0.63 | 0.5 | 0.57 |  | --> | 0.598 | 0 | 0 | 0 | 0 | Constrained, otherwise capacity available =589 kW | --> | C16 ex LAWLESSTOWN | Lawlesstown [T42,T421] | DOON |  | 52.3583 | -7.7303
0664027 | MV/LV Substation OJ***4027 |  | 20 kV | _ | LV | 100 kVA :Pole Substation | 0.1 | --> | 0.1 | 0 | 0 | Constrained, otherwise capacity available =79 kVA | --> | 0.095 | 0 | 0 | 0 | 0 | Constrained, otherwise capacity available =92 kW | --> | E22 ex GLASMORE | Glasmore [T421,T422] | GLASMORE |  | 53.4784 | -6.1968
041681 | MV/LV Substation KN***681 |  | 20 kV | _ | LV | 400 kVA :Kiosk Substation | 0.4 | --> | 0.4 | 0 | 0 | Constrained, otherwise capacity available =220 kVA | --> | 0.38 | 0 | 0 | 0 | 0 | Constrained, otherwise capacity available =355 kW | --> | E14 ex DALTON | Dalton [T421,T422] | DALTON |  | 53.7925 | -8.9205
160898Y | MV/LV Substation BE***898Y |  | 10 kV | _ | LV | 200 kVA :Pole Substation | 0.2 | --> | 0.2 | 0 | 0 | Constrained, otherwise capacity available =188 kVA | --> | 0.19 | 0 | 0.011 | 0 | 0 | Constrained, otherwise capacity available =180 kW | --> | C11 ex PORTARLINGTON | Portarlington [T41,T42] | PORTLAOISE |  | 53.2083 | -7.0992
162010 | MV/LV Substation CO***010 |  | 10 kV | _ | LV | 200 kVA :Pole Substation | 0.2 | --> | 0.2 | 0.158 | 0.25 |  | --> | 0.19 | 0 | 0 | 0 | 0 | Constrained, otherwise capacity available =184 kW | --> | C11 ex ROSSGEIR | Rossgeir [T41,T42] | LETTERKENNY |  | 54.8291 | -7.4893
154671 | MV/LV Substation LO***671 |  | 10 kV | _ | LV | 200 kVA :Kiosk Substation | 0.2 | --> | 0.2 | 0 | 0 | Constrained, otherwise capacity available =165 kVA | --> | 0.19 | 0 | 0 | 0 | 0 | Constrained, otherwise capacity available =185 kW | --> | C18 ex COOLMINE | Coolmine [T41,T42] | FINGLAS |  | 53.3868 | -6.4025
176264 | MV/LV Substation CO***264 |  | 20 kV | _ | LV | 400 kVA :Building Structure | 0.4 | --> | 0.4 | 0 | 0 | Constrained, otherwise capacity available =397 kVA | --> | 0.38 | 0 | 0 | 0 | 0 | Constrained, otherwise capacity available =380 kW | --> | E11 ex MACROOM | Macroom [T422] | MACROOM |  | 51.912 | -8.8289
012469Y | MV/LV Substation PB***469Y |  | 20 kV | _ | LV | 400 kVA :Building Structure | 0.4 | --> | 0.4 | 0.307 | 2.83 |  | --> | 0.38 | 0 | 0 | 0 | 0 | Constrained, otherwise capacity available =367 kW | --> | E12 ex BAGENALSTOWN | Bagenalstown [T421,T422] | CARLOW |  | 52.6961 | -6.9737
2074137 | MV/LV Substation BR***4137 |  | 10 kV | _ | LV | 50 kVA :Pole Substation | 0.05 | --> | 0.05 | 0.05 | 3.38 |  | --> | 0.048 | 0 | 0 | 0 | 0 | Constrained, otherwise capacity available =48 kW | --> | C19 ex GLENGOOLE | Glengoole [T41] | THURLES |  | 52.5816 | -7.625
0684484 | MV/LV Substation NO***4484 |  | 10 kV | _ | LV | 1000 kVA :Building Structure | 1 | --> | 1 | 0.5 | 14.34 |  | --> | 0.95 | 0 | 0 | 0.5 | 0 |  | --> | C23 ex NORTH QUAYS | North Quays [T101,T102,T103] | POOLBEG |  | 53.3472 | -6.2331
2144059 | MV/LV Substation RU***4059 |  | 20 kV | _ | LV | 100 kVA :Pole Substation | 0.1 | --> | 0.1 | 0 | 0 | Constrained, otherwise capacity available =98 kVA | --> | 0.095 | 0 | 0 | 0 | 0 | Constrained, otherwise capacity available =95 kW | --> | C11 ex DRUMQUIN | Drumquin [T42] | ENNIS |  | 52.7796 | -9.2157
210692Y | MV/LV Substation CM***692Y |  | 10 kV | _ | LV | 630 kVA :Kiosk Substation | 0.63 | --> | 0.63 | 0 | 0 | Constrained, otherwise capacity available =557 kVA | --> | 0.598 | 0 | 0 | 0 | 0 | Constrained, otherwise capacity available =588 kW | --> | C18 ex CARRICKMACROSS | Carrickmacross [T41,T42] | MEATH HILL |  | 53.9778 | -6.7169
099015 | MV/LV Substation IR***015 |  | 10 kV | _ | LV | 1000 kVA :Building Structure | 1 | --> | 1 | 0.5 | 2.96 |  | --> | 0.95 | 0 | 0 | 0 | 0 | Constrained, otherwise capacity available =946 kW | --> | C12 ex BALLYRAINE | Ballyraine [T41,T42] | LETTERKENNY |  | 54.9594 | -7.7051
0664400 | MV/LV Substation LA***4400 |  | 20 kV | _ | LV | 400 kVA :Kiosk Substation | 0.4 | --> | 0.4 | 0 | 0 | Constrained, otherwise capacity available =400 kVA | --> | 0.38 | 0 | 0 | 0 | 0 | Constrained, otherwise capacity available =380 kW | --> | E11 ex GLASMORE | Glasmore [T421,T422] | GLASMORE |  | 53.4839 | -6.1396
365955X | MV/LV Substation MO***955X |  | 10 kV | _ | LV | 400 kVA :Kiosk Substation | 0.4 | --> | 0.4 | 0 | 0 | Constrained, otherwise capacity available =338 kVA | --> | 0.38 | 0 | 0 | 0.371 | 0 |  | --> | C12 ex WHITESTOWN | Whitestown [T41,T42] | COOKSTOWN |  | 53.2779 | -6.401
0814031 | MV/LV Substation ST***4031 |  | 10 kV | _ | LV | 50 kVA :Pole Substation | 0.05 | --> | 0.05 | 0 | 0 | Constrained, otherwise capacity available =36 kVA | --> | 0.048 | 0 | 0 | 0 | 0 | Constrained, otherwise capacity available =46 kW | --> | C20 ex CELBRIDGE | Celbridge [T41,T42] | GRIFFINRATH |  | 53.298 | -6.5757
158017 | MV/LV Substation BA***017 |  | 10 kV | _ | LV | 200 kVA :Pole Substation | 0.2 | --> | 0.2 | 0.125 | 0.83 |  | --> | 0.19 | 0 | 0.022 | 0 | 0 | Constrained, otherwise capacity available =163 kW | --> | C18 ex MILLTOWN MALBAY | Milltown Malbay [T42] | TULLABRACK |  | 52.8574 | -9.3995
365255X | MV/LV Substation KI***255X |  | 10 kV | _ | LV | 400 kVA :Kiosk Substation | 0.4 | --> | 0.4 | 0 | 0 | Constrained, otherwise capacity available =266 kVA | --> | 0.38 | 0 | 0 | 0.361 | 0 |  | --> | C12 ex WHITESTOWN | Whitestown [T41,T42] | COOKSTOWN |  | 53.2776 | -6.402
078118 | MV/LV Substation BE***118 |  | 10 kV | _ | LV | 200 kVA :Pole Substation | 0.2 | --> | 0.2 | 0 | 0 | Constrained, otherwise capacity available =64 kVA | --> | 0.19 | 0 | 0 | 0 | 0 | Constrained, otherwise capacity available =171 kW | --> | C12 ex CHARLESTOWN | Charlestown [T41] | TONROE |  | 53.9657 | -8.7941
067083 | MV/LV Substation LA***083 |  | 10 kV | _ | LV | 400 kVA :Kiosk Substation | 0.4 | --> | 0.4 | 0 | 0 | Constrained, otherwise capacity available =261 kVA | --> | 0.38 | 0 | 0.072 | 0 | 0 | Constrained, otherwise capacity available =307 kW | --> | C19 ex CAHERDAVIN | Caherdavin [T41,T42] | ARDNACRUSHA |  | 52.6714 | -8.6465
288161X | MV/LV Substation TO***161X |  | 10 kV | _ | LV | 1000 kVA :Building Structure | 1 | --> | 1 | 0.452 | 19.52 |  | --> | 0.95 | 0 | 0 | 0.5 | 0 |  | --> | C18 ex TANEY | Taney [T101,T102] | CARRICKMINES |  | 53.2864 | -6.2403
062108 | MV/LV Substation HA***108 |  | 10 kV | _ | LV | 200 kVA :Pole Substation | 0.2 | --> | 0.2 | 0.166 | 5.69 |  | --> | 0.19 | 0 | 0.003 | 0 | 0 | Constrained, otherwise capacity available =183 kW | --> | C19 ex RAMPARTS | Ramparts [T41,T42] | DUNDALK |  | 54.014 | -6.3999
022619X | MV/LV Substation NE***619X |  | 10 kV | _ | LV | 630 kVA :Kiosk Substation | 0.63 | --> | 0.63 | 0 | 0 | Constrained, otherwise capacity available =542 kVA | --> | 0.598 | 0 | 0.014 | 0 | 0 | Constrained, otherwise capacity available =576 kW | --> | C15 ex SCARTEEN | Scarteen [T41,T42] | MALLOW |  | 52.1092 | -8.6896
161707 | MV/LV Substation SR***707 |  | 10 kV | _ | LV | 100 kVA :Pole Substation | 0.1 | --> | 0.1 | 0.039 | 6.53 |  | --> | 0.095 | 0 | 0.02 | 0.072 | 0 |  | --> | C17 ex OUGHTERARD | Oughterard [T41,T42] | SCREEB |  | 53.4321 | -9.3185
068078 | MV/LV Substation FA***078 |  | 10 kV | _ | LV | 630 kVA :Building Structure | 0.63 | --> | 0.63 | 0.312 | 11.14 |  | --> | 0.598 | 0 | 0.025 | 0.5 | 0 |  | --> | C24 ex CABRA | Cabra [T101,T102] | FINGLAS |  | 53.3642 | -6.2867
089402X | MV/LV Substation ST***402X |  | 10 kV | _ | LV | 400 kVA :Kiosk Substation | 0.4 | --> | 0.4 | 0.384 | 2.33 |  | --> | 0.38 | 0 | 0.01 | 0 | 0 | Constrained, otherwise capacity available =370 kW | --> | E17 ex MOY | Moy [T421,T422] | MOY |  | 54.1171 | -9.1672
281850 | MV/LV Substation HE***850 |  | 10 kV | _ | LV | 200 kVA :Pole Substation | 0.2 | --> | 0.2 | 0 | 0 | Constrained, otherwise capacity available =123 kVA | --> | 0.19 | 0 | 0.027 | 0 | 0 | Constrained, otherwise capacity available =159 kW | --> | C16 ex CARRIGALINE | Carrigaline [T41,T42] | BARNAHELY |  | 51.8695 | -8.3708
276067 | MV/LV Substation SC***067 |  | 10 kV | _ | LV | 100 kVA :Pole Substation | 0.1 | --> | 0.1 | 0.089 | 0.76 |  | --> | 0.095 | 0 | 0 | 0 | 0 | Constrained, otherwise capacity available =93 kW | --> | C13 ex WOODFORD | Woodford [T41,T42] | KNOCKEARAGH |  | 52.032 | -9.4683
0114434 | MV/LV Substation FO***4434 |  | 10 kV | _ | LV | 400 kVA :Kiosk Substation | 0.4 | --> | 0.4 | 0 | 0 | Constrained, otherwise capacity available =317 kVA | --> | 0.38 | 0 | 0.05 | 0 | 0 | Constrained, otherwise capacity available =332 kW | --> | C11 ex ROSEHILL | Rosehill [T41,T42] | KILKENNY |  | 52.6616 | -7.2749
059909X | MV/LV Substation SE***909X |  | 20 kV | _ | LV | 50 kVA :Pole Substation | 0.05 | --> | 0.05 | 0 | 0 | Constrained, otherwise capacity available =42 kVA | --> | 0.048 | 0 | 0 | 0 | 0 | Constrained, otherwise capacity available =46 kW | --> | E11 ex CAVAN | Cavan [T42,T421] | SHANKILL |  | 54.0526 | -7.3104
066266Z | MV/LV Substation MA***266Z |  | 10 kV | _ | LV | 200 kVA :Pole Substation | 0.2 | --> | 0.2 | 0 | 0 | Constrained, otherwise capacity available =194 kVA | --> | 0.19 | 0 | 0 | 0.189 | 0 |  | --> | C17 ex MOUNTGORRY | Mountgorry [T41,T42] | GRANGE (DR) |  | 53.4602 | -6.2025
209684 | MV/LV Substation KI***684 |  | 10 kV | _ | LV | 50 kVA :Pole Substation | 0.05 | --> | 0.05 | 0 | 0 | Constrained, otherwise capacity available =31 kVA | --> | 0.048 | 0 | 0.005 | 0 | 0 | Constrained, otherwise capacity available =41 kW | --> | C21 ex MILFORD (NR) | Milford (nr) [T41,T42] | LETTERKENNY |  | 55.085 | -7.7032
062996Y | MV/LV Substation GA***996Y |  | 10 kV | _ | LV | 200 kVA :Kiosk Substation | 0.2 | --> | 0.2 | 0.192 | 1.03 |  | --> | 0.19 | 0 | 0 | 0 | 0 | Constrained, otherwise capacity available =189 kW | --> | C18 ex LITTLE MILLS | Little Mills [T41] | DUNDALK |  | 53.9321 | -6.4606
036109 | MV/LV Substation KN***109 |  | 20 kV | _ | LV | 50 kVA :Pole Substation | 0.05 | --> | 0.05 | 0 | 0 | Constrained, otherwise capacity available =42 kVA | --> | 0.048 | 0 | 0 | 0 | 0 | Constrained, otherwise capacity available =46 kW | --> | E20 ex GARRANACANTY | Garranacanty [T421,T422] | TIPPERARY |  | 52.4837 | -8.0767
058341 | MV/LV Substation BA***341 |  | 10 kV | _ | LV | 50 kVA :Pole Substation | 0.05 | --> | 0.05 | 0.036 | 0.18 |  | --> | 0.048 | 0 | 0 | 0 | 0 | Constrained, otherwise capacity available =46 kW | --> | C16 ex TOOMEVARA | Toomevara [T42] | NENAGH |  | 52.8584 | -7.9697
014572Z | MV/LV Substation KI***572Z |  | 10 kV | _ | LV | 50 kVA :Pole Substation | 0.05 | --> | 0.05 | 0.04 | 0.63 |  | --> | 0.048 | 0 | 0 | 0 | 0 | Constrained, otherwise capacity available =46 kW | --> | C17 ex KILCULLEN | Kilcullen [T41,T42,T424] | STRATFORD |  | 53.1286 | -6.7516
137295X | MV/LV Substation IN***295X |  | 10 kV | _ | LV | 50 kVA :Pole Substation | 0.05 | --> | 0.05 | 0.05 | 2 |  | --> | 0.048 | 0 | 0 | 0 | 0 | Constrained, otherwise capacity available =48 kW | --> | C12 ex CAUSEWAY | Causeway [T41,T42] | TRALEE |  | 52.4337 | -9.7212
281012 | MV/LV Substation AR***012 |  | 10 kV | _ | LV | 400 kVA :Kiosk Substation | 0.4 | --> | 0.4 | 0.189 | 7.88 |  | --> | 0.38 | 0 | 0.038 | 0.322 | 0 |  | --> | C17 ex LIBERTY STREET | Liberty Street [T101,T102] | LIBERTY STREET |  | 51.8884 | -8.4826
0644346 | MV/LV Substation SI***4346 |  | 20 kV | _ | LV | 630 kVA :Kiosk Substation | 0.63 | --> | 0.63 | 0 | 0 | Constrained, otherwise capacity available =493 kVA | --> | 0.598 | 0 | 0.031 | 0 | 0 | Constrained, otherwise capacity available =557 kW | --> | E15 ex JULIANSTOWN | Julianstown [T421,T422] | DRYBRIDGE |  | 53.6351 | -6.2609
260003 | MV/LV Substation CA***003 |  | 20 kV | _ | LV | 50 kVA :Pole Substation | 0.05 | --> | 0.05 | 0.028 | 1.67 |  | --> | 0.048 | 0 | 0.011 | 0.036 | 0 |  | --> | E18 ex NEWPORT | Newport [T421] | CARROWBEG |  | 53.8848 | -9.5391
064607 | MV/LV Substation DO***607 |  | 20 kV | _ | LV | 100 kVA :Pole Substation | 0.1 | --> | 0.1 | 0 | 0 | Constrained, otherwise capacity available =98 kVA | --> | 0.095 | 0 | 0 | 0 | 0 | Constrained, otherwise capacity available =95 kW | --> | E17 ex DULEEK | Duleek [T421,T422] | DRYBRIDGE |  | 53.6562 | -6.4441
0234228 | MV/LV Substation RA***4228 |  | 20 kV | _ | LV | 50 kVA :Pole Substation | 0.05 | --> | 0.05 | 0 | 0 | Constrained, otherwise capacity available =44 kVA | --> | 0.048 | 0 | 0.01 | 0 | 0 | Constrained, otherwise capacity available =39 kW | --> | C14 ex FERMOY NORTH | Fermoy North [T41,T42] | BARRYMORE |  | 52.1878 | -8.3484
1324277 | MV/LV Substation SO***4277 |  | 10 kV | _ | LV | 400 kVA :Building Structure | 0.4 | --> | 0.4 | 0 | 0 | Constrained, otherwise capacity available =400 kVA | --> | 0.38 | 0 | 0 | 0 | 0 | Constrained, otherwise capacity available =380 kW | --> | C17 ex LOUGHREA | Loughrea [T41,T42] | SOMERSET |  | 53.2022 | -8.5849
009070 | MV/LV Substation CO***070 |  | 10 kV | _ | LV | 400 kVA :Kiosk Substation | 0.4 | --> | 0.4 | 0.288 | 0.53 |  | --> | 0.38 | 0 | 0.04 | 0 | 0 | Constrained, otherwise capacity available =335 kW | --> | C20 ex MANOR STREET | Manor Street [T41,T42] | WATERFORD |  | 52.2508 | -7.1184
021358X | MV/LV Substation BL***358X |  | 10 kV | _ | LV | 630 kVA :Kiosk Substation | 0.63 | --> | 0.63 | 0 | 0 | Constrained, otherwise capacity available =437 kVA | --> | 0.598 | 0 | 0 | 0 | 0 | Constrained, otherwise capacity available =572 kW | --> | E15 ex WHITECHURCH | Whitechurch [T421,T422] | KILBARRY |  | 51.9328 | -8.561
293114X | MV/LV Substation CL***114X |  | 20 kV | _ | LV | 50 kVA :Pole Substation | 0.05 | --> | 0.05 | 0 | 0 | Constrained, otherwise capacity available =39 kVA | --> | 0.048 | 0 | 0 | 0 | 0 | Constrained, otherwise capacity available =46 kW | --> | E13 ex BALTINGLASS | Baltinglass [T421,T422] | STRATFORD |  | 52.928 | -6.7097
071022 | MV/LV Substation HI***022 |  | 10 kV | _ | LV | 630 kVA :Kiosk Substation | 0.63 | --> | 0.63 | 0 | 0 | Constrained, otherwise capacity available =377 kVA | --> | 0.598 | 0 | 0.005 | 0.5 | 0 |  | --> | C17 ex GREYSTONES | Greystones [T41,T42] | FASSAROE |  | 53.145 | -6.065
209936X | MV/LV Substation PO***936X |  | 10 kV | _ | LV | 50 kVA :Pole Substation | 0.05 | --> | 0.05 | 0 | 0 | Constrained, otherwise capacity available =50 kVA | --> | 0.048 | 0 | 0 | 0 | 0 | Constrained, otherwise capacity available =48 kW | --> | C16 ex MILFORD (NR) | Milford (nr) [T41,T42] | LETTERKENNY |  | 55.0538 | -7.7326
025392Y | MV/LV Substation HE***392Y |  | 20 kV | _ | LV | 50 kVA :Pole Substation | 0.05 | --> | 0.05 | 0.029 | 1.98 |  | --> | 0.048 | 0 | 0 | 0 | 0 | Constrained, otherwise capacity available =45 kW | --> | E12 ex RATHKEALE | Rathkeale [T421,T422] | RATHKEALE |  | 52.4186 | -8.8921
1524079 | MV/LV Substation CA***4079 |  | 20 kV | _ | LV | 100 kVA :Pole Substation | 0.1 | --> | 0.1 | 0 | 0 | Constrained, otherwise capacity available =99 kVA | --> | 0.095 | 0 | 0 | 0 | 0 | Constrained, otherwise capacity available =95 kW | --> | C16 ex CAPPAMORE | Cappamore [T41,T42] | ARDNACRUSHA |  | 52.6008 | -8.165
062118 | MV/LV Substation MA***118 |  | 10 kV | _ | LV | 400 kVA :Kiosk Substation | 0.4 | --> | 0.4 | 0.346 | 3.12 |  | --> | 0.38 | 0 | 0.036 | 0 | 0 | Constrained, otherwise capacity available =346 kW | --> | C20 ex MARSHES | Marshes [T41,T42] | DUNDALK |  | 53.9654 | -6.3668
060901X | MV/LV Substation CL***901X |  | 20 kV | _ | LV | 200 kVA :Pole Substation | 0.2 | --> | 0.2 | 0 | 0 | Constrained, otherwise capacity available =155 kVA | --> | 0.19 | 0 | 0.007 | 0 | 0 | Constrained, otherwise capacity available =179 kW | --> | C17 ex CLONES | Clones [T41,T42] | SHANKILL |  | 54.1594 | -7.1367
118783X | MV/LV Substation SK***783X |  | 20 kV | _ | LV | 50 kVA :Pole Substation | 0.05 | --> | 0.05 | 0 | 0 | Constrained, otherwise capacity available =49 kVA | --> | 0.048 | 0 | 0 | 0 | 0 | Constrained, otherwise capacity available =47 kW | --> | E11 ex CREAGH | Creagh [T421,T422] | ATHLONE |  | 53.4084 | -8.1494
251578 | MV/LV Substation CO***578 |  | 10 kV | _ | LV | 200 kVA :Kiosk Substation | 0.2 | --> | 0.2 | 0 | 0 | Constrained, otherwise capacity available =177 kVA | --> | 0.19 | 0 | 0.022 | 0 | 0 | Constrained, otherwise capacity available =170 kW | --> | C28 ex CLAREGALWAY | Claregalway [T42,T421] | GALWAY 110KV |  | 53.3379 | -8.9382
067482Y | MV/LV Substation MO***482Y |  | 10 kV | _ | LV | 50 kVA :Pole Substation | 0.05 | --> | 0.05 | 0 | 0 | Constrained, otherwise capacity available =42 kVA | --> | 0.048 | 0 | 0 | 0 | 0 | Constrained, otherwise capacity available =46 kW | --> | C16 ex GILLOGUE | Gillogue [T41,T42] | ARDNACRUSHA |  | 52.686 | -8.5833
067053Z | MV/LV Substation SA***053Z |  | 10 kV | _ | LV | 630 kVA :Kiosk Substation | 0.63 | --> | 0.63 | 0 | 0 | Constrained, otherwise capacity available =630 kVA | --> | 0.598 | 0 | 0 | 0.5 | 0 |  | --> | C20 ex ROCHES STREET | Roches Street [T41,T42] | LIMERICK |  | 52.6633 | -8.6287
037287Y | MV/LV Substation DR***287Y |  | 10 kV | _ | LV | 400 kVA :Building Structure | 0.4 | --> | 0.4 | 0 | 0 | Constrained, otherwise capacity available =302 kVA | --> | 0.38 | 0 | 0 | 0 | 0 | Constrained, otherwise capacity available =368 kW | --> | C18 ex ENNIS NORTH | Ennis North [T41,T42] | ENNIS |  | 52.8657 | -8.9932
030417 | MV/LV Substation KN***417 |  | 20 kV | _ | LV | 200 kVA :Pole Substation | 0.2 | --> | 0.2 | 0 | 0 | Constrained, otherwise capacity available =145 kVA | --> | 0.19 | 0 | 0.05 | 0 | 0 | Constrained, otherwise capacity available =145 kW | --> | E19 ex FOXHOLE | Foxhole [T421,T422] | DUNGARVAN |  | 51.9976 | -7.9546
047951 | MV/LV Substation NI***951 |  | 10 kV | _ | LV | 200 kVA :Pole Substation | 0.2 | --> | 0.2 | 0.158 | 1.04 |  | --> | 0.19 | 0 | 0.004 | 0 | 0 | Constrained, otherwise capacity available =181 kW | --> | C16 ex BOYLE | Boyle [T41,T42] | CARRICK ON SHANNON |  | 53.9722 | -8.3109
067550Y | MV/LV Substation DU***550Y |  | 10 kV | _ | LV | 400 kVA :Building Structure | 0.4 | --> | 0.4 | 0 | 0 | Constrained, otherwise capacity available =230 kVA | --> | 0.38 | 0 | 0 | 0.356 | 0 |  | --> | C22 ex ROCHES STREET | Roches Street [T41,T42] | LIMERICK |  | 52.6639 | -8.6293
066323X | MV/LV Substation HI***323X |  | 10 kV | _ | LV | 50 kVA :Pole Substation | 0.05 | --> | 0.05 | 0 | 0 | Constrained, otherwise capacity available =36 kVA | --> | 0.048 | 0 | 0 | 0 | 0 | Constrained, otherwise capacity available =46 kW | --> | C15 ex MALAHIDE | Malahide [T41,T42] | GLASMORE |  | 53.4311 | -6.1364
037703X | MV/LV Substation WO***703X |  | 10 kV | _ | LV | 400 kVA :Kiosk Substation | 0.4 | --> | 0.4 | 0 | 0 | Constrained, otherwise capacity available =237 kVA | --> | 0.38 | 0 | 0 | 0 | 0 | Constrained, otherwise capacity available =357 kW | --> | C15 ex ENNIS NORTH | Ennis North [T41,T42] | ENNIS |  | 52.8407 | -9.0282
192007 | MV/LV Substation GT***007 |  | 10 kV | _ | LV | 400 kVA :Building Structure | 0.4 | --> | 0.4 | 0.342 | 1.56 |  | --> | 0.38 | 0 | 0.009 | 0 | 0 | Constrained, otherwise capacity available =365 kW | --> | C14 ex DERRYBEG | Derrybeg [T41,T42] | ARDNAGAPPARY |  | 55.0663 | -8.2881
0814358 | MV/LV Substation TH***4358 |  | 20 kV | _ | LV | 630 kVA :Building Structure | 0.63 | --> | 0.63 | 0 | 0 | Constrained, otherwise capacity available =630 kVA | --> | 0.598 | 0 | 0 | 0.5 | 0 |  | --> | E19 ex ADAMSTOWN | Adamstown [T121,T122] | INCHICORE 220KV |  | 53.3368 | -6.4716
056452 | MV/LV Substation KI***452 |  | 20 kV | _ | LV | 50 kVA :Pole Substation | 0.05 | --> | 0.05 | 0 | 0 | Constrained, otherwise capacity available =33 kVA | --> | 0.048 | 0 | 0 | 0 | 0 | Constrained, otherwise capacity available =45 kW | --> | C17 ex KYLEERAGH | Kyleeragh [T41,T42] | NENAGH |  | 53.0045 | -8.123
0214055 | MV/LV Substation CA***4055 |  | 10 kV | _ | LV | 200 kVA :Pole Substation | 0.2 | --> | 0.2 | 0 | 0 | Constrained, otherwise capacity available =134 kVA | --> | 0.19 | 0 | 0.019 | 0 | 0 | Constrained, otherwise capacity available =167 kW | --> | E15 ex WHITECHURCH | Whitechurch [T421,T422] | KILBARRY |  | 51.9305 | -8.5589
0094252 | MV/LV Substation KN***4252 |  | 10 kV | _ | LV | 50 kVA :Pole Substation | 0.05 | --> | 0.05 | 0.05 | 0.95 |  | --> | 0.048 | 0 | 0 | 0 | 0 | Constrained, otherwise capacity available =48 kW | --> | C25 ex TYCOR | Tycor [T41,T42] | WATERFORD |  | 52.2586 | -7.1826
109438 | MV/LV Substation PA***438 |  | 10 kV | _ | LV | 630 kVA :Building Structure | 0.63 | --> | 0.63 | 0 | 0 | Constrained, otherwise capacity available =490 kVA | --> | 0.598 | 0 | 0 | 0.5 | 0 |  | --> | C16 ex SHANNON | Shannon [T41,T42] | DRUMLINE |  | 52.6989 | -8.9078
248910X | MV/LV Substation PU***910X |  | 20 kV | _ | LV | 100 kVA :Pole Substation | 0.1 | --> | 0.1 | 0 | 0 | Constrained, otherwise capacity available =93 kVA | --> | 0.095 | 0 | 0 | 0 | 0 | Constrained, otherwise capacity available =94 kW | --> | E14 ex KILCOCK | Kilcock [T421,T422] | GRIFFINRATH |  | 53.5252 | -6.6732
281978Y | MV/LV Substation LA***978Y |  | 10 kV | _ | LV | 50 kVA :Pole Substation | 0.05 | --> | 0.05 | 0 | 0 | Constrained, otherwise capacity available =43 kVA | --> | 0.048 | 0 | 0 | 0 | 0 | Constrained, otherwise capacity available =46 kW | --> | C18 ex DOUGLAS | Douglas [T41,T42] | TRABEG |  | 51.8509 | -8.4032
018084 | MV/LV Substation DU***084 |  | 10 kV | _ | LV | 100 kVA :Pole Substation | 0.1 | --> | 0.1 | 0.093 | 3.75 |  | --> | 0.095 | 0 | 0 | 0 | 0 | Constrained, otherwise capacity available =94 kW | --> | C19 ex SMEARLA | Smearla [T41,T42] | TRIEN |  | 52.4118 | -9.3863
036371X | MV/LV Substation CR***371X |  | 20 kV | _ | LV | 50 kVA :Pole Substation | 0.05 | --> | 0.05 | 0 | 0 | Constrained, otherwise capacity available =50 kVA | --> | 0.048 | 0 | 0 | 0 | 0 | Constrained, otherwise capacity available =48 kW | --> | E18 ex GARRANACANTY | Garranacanty [T421,T422] | TIPPERARY |  | 52.5596 | -8.1613
0674172 | MV/LV Substation BA***4172 |  | 20 kV | _ | LV | 50 kVA :Pole Substation | 0.05 | --> | 0.05 | 0 | 0 | Constrained, otherwise capacity available =45 kVA | --> | 0.048 | 0 | 0 | 0 | 0 | Constrained, otherwise capacity available =47 kW | --> | E21 ex CRATLOE | Cratloe [T421,T422] | ARDNACRUSHA |  | 52.7387 | -8.7647
034236 | MV/LV Substation CO***236 |  | 20 kV | _ | LV | 50 kVA :Pole Substation | 0.05 | --> | 0.05 | 0.023 | 0.57 |  | --> | 0.048 | 0 | 0 | 0 | 0 | Constrained, otherwise capacity available =44 kW | --> | E19 ex LAWLESSTOWN | Lawlesstown [T42,T421] | DOON |  | 52.5257 | -7.6825
044629 | MV/LV Substation O ***629 |  | 20 kV | _ | LV | 400 kVA :Building Structure | 0.4 | --> | 0.4 | 0.298 | 2.33 |  | --> | 0.38 | 0 | 0 | 0 | 0 | Constrained, otherwise capacity available =366 kW | --> | E13 ex MOY | Moy [T421,T422] | MOY |  | 53.9885 | -9.1222
054888X | MV/LV Substation CL***888X |  | 20 kV | _ | LV | 100 kVA :Pole Substation | 0.1 | --> | 0.1 | 0 | 0 | Constrained, otherwise capacity available =84 kVA | --> | 0.095 | 0 | 0.009 | 0 | 0 | Constrained, otherwise capacity available =86 kW | --> | E17 ex PORTLAOISE | Portlaoise [T423,T424] | PORTLAOISE |  | 53.0244 | -7.3006
066876Z | MV/LV Substation FL***876Z |  | 20 kV | _ | LV | 50 kVA :Pole Substation | 0.05 | --> | 0.05 | 0 | 0 | Constrained, otherwise capacity available =49 kVA | --> | 0.048 | 0 | 0.004 | 0.044 | 0 |  | --> | C24 ex MACETOWN | Macetown [T101,T102] | MACETOWN |  | 53.4785 | -6.393
288652 | MV/LV Substation GL***652 |  | 10 kV | _ | LV | 100 kVA :Pole Substation | 0.1 | --> | 0.1 | 0 | 0 | Constrained, otherwise capacity available =74 kVA | --> | 0.095 | 0 | 0 | 0.092 | 0 |  | --> | C17 ex CARRICKMINES | Carrickmines [T41,T42] | CARRICKMINES |  | 53.2191 | -6.2226
026058Z | MV/LV Substation RA***058Z |  | 10 kV | _ | LV | 400 kVA :Kiosk Substation | 0.4 | --> | 0.4 | 0.299 | 8.66 |  | --> | 0.38 | 0 | 0.01 | 0 | 0 | Constrained, otherwise capacity available =359 kW | --> | C11 ex BANDON | Bandon [T101,T42] | BANDON |  | 51.7492 | -8.734
029822Y | MV/LV Substation CA***822Y |  | 10 kV | _ | LV | 400 kVA :Building Structure | 0.4 | --> | 0.4 | 0 | 0 | Constrained, otherwise capacity available =331 kVA | --> | 0.38 | 0 | 0 | 0 | 0 | Constrained, otherwise capacity available =370 kW | --> | C18 ex KILLACLOYNE | Killacloyne [T41,T42] | MIDLETON |  | 51.9106 | -8.2858
153694 | MV/LV Substation DE***694 |  | 20 kV | _ | LV | 50 kVA :Pole Substation | 0.05 | --> | 0.05 | 0 | 0 | Constrained, otherwise capacity available =29 kVA | --> | 0.048 | 0 | 0.015 | 0 | 0 | Constrained, otherwise capacity available =33 kW | --> | E17 ex BIRDHILL | Birdhill [T421,T422] | ARDNACRUSHA |  | 52.8484 | -8.4302
0664154 | MV/LV Substation MI***4154 |  | 20 kV | _ | LV | 630 kVA :Building Structure | 0.63 | --> | 0.63 | 0 | 0 | Constrained, otherwise capacity available =532 kVA | --> | 0.598 | 0 | 0.048 | 0 | 0 | Constrained, otherwise capacity available =550 kW | --> | E13 ex GLASMORE | Glasmore [T421,T422] | GLASMORE |  | 53.4731 | -6.245
002934 | MV/LV Substation KI***934 |  | 10 kV | _ | LV | 200 kVA :Kiosk Substation | 0.2 | --> | 0.2 | 0.156 | 2.36 |  | --> | 0.19 | 0 | 0.011 | 0.176 | 0 |  | --> | C13 ex BRAY | Bray [T41,T42] | FASSAROE |  | 53.2007 | -6.1132
020162 | MV/LV Substation KI***162 |  | 10 kV | _ | LV | 630 kVA :Kiosk Substation | 0.63 | --> | 0.63 | 0 | 0 | Constrained, otherwise capacity available =319 kVA | --> | 0.598 | 0 | 0 | 0 | 0 | Constrained, otherwise capacity available =555 kW | --> | C16 ex COOLCORCORAN | Coolcorcoran [T41,T42] | KNOCKEARAGH |  | 52.0576 | -9.5092
0414014 | MV/LV Substation CU***4014 |  | 20 kV | _ | LV | 50 kVA :Pole Substation | 0.05 | --> | 0.05 | 0 | 0 | Constrained, otherwise capacity available =46 kVA | --> | 0.048 | 0 | 0 | 0 | 0 | Constrained, otherwise capacity available =47 kW | --> | E17 ex DALTON | Dalton [T421,T422] | DALTON |  | 53.7167 | -8.9227
070679X | MV/LV Substation MA***679X |  | 20 kV | _ | LV | 630 kVA :Kiosk Substation | 0.63 | --> | 0.63 | 0.5 | 2.24 |  | --> | 0.598 | 0 | 0.005 | 0.221 | 0 | Constrained, otherwise capacity available =583 kW | --> | E11 ex CLOONBANNIN | Cloonbannin [T421] | GLENLARA |  | 52.0592 | -9.0603
067210Z | MV/LV Substation ST***210Z |  | 10 kV | _ | LV | 200 kVA :Kiosk Substation | 0.2 | --> | 0.2 | 0 | 0 | Constrained, otherwise capacity available =190 kVA | --> | 0.19 | 0 | 0 | 0 | 0 | Constrained, otherwise capacity available =189 kW | --> | C17 ex CAHERDAVIN | Caherdavin [T41,T42] | ARDNACRUSHA |  | 52.6669 | -8.6339
0664224 | MV/LV Substation SE***4224 |  | 20 kV | _ | LV | 630 kVA :Kiosk Substation | 0.63 | --> | 0.63 | 0 | 0 | Constrained, otherwise capacity available =386 kVA | --> | 0.598 | 0 | 0.127 | 0 | 0 | Constrained, otherwise capacity available =470 kW | --> | E11 ex GLASMORE | Glasmore [T421,T422] | GLASMORE |  | 53.4813 | -6.1559
023703Y | MV/LV Substation CL***703Y |  | 20 kV | _ | LV | 200 kVA :Kiosk Substation | 0.2 | --> | 0.2 | 0 | 0 | Constrained, otherwise capacity available =155 kVA | --> | 0.19 | 0 | 0.021 | 0 | 0 | Constrained, otherwise capacity available =168 kW | --> | C18 ex COOLCARRON | Coolcarron [T41,T42] | BARRYMORE |  | 52.1442 | -8.2244
068576 | MV/LV Substation CO***576 |  | 10 kV | _ | LV | 630 kVA :Kiosk Substation | 0.63 | --> | 0.63 | 0 | 0 | Constrained, otherwise capacity available =393 kVA | --> | 0.598 | 0 | 0.043 | 0.5 | 0 |  | --> | C14 ex CLONTARF | Clontarf [T42] | FINGLAS |  | 53.361 | -6.1833
084457 | MV/LV Substation RI***457 |  | 20 kV | _ | LV | 50 kVA :Pole Substation | 0.05 | --> | 0.05 | 0 | 0 | Constrained, otherwise capacity available =38 kVA | --> | 0.048 | 0 | 0 | 0 | 0 | Constrained, otherwise capacity available =46 kW | --> | E17 ex KILCOLGAN | Kilcolgan [T42,T421] | GALWAY 110KV |  | 53.2124 | -8.8174
066069 | MV/LV Substation CO***069 |  | 20 kV | _ | LV | 50 kVA :Pole Substation | 0.05 | --> | 0.05 | 0 | 0 | Constrained, otherwise capacity available =32 kVA | --> | 0.048 | 0 | 0 | 0 | 0 | Constrained, otherwise capacity available =45 kW | --> | E11 ex GLASMORE | Glasmore [T421,T422] | GLASMORE |  | 53.4744 | -6.1401
001115X | MV/LV Substation OS***115X |  | 10 kV | _ | LV | 400 kVA :Kiosk Substation | 0.4 | --> | 0.4 | 0.333 | 4.37 |  | --> | 0.38 | 0 | 0.01 | 0.363 | 0 |  | --> | C14 ex DUN LAOGHAIRE | Dun Laoghaire [T41,T42] | BLACKROCK |  | 53.2865 | -6.157
062090 | MV/LV Substation PE***090 |  | 10 kV | _ | LV | 200 kVA :Pole Substation | 0.2 | --> | 0.2 | 0.161 | 2.33 |  | --> | 0.19 | 0 | 0.005 | 0 | 0 | Constrained, otherwise capacity available =181 kW | --> | C21 ex DUNDALK | Dundalk [T41,T42] | DUNDALK |  | 54.0031 | -6.4105
365211X | MV/LV Substation CU***211X |  | 10 kV | _ | LV | 400 kVA :Kiosk Substation | 0.4 | --> | 0.4 | 0 | 0 | Constrained, otherwise capacity available =250 kVA | --> | 0.38 | 0 | 0 | 0.359 | 0 |  | --> | C18 ex WHITESTOWN | Whitestown [T41,T42] | COOKSTOWN |  | 53.2738 | -6.3751
031275Y | MV/LV Substation TH***275Y |  | 20 kV | _ | LV | 200 kVA :Kiosk Substation | 0.2 | --> | 0.2 | 0 | 0 | Constrained, otherwise capacity available =167 kVA | --> | 0.19 | 0 | 0.038 | 0 | 0 | Constrained, otherwise capacity available =157 kW | --> | E16 ex KILMACTHOMAS | Kilmacthomas [T421,T422] | DUNGARVAN |  | 52.1342 | -7.4589
461016X | MV/LV Substation CA***016X |  | 10 kV | _ | LV | 50 kVA :Pole Substation | 0.05 | --> | 0.05 | 0.04 | 2.33 |  | --> | 0.048 | 0 | 0 | 0 | 0 | Constrained, otherwise capacity available =46 kW | --> | E17 ex MOY | Moy [T421,T422] | MOY |  | 54.1135 | -9.1728
067061X | MV/LV Substation WE***061X |  | 10 kV | _ | LV | 200 kVA :Kiosk Substation | 0.2 | --> | 0.2 | 0 | 0 | Constrained, otherwise capacity available =178 kVA | --> | 0.19 | 0 | 0 | 0.187 | 0 |  | --> | C22 ex ROCHES STREET | Roches Street [T41,T42] | LIMERICK |  | 52.6666 | -8.6311
099102 | MV/LV Substation BA***102 |  | 10 kV | _ | LV | 400 kVA :Building Structure | 0.4 | --> | 0.4 | 0.338 | 2.96 |  | --> | 0.38 | 0 | 0.018 | 0 | 0 | Constrained, otherwise capacity available =358 kW | --> | C15 ex BALLYRAINE | Ballyraine [T41,T42] | LETTERKENNY |  | 54.9528 | -7.7205
052630Z | MV/LV Substation BE***630Z |  | 20 kV | _ | LV | 100 kVA :Pole Substation | 0.1 | --> | 0.1 | 0.089 | 1.25 |  | --> | 0.095 | 0 | 0 | 0 | 0 | Constrained, otherwise capacity available =94 kW | --> | C16 ex LOUGHANALLA | Loughanalla [T41,T42] | MULLINGAR |  | 53.643 | -7.2134
0684412 | MV/LV Substation BI***4412 |  | 10 kV | _ | LV | 1000 kVA :Building Structure | 1 | --> | 1 | 0 | 0 | Constrained, otherwise capacity available =843 kVA | --> | 0.95 | 0 | 0 | 0.5 | 0 |  | --> | C11 ex DRUMCONDRA | Drumcondra [T41,T42] | MCDERMOTT |  | 53.3597 | -6.2601
033784X | MV/LV Substation PI***784X |  | 10 kV | _ | LV | 50 kVA :Pole Substation | 0.05 | --> | 0.05 | 0 | 0 | Constrained, otherwise capacity available =34 kVA | --> | 0.048 | 0 | 0.011 | 0.037 | 0 |  | --> | C23 ex CREGG ROAD | Cregg Road [T41,T42] | BALLYDINE |  | 52.3508 | -7.3241
281150 | MV/LV Substation PE***150 |  | 10 kV | _ | LV | 400 kVA :Building Structure | 0.4 | --> | 0.4 | 0.24 | 5.49 |  | --> | 0.38 | 0 | 0.011 | 0.349 | 0 |  | --> | C13 ex TRABEG | Trabeg [T101,T102] | TRABEG |  | 51.882 | -8.4743
008004X | MV/LV Substation GO***004X |  | 10 kV | _ | LV | 50 kVA :Pole Substation | 0.05 | --> | 0.05 | 0 | 0 | Constrained, otherwise capacity available =47 kVA | --> | 0.048 | 0 | 0 | 0 | 0 | Constrained, otherwise capacity available =47 kW | --> | E11 ex KNOCKMULLEN | Knockmullen [T42,T421] | GREAT ISLAND |  | 52.4411 | -6.8681
2884092 | MV/LV Substation RO***4092 |  | 10 kV | _ | LV | 630 kVA :Kiosk Substation | 0.63 | --> | 0.63 | 0 | 0 | Constrained, otherwise capacity available =486 kVA | --> | 0.598 | 0 | 0.246 | 0.396 | 0 |  | --> | C17 ex CARRICKMINES | Carrickmines [T41,T42] | CARRICKMINES |  | 53.2402 | -6.1916
031916X | MV/LV Substation TH***916X |  | 10 kV | _ | LV | 400 kVA :Kiosk Substation | 0.4 | --> | 0.4 | 0 | 0 | Constrained, otherwise capacity available =256 kVA | --> | 0.38 | 0 | 0 | 0 | 0 | Constrained, otherwise capacity available =360 kW | --> | C12 ex COLLIGAN | Colligan [T41,T42] | DUNGARVAN |  | 52.0893 | -7.6177
050052Z | MV/LV Substation TE***052Z |  | 10 kV | _ | LV | 400 kVA :Kiosk Substation | 0.4 | --> | 0.4 | 0.366 | 7.61 |  | --> | 0.38 | 0 | 0 | 0 | 0 | Constrained, otherwise capacity available =375 kW | --> | C17 ex GARRYCASTLE | Garrycastle [T41,T42] | ATHLONE |  | 53.4192 | -7.8932
068592X | MV/LV Substation CA***592X |  | 10 kV | _ | LV | 1000 kVA :Building Structure | 1 | --> | 1 | 0.5 | 1.37 |  | --> | 0.95 | 0 | 0 | 0.5 | 0 |  | --> | C18 ex SOUTH KING STREET | South King Street [T41,T42] | FRANCIS STREET |  | 53.3414 | -6.2691
355172X | MV/LV Substation MA***172X |  | 10 kV | _ | LV | 50 kVA :Pole Substation | 0.05 | --> | 0.05 | 0.05 | 0.06 |  | --> | 0.048 | 0 | 0 | 0 | 0 | Constrained, otherwise capacity available =48 kW | --> | C17 ex TUBBERCURRY | Tubbercurry [T41,T42] | TONROE |  | 54.0646 | -8.7816
026079Z | MV/LV Substation KI***079Z |  | 10 kV | _ | LV | 200 kVA :Pole Substation | 0.2 | --> | 0.2 | 0 | 0 | Constrained, otherwise capacity available =200 kVA | --> | 0.19 | 0 | 0 | 0 | 0 | Constrained, otherwise capacity available =190 kW | --> | C15 ex KINSALE | Kinsale [T41,T42] | BANDON |  | 51.711 | -8.5152
011817Z | MV/LV Substation KI***817Z |  | 10 kV | _ | LV | 50 kVA :Pole Substation | 0.05 | --> | 0.05 | 0 | 0 | Constrained, otherwise capacity available =42 kVA | --> | 0.048 | 0 | 0 | 0 | 0 | Constrained, otherwise capacity available =46 kW | --> | C11 ex ROSEHILL | Rosehill [T41,T42] | KILKENNY |  | 52.6501 | -7.2831
075968 | MV/LV Substation WE***968 |  | 20 kV | _ | LV | 100 kVA :Pole Substation | 0.1 | --> | 0.1 | 0.076 | 4.38 |  | --> | 0.095 | 0 | 0 | 0.092 | 0 |  | --> | E17 ex CRANE | Crane [T122] | CRANE |  | 52.5296 | -6.3454
244138 | MV/LV Substation GO***138 |  | 20 kV | _ | LV | 50 kVA :Pole Substation | 0.05 | --> | 0.05 | 0 | 0 | Constrained, otherwise capacity available =34 kVA | --> | 0.048 | 0 | 0 | 0 | 0 | Constrained, otherwise capacity available =45 kW | --> | E11 ex MILLTOWN (SR) | Milltown (sr) [T421,T422] | OUGHTRAGH |  | 52.1713 | -9.8423
046232 | MV/LV Substation PA***232 |  | 10 kV | _ | LV | 50 kVA :Pole Substation | 0.05 | --> | 0.05 | 0.036 | 5.48 |  | --> | 0.048 | 0 | 0.005 | 0.042 | 0 |  | --> | C15 ex BALLYTIVNAN | Ballytivnan [T41,T42] | SLIGO |  | 54.2656 | -8.3332
266060X | MV/LV Substation CA***060X |  | 20 kV | _ | LV | 630 kVA :Building Structure | 0.63 | --> | 0.63 | 0 | 0 | Constrained, otherwise capacity available =552 kVA | --> | 0.598 | 0 | 0 | 0 | 0 | Constrained, otherwise capacity available =588 kW | --> | E14 ex CARNDONAGH | Carndonagh [T421,T422] | TRILLICK |  | 55.2513 | -7.2666
062505 | MV/LV Substation CA***505 |  | 20 kV | _ | LV | 50 kVA :Pole Substation | 0.05 | --> | 0.05 | 0.044 | 4.25 |  | --> | 0.048 | 0 | 0 | 0 | 0 | Constrained, otherwise capacity available =47 kW | --> | E15 ex JENKINSTOWN | Jenkinstown [T421,T422] | DUNDALK |  | 54.1078 | -6.3592
4334063 | MV/LV Substation BA***4063 |  | 10 kV | _ | LV | 50 kVA :Pole Substation | 0.05 | --> | 0.05 | 0 | 0 | Constrained, otherwise capacity available =35 kVA | --> | 0.048 | 0 | 0 | 0 | 0 | Constrained, otherwise capacity available =45 kW | --> | C14 ex CHARLESTOWN | Charlestown [T41] | TONROE |  | 53.9665 | -8.7147
0584221 | MV/LV Substation SP***4221 |  | 10 kV | _ | LV | 200 kVA :Kiosk Substation | 0.2 | --> | 0.2 | 0.177 | 3 |  | --> | 0.19 | 0 | 0.006 | 0 | 0 | Constrained, otherwise capacity available =182 kW | --> | C21 ex NENAGH | Nenagh [T41,T42] | NENAGH |  | 52.8606 | -8.2208
054374Y | MV/LV Substation MO***374Y |  | 10 kV | _ | LV | 200 kVA :Pole Substation | 0.2 | --> | 0.2 | 0 | 0 | Constrained, otherwise capacity available =200 kVA | --> | 0.19 | 0 | 0 | 0 | 0 | Constrained, otherwise capacity available =190 kW | --> | C11 ex MOUNTRATH | Mountrath [T41,T42] | PORTLAOISE |  | 52.991 | -7.4726
075950 | MV/LV Substation WE***950 |  | 20 kV | _ | LV | 50 kVA :Pole Substation | 0.05 | --> | 0.05 | 0.049 | 4.38 |  | --> | 0.048 | 0 | 0 | 0.047 | 0 |  | --> | E17 ex CRANE | Crane [T122] | CRANE |  | 52.5408 | -6.3512
011268Z | MV/LV Substation CA***268Z |  | 10 kV | _ | LV | 200 kVA :Kiosk Substation | 0.2 | --> | 0.2 | 0.037 | 0.04 | Constrained, otherwise capacity available =165 kVA | --> | 0.19 | 0 | 0 | 0 | 0 | Constrained, otherwise capacity available =185 kW | --> | C19 ex CALLAN | Callan [T41,T42] | KILKENNY |  | 52.5481 | -7.3951
266216X | MV/LV Substation HA***216X |  | 20 kV | _ | LV | 200 kVA :Pole Substation | 0.2 | --> | 0.2 | 0 | 0 | Constrained, otherwise capacity available =172 kVA | --> | 0.19 | 0 | 0 | 0 | 0 | Constrained, otherwise capacity available =186 kW | --> | E14 ex CARNDONAGH | Carndonagh [T421,T422] | TRILLICK |  | 55.2453 | -7.2708
054977 | MV/LV Substation DO***977 |  | 20 kV | _ | LV | 50 kVA :Pole Substation | 0.05 | --> | 0.05 | 0 | 0 | Constrained, otherwise capacity available =47 kVA | --> | 0.048 | 0 | 0 | 0 | 0 | Constrained, otherwise capacity available =47 kW | --> | C15 ex MOUNTRATH | Mountrath [T41,T42] | PORTLAOISE |  | 52.9493 | -7.4575
039751X | MV/LV Substation PL***751X |  | 10 kV | _ | LV | 630 kVA :Building Structure | 0.63 | --> | 0.63 | 0 | 0 | Constrained, otherwise capacity available =487 kVA | --> | 0.598 | 0 | 0 | 0 | 0 | Constrained, otherwise capacity available =579 kW | --> | C13 ex HEADFORD ROAD | Headford Road [T41,T42] | GALWAY 110KV |  | 53.2845 | -9.0516
2884177 | MV/LV Substation AN***4177 |  | 10 kV | _ | LV | 400 kVA :Kiosk Substation | 0.4 | --> | 0.4 | 0 | 0 | Constrained, otherwise capacity available =400 kVA | --> | 0.38 | 0 | 0 | 0.38 | 0 |  | --> | C13 ex DUNDRUM | Dundrum [T41,T42] | BLACKROCK |  | 53.2895 | -6.2411
063424 | MV/LV Substation MU***424 |  | 10 kV | _ | LV | 50 kVA :Pole Substation | 0.05 | --> | 0.05 | 0 | 0 | Constrained, otherwise capacity available =39 kVA | --> | 0.048 | 0 | 0.009 | 0 | 0 | Constrained, otherwise capacity available =39 kW | --> | C15 ex BALLYBAILIE | Ballybailie [T41,T42] | DUNDALK |  | 53.8744 | -6.5463
118401 | MV/LV Substation KI***401 |  | 20 kV | _ | LV | 50 kVA :Pole Substation | 0.05 | --> | 0.05 | 0 | 0 | Constrained, otherwise capacity available =10 kVA | --> | 0.048 | 0 | 0.008 | 0 | 0 | Constrained, otherwise capacity available =36 kW | --> | E17 ex CREAGH | Creagh [T421,T422] | ATHLONE |  | 53.3313 | -8.401
063052 | MV/LV Substation DE***052 |  | 10 kV | _ | LV | 630 kVA :Building Structure | 0.63 | --> | 0.63 | 0 | 0 | Constrained, otherwise capacity available =359 kVA | --> | 0.598 | 0 | 0.2 | 0 | 0 | Constrained, otherwise capacity available =412 kW | --> | C18 ex STICKILLEN | Stickillen [T41,T42] | DRYBRIDGE |  | 53.8524 | -6.5424
281233Z | MV/LV Substation DO***233Z |  | 10 kV | _ | LV | 630 kVA :Building Structure | 0.63 | --> | 0.63 | 0 | 0 | Constrained, otherwise capacity available =467 kVA | --> | 0.598 | 0 | 0 | 0 | 0 | Constrained, otherwise capacity available =576 kW | --> | C13 ex DOUGLAS | Douglas [T41,T42] | TRABEG |  | 51.8773 | -8.4353
068650 | MV/LV Substation BE***650 |  | 10 kV | _ | LV | 400 kVA :Building Structure | 0.4 | --> | 0.4 | 0.192 | 12.96 |  | --> | 0.38 | 0 | 0.065 | 0.302 | 0 |  | --> | C21 ex ARTANE | Artane [T101,T102] | FINGLAS |  | 53.3751 | -6.2254
065101 | MV/LV Substation PI***101 |  | 10 kV | _ | LV | 400 kVA :Kiosk Substation | 0.4 | --> | 0.4 | 0 | 0 | Constrained, otherwise capacity available =282 kVA | --> | 0.38 | 0 | 0.005 | 0.36 | 0 |  | --> | C25 ex STEPHENSTOWN | Stephenstown [T101,T102] | FINGLAS |  | 53.6022 | -6.1713
0294380 | MV/LV Substation MO***4380 |  | 20 kV | _ | LV | 400 kVA :Kiosk Substation | 0.4 | --> | 0.4 | 0 | 0 | Constrained, otherwise capacity available =400 kVA | --> | 0.38 | 0 | 0 | 0 | 0 | Constrained, otherwise capacity available =380 kW | --> | E20 ex FOXHOLE | Foxhole [T421,T422] | DUNGARVAN |  | 51.9307 | -8.0568
281829Z | MV/LV Substation TA***829Z |  | 10 kV | _ | LV | 400 kVA :Kiosk Substation | 0.4 | --> | 0.4 | 0 | 0 | Constrained, otherwise capacity available =336 kVA | --> | 0.38 | 0 | 0.01 | 0.364 | 0 |  | --> | C21 ex BALLINCOLLIG | Ballincollig [T41,T42] | KILBARRY |  | 51.8803 | -8.6112
066630X | MV/LV Substation AS***630X |  | 20 kV | _ | LV | 630 kVA :Building Structure | 0.63 | --> | 0.63 | 0 | 0 | Constrained, otherwise capacity available =404 kVA | --> | 0.598 | 0 | 0.003 | 0 | 0 | Constrained, otherwise capacity available =565 kW | --> | E16 ex ASHBOURNE | Ashbourne [T421,T422] | FINGLAS |  | 53.5133 | -6.3991
253570Y | MV/LV Substation KN***570Y |  | 10 kV | _ | LV | 400 kVA :Building Structure | 0.4 | --> | 0.4 | 0 | 0 | Constrained, otherwise capacity available =395 kVA | --> | 0.38 | 0 | 0.005 | 0 | 0 | Constrained, otherwise capacity available =376 kW | --> | C16 ex CLAREGALWAY | Claregalway [T42,T421] | GALWAY 110KV |  | 53.3898 | -8.917
254165 | MV/LV Substation AI***165 |  | 10 kV | _ | LV | 100 kVA :Pole Substation | 0.1 | --> | 0.1 | 0 | 0 | Constrained, otherwise capacity available =95 kVA | --> | 0.095 | 0 | 0.006 | 0 | 0 | Constrained, otherwise capacity available =90 kW | --> | C16 ex TUAM NORTH | Tuam North [T41,T42] | CLOON |  | 53.5279 | -8.8713
0334168 | MV/LV Substation WO***4168 |  | 10 kV | _ | LV | 50 kVA :Pole Substation | 0.05 | --> | 0.05 | 0 | 0 | Constrained, otherwise capacity available =50 kVA | --> | 0.048 | 0 | 0 | 0 | 0 | Constrained, otherwise capacity available =48 kW | --> | C11 ex DEERPARK | Deerpark [T41,T42] | BALLYDINE |  | 52.3297 | -7.4067
016238Z | MV/LV Substation RA***238Z |  | 10 kV | _ | LV | 200 kVA :Pole Substation | 0.2 | --> | 0.2 | 0 | 0 | Constrained, otherwise capacity available =198 kVA | --> | 0.19 | 0 | 0 | 0.19 | 0 |  | --> | C29 ex GRANGE CASTLE | Grange Castle [T101,T102] | INCHICORE 220KV |  | 53.2894 | -6.4779
144618X | MV/LV Substation SE***618X |  | 10 kV | _ | LV | 200 kVA :Pole Substation | 0.2 | --> | 0.2 | 0 | 0 | Constrained, otherwise capacity available =178 kVA | --> | 0.19 | 0 | 0 | 0 | 0 | Constrained, otherwise capacity available =187 kW | --> | C11 ex CASTLECOMER | Castlecomer [T41,T42] | BALLYRAGGET |  | 52.7949 | -7.2073
011316 | MV/LV Substation KI***316 |  | 10 kV | _ | LV | 50 kVA :Pole Substation | 0.05 | --> | 0.05 | 0.05 | 2.8 |  | --> | 0.048 | 0 | 0 | 0 | 0 | Constrained, otherwise capacity available =47 kW | --> | C13 ex PURCELLS INCH | Purcells Inch [T41,T42] | KILKENNY |  | 52.6237 | -7.2015
011969X | MV/LV Substation AR***969X |  | 10 kV | _ | LV | 50 kVA :Pole Substation | 0.05 | --> | 0.05 | 0 | 0 | Constrained, otherwise capacity available =49 kVA | --> | 0.048 | 0 | 0 | 0 | 0 | Constrained, otherwise capacity available =47 kW | --> | C19 ex ROSEHILL | Rosehill [T41,T42] | KILKENNY |  | 52.6399 | -7.2601
176842X | MV/LV Substation KY***842X |  | 20 kV | _ | LV | 50 kVA :Pole Substation | 0.05 | --> | 0.05 | 0.038 | 18.78 |  | --> | 0.048 | 0 | 0.015 | 0.035 | 0 |  | --> | E14 ex HARTNETTS CROSS | Hartnetts Cross [T121,T422] | MACROOM |  | 51.8924 | -9.0628
1564260 | MV/LV Substation CO***4260 |  | 20 kV | _ | LV | 50 kVA :Pole Substation | 0.05 | --> | 0.05 | 0 | 0 | Constrained, otherwise capacity available =50 kVA | --> | 0.048 | 0 | 0 | 0 | 0 | Constrained, otherwise capacity available =48 kW | --> | E14 ex EMYVALE | Emyvale [T422] | LISDRUM |  | 54.3824 | -7.016
042093 | MV/LV Substation BO***093 |  | 10 kV | _ | LV | 50 kVA :Pole Substation | 0.05 | --> | 0.05 | 0.026 | 1.51 |  | --> | 0.048 | 0 | 0 | 0 | 0 | Constrained, otherwise capacity available =44 kW | --> | C19 ex TURLOUGH ROAD | Turlough Road [T43] | CASTLEBAR |  | 53.8682 | -9.2878
008560Z | MV/LV Substation DE***560Z |  | 10 kV | _ | LV | 100 kVA :Pole Substation | 0.1 | --> | 0.1 | 0.099 | 0.24 |  | --> | 0.095 | 0 | 0 | 0 | 0 | Constrained, otherwise capacity available =95 kW | --> | C14 ex ROSBERCON | Rosbercon [T41,T42] | WATERFORD |  | 52.4511 | -6.9784
210679X | MV/LV Substation BA***679X |  | 10 kV | _ | LV | 50 kVA :Pole Substation | 0.05 | --> | 0.05 | 0 | 0 | Constrained, otherwise capacity available =49 kVA | --> | 0.048 | 0 | 0 | 0 | 0 | Constrained, otherwise capacity available =47 kW | --> | C20 ex CARRICKMACROSS | Carrickmacross [T41,T42] | MEATH HILL |  | 53.9782 | -6.7636
149563 | MV/LV Substation OL***563 |  | 10 kV | _ | LV | 50 kVA :Pole Substation | 0.05 | --> | 0.05 | 0 | 0 | Constrained, otherwise capacity available =39 kVA | --> | 0.048 | 0 | 0.004 | 0 | 0 | Constrained, otherwise capacity available =43 kW | --> | C11 ex DONEGAL | Donegal [T41,T42] | CATHALEENS FALL |  | 54.6723 | -8.1032
007806X | MV/LV Substation WI***806X |  | 20 kV | _ | LV | 100 kVA :Pole Substation | 0.1 | --> | 0.1 | 0.081 | 16.12 |  | --> | 0.095 | 0 | 0.019 | 0.078 | 0 |  | --> | E21 ex WEXFORD | Wexford [T121,T122] | WEXFORD |  | 52.3887 | -6.3661
081279 | MV/LV Substation ST***279 |  | 10 kV | _ | LV | 630 kVA :Building Structure | 0.63 | --> | 0.63 | 0 | 0 | Constrained, otherwise capacity available =606 kVA | --> | 0.598 | 0 | 0.295 | 0 | 0 | Constrained, otherwise capacity available =377 kW | --> | C11 ex PALMERSTOWN | Palmerstown [T41,T42] | FINGLAS |  | 53.3561 | -6.3682
014542 | MV/LV Substation MO***542 |  | 10 kV | _ | LV | 100 kVA :Pole Substation | 0.1 | --> | 0.1 | 0.05 | 0.63 |  | --> | 0.095 | 0 | 0.014 | 0 | 0 | Constrained, otherwise capacity available =78 kW | --> | C17 ex KILCULLEN | Kilcullen [T41,T42,T424] | STRATFORD |  | 53.1388 | -6.7359
0844093 | MV/LV Substation WA***4093 |  | 20 kV | _ | LV | 400 kVA :Building Structure | 0.4 | --> | 0.4 | 0 | 0 | Constrained, otherwise capacity available =354 kVA | --> | 0.38 | 0 | 0.005 | 0 | 0 | Constrained, otherwise capacity available =370 kW | --> | E11 ex KILCOLGAN | Kilcolgan [T42,T421] | GALWAY 110KV |  | 53.1437 | -8.9446
426804 | MV/LV Substation HA***804 |  | 20 kV | _ | LV | 100 kVA :Pole Substation | 0.1 | --> | 0.1 | 0 | 0 | Constrained, otherwise capacity available =80 kVA | --> | 0.095 | 0 | 0 | 0 | 0 | Constrained, otherwise capacity available =92 kW | --> | E17 ex DINGLE | Dingle [T421,T422] | OUGHTRAGH |  | 52.1424 | -10.2744
014322X | MV/LV Substation KI***322X |  | 20 kV | _ | LV | 200 kVA :Building Structure | 0.2 | --> | 0.2 | 0.121 | 0.12 | Constrained, otherwise capacity available =200 kVA | --> | 0.19 | 0 | 0 | 0.19 | 0 |  | --> | C26 ex ATHY | Athy [T101,T102] | ATHY |  | 53.1113 | -7.0016
1534211 | MV/LV Substation FA***4211 |  | 20 kV | _ | LV | 50 kVA :Pole Substation | 0.05 | --> | 0.05 | 0 | 0 | Constrained, otherwise capacity available =50 kVA | --> | 0.048 | 0 | 0 | 0 | 0 | Constrained, otherwise capacity available =48 kW | --> | E13 ex BIRDHILL | Birdhill [T421,T422] | ARDNACRUSHA |  | 52.7667 | -8.5305
012932 | MV/LV Substation TI***932 |  | 10 kV | _ | LV | 100 kVA :Pole Substation | 0.1 | --> | 0.1 | 0 | 0 | Constrained, otherwise capacity available =84 kVA | --> | 0.095 | 0 | 0 | 0 | 0 | Constrained, otherwise capacity available =93 kW | --> | C20 ex POLLERTON | Pollerton [T41,T42] | CARLOW |  | 52.7952 | -6.895
093384Z | MV/LV Substation ST***384Z |  | 10 kV | _ | LV | 200 kVA :Kiosk Substation | 0.2 | --> | 0.2 | 0 | 0 | Constrained, otherwise capacity available =45 kVA | --> | 0.19 | 0 | 0.008 | 0.162 | 0 |  | --> | C28 ex KILMORE | Kilmore [T101,T102,T103] | FINGLAS |  | 53.4072 | -6.1734
0114390 | MV/LV Substation HE***4390 |  | 10 kV | _ | LV | 400 kVA :Kiosk Substation | 0.4 | --> | 0.4 | 0.397 | 5.05 |  | --> | 0.38 | 0 | 0 | 0 | 0 | Constrained, otherwise capacity available =380 kW | --> | C14 ex MCDONAGH | Mcdonagh [T41,T42] | KILKENNY |  | 52.6529 | -7.2243
029406X | MV/LV Substation BE***406X |  | 10 kV | _ | LV | 50 kVA :Pole Substation | 0.05 | --> | 0.05 | 0 | 0 | Constrained, otherwise capacity available =44 kVA | --> | 0.048 | 0 | 0 | 0.047 | 0 |  | --> | C18 ex MIDLETON | Midleton [T101,T102] | MIDLETON |  | 51.9906 | -8.2601
116581 | MV/LV Substation TO***581 |  | 20 kV | _ | LV | 100 kVA :Pole Substation | 0.1 | --> | 0.1 | 0.092 | 8.1 |  | --> | 0.095 | 0 | 0 | 0 | 0 | Constrained, otherwise capacity available =94 kW | --> | E11 ex WESTPORT | Westport [T421,T422] | CASTLEBAR |  | 53.7635 | -9.7939
068888 | MV/LV Substation I.***888 |  | 10 kV | _ | LV | 400 kVA :Building Structure | 0.4 | --> | 0.4 | 0.381 | 28.43 |  | --> | 0.38 | 0 | 0 | 0.378 | 0 |  | --> | C06 ex BEDFORD ROW | Bedford Row [T41,T42,T43,T44] | FRANCIS STREET |  | 53.3465 | -6.2587
281880X | MV/LV Substation UN***880X |  | 10 kV | _ | LV | 400 kVA :Building Structure | 0.4 | --> | 0.4 | 0 | 0 | Constrained, otherwise capacity available =152 kVA | --> | 0.38 | 0 | 0.062 | 0 | 0 | Constrained, otherwise capacity available =299 kW | --> | C22 ex TOGHER | Togher [T41,T42] | TRABEG |  | 51.8703 | -8.508
127717Y | MV/LV Substation CA***717Y |  | 10 kV | _ | LV | 50 kVA :Pole Substation | 0.05 | --> | 0.05 | 0 | 0 | Constrained, otherwise capacity available =44 kVA | --> | 0.048 | 0 | 0.006 | 0 | 0 | Constrained, otherwise capacity available =42 kW | --> | C11 ex HOLYCROSS ROAD | Holycross Road [T41,T42] | THURLES |  | 52.6501 | -7.8362
062565Y | MV/LV Substation JE***565Y |  | 20 kV | _ | LV | 100 kVA :Pole Substation | 0.1 | --> | 0.1 | 0.094 | 4.25 |  | --> | 0.095 | 0 | 0 | 0 | 0 | Constrained, otherwise capacity available =94 kW | --> | E16 ex JENKINSTOWN | Jenkinstown [T421,T422] | DUNDALK |  | 54.0175 | -6.2979
021851X | MV/LV Substation ST***851X |  | 20 kV | _ | LV | 50 kVA :Pole Substation | 0.05 | --> | 0.05 | 0 | 0 | Constrained, otherwise capacity available =49 kVA | --> | 0.048 | 0 | 0 | 0 | 0 | Constrained, otherwise capacity available =47 kW | --> | E16 ex CURRALEIGH | Curraleigh [T421,T422] | KILBARRY |  | 51.9952 | -8.7584
0934271 | MV/LV Substation PI***4271 |  | 10 kV | _ | LV | 1000 kVA :Building Structure | 1 | --> | 1 | 0 | 0 | Constrained, otherwise capacity available =1000 kVA | --> | 0.95 | 0 | 0 | 0.5 | 0 |  | --> | C27 ex POPPINTREE | Poppintree [T101,T102] | FINGLAS |  | 53.4016 | -6.3069
003691X | MV/LV Substation BL***691X |  | 10 kV | _ | LV | 50 kVA :Pole Substation | 0.05 | --> | 0.05 | 0.05 | 11.58 |  | --> | 0.048 | 0 | 0 | 0 | 0 | Constrained, otherwise capacity available =48 kW | --> | C17 ex BALLYBEG | Ballybeg [T101,T102] | CARRICKMINES |  | 52.9423 | -6.0232
253199 | MV/LV Substation KI***199 |  | 20 kV | _ | LV | 50 kVA :Pole Substation | 0.05 | --> | 0.05 | 0 | 0 | Constrained, otherwise capacity available =46 kVA | --> | 0.048 | 0 | 0 | 0 | 0 | Constrained, otherwise capacity available =47 kW | --> | C23 ex TUAM NORTH | Tuam North [T41,T42] | CLOON |  | 53.5471 | -8.8953
009766X | MV/LV Substation TY***766X |  | 10 kV | _ | LV | 200 kVA :Building Structure | 0.2 | --> | 0.2 | 0 | 0 | Constrained, otherwise capacity available =151 kVA | --> | 0.19 | 0 | 0 | 0 | 0 | Constrained, otherwise capacity available =183 kW | --> | C30 ex WATERFORD IND EST | Waterford Ind Est [T41,T42,T44] | BUTLERSTOWN |  | 52.2504 | -7.1386
050499X | MV/LV Substation TR***499X |  | 20 kV | _ | LV | 200 kVA :Pole Substation | 0.2 | --> | 0.2 | 0 | 0 | Constrained, otherwise capacity available =148 kVA | --> | 0.19 | 0 | 0 | 0 | 0 | Constrained, otherwise capacity available =183 kW | --> | C24 ex ATHLONE | Athlone [T41,T42] | ATHLONE |  | 53.4057 | -7.9865
029786 | MV/LV Substation BA***786 |  | 10 kV | _ | LV | 50 kVA :Pole Substation | 0.05 | --> | 0.05 | 0 | 0 | Constrained, otherwise capacity available =32 kVA | --> | 0.048 | 0 | 0.011 | 0.037 | 0 |  | --> | C18 ex MIDLETON | Midleton [T101,T102] | MIDLETON |  | 51.9877 | -8.2272
120660Y | MV/LV Substation WH***660Y |  | 10 kV | _ | LV | 200 kVA :Kiosk Substation | 0.2 | --> | 0.2 | 0 | 0 | Constrained, otherwise capacity available =113 kVA | --> | 0.19 | 0 | 0.025 | 0 | 0 | Constrained, otherwise capacity available =159 kW | --> | C15 ex BLAKE | Blake [T41,T42] | BLAKE |  | 53.2847 | -6.8615
068808 | MV/LV Substation BA***808 |  | 10 kV | _ | LV | 630 kVA :Building Structure | 0.63 | --> | 0.63 | 0.411 | 28.43 |  | --> | 0.598 | 0 | 0 | 0.5 | 0 |  | --> | C06 ex BEDFORD ROW | Bedford Row [T41,T42,T43,T44] | FRANCIS STREET |  | 53.3467 | -6.2593
0624137 | MV/LV Substation NE***4137 |  | 10 kV | _ | LV | 200 kVA :Kiosk Substation | 0.2 | --> | 0.2 | 0.148 | 5.69 |  | --> | 0.19 | 0 | 0 | 0 | 0 | Constrained, otherwise capacity available =183 kW | --> | C23 ex RAMPARTS | Ramparts [T41,T42] | DUNDALK |  | 54.0091 | -6.3965
052884Y | MV/LV Substation NE***884Y |  | 10 kV | _ | LV | 400 kVA :Kiosk Substation | 0.4 | --> | 0.4 | 0 | 0 | Constrained, otherwise capacity available =366 kVA | --> | 0.38 | 0 | 0 | 0 | 0 | Constrained, otherwise capacity available =375 kW | --> | C16 ex NEWBROOK | Newbrook [T42] | MULLINGAR |  | 53.5163 | -7.362
154583Z | MV/LV Substation BE***583Z |  | 10 kV | _ | LV | 400 kVA :Building Structure | 0.4 | --> | 0.4 | 0 | 0 | Constrained, otherwise capacity available =392 kVA | --> | 0.38 | 0 | 0 | 0.379 | 0 |  | --> | C39 ex COLLEGE PARK | College Park [T101,T102,T103] | COLLEGE PARK |  | 53.4123 | -6.3738
156800 | MV/LV Substation TU***800 |  | 20 kV | _ | LV | 50 kVA :Pole Substation | 0.05 | --> | 0.05 | 0.037 | 2.47 |  | --> | 0.048 | 0 | 0.01 | 0 | 0 | Constrained, otherwise capacity available =38 kW | --> | E13 ex TELAYDON | Telaydon [T42,T421] | LISDRUM |  | 54.2829 | -7.0251
150635 | MV/LV Substation RO***635 |  | 20 kV | _ | LV | 50 kVA :Pole Substation | 0.05 | --> | 0.05 | 0.04 | 3.96 |  | --> | 0.048 | 0 | 0.004 | 0 | 0 | Constrained, otherwise capacity available =43 kW | --> | E20 ex STRANORLAR | Stranorlar [T421,T422] | LETTERKENNY |  | 54.7934 | -7.7671
015633 | MV/LV Substation BA***633 |  | 20 kV | _ | LV | 100 kVA :Pole Substation | 0.1 | --> | 0.1 | 0 | 0 | Constrained, otherwise capacity available =40 kVA | --> | 0.095 | 0 | 0.013 | 0 | 0 | Constrained, otherwise capacity available =77 kW | --> | E17 ex BLESSINGTON | Blessington [T421,T422] | KILTEEL |  | 53.105 | -6.4984
046041 | MV/LV Substation MA***041 |  | 10 kV | _ | LV | 630 kVA :Building Structure | 0.63 | --> | 0.63 | 0 | 0 | Constrained, otherwise capacity available =504 kVA | --> | 0.598 | 0 | 0.046 | 0.5 | 0 |  | --> | C14 ex CRANMORE | Cranmore [T41,T42] | SLIGO |  | 54.2687 | -8.4748
156755Y | MV/LV Substation DR***755Y |  | 20 kV | _ | LV | 50 kVA :Pole Substation | 0.05 | --> | 0.05 | 0.046 | 2.47 |  | --> | 0.048 | 0 | 0 | 0 | 0 | Constrained, otherwise capacity available =47 kW | --> | E13 ex TELAYDON | Telaydon [T42,T421] | LISDRUM |  | 54.2771 | -7.0207
081667X | MV/LV Substation EL***667X |  | 10 kV | _ | LV | 200 kVA :Kiosk Substation | 0.2 | --> | 0.2 | 0 | 0 | Constrained, otherwise capacity available =88 kVA | --> | 0.19 | 0 | 0.03 | 0.152 | 0 |  | --> | C20 ex BALGADDY | Balgaddy [T41,T42] | GRANGE CASTLE |  | 53.344 | -6.4324
052037X | MV/LV Substation CL***037X |  | 10 kV | _ | LV | 400 kVA :Kiosk Substation | 0.4 | --> | 0.4 | 0 | 0 | Constrained, otherwise capacity available =400 kVA | --> | 0.38 | 0 | 0 | 0 | 0 | Constrained, otherwise capacity available =380 kW | --> | C16 ex NEWBROOK | Newbrook [T42] | MULLINGAR |  | 53.5144 | -7.3659
043018 | MV/LV Substation MA***018 |  | 10 kV | _ | LV | 630 kVA :Kiosk Substation | 0.63 | --> | 0.63 | 0.429 | 0.43 | Constrained, otherwise capacity available =505 kVA | --> | 0.598 | 0 | 0 | 0 | 0 | Constrained, otherwise capacity available =581 kW | --> | C19 ex SWINFORD | Swinford [T41,T42] | CASTLEBAR |  | 53.9451 | -8.9518
029457Y | MV/LV Substation WA***457Y |  | 10 kV | _ | LV | 50 kVA :Pole Substation | 0.05 | --> | 0.05 | 0 | 0 | Constrained, otherwise capacity available =45 kVA | --> | 0.048 | 0 | 0 | 0.047 | 0 |  | --> | C18 ex MIDLETON | Midleton [T101,T102] | MIDLETON |  | 51.976 | -8.1593
0144363 | MV/LV Substation LI***4363 |  | 10 kV | _ | LV | 50 kVA :Pole Substation | 0.05 | --> | 0.05 | 0.05 | 0.63 |  | --> | 0.048 | 0 | 0 | 0 | 0 | Constrained, otherwise capacity available =48 kW | --> | C16 ex KILCULLEN | Kilcullen [T41,T42,T424] | STRATFORD |  | 53.1205 | -6.8342
0464081 | MV/LV Substation MU***4081 |  | 10 kV | _ | LV | 200 kVA :Kiosk Substation | 0.2 | --> | 0.2 | 0.2 | 4.13 |  | --> | 0.19 | 0 | 0 | 0.19 | 0 |  | --> | C20 ex AGHAGAD | Aghagad [T41,T42] | SLIGO |  | 54.3657 | -8.514
062512Y | MV/LV Substation CO***512Y |  | 20 kV | _ | LV | 50 kVA :Pole Substation | 0.05 | --> | 0.05 | 0.05 | 2.33 |  | --> | 0.048 | 0 | 0 | 0 | 0 | Constrained, otherwise capacity available =48 kW | --> | C26 ex DUNDALK | Dundalk [T41,T42] | DUNDALK |  | 54.0025 | -6.4743
008728 | MV/LV Substation LE***728 |  | 20 kV | _ | LV | 200 kVA :Pole Substation | 0.2 | --> | 0.2 | 0.154 | 0.2 |  | --> | 0.19 | 0 | 0.05 | 0 | 0 | Constrained, otherwise capacity available =147 kW | --> | E15 ex BEALISTOWN | Bealistown [T421,T422] | GREAT ISLAND |  | 52.3116 | -6.7846
039686X | MV/LV Substation RO***686X |  | 10 kV | _ | LV | 400 kVA :Kiosk Substation | 0.4 | --> | 0.4 | 0 | 0 | Constrained, otherwise capacity available =322 kVA | --> | 0.38 | 0 | 0.013 | 0 | 0 | Constrained, otherwise capacity available =360 kW | --> | C12 ex ORANMORE | Oranmore [T41,T44] | GALWAY 110KV |  | 53.2776 | -8.9721
0214146 | MV/LV Substation SP***4146 |  | 10 kV | _ | LV | 200 kVA :Kiosk Substation | 0.2 | --> | 0.2 | 0 | 0 | Constrained, otherwise capacity available =182 kVA | --> | 0.19 | 0 | 0.005 | 0.184 | 0 |  | --> | C12 ex RIVERSTOWN | Riverstown [T41,T42] | KILBARRY |  | 51.9302 | -8.3993
011497X | MV/LV Substation SU***497X |  | 10 kV | _ | LV | 50 kVA :Pole Substation | 0.05 | --> | 0.05 | 0 | 0 | Constrained, otherwise capacity available =32 kVA | --> | 0.048 | 0 | 0.01 | 0 | 0 | Constrained, otherwise capacity available =38 kW | --> | C17 ex ROSEHILL | Rosehill [T41,T42] | KILKENNY |  | 52.5834 | -7.3055
244769X | MV/LV Substation MA***769X |  | 20 kV | _ | LV | 400 kVA :Building Structure | 0.4 | --> | 0.4 | 0 | 0 | Constrained, otherwise capacity available =362 kVA | --> | 0.38 | 0 | 0 | 0 | 0 | Constrained, otherwise capacity available =375 kW | --> | E16 ex MILLTOWN (SR) | Milltown (sr) [T421,T422] | OUGHTRAGH |  | 52.1068 | -9.7863
041113Y | MV/LV Substation SE***113Y |  | 20 kV | _ | LV | 50 kVA :Pole Substation | 0.05 | --> | 0.05 | 0 | 0 | Constrained, otherwise capacity available =35 kVA | --> | 0.048 | 0 | 0 | 0 | 0 | Constrained, otherwise capacity available =46 kW | --> | E14 ex DALTON | Dalton [T421,T422] | DALTON |  | 53.7994 | -8.9265
055098Y | MV/LV Substation LI***098Y |  | 10 kV | _ | LV | 50 kVA :Pole Substation | 0.05 | --> | 0.05 | 0 | 0 | Constrained, otherwise capacity available =49 kVA | --> | 0.048 | 0 | 0 | 0 | 0 | Constrained, otherwise capacity available =47 kW | --> | C13 ex ROSCREA | Roscrea [T41,T42] | IKERRIN |  | 53.0129 | -7.795
2884046 | MV/LV Substation BE***4046 |  | 10 kV | _ | LV | 400 kVA :Kiosk Substation | 0.4 | --> | 0.4 | 0 | 0 | Constrained, otherwise capacity available =281 kVA | --> | 0.38 | 0 | 0.041 | 0.333 | 0 |  | --> | C14 ex CARRICKMINES | Carrickmines [T41,T42] | CARRICKMINES |  | 53.259 | -6.2163
067964X | MV/LV Substation LA***964X |  | 20 kV | _ | LV | 50 kVA :Pole Substation | 0.05 | --> | 0.05 | 0 | 0 | Constrained, otherwise capacity available =50 kVA | --> | 0.048 | 0 | 0 | 0 | 0 | Constrained, otherwise capacity available =48 kW | --> | C17 ex GILLOGUE | Gillogue [T41,T42] | ARDNACRUSHA |  | 52.7047 | -8.5359
005050 | MV/LV Substation BA***050 |  | 10 kV | _ | LV | 200 kVA :Kiosk Substation | 0.2 | --> | 0.2 | 0 | 0 | Constrained, otherwise capacity available =182 kVA | --> | 0.19 | 0 | 0.01 | 0 | 0 | Constrained, otherwise capacity available =180 kW | --> | C11 ex GARDEN CITY | Garden City [T41,T42] | ARKLOW |  | 52.7216 | -6.2379
001307 | MV/LV Substation HA***307 |  | 10 kV | _ | LV | 400 kVA :Kiosk Substation | 0.4 | --> | 0.4 | 0.125 | 1.23 |  | --> | 0.38 | 0 | 0.058 | 0.298 | 0 |  | --> | C23 ex SALLYNOGGIN ROAD | Sallynoggin Road [T41,T42] | CHERRYWOOD |  | 53.2802 | -6.1019
276252 | MV/LV Substation VI***252 |  | 10 kV | _ | LV | 400 kVA :Kiosk Substation | 0.4 | --> | 0.4 | 0.397 | 0.76 |  | --> | 0.38 | 0 | 0.005 | 0 | 0 | Constrained, otherwise capacity available =376 kW | --> | C18 ex WOODFORD | Woodford [T41,T42] | KNOCKEARAGH |  | 52.0438 | -9.4998
0684047 | MV/LV Substation KE***4047 |  | 10 kV | _ | LV | 1000 kVA :Building Structure | 1 | --> | 1 | 0 | 0 | Constrained, otherwise capacity available =1000 kVA | --> | 0.95 | 0 | 0 | 0.5 | 0 |  | --> | C11 ex DRUMCONDRA | Drumcondra [T41,T42] | MCDERMOTT |  | 53.3583 | -6.262
0664145 | MV/LV Substation ST***4145 |  | 20 kV | _ | LV | 200 kVA :Kiosk Substation | 0.2 | --> | 0.2 | 0 | 0 | Constrained, otherwise capacity available =147 kVA | --> | 0.19 | 0 | 0.001 | 0 | 0 | Constrained, otherwise capacity available =182 kW | --> | E18 ex BALTRASNA | Baltrasna [T121,T122] | BALTRASNA |  | 53.5095 | -6.4571
041328 | MV/LV Substation KN***328 |  | 20 kV | _ | LV | 50 kVA :Pole Substation | 0.05 | --> | 0.05 | 0 | 0 | Constrained, otherwise capacity available =8 kVA | --> | 0.048 | 0 | 0.014 | 0 | 0 | Constrained, otherwise capacity available =31 kW | --> | E14 ex DALTON | Dalton [T421,T422] | DALTON |  | 53.7849 | -8.9149
001765 | MV/LV Substation BE***765 |  | 10 kV | _ | LV | 200 kVA :Kiosk Substation | 0.2 | --> | 0.2 | 0.174 | 1.55 |  | --> | 0.19 | 0 | 0 | 0.186 | 0 |  | --> | C21 ex MONKSTOWN | Monkstown [T41,T42] | BLACKROCK |  | 53.2914 | -6.1693
0344078 | MV/LV Substation MO***4078 |  | 20 kV | _ | LV | 50 kVA :Pole Substation | 0.05 | --> | 0.05 | 0.038 | 0.57 |  | --> | 0.048 | 0 | 0 | 0 | 0 | Constrained, otherwise capacity available =46 kW | --> | E23 ex LAWLESSTOWN | Lawlesstown [T42,T421] | DOON |  | 52.4451 | -7.7755
137253X | MV/LV Substation SU***253X |  | 10 kV | _ | LV | 100 kVA :Pole Substation | 0.1 | --> | 0.1 | 0.098 | 3.74 |  | --> | 0.095 | 0 | 0 | 0 | 0 | Constrained, otherwise capacity available =95 kW | --> | C12 ex KILFLYNN | Kilflynn [T41,T42] | TRALEE |  | 52.4125 | -9.6971
066540X | MV/LV Substation DU***540X |  | 20 kV | _ | LV | 200 kVA :Kiosk Substation | 0.2 | --> | 0.2 | 0 | 0 | Constrained, otherwise capacity available =175 kVA | --> | 0.19 | 0 | 0.009 | 0 | 0 | Constrained, otherwise capacity available =180 kW | --> | E17 ex BALTRASNA | Baltrasna [T121,T122] | BALTRASNA |  | 53.5146 | -6.5484
081351X | MV/LV Substation FI***351X |  | 20 kV | _ | LV | 200 kVA :Pole Substation | 0.2 | --> | 0.2 | 0 | 0 | Constrained, otherwise capacity available =101 kVA | --> | 0.19 | 0 | 0 | 0.176 | 0 |  | --> | E20 ex ADAMSTOWN | Adamstown [T121,T122] | INCHICORE 220KV |  | 53.3405 | -6.4642
117107Y | MV/LV Substation WO***107Y |  | 20 kV | _ | LV | 200 kVA :Pole Substation | 0.2 | --> | 0.2 | 0 | 0 | Constrained, otherwise capacity available =191 kVA | --> | 0.19 | 0 | 0.004 | 0 | 0 | Constrained, otherwise capacity available =186 kW | --> | E20 ex COLLOONEY | Collooney [T421,T422] | SLIGO |  | 54.2131 | -8.5159
0174331 | MV/LV Substation NA***4331 |  | 10 kV | _ | LV | 50 kVA :Pole Substation | 0.05 | --> | 0.05 | 0.039 | 1.05 |  | --> | 0.048 | 0 | 0 | 0 | 0 | Constrained, otherwise capacity available =46 kW | --> | C19 ex NEWCASTLEWEST | Newcastlewest [T41,T42] | RATHKEALE |  | 52.4082 | -9.0422
161734X | MV/LV Substation MA***734X |  | 10 kV | _ | LV | 100 kVA :Pole Substation | 0.1 | --> | 0.1 | 0 | 0 | Constrained, otherwise capacity available =99 kVA | --> | 0.095 | 0 | 0 | 0 | 0 | Constrained, otherwise capacity available =95 kW | --> | C13 ex SPIDDAL |  |  |  | 53.2493 | -9.2842
111965X | MV/LV Substation FO***965X |  | 20 kV | _ | LV | 50 kVA :Pole Substation | 0.05 | --> | 0.05 | 0.047 | 0.94 |  | --> | 0.048 | 0 | 0 | 0 | 0 | Constrained, otherwise capacity available =47 kW | --> | E15 ex CASTLETOWNBERE | Castletownbere [T421] | BALLYLICKY |  | 51.6576 | -9.9046
2814324 | MV/LV Substation BA***4324 |  | 20 kV | _ | LV | 50 kVA :Pole Substation | 0.05 | --> | 0.05 | 0 | 0 | Constrained, otherwise capacity available =49 kVA | --> | 0.048 | 0 | 0 | 0 | 0 | Constrained, otherwise capacity available =47 kW | --> | C15 ex KILMONEY | Kilmoney [T41,T42] | TRABEG |  | 51.8088 | -8.5035
068770X | MV/LV Substation FU***770X |  | 10 kV | _ | LV | 1000 kVA :Building Structure | 1 | --> | 1 | 0 | 0 | Constrained, otherwise capacity available =788 kVA | --> | 0.95 | 0 | 0.011 | 0.5 | 0 |  | --> | C19 ex NEWMARKET (DR) | Newmarket (dr) [T41] | FRANCIS STREET |  | 53.3372 | -6.2737
0544395 | MV/LV Substation TR***4395 |  | 10 kV | _ | LV | 50 kVA :Pole Substation | 0.05 | --> | 0.05 | 0 | 0 | Constrained, otherwise capacity available =50 kVA | --> | 0.048 | 0 | 0 | 0 | 0 | Constrained, otherwise capacity available =48 kW | --> | C12 ex MOUNTRATH | Mountrath [T41,T42] | PORTLAOISE |  | 52.9767 | -7.428
071795 | MV/LV Substation FL***795 |  | 10 kV | _ | LV | 200 kVA :Pole Substation | 0.2 | --> | 0.2 | 0.149 | 5.58 |  | --> | 0.19 | 0 | 0.004 | 0.18 | 0 |  | --> | C11 ex KILCOOLE | Kilcoole [T41,T42] | FASSAROE |  | 53.0937 | -6.1125
068379X | MV/LV Substation CL***379X |  | 10 kV | _ | LV | 630 kVA :Building Structure | 0.63 | --> | 0.63 | 0 | 0 | Constrained, otherwise capacity available =530 kVA | --> | 0.598 | 0 | 0.006 | 0.5 | 0 |  | --> | C14 ex CLONTARF | Clontarf [T42] | FINGLAS |  | 53.3632 | -6.1789
293905Z | MV/LV Substation KN***905Z |  | 20 kV | _ | LV | 50 kVA :Pole Substation | 0.05 | --> | 0.05 | 0.05 | 0.43 |  | --> | 0.048 | 0 | 0 | 0 | 0 | Constrained, otherwise capacity available =47 kW | --> | E19 ex TULLOW | Tullow [T421,T422] | CARLOW |  | 52.8002 | -6.6954
069611 | MV/LV Substation ST***611 |  | 10 kV | _ | LV | 400 kVA :Kiosk Substation | 0.4 | --> | 0.4 | 0 | 0 | Constrained, otherwise capacity available =318 kVA | --> | 0.38 | 0 | 0.007 | 0.363 | 0 |  | --> | C17 ex DONNYBROOK | Donnybrook [T41,T42] | MILLTOWN (DR) |  | 53.321 | -6.2075
095075Y | MV/LV Substation ST***075Y |  | 10 kV | _ | LV | 400 kVA :Kiosk Substation | 0.4 | --> | 0.4 | 0.281 | 0.7 |  | --> | 0.38 | 0 | 0.007 | 0 | 0 | Constrained, otherwise capacity available =358 kW | --> | C15 ex KILRUSH | Kilrush [T41,T42] | TULLABRACK |  | 52.6367 | -9.4814
011937Y | MV/LV Substation RI***937Y |  | 10 kV | _ | LV | 630 kVA :Building Structure | 0.63 | --> | 0.63 | 0.5 | 5.05 |  | --> | 0.598 | 0 | 0 | 0 | 0 | Constrained, otherwise capacity available =581 kW | --> | C19 ex MCDONAGH | Mcdonagh [T41,T42] | KILKENNY |  | 52.6517 | -7.2485
051415 | MV/LV Substation BA***415 |  | 20 kV | _ | LV | 100 kVA :Pole Substation | 0.1 | --> | 0.1 | 0.043 | 2.22 |  | --> | 0.095 | 0 | 0 | 0.087 | 0 |  | --> | E21 ex CLARA | Clara [T421,T422] | THORNSBERRY |  | 53.3262 | -7.6865
066716 | MV/LV Substation ST***716 |  | 10 kV | _ | LV | 100 kVA :Pole Substation | 0.1 | --> | 0.1 | 0 | 0 | Constrained, otherwise capacity available =55 kVA | --> | 0.095 | 0 | 0.004 | 0 | 0 | Constrained, otherwise capacity available =86 kW | --> | C20 ex CLONSHAUGH | Clonshaugh [T41,T42] | FINGLAS |  | 53.4255 | -6.2132
021981 | MV/LV Substation BA***981 |  | 20 kV | _ | LV | 200 kVA :Pole Substation | 0.2 | --> | 0.2 | 0 | 0 | Constrained, otherwise capacity available =176 kVA | --> | 0.19 | 0 | 0.05 | 0 | 0 | Constrained, otherwise capacity available =150 kW | --> | E18 ex WHITECHURCH | Whitechurch [T421,T422] | KILBARRY |  | 52.0047 | -8.6246
068055X | MV/LV Substation BO***055X |  | 10 kV | _ | LV | 400 kVA :Kiosk Substation | 0.4 | --> | 0.4 | 0 | 0 | Constrained, otherwise capacity available =134 kVA | --> | 0.38 | 0 | 0.014 | 0.332 | 0 |  | --> | C13 ex GLASNEVIN | Glasnevin [T41] | FINGLAS |  | 53.372 | -6.2693
067578Y | MV/LV Substation LI***578Y |  | 10 kV | _ | LV | 400 kVA :Building Structure | 0.4 | --> | 0.4 | 0 | 0 | Constrained, otherwise capacity available =198 kVA | --> | 0.38 | 0 | 0 | 0 | 0 | Constrained, otherwise capacity available =352 kW | --> | C11 ex MOYLISH | Moylish [T41,T42] | ARDNACRUSHA |  | 52.6962 | -8.6469
052004Y | MV/LV Substation IN***004Y |  | 10 kV | _ | LV | 630 kVA :Building Structure | 0.63 | --> | 0.63 | 0.5 | 1.25 |  | --> | 0.598 | 0 | 0 | 0 | 0 | Constrained, otherwise capacity available =598 kW | --> | C17 ex LOUGHANALLA | Loughanalla [T41,T42] | MULLINGAR |  | 53.6857 | -7.294
1204235 | MV/LV Substation GR***4235 |  | 10 kV | _ | LV | 400 kVA :Kiosk Substation | 0.4 | --> | 0.4 | 0 | 0 | Constrained, otherwise capacity available =316 kVA | --> | 0.38 | 0 | 0.005 | 0 | 0 | Constrained, otherwise capacity available =365 kW | --> | C15 ex BLAKE | Blake [T41,T42] | BLAKE |  | 53.2851 | -6.8658
1424038 | MV/LV Substation LY***4038 |  | 20 kV | _ | LV | 100 kVA :Pole Substation | 0.1 | --> | 0.1 | 0 | 0 | Constrained, otherwise capacity available =100 kVA | --> | 0.095 | 0 | 0 | 0 | 0 | Constrained, otherwise capacity available =95 kW | --> | E21 ex ATHENRY | Athenry [T423] | GALWAY 110KV |  | 53.447 | -8.6339
055980X | MV/LV Substation RA***980X |  | 10 kV | _ | LV | 200 kVA :Pole Substation | 0.2 | --> | 0.2 | 0 | 0 | Constrained, otherwise capacity available =200 kVA | --> | 0.19 | 0 | 0 | 0 | 0 | Constrained, otherwise capacity available =190 kW | --> | C15 ex RATHDOWNEY | Rathdowney [T42] | IKERRIN |  | 52.8577 | -7.5815
010349X | MV/LV Substation BE***349X |  | 10 kV | _ | LV | 50 kVA :Pole Substation | 0.05 | --> | 0.05 | 0 | 0 | Constrained, otherwise capacity available =15 kVA | --> | 0.048 | 0 | 0 | 0 | 0 | Constrained, otherwise capacity available =42 kW | --> | C16 ex GRAIGUENAMANAGH | Graiguenamanagh [T41,T42] | KILKENNY |  | 52.4863 | -7.0557
002622 | MV/LV Substation SE***622 |  | 10 kV | _ | LV | 50 kVA :Pole Substation | 0.05 | --> | 0.05 | 0.022 | 4.51 |  | --> | 0.048 | 0 | 0 | 0.044 | 0 |  | --> | C22 ex BOGHALL ROAD | Boghall Road [T41,T42] | FASSAROE |  | 53.1719 | -6.1366
064706X | MV/LV Substation ME***706X |  | 10 kV | _ | LV | 400 kVA :Kiosk Substation | 0.4 | --> | 0.4 | 0 | 0 | Constrained, otherwise capacity available =258 kVA | --> | 0.38 | 0 | 0.085 | 0 | 0 | Constrained, otherwise capacity available =297 kW | --> | C18 ex RATHMULLAN | Rathmullan [T41,T42] | DRYBRIDGE |  | 53.7064 | -6.3446
365469 | MV/LV Substation OL***469 |  | 10 kV | _ | LV | 200 kVA :Kiosk Substation | 0.2 | --> | 0.2 | 0 | 0 | Constrained, otherwise capacity available =141 kVA | --> | 0.19 | 0 | 0.007 | 0.177 | 0 |  | --> | C12 ex OLDBAWN | Oldbawn [T41,T42] | COOKSTOWN |  | 53.2764 | -6.3568
0644242 | MV/LV Substation GL***4242 |  | 20 kV | _ | LV | 400 kVA :Kiosk Substation | 0.4 | --> | 0.4 | 0 | 0 | Constrained, otherwise capacity available =331 kVA | --> | 0.38 | 0 | 0.013 | 0 | 0 | Constrained, otherwise capacity available =361 kW | --> | C13 ex MORNINGTON ROAD | Mornington Road [T41,T42] | DRYBRIDGE |  | 53.7135 | -6.2796
039032 | MV/LV Substation CN***032 |  | 10 kV | _ | LV | 50 kVA :Pole Substation | 0.05 | --> | 0.05 | 0.031 | 11.03 |  | --> | 0.048 | 0 | 0.005 | 0.041 | 0 |  | --> | C32 ex SALTHILL | Salthill [T101,T102] | SALTHILL |  | 53.2829 | -9.0818
039198 | MV/LV Substation RE***198 |  | 10 kV | _ | LV | 400 kVA :Kiosk Substation | 0.4 | --> | 0.4 | 0 | 0 | Constrained, otherwise capacity available =325 kVA | --> | 0.38 | 0 | 0.025 | 0 | 0 | Constrained, otherwise capacity available =351 kW | --> | C18 ex MONEENAGEISHA | Moneenageisha [T41,T42] | GALWAY 110KV |  | 53.2792 | -9.025
055692Y | MV/LV Substation SH***692Y |  | 10 kV | _ | LV | 50 kVA :Pole Substation | 0.05 | --> | 0.05 | 0 | 0 | Constrained, otherwise capacity available =46 kVA | --> | 0.048 | 0 | 0 | 0 | 0 | Constrained, otherwise capacity available =47 kW | --> | C16 ex RATHDOWNEY | Rathdowney [T42] | IKERRIN |  | 52.879 | -7.5173
060393 | MV/LV Substation NE***393 |  | 20 kV | _ | LV | 100 kVA :Pole Substation | 0.1 | --> | 0.1 | 0 | 0 |  | --> | 0.095 | 0 | 0.04 | 0 | 0 | Constrained, otherwise capacity available =46 kW | --> | C17 ex CLONES | Clones [T41,T42] | SHANKILL |  | 54.1577 | -7.138
0364101 | MV/LV Substation GA***4101 |  | 20 kV | _ | LV | 50 kVA :Pole Substation | 0.05 | --> | 0.05 | 0.043 | 1.4 |  | --> | 0.048 | 0 | 0 | 0 | 0 | Constrained, otherwise capacity available =46 kW | --> | E17 ex KILROSS ROAD | Kilross Road [T421] | TIPPERARY |  | 52.497 | -8.3281
081033Z | MV/LV Substation ES***033Z |  | 10 kV | _ | LV | 400 kVA :Kiosk Substation | 0.4 | --> | 0.4 | 0 | 0 | Constrained, otherwise capacity available =129 kVA | --> | 0.38 | 0 | 0.037 | 0.314 | 0 |  | --> | C18 ex LUCAN EAST | Lucan East [T41,T42] | GRANGE CASTLE |  | 53.348 | -6.4336
035023Y | MV/LV Substation SC***023Y |  | 10 kV | _ | LV | 50 kVA :Pole Substation | 0.05 | --> | 0.05 | 0.038 | 6.17 |  | --> | 0.048 | 0 | 0 | 0 | 0 | Constrained, otherwise capacity available =46 kW | --> | C20 ex CAHIR | Cahir [T41,T42] | CAHIR |  | 52.3566 | -8.0065
066004Y | MV/LV Substation LI***004Y |  | 10 kV | _ | LV | 200 kVA :Kiosk Substation | 0.2 | --> | 0.2 | 0 | 0 | Constrained, otherwise capacity available =135 kVA | --> | 0.19 | 0 | 0.025 | 0.162 | 0 |  | --> | C18 ex MOUNTGORRY | Mountgorry [T41,T42] | GRANGE (DR) |  | 53.4525 | -6.1871
066086Y | MV/LV Substation TA***086Y |  | 10 kV | _ | LV | 400 kVA :Kiosk Substation | 0.4 | --> | 0.4 | 0 | 0 | Constrained, otherwise capacity available =322 kVA | --> | 0.38 | 0 | 0.02 | 0.354 | 0 |  | --> | C18 ex MOUNTGORRY | Mountgorry [T41,T42] | GRANGE (DR) |  | 53.4481 | -6.1823
154085Z | MV/LV Substation IB***085Z |  | 10 kV | _ | LV | 630 kVA :Building Structure | 0.63 | --> | 0.63 | 0 | 0 | Constrained, otherwise capacity available =516 kVA | --> | 0.598 | 0 | 0.01 | 0.5 | 0 |  | --> | C39 ex COLLEGE PARK | College Park [T101,T102,T103] | COLLEGE PARK |  | 53.4102 | -6.371
001056 | MV/LV Substation KI***056 |  | 10 kV | _ | LV | 400 kVA :Kiosk Substation | 0.4 | --> | 0.4 | 0 | 0 | Constrained, otherwise capacity available =262 kVA | --> | 0.38 | 0 | 0.056 | 0.319 | 0 |  | --> | C14 ex LOUGHLINSTOWN | Loughlinstown [T41,T42] | CARRICKMINES |  | 53.2575 | -6.1241
004315Y | MV/LV Substation BO***315Y |  | 10 kV | _ | LV | 400 kVA :Kiosk Substation | 0.4 | --> | 0.4 | 0.369 | 18.08 |  | --> | 0.38 | 0 | 0.011 | 0.368 | 0 |  | --> | C22 ex ARKLOW | Arklow [T101,T102] | ARKLOW |  | 52.7893 | -6.1721
220997 | MV/LV Substation MI***997 |  | 20 kV | _ | LV | 50 kVA :Pole Substation | 0.05 | --> | 0.05 | 0.035 | 1.36 |  | --> | 0.048 | 0 | 0 | 0 | 0 | Constrained, otherwise capacity available =45 kW | --> | C12 ex CROSSMOLINA | Crossmolina [T41,T42] | MOY |  | 54.1625 | -9.3451
1364044 | MV/LV Substation NE***4044 |  | 10 kV | _ | LV | 50 kVA :Pole Substation | 0.05 | --> | 0.05 | 0 | 0 | Constrained, otherwise capacity available =50 kVA | --> | 0.048 | 0 | 0 | 0 | 0 | Constrained, otherwise capacity available =48 kW | --> | C19 ex ROSCOMMON | Roscommon [T41,T42] | LANESBORO |  | 53.6947 | -8.3375
0934124 | MV/LV Substation CR***4124 |  | 10 kV | _ | LV | 400 kVA :Kiosk Substation | 0.4 | --> | 0.4 | 0 | 0 | Constrained, otherwise capacity available =354 kVA | --> | 0.38 | 0 | 0.003 | 0.372 | 0 |  | --> | C20 ex POPPINTREE | Poppintree [T101,T102] | FINGLAS |  | 53.4017 | -6.2782
4174068 | MV/LV Substation RO***4068 |  | 20 kV | _ | LV | 50 kVA :Pole Substation | 0.05 | --> | 0.05 | 0.05 | 8.5 |  | --> | 0.048 | 0 | 0 | 0 | 0 | Constrained, otherwise capacity available =48 kW | --> | E14 ex ARIGNA | Arigna [T121] | ARIGNA |  | 54.086 | -8.1293
067217Z | MV/LV Substation CL***217Z |  | 10 kV | _ | LV | 400 kVA :Building Structure | 0.4 | --> | 0.4 | 0 | 0 | Constrained, otherwise capacity available =340 kVA | --> | 0.38 | 0 | 0.05 | 0 | 0 | Constrained, otherwise capacity available =335 kW | --> | C14 ex DOCK ROAD | Dock Road [T41,T42] | LIMERICK |  | 52.6697 | -8.6993
068965 | MV/LV Substation CR***965 |  | 10 kV | _ | LV | 630 kVA :Building Structure | 0.63 | --> | 0.63 | 0.5 | 11.14 |  | --> | 0.598 | 0 | 0 | 0.5 | 0 |  | --> | C24 ex CABRA | Cabra [T101,T102] | FINGLAS |  | 53.3642 | -6.2724
1654080 | MV/LV Substation FE***4080 |  | 10 kV | _ | LV | 200 kVA :Kiosk Substation | 0.2 | --> | 0.2 | 0 | 0 | Constrained, otherwise capacity available =200 kVA | --> | 0.19 | 0 | 0 | 0 | 0 | Constrained, otherwise capacity available =190 kW | --> | C15 ex CLONAKILTY | Clonakilty [T41,T42] | DUNMANWAY |  | 51.6229 | -8.9019
037141 | MV/LV Substation E ***141 |  | 10 kV | _ | LV | 100 kVA :Pole Substation | 0.1 | --> | 0.1 | 0.051 | 13.05 |  | --> | 0.095 | 0 | 0.01 | 0.081 | 0 |  | --> | C12 ex ENNIS | Ennis [T101,T102] | ENNIS |  | 52.8404 | -8.9749
426646 | MV/LV Substation MA***646 |  | 20 kV | _ | LV | 200 kVA :Pole Substation | 0.2 | --> | 0.2 | 0 | 0 | Constrained, otherwise capacity available =94 kVA | --> | 0.19 | 0 | 0.014 | 0 | 0 | Constrained, otherwise capacity available =165 kW | --> | E16 ex DINGLE | Dingle [T421,T422] | OUGHTRAGH |  | 52.1389 | -10.2663
0934026 | MV/LV Substation AI***4026 |  | 10 kV | _ | LV | 1000 kVA :Building Structure | 1 | --> | 1 | 0 | 0 | Constrained, otherwise capacity available =809 kVA | --> | 0.95 | 0 | 0 | 0.5 | 0 |  | --> | C19 ex KILMORE | Kilmore [T101,T102,T103] | FINGLAS |  | 53.4056 | -6.2365
005052Y | MV/LV Substation RA***052Y |  | 10 kV | _ | LV | 400 kVA :Kiosk Substation | 0.4 | --> | 0.4 | 0 | 0 | Constrained, otherwise capacity available =344 kVA | --> | 0.38 | 0 | 0.018 | 0 | 0 | Constrained, otherwise capacity available =359 kW | --> | C11 ex GARDEN CITY | Garden City [T41,T42] | ARKLOW |  | 52.6832 | -6.291
068197X | MV/LV Substation GR***197X |  | 10 kV | _ | LV | 630 kVA :Building Structure | 0.63 | --> | 0.63 | 0.268 | 2.6 |  | --> | 0.598 | 0 | 0 | 0.5 | 0 |  | --> | C29 ex WOLFE TONE STREET | Wolfe Tone Street [T101,T102] | FINGLAS |  | 53.3515 | -6.2598
365069 | MV/LV Substation SL***069 |  | 10 kV | _ | LV | 100 kVA :Pole Substation | 0.1 | --> | 0.1 | 0 | 0 | Constrained, otherwise capacity available =98 kVA | --> | 0.095 | 0 | 0 | 0.095 | 0 |  | --> | C15 ex SAGGART | Saggart [T41,T42] | GRANGE CASTLE |  | 53.2721 | -6.4479
004463Y | MV/LV Substation LE***463Y |  | 10 kV | _ | LV | 400 kVA :Kiosk Substation | 0.4 | --> | 0.4 | 0.382 | 18.08 |  | --> | 0.38 | 0 | 0 | 0.378 | 0 |  | --> | C22 ex ARKLOW | Arklow [T101,T102] | ARKLOW |  | 52.7886 | -6.1766
0634182 | MV/LV Substation BA***4182 |  | 10 kV | _ | LV | 200 kVA :Pole Substation | 0.2 | --> | 0.2 | 0 | 0 | Constrained, otherwise capacity available =190 kVA | --> | 0.19 | 0 | 0 | 0 | 0 | Constrained, otherwise capacity available =189 kW | --> | C15 ex STICKILLEN | Stickillen [T41,T42] | DRYBRIDGE |  | 53.8219 | -6.5559
042089Y | MV/LV Substation MA***089Y |  | 10 kV | _ | LV | 50 kVA :Pole Substation | 0.05 | --> | 0.05 | 0 | 0 | Constrained, otherwise capacity available =50 kVA | --> | 0.048 | 0 | 0 | 0 | 0 | Constrained, otherwise capacity available =47 kW | --> | C18 ex KNOCKAPHUNTA | Knockaphunta [T41,T42] | CASTLEBAR |  | 53.854 | -9.335
495584X | MV/LV Substation TH***584X |  | 20 kV | _ | LV | 200 kVA :Kiosk Substation | 0.2 | --> | 0.2 | 0.183 | 1.5 |  | --> | 0.19 | 0 | 0.005 | 0.184 | 0 |  | --> | E17 ex ACHILL | Achill [T422] | CARROWBEG |  | 53.927 | -9.9299
029085 | MV/LV Substation BE***085 |  | 10 kV | _ | LV | 630 kVA :Building Structure | 0.63 | --> | 0.63 | 0 | 0 | Constrained, otherwise capacity available =630 kVA | --> | 0.598 | 0 | 0 | 0 | 0 | Constrained, otherwise capacity available =598 kW | --> | C17 ex CARRIGSHANE | Carrigshane [T41] | MIDLETON |  | 51.8973 | -8.1617
066176Y | MV/LV Substation MA***176Y |  | 20 kV | _ | LV | 200 kVA :Kiosk Substation | 0.2 | --> | 0.2 | 0 | 0 | Constrained, otherwise capacity available =138 kVA | --> | 0.19 | 0 | 0.009 | 0 | 0 | Constrained, otherwise capacity available =175 kW | --> | E17 ex BALTRASNA | Baltrasna [T121,T122] | BALTRASNA |  | 53.5152 | -6.5421
001011 | MV/LV Substation DU***011 |  | 10 kV | _ | LV | 630 kVA :Kiosk Substation | 0.63 | --> | 0.63 | 0.407 | 4.37 |  | --> | 0.598 | 0 | 0.01 | 0.5 | 0 |  | --> | C18 ex DUN LAOGHAIRE | Dun Laoghaire [T41,T42] | BLACKROCK |  | 53.2945 | -6.1474
006666 | MV/LV Substation RO***666 |  | 10 kV | _ | LV | 400 kVA :Kiosk Substation | 0.4 | --> | 0.4 | 0.334 | 4.38 |  | --> | 0.38 | 0 | 0 | 0.371 | 0 |  | --> | E11 ex CRANE | Crane [T122] | CRANE |  | 52.5246 | -6.5561
068501 | MV/LV Substation SE***501 |  | 10 kV | _ | LV | 630 kVA :Building Structure | 0.63 | --> | 0.63 | 0 | 0 | Constrained, otherwise capacity available =317 kVA | --> | 0.598 | 0 | 0.048 | 0.5 | 0 |  | --> | C14 ex CLONTARF | Clontarf [T42] | FINGLAS |  | 53.3673 | -6.1883
082113Z | MV/LV Substation AT***113Z |  | 10 kV | _ | LV | 630 kVA :Kiosk Substation | 0.63 | --> | 0.63 | 0 | 0 | Constrained, otherwise capacity available =509 kVA | --> | 0.598 | 0 | 0.031 | 0 | 0 | Constrained, otherwise capacity available =559 kW | --> | C30 ex ACADEMY STREET | Academy Street [T421,T422,T44] | NAVAN |  | 53.649 | -6.6619
116019 | MV/LV Substation LO***019 |  | 10 kV | _ | LV | 200 kVA :Kiosk Substation | 0.2 | --> | 0.2 | 0.105 | 7.32 |  | --> | 0.19 | 0 | 0.01 | 0.169 | 0 |  | --> | C11 ex CARROWBEG | Carrowbeg [T41,T42] | CARROWBEG |  | 53.7989 | -9.5507
031116 | MV/LV Substation MA***116 |  | 10 kV | _ | LV | 50 kVA :Pole Substation | 0.05 | --> | 0.05 | 0 | 0 | Constrained, otherwise capacity available =39 kVA | --> | 0.048 | 0 | 0.019 | 0 | 0 | Constrained, otherwise capacity available =32 kW | --> | C17 ex COLLIGAN | Colligan [T41,T42] | DUNGARVAN |  | 52.0905 | -7.6559
426788 | MV/LV Substation MO***788 |  | 20 kV | _ | LV | 400 kVA :Kiosk Substation | 0.4 | --> | 0.4 | 0 | 0 | Constrained, otherwise capacity available =367 kVA | --> | 0.38 | 0 | 0.008 | 0 | 0 | Constrained, otherwise capacity available =370 kW | --> | E12 ex DINGLE | Dingle [T421,T422] | OUGHTRAGH |  | 52.1488 | -10.2582
067061Z | MV/LV Substation LO***061Z |  | 10 kV | _ | LV | 400 kVA :Kiosk Substation | 0.4 | --> | 0.4 | 0 | 0 | Constrained, otherwise capacity available =378 kVA | --> | 0.38 | 0 | 0.008 | 0 | 0 | Constrained, otherwise capacity available =371 kW | --> | C11 ex CORBALLY | Corbally [T41,T42] | ARDNACRUSHA |  | 52.675 | -8.6063
2484230 | MV/LV Substation CH***4230 |  | 20 kV | _ | LV | 400 kVA :Kiosk Substation | 0.4 | --> | 0.4 | 0 | 0 | Constrained, otherwise capacity available =309 kVA | --> | 0.38 | 0 | 0.016 | 0 | 0 | Constrained, otherwise capacity available =356 kW | --> | E19 ex KILCOCK | Kilcock [T421,T422] | GRIFFINRATH |  | 53.4015 | -6.67
051303 | MV/LV Substation CL***303 |  | 10 kV | _ | LV | 100 kVA :Pole Substation | 0.1 | --> | 0.1 | 0.064 | 2.22 |  | --> | 0.095 | 0 | 0.009 | 0.083 | 0 |  | --> | E14 ex CLARA | Clara [T421,T422] | THORNSBERRY |  | 53.3448 | -7.5935
093420Z | MV/LV Substation RE***420Z |  | 10 kV | _ | LV | 400 kVA :Kiosk Substation | 0.4 | --> | 0.4 | 0 | 0 | Constrained, otherwise capacity available =370 kVA | --> | 0.38 | 0 | 0 | 0.376 | 0 |  | --> | C12 ex GRANGE (DR) | Grange (dr) [T41,T42] | GRANGE (DR) |  | 53.4021 | -6.141
119006 | MV/LV Substation AL***006 |  | 10 kV | _ | LV | 100 kVA :Pole Substation | 0.1 | --> | 0.1 | 0.09 | 4.16 |  | --> | 0.095 | 0 | 0 | 0.094 | 0 |  | --> | C22 ex NEWMARKET (SR) | Newmarket (sr) [T41,T42] | GLENLARA |  | 52.1904 | -8.9658
066286Z | MV/LV Substation DU***286Z |  | 20 kV | _ | LV | 630 kVA :Kiosk Substation | 0.63 | --> | 0.63 | 0 | 0 | Constrained, otherwise capacity available =556 kVA | --> | 0.598 | 0 | 0 | 0 | 0 | Constrained, otherwise capacity available =588 kW | --> | E17 ex BALTRASNA | Baltrasna [T121,T122] | BALTRASNA |  | 53.5068 | -6.5366
281643Z | MV/LV Substation VI***643Z |  | 10 kV | _ | LV | 630 kVA :Building Structure | 0.63 | --> | 0.63 | 0 | 0 | Constrained, otherwise capacity available =466 kVA | --> | 0.598 | 0 | 0 | 0 | 0 | Constrained, otherwise capacity available =576 kW | --> | C14 ex DENNEHYS CROSS | Dennehys Cross [T41,T42] | TRABEG |  | 51.8928 | -8.5027
016251Z | MV/LV Substation GR***251Z |  | 20 kV | _ | LV | 630 kVA :Building Structure | 0.63 | --> | 0.63 | 0 | 0 | Constrained, otherwise capacity available =586 kVA | --> | 0.598 | 0 | 0 | 0 | 0 | Constrained, otherwise capacity available =592 kW | --> | E58 ex GRANGE CASTLE |  |  |  | 53.2948 | -6.4751
012105Y | MV/LV Substation CA***105Y |  | 10 kV | _ | LV | 630 kVA :Kiosk Substation | 0.63 | --> | 0.63 | 0 | 0 | Constrained, otherwise capacity available =463 kVA | --> | 0.598 | 0 | 0.004 | 0 | 0 | Constrained, otherwise capacity available =572 kW | --> | C19 ex POLLERTON | Pollerton [T41,T42] | CARLOW |  | 52.8267 | -6.9231
001814 | MV/LV Substation MA***814 |  | 10 kV | _ | LV | 630 kVA :Building Structure | 0.63 | --> | 0.63 | 0.5 | 1.55 |  | --> | 0.598 | 0 | 0 | 0.5 | 0 |  | --> | C17 ex MONKSTOWN | Monkstown [T41,T42] | BLACKROCK |  | 53.2993 | -6.1737
021483Z | MV/LV Substation CO***483Z |  | 10 kV | _ | LV | 630 kVA :Building Structure | 0.63 | --> | 0.63 | 0 | 0 | Constrained, otherwise capacity available =600 kVA | --> | 0.598 | 0 | 0 | 0.5 | 0 |  | --> | C27 ex KILBARRY | Kilbarry [T101,T43] | KILBARRY |  | 51.9198 | -8.477
039366 | MV/LV Substation AR***366 |  | 10 kV | _ | LV | 400 kVA :Kiosk Substation | 0.4 | --> | 0.4 | 0.383 | 11.03 |  | --> | 0.38 | 0 | 0 | 0.378 | 0 |  | --> | C19 ex SALTHILL | Salthill [T101,T102] | SALTHILL |  | 53.2578 | -9.0882
082077Z | MV/LV Substation HO***077Z |  | 20 kV | _ | LV | 50 kVA :Pole Substation | 0.05 | --> | 0.05 | 0 | 0 | Constrained, otherwise capacity available =22 kVA | --> | 0.048 | 0 | 0.01 | 0 | 0 | Constrained, otherwise capacity available =36 kW | --> | E17 ex ACADEMY STREET | Academy Street [T421,T422,T44] | NAVAN |  | 53.5953 | -6.7301
036157Y | MV/LV Substation CL***157Y |  | 20 kV | _ | LV | 50 kVA :Pole Substation | 0.05 | --> | 0.05 | 0 | 0 | Constrained, otherwise capacity available =38 kVA | --> | 0.048 | 0 | 0.02 | 0 | 0 | Constrained, otherwise capacity available =31 kW | --> | E20 ex GARRANACANTY | Garranacanty [T421,T422] | TIPPERARY |  | 52.4852 | -7.9622
001817 | MV/LV Substation CR***817 |  | 10 kV | _ | LV | 400 kVA :Kiosk Substation | 0.4 | --> | 0.4 | 0 | 0 | Constrained, otherwise capacity available =330 kVA | --> | 0.38 | 0 | 0.022 | 0.354 | 0 |  | --> | C11 ex LOUGHLINSTOWN | Loughlinstown [T41,T42] | CARRICKMINES |  | 53.2458 | -6.1214
0684161 | MV/LV Substation DA***4161 |  | 10 kV | _ | LV | 1000 kVA :Building Structure | 1 | --> | 1 | 0.5 | 1.37 |  | --> | 0.95 | 0 | 0 | 0.5 | 0 |  | --> | C20 ex SOUTH KING STREET | South King Street [T41,T42] | FRANCIS STREET |  | 53.3416 | -6.2573
027590X | MV/LV Substation AU***590X |  | 20 kV | _ | LV | 100 kVA :Pole Substation | 0.1 | --> | 0.1 | 0.094 | 7.79 |  | --> | 0.095 | 0 | 0 | 0 | 0 | Constrained, otherwise capacity available =94 kW | --> | E12 ex DUNMANWAY | Dunmanway [T422,T43] | DUNMANWAY |  | 51.6528 | -9.3418
015758X | MV/LV Substation ES***758X |  | 10 kV | _ | LV | 400 kVA :Kiosk Substation | 0.4 | --> | 0.4 | 0 | 0 | Constrained, otherwise capacity available =285 kVA | --> | 0.38 | 0 | 0.041 | 0 | 0 | Constrained, otherwise capacity available =334 kW | --> | C17 ex NAAS | Naas [T41,T42] | KILTEEL |  | 53.2053 | -6.6685
204312 | MV/LV Substation RI***312 |  | 20 kV | _ | LV | 100 kVA :Pole Substation | 0.1 | --> | 0.1 | 0 | 0 | Constrained, otherwise capacity available =69 kVA | --> | 0.095 | 0 | 0 | 0 | 0 | Constrained, otherwise capacity available =91 kW | --> | E13 ex CARNDONAGH | Carndonagh [T421,T422] | TRILLICK |  | 55.2619 | -7.4191
055723 | MV/LV Substation RO***723 |  | 10 kV | _ | LV | 50 kVA :Pole Substation | 0.05 | --> | 0.05 | 0 | 0 | Constrained, otherwise capacity available =6 kVA | --> | 0.048 | 0 | 0 | 0 | 0 | Constrained, otherwise capacity available =41 kW | --> | C17 ex ROSCREA | Roscrea [T41,T42] | IKERRIN |  | 52.9591 | -7.7557
065014 | MV/LV Substation HA***014 |  | 10 kV | _ | LV | 400 kVA :Kiosk Substation | 0.4 | --> | 0.4 | 0 | 0 | Constrained, otherwise capacity available =332 kVA | --> | 0.38 | 0 | 0 | 0.371 | 0 |  | --> | C24 ex STEPHENSTOWN | Stephenstown [T101,T102] | FINGLAS |  | 53.6048 | -6.1749
253080Y | MV/LV Substation TH***080Y |  | 10 kV | _ | LV | 200 kVA :Kiosk Substation | 0.2 | --> | 0.2 | 0 | 0 | Constrained, otherwise capacity available =138 kVA | --> | 0.19 | 0 | 0.005 | 0 | 0 | Constrained, otherwise capacity available =178 kW | --> | C15 ex TUAM NORTH | Tuam North [T41,T42] | CLOON |  | 53.5082 | -8.8685
149286X | MV/LV Substation CA***286X |  | 10 kV | _ | LV | 400 kVA :Building Structure | 0.4 | --> | 0.4 | 0 | 0 | Constrained, otherwise capacity available =137 kVA | --> | 0.38 | 0 | 0 | 0 | 0 | Constrained, otherwise capacity available =342 kW | --> | C13 ex DONEGAL | Donegal [T41,T42] | CATHALEENS FALL |  | 54.6882 | -8.0674
032116Y | MV/LV Substation PI***116Y |  | 20 kV | _ | LV | 50 kVA :Pole Substation | 0.05 | --> | 0.05 | 0 | 0 | Constrained, otherwise capacity available =30 kVA | --> | 0.048 | 0 | 0 | 0 | 0 | Constrained, otherwise capacity available =45 kW | --> | C19 ex TRAMORE | Tramore [T41,T42] | BUTLERSTOWN |  | 52.1853 | -7.1308
074202X | MV/LV Substation LI***202X |  | 10 kV | _ | LV | 630 kVA :Kiosk Substation | 0.63 | --> | 0.63 | 0 | 0 | Constrained, otherwise capacity available =514 kVA | --> | 0.598 | 0 | 0.014 | 0 | 0 | Constrained, otherwise capacity available =572 kW | --> | C14 ex CARRICK ON SHANNON | Carrick On Shannon [T41,T42] | CARRICK ON SHANNON |  | 53.9535 | -8.0856
082439Y | MV/LV Substation RE***439Y |  | 20 kV | _ | LV | 630 kVA :Building Structure | 0.63 | --> | 0.63 | 0 | 0 | Constrained, otherwise capacity available =567 kVA | --> | 0.598 | 0 | 0.525 | 0 | 0 | Constrained, otherwise capacity available =201 kW | --> | E11 ex ACADEMY STREET | Academy Street [T421,T422,T44] | NAVAN |  | 53.6191 | -6.5995
039779X | MV/LV Substation RO***779X |  | 10 kV | _ | LV | 50 kVA :Pole Substation | 0.05 | --> | 0.05 | 0 | 0 | Constrained, otherwise capacity available =44 kVA | --> | 0.048 | 0 | 0 | 0.047 | 0 |  | --> | C24 ex GALWAY 110KV | Galway 110kv [T102,T103] | GALWAY 110KV |  | 53.2706 | -8.9917
253097Y | MV/LV Substation N1***097Y |  | 10 kV | _ | LV | 1000 kVA :Building Structure | 1 | --> | 1 | 0 | 0 | Constrained, otherwise capacity available =852 kVA | --> | 0.95 | 0 | 0 | 0 | 0 | Constrained, otherwise capacity available =930 kW | --> | C15 ex TUAM NORTH | Tuam North [T41,T42] | CLOON |  | 53.5068 | -8.8819
0064301 | MV/LV Substation CH***4301 |  | 20 kV | _ | LV | 630 kVA :Kiosk Substation | 0.63 | --> | 0.63 | 0.5 | 4.38 |  | --> | 0.598 | 0 | 0 | 0.5 | 0 |  | --> | E13 ex CRANE | Crane [T122] | CRANE |  | 52.4492 | -6.3539
184240X | MV/LV Substation LI***240X |  | 10 kV | _ | LV | 400 kVA :Kiosk Substation | 0.4 | --> | 0.4 | 0.302 | 3.38 |  | --> | 0.38 | 0 | 0 | 0 | 0 | Constrained, otherwise capacity available =366 kW | --> | C13 ex CASTLEBLAYNEY | Castleblayney [T41,T42] | DUNDALK |  | 54.1235 | -6.7432
2814227 | MV/LV Substation NA***4227 |  | 10 kV | _ | LV | 1000 kVA :Building Structure | 1 | --> | 1 | 0.5 | 4.67 |  | --> | 0.95 | 0 | 0 | 0.5 | 0 |  | --> | C26 ex CENTRE PARK ROAD | Marina [T105,T106] | MARINA |  | 51.8978 | -8.461
069789 | MV/LV Substation SA***789 |  | 10 kV | _ | LV | 630 kVA :Building Structure | 0.63 | --> | 0.63 | 0 | 0 | Constrained, otherwise capacity available =576 kVA | --> | 0.598 | 0 | 0.01 | 0.5 | 0 |  | --> | C14 ex DONNYBROOK | Donnybrook [T41,T42] | MILLTOWN (DR) |  | 53.32 | -6.2154
138055 | MV/LV Substation LI***055 |  | 10 kV | _ | LV | 100 kVA :Pole Substation | 0.1 | --> | 0.1 | 0.087 | 2.18 |  | --> | 0.095 | 0 | 0.005 | 0 | 0 | Constrained, otherwise capacity available =89 kW | --> | C24 ex BAILIEBORO | Bailieboro [T41,T42] | MEATH HILL |  | 53.9126 | -6.9784
0894179 | MV/LV Substation FR***4179 |  | 20 kV | _ | LV | 33 kVA :Pole Substation | 0.033 | --> | 0.033 | 0.031 | 3.56 |  | --> | 0.031 | 0 | 0 | 0 | 0 | Constrained, otherwise capacity available =31 kW | --> | E22 ex ENNISCRONE | Enniscrone [T421,T422] | MOY |  | 54.2127 | -9.0779
029003 | MV/LV Substation BA***003 |  | 10 kV | _ | LV | 200 kVA :Pole Substation | 0.2 | --> | 0.2 | 0 | 0 | Constrained, otherwise capacity available =48 kVA | --> | 0.19 | 0 | 0.007 | 0 | 0 | Constrained, otherwise capacity available =163 kW | --> | C17 ex CARRIGSHANE | Carrigshane [T41] | MIDLETON |  | 51.8989 | -8.1648
165640X | MV/LV Substation IN***640X |  | 10 kV | _ | LV | 50 kVA :Pole Substation | 0.05 | --> | 0.05 | 0 | 0 | Constrained, otherwise capacity available =43 kVA | --> | 0.048 | 0 | 0.004 | 0 | 0 | Constrained, otherwise capacity available =44 kW | --> | C14 ex CLONAKILTY | Clonakilty [T41,T42] | DUNMANWAY |  | 51.5986 | -8.8743
069092 | MV/LV Substation VO***092 |  | 10 kV | _ | LV | 400 kVA :Building Structure | 0.4 | --> | 0.4 | 0.4 | 3 |  | --> | 0.38 | 0 | 0 | 0.38 | 0 |  | --> | C40 ex INCHICORE CENTRAL | Inchicore Central [T43,T45] | INCHICORE 220KV |  | 53.3254 | -6.3433
013415X | MV/LV Substation TU***415X |  | 10 kV | _ | LV | 50 kVA :Pole Substation | 0.05 | --> | 0.05 | 0.043 | 0.12 |  | --> | 0.048 | 0 | 0.02 | 0.032 | 0 |  | --> | C21 ex ATHY | Athy [T101,T102] | ATHY |  | 52.9701 | -7.101
039626X | MV/LV Substation CA***626X |  | 10 kV | _ | LV | 200 kVA :Kiosk Substation | 0.2 | --> | 0.2 | 0 | 0 | Constrained, otherwise capacity available =197 kVA | --> | 0.19 | 0 | 0.02 | 0 | 0 | Constrained, otherwise capacity available =175 kW | --> | C20 ex ORANMORE | Oranmore [T41,T44] | GALWAY 110KV |  | 53.3191 | -8.9082
066404X | MV/LV Substation BE***404X |  | 20 kV | _ | LV | 50 kVA :Pole Substation | 0.05 | --> | 0.05 | 0 | 0 | Constrained, otherwise capacity available =34 kVA | --> | 0.048 | 0 | 0 | 0 | 0 | Constrained, otherwise capacity available =45 kW | --> | E15 ex BATTER LANE TEMPORARY | Batter Lane Temporary 38kv [T421] | GLASMORE |  | 53.4976 | -6.1511
011397X | MV/LV Substation IN***397X |  | 10 kV | _ | LV | 100 kVA :Pole Substation | 0.1 | --> | 0.1 | 0.1 | 2.8 |  | --> | 0.095 | 0 | 0.042 | 0 | 0 | Constrained, otherwise capacity available =64 kW | --> | C13 ex PURCELLS INCH | Purcells Inch [T41,T42] | KILKENNY |  | 52.6411 | -7.2156
365250X | MV/LV Substation WO***250X |  | 10 kV | _ | LV | 400 kVA :Kiosk Substation | 0.4 | --> | 0.4 | 0 | 0 | Constrained, otherwise capacity available =226 kVA | --> | 0.38 | 0 | 0.028 | 0.335 | 0 |  | --> | C34 ex CLONDALKIN | Clondalkin [T41,T42,T44] | INCHICORE 220KV |  | 53.3213 | -6.3777
042043 | MV/LV Substation MA***043 |  | 10 kV | _ | LV | 630 kVA :Kiosk Substation | 0.63 | --> | 0.63 | 0.5 | 1.93 |  | --> | 0.598 | 0 | 0 | 0 | 0 | Constrained, otherwise capacity available =582 kW | --> | C13 ex TURLOUGH ROAD | Turlough Road [T41,T42] | CASTLEBAR |  | 53.8561 | -9.2982
154317 | MV/LV Substation WH***317 |  | 10 kV | _ | LV | 400 kVA :Kiosk Substation | 0.4 | --> | 0.4 | 0 | 0 | Constrained, otherwise capacity available =288 kVA | --> | 0.38 | 0 | 0.005 | 0 | 0 | Constrained, otherwise capacity available =361 kW | --> | C18 ex COOLMINE | Coolmine [T41,T42] | FINGLAS |  | 53.3898 | -6.4034
064072Z | MV/LV Substation SC***072Z |  | 10 kV | _ | LV | 630 kVA :Building Structure | 0.63 | --> | 0.63 | 0 | 0 | Constrained, otherwise capacity available =508 kVA | --> | 0.598 | 0 | 0 | 0 | 0 | Constrained, otherwise capacity available =582 kW | --> | C17 ex MORNINGTON ROAD | Mornington Road [T41,T42] | DRYBRIDGE |  | 53.7134 | -6.3446
025001 | MV/LV Substation BA***001 |  | 10 kV | _ | LV | 400 kVA :Kiosk Substation | 0.4 | --> | 0.4 | 0.19 | 2.96 |  | --> | 0.38 | 0 | 0 | 0 | 0 | Constrained, otherwise capacity available =350 kW | --> | E17 ex CHARLEVILLE | Charleville [T421,T422] | CHARLEVILLE |  | 52.3543 | -8.6846
068987 | MV/LV Substation GE***987 |  | 10 kV | _ | LV | 630 kVA :Building Structure | 0.63 | --> | 0.63 | 0.5 | 9.02 |  | --> | 0.598 | 0 | 0 | 0.5 | 0 |  | --> | C17 ex MISERY HILL | Misery Hill [T101,T102] | POOLBEG |  | 53.3473 | -6.2522
2354017 | MV/LV Substation FA***4017 |  | 20 kV | _ | LV | 50 kVA :Pole Substation | 0.05 | --> | 0.05 | 0 | 0 | Constrained, otherwise capacity available =37 kVA | --> | 0.048 | 0 | 0.01 | 0 | 0 | Constrained, otherwise capacity available =38 kW | --> | E13 ex BEALNABLATH | Bealnablath [T421] | BANDON |  | 51.7805 | -8.8288
001155X | MV/LV Substation RI***155X |  | 10 kV | _ | LV | 400 kVA :Building Structure | 0.4 | --> | 0.4 | 0 | 0 | Constrained, otherwise capacity available =276 kVA | --> | 0.38 | 0 | 0 | 0.363 | 0 |  | --> | C13 ex LOUGHLINSTOWN | Loughlinstown [T41,T42] | CARRICKMINES |  | 53.2513 | -6.1238
164793X | MV/LV Substation TR***793X |  | 10 kV | _ | LV | 50 kVA :Pole Substation | 0.05 | --> | 0.05 | 0 | 0 | Constrained, otherwise capacity available =47 kVA | --> | 0.048 | 0 | 0 | 0 | 0 | Constrained, otherwise capacity available =47 kW | --> | C17 ex SKIBBEREEN | Skibbereen [T41,T42] | DUNMANWAY |  | 51.5068 | -9.2612
265745X | MV/LV Substation DO***745X |  | 20 kV | _ | LV | 200 kVA :Pole Substation | 0.2 | --> | 0.2 | 0.066 | 0.07 | Constrained, otherwise capacity available =197 kVA | --> | 0.19 | 0 | 0 | 0 | 0 | Constrained, otherwise capacity available =190 kW | --> | E15 ex BALLYCONNELL | Ballyconnell [T421,T422] | GORTAWEE |  | 54.1186 | -7.5836
002056X | MV/LV Substation PA***056X |  | 10 kV | _ | LV | 630 kVA :Building Structure | 0.63 | --> | 0.63 | 0.5 | 4.51 |  | --> | 0.598 | 0 | 0 | 0.5 | 0 |  | --> | C20 ex BOGHALL ROAD | Boghall Road [T41,T42] | FASSAROE |  | 53.1858 | -6.0986
034577X | MV/LV Substation LA***577X |  | 10 kV | _ | LV | 50 kVA :Pole Substation | 0.05 | --> | 0.05 | 0.045 | 0.95 |  | --> | 0.048 | 0 | 0 | 0 | 0 | Constrained, otherwise capacity available =47 kW | --> | C18 ex SPA ROAD | Spa Road [T41,T42] | DOON |  | 52.3607 | -7.6614
196433 | MV/LV Substation PO***433 |  | 20 kV | _ | LV | 50 kVA :Pole Substation | 0.05 | --> | 0.05 | 0.046 | 0.33 |  | --> | 0.048 | 0 | 0 | 0 | 0 | Constrained, otherwise capacity available =47 kW | --> | E31 ex TRIM | Trim [T421] | NAVAN |  | 53.5533 | -6.9021
015466X | MV/LV Substation GL***466X |  | 20 kV | _ | LV | 50 kVA :Pole Substation | 0.05 | --> | 0.05 | 0 | 0 | Constrained, otherwise capacity available =43 kVA | --> | 0.048 | 0 | 0.005 | 0 | 0 | Constrained, otherwise capacity available =43 kW | --> | E13 ex BLESSINGTON | Blessington [T421,T422] | KILTEEL |  | 53.1479 | -6.5603
025605Y | MV/LV Substation SM***605Y |  | 10 kV | _ | LV | 400 kVA :Kiosk Substation | 0.4 | --> | 0.4 | 0.335 | 2.96 |  | --> | 0.38 | 0 | 0.01 | 0 | 0 | Constrained, otherwise capacity available =364 kW | --> | E17 ex CHARLEVILLE | Charleville [T421,T422] | CHARLEVILLE |  | 52.3538 | -8.6849
035988X | MV/LV Substation CA***988X |  | 10 kV | _ | LV | 50 kVA :Pole Substation | 0.05 | --> | 0.05 | 0.05 | 6.17 |  | --> | 0.048 | 0 | 0 | 0 | 0 | Constrained, otherwise capacity available =47 kW | --> | C22 ex CAHIR | Cahir [T41,T42] | CAHIR |  | 52.3625 | -7.9358
0674002 | MV/LV Substation SA***4002 |  | 10 kV | _ | LV | 400 kVA :Kiosk Substation | 0.4 | --> | 0.4 | 0 | 0 | Constrained, otherwise capacity available =400 kVA | --> | 0.38 | 0 | 0 | 0 | 0 | Constrained, otherwise capacity available =380 kW | --> | C17 ex CORBALLY | Corbally [T41,T42] | ARDNACRUSHA |  | 52.6682 | -8.6157
138025X | MV/LV Substation FO***025X |  | 10 kV | _ | LV | 400 kVA :Kiosk Substation | 0.4 | --> | 0.4 | 0.372 | 2.18 |  | --> | 0.38 | 0 | 0.003 | 0 | 0 | Constrained, otherwise capacity available =374 kW | --> | C24 ex BAILIEBORO | Bailieboro [T41,T42] | MEATH HILL |  | 53.9164 | -6.9736
281731Z | MV/LV Substation AS***731Z |  | 10 kV | _ | LV | 50 kVA :Pole Substation | 0.05 | --> | 0.05 | 0 | 0 | Constrained, otherwise capacity available =35 kVA | --> | 0.048 | 0 | 0 | 0 | 0 | Constrained, otherwise capacity available =45 kW | --> | C17 ex TOGHER | Togher [T41,T42] | TRABEG |  | 51.871 | -8.4803
0684615 | MV/LV Substation O ***4615 |  | 10 kV | _ | LV | 1000 kVA :Building Structure | 1 | --> | 1 | 0.5 | 4.6 |  | --> | 0.95 | 0 | 0 | 0.5 | 0 |  | --> | C11 ex KINGSBRIDGE | Kingsbridge [T41,T42] | INCHICORE 220KV |  | 53.3535 | -6.2947
046578 | MV/LV Substation KI***578 |  | 10 kV | _ | LV | 50 kVA :Pole Substation | 0.05 | --> | 0.05 | 0.041 | 5.78 |  | --> | 0.048 | 0 | 0.029 | 0.025 | 0 |  | --> | C20 ex OAKFIELD | Oakfield [T41,T42] | SLIGO |  | 54.2684 | -8.5242
064953Y | MV/LV Substation BO***953Y |  | 10 kV | _ | LV | 200 kVA :Kiosk Substation | 0.2 | --> | 0.2 | 0 | 0 | Constrained, otherwise capacity available =131 kVA | --> | 0.19 | 0 | 0.013 | 0 | 0 | Constrained, otherwise capacity available =171 kW | --> | C18 ex DRYBRIDGE | Drybridge [T41,T42] | DRYBRIDGE |  | 53.721 | -6.3859
139835X | MV/LV Substation KI***835X |  | 10 kV | _ | LV | 630 kVA :Kiosk Substation | 0.63 | --> | 0.63 | 0 | 4 |  | --> | 0.598 | 0 | 0.003 | 0 | 0 | Constrained, otherwise capacity available =578 kW | --> | C17 ex BALLYJAMESDUFF | Ballyjamesduff [T41,T42] | SHANKILL |  | 53.8797 | -7.2678
039952X | MV/LV Substation OR***952X |  | 10 kV | _ | LV | 400 kVA :Building Structure | 0.4 | --> | 0.4 | 0 | 0 | Constrained, otherwise capacity available =348 kVA | --> | 0.38 | 0 | 0 | 0 | 0 | Constrained, otherwise capacity available =373 kW | --> | C18 ex ORANMORE | Oranmore [T41,T44] | GALWAY 110KV |  | 53.2703 | -8.9276
006029 | MV/LV Substation MI***029 |  | 10 kV | _ | LV | 630 kVA :Kiosk Substation | 0.63 | --> | 0.63 | 0.474 | 3.12 |  | --> | 0.598 | 0 | 0 | 0 | 0 | Constrained, otherwise capacity available =577 kW | --> | C17 ex BELLFIELD | Bellfield [T41,T42] | CRANE |  | 52.4994 | -6.5676
039018 | MV/LV Substation TA***018 |  | 10 kV | _ | LV | 400 kVA :Kiosk Substation | 0.4 | --> | 0.4 | 0 | 0 | Constrained, otherwise capacity available =300 kVA | --> | 0.38 | 0 | 0.007 | 0 | 0 | Constrained, otherwise capacity available =361 kW | --> | C22 ex MONEENAGEISHA | Moneenageisha [T41,T42] | GALWAY 110KV |  | 53.2831 | -9.024
014818Z | MV/LV Substation KI***818Z |  | 20 kV | _ | LV | 200 kVA :Pole Substation | 0.2 | --> | 0.2 | 0.121 | 0.12 | Constrained, otherwise capacity available =139 kVA | --> | 0.19 | 0 | 0 | 0.182 | 0 |  | --> | C26 ex ATHY | Athy [T101,T102] | ATHY |  | 53.1262 | -6.9577
055456Y | MV/LV Substation CI***456Y |  | 10 kV | _ | LV | 200 kVA :Pole Substation | 0.2 | --> | 0.2 | 0 | 0 | Constrained, otherwise capacity available =185 kVA | --> | 0.19 | 0 | 0 | 0 | 0 | Constrained, otherwise capacity available =188 kW | --> | C12 ex ROSCREA | Roscrea [T41,T42] | IKERRIN |  | 52.9588 | -7.7767
051242X | MV/LV Substation SE***242X |  | 20 kV | _ | LV | 200 kVA :Pole Substation | 0.2 | --> | 0.2 | 0.174 | 2.22 |  | --> | 0.19 | 0 | 0.005 | 0.183 | 0 |  | --> | E12 ex CLARA | Clara [T421,T422] | THORNSBERRY |  | 53.3675 | -7.4904
118944 | MV/LV Substation CA***944 |  | 10 kV | _ | LV | 100 kVA :Pole Substation | 0.1 | --> | 0.1 | 0 | 0 | Constrained, otherwise capacity available =68 kVA | --> | 0.095 | 0 | 0.019 | 0 | 0 | Constrained, otherwise capacity available =76 kW | --> | E18 ex CREAGH | Creagh [T421,T422] | ATHLONE |  | 53.335 | -8.2477
066726Z | MV/LV Substation SC***726Z |  | 10 kV | _ | LV | 400 kVA :Kiosk Substation | 0.4 | --> | 0.4 | 0 | 0 | Constrained, otherwise capacity available =334 kVA | --> | 0.38 | 0 | 0 | 0.371 | 0 |  | --> | C13 ex SUTTON | Sutton [T41,T42] | GRANGE (DR) |  | 53.3927 | -6.1318
064457Y | MV/LV Substation CO***457Y |  | 10 kV | _ | LV | 630 kVA :Kiosk Substation | 0.63 | --> | 0.63 | 0 | 0 | Constrained, otherwise capacity available =532 kVA | --> | 0.598 | 0 | 0.05 | 0 | 0 | Constrained, otherwise capacity available =548 kW | --> | E11 ex SLANE | Slane [T421] | DRYBRIDGE |  | 53.774 | -6.5048
069588 | MV/LV Substation PA***588 |  | 10 kV | _ | LV | 400 kVA :Kiosk Substation | 0.4 | --> | 0.4 | 0 | 0 | Constrained, otherwise capacity available =373 kVA | --> | 0.38 | 0 | 0 | 0.376 | 0 |  | --> | C17 ex DONNYBROOK | Donnybrook [T41,T42] | MILLTOWN (DR) |  | 53.3237 | -6.2133
293873 | MV/LV Substation KI***873 |  | 20 kV | _ | LV | 50 kVA :Pole Substation | 0.05 | --> | 0.05 | 0 | 0 | Constrained, otherwise capacity available =49 kVA | --> | 0.048 | 0 | 0 | 0 | 0 | Constrained, otherwise capacity available =47 kW | --> | E17 ex BALTINGLASS | Baltinglass [T421,T422] | STRATFORD |  | 52.8961 | -6.5066
068094X | MV/LV Substation TC***094X |  | 10 kV | _ | LV | 400 kVA :Building Structure | 0.4 | --> | 0.4 | 0.4 | 7.2 |  | --> | 0.38 | 0 | 0 | 0.38 | 0 |  | --> | C25 ex TRINITY | Trinity [T101,T102] | POOLBEG |  | 53.3436 | -6.2482
162465X | MV/LV Substation 3 ***465X |  | 10 kV | _ | LV | 630 kVA :Kiosk Substation | 0.63 | --> | 0.63 | 0.246 | 0.25 | Constrained, otherwise capacity available =552 kVA | --> | 0.598 | 0 | 0.05 | 0 | 0 | Constrained, otherwise capacity available =551 kW | --> | C11 ex ROSSGEIR | Rossgeir [T41,T42] | LETTERKENNY |  | 54.8349 | -7.4774
154368 | MV/LV Substation HA***368 |  | 10 kV | _ | LV | 400 kVA :Kiosk Substation | 0.4 | --> | 0.4 | 0 | 0 | Constrained, otherwise capacity available =222 kVA | --> | 0.38 | 0 | 0.062 | 0 | 0 | Constrained, otherwise capacity available =309 kW | --> | C15 ex COOLMINE | Coolmine [T41,T42] | FINGLAS |  | 53.3967 | -6.4168
1094026 | MV/LV Substation SM***4026 |  | 10 kV | _ | LV | 200 kVA :Pole Substation | 0.2 | --> | 0.2 | 0.137 | 0.38 |  | --> | 0.19 | 0 | 0 | 0.181 | 0 |  | --> | C20 ex RINEANNA | Rineanna [T41,T42] | DRUMLINE |  | 52.7156 | -8.8763
156133Y | MV/LV Substation CA***133Y |  | 10 kV | _ | LV | 50 kVA :Pole Substation | 0.05 | --> | 0.05 | 0 | 0 | Constrained, otherwise capacity available =29 kVA | --> | 0.048 | 0 | 0 | 0 | 0 | Constrained, otherwise capacity available =45 kW | --> | C15 ex DRUMBEAR | Drumbear [T41,T42] | LISDRUM |  | 54.2376 | -6.8764
365252X | MV/LV Substation MO***252X |  | 10 kV | _ | LV | 200 kVA :Kiosk Substation | 0.2 | --> | 0.2 | 0 | 0 | Constrained, otherwise capacity available =148 kVA | --> | 0.19 | 0 | 0.018 | 0.169 | 0 |  | --> | C34 ex CLONDALKIN | Clondalkin [T41,T42,T44] | INCHICORE 220KV |  | 53.3244 | -6.3771
156091 | MV/LV Substation CO***091 |  | 20 kV | _ | LV | 50 kVA :Pole Substation | 0.05 | --> | 0.05 | 0 | 0 | Constrained, otherwise capacity available =42 kVA | --> | 0.048 | 0 | 0 | 0 | 0 | Constrained, otherwise capacity available =46 kW | --> | E14 ex EMYVALE | Emyvale [T422] | LISDRUM |  | 54.3323 | -6.9579
034330 | MV/LV Substation HO***330 |  | 10 kV | _ | LV | 400 kVA :Building Structure | 0.4 | --> | 0.4 | 0.255 | 0.95 |  | --> | 0.38 | 0 | 0 | 0 | 0 | Constrained, otherwise capacity available =361 kW | --> | C18 ex SPA ROAD | Spa Road [T41,T42] | DOON |  | 52.3532 | -7.6835
125613 | MV/LV Substation PO***613 |  | 20 kV | _ | LV | 50 kVA :Pole Substation | 0.05 | --> | 0.05 | 0.041 | 0.22 |  | --> | 0.048 | 0 | 0.011 | 0 | 0 | Constrained, otherwise capacity available =38 kW | --> | C16 ex KILSHANNY | Kilshanny [T41,T42] | CAHIR |  | 52.2523 | -8.2322
2104163 | MV/LV Substation NE***4163 |  | 10 kV | _ | LV | 400 kVA :Kiosk Substation | 0.4 | --> | 0.4 | 0 | 0 | Constrained, otherwise capacity available =314 kVA | --> | 0.38 | 0 | 0.1 | 0 | 0 | Constrained, otherwise capacity available =298 kW | --> | C17 ex CARRICKMACROSS | Carrickmacross [T41,T42] | MEATH HILL |  | 53.9873 | -6.7174
3774045 | MV/LV Substation FA***4045 |  | 20 kV | _ | LV | 50 kVA :Pole Substation | 0.05 | --> | 0.05 | 0 | 0 | Constrained, otherwise capacity available =47 kVA | --> | 0.048 | 0 | 0 | 0 | 0 | Constrained, otherwise capacity available =47 kW | --> | E12 ex GURRANEBANE | Gurranebane [T421,T422] | OUGHTRAGH |  | 52.0578 | -9.9574
042752X | MV/LV Substation BA***752X |  | 10 kV | _ | LV | 50 kVA :Pole Substation | 0.05 | --> | 0.05 | 0.05 | 1.93 |  | --> | 0.048 | 0 | 0 | 0 | 0 | Constrained, otherwise capacity available =48 kW | --> | C18 ex TURLOUGH ROAD | Turlough Road [T41,T42] | CASTLEBAR |  | 53.8757 | -9.2664
0464087 | MV/LV Substation CN***4087 |  | 10 kV | _ | LV | 200 kVA :Pole Substation | 0.2 | --> | 0.2 | 0.195 | 5.78 |  | --> | 0.19 | 0 | 0 | 0.189 | 0 |  | --> | C13 ex OAKFIELD | Oakfield [T41,T42] | SLIGO |  | 54.2653 | -8.5951
293035 | MV/LV Substation IN***035 |  | 20 kV | _ | LV | 50 kVA :Pole Substation | 0.05 | --> | 0.05 | 0.027 | 0.43 |  | --> | 0.048 | 0 | 0 | 0 | 0 | Constrained, otherwise capacity available =44 kW | --> | E15 ex TULLOW | Tullow [T421,T422] | CARLOW |  | 52.7951 | -6.7496
056747X | MV/LV Substation DR***747X |  | 20 kV | _ | LV | 50 kVA :Pole Substation | 0.05 | --> | 0.05 | 0.043 | 0.89 |  | --> | 0.048 | 0 | 0.02 | 0 | 0 | Constrained, otherwise capacity available =32 kW | --> | E18 ex BIRR | Birr [T41,T422] | DALLOW |  | 52.9986 | -8.0669
3684002 | MV/LV Substation TR***4002 |  | 20 kV | _ | LV | 50 kVA :Pole Substation | 0.05 | --> | 0.05 | 0 | 0 | Constrained, otherwise capacity available =49 kVA | --> | 0.048 | 0 | 0 | 0 | 0 | Constrained, otherwise capacity available =47 kW | --> | C15 ex BALLYHAUNIS | Ballyhaunis [T41,T42] | DALTON |  | 53.7405 | -8.6281
355183X | MV/LV Substation CN***183X |  | 10 kV | _ | LV | 200 kVA :Kiosk Substation | 0.2 | --> | 0.2 | 0.06 | 0.06 | Constrained, otherwise capacity available =195 kVA | --> | 0.19 | 0 | 0 | 0 | 0 | Constrained, otherwise capacity available =189 kW | --> | C17 ex TUBBERCURRY | Tubbercurry [T41,T42] | TONROE |  | 54.0529 | -8.7438
064717Y | MV/LV Substation TO***717Y |  | 20 kV | _ | LV | 100 kVA :Pole Substation | 0.1 | --> | 0.1 | 0 | 0 | Constrained, otherwise capacity available =78 kVA | --> | 0.095 | 0 | 0 | 0 | 0 | Constrained, otherwise capacity available =92 kW | --> | C13 ex MORNINGTON ROAD | Mornington Road [T41,T42] | DRYBRIDGE |  | 53.7233 | -6.2563
007099 | MV/LV Substation EM***099 |  | 10 kV | _ | LV | 200 kVA :Pole Substation | 0.2 | --> | 0.2 | 0.111 | 0.9 |  | --> | 0.19 | 0 | 0.029 | 0 | 0 | Constrained, otherwise capacity available =156 kW | --> | C15 ex CLONARD | Clonard [T41,T42] | WEXFORD |  | 52.3294 | -6.4841
0494426 | MV/LV Substation TO***4426 |  | 10 kV | _ | LV | 50 kVA :Pole Substation | 0.05 | --> | 0.05 | 0.038 | 0.13 |  | --> | 0.048 | 0 | 0 | 0 | 0 | Constrained, otherwise capacity available =46 kW | --> | C14 ex BALLYMAHON | Ballymahon [T41,T42] | ATHLONE |  | 53.6118 | -7.6865
036973 | MV/LV Substation AR***973 |  | 20 kV | _ | LV | 50 kVA :Pole Substation | 0.05 | --> | 0.05 | 0.047 | 1.4 |  | --> | 0.048 | 0 | 0 | 0 | 0 | Constrained, otherwise capacity available =47 kW | --> | E17 ex KILROSS ROAD | Kilross Road [T421] | TIPPERARY |  | 52.436 | -8.2181
002013X | MV/LV Substation AV***013X |  | 10 kV | _ | LV | 400 kVA :Building Structure | 0.4 | --> | 0.4 | 0.4 | 2.36 |  | --> | 0.38 | 0 | 0 | 0.38 | 0 |  | --> | C16 ex BRAY | Bray [T41,T42] | FASSAROE |  | 53.1736 | -6.1423
055412X | MV/LV Substation TH***412X |  | 10 kV | _ | LV | 400 kVA :Kiosk Substation | 0.4 | --> | 0.4 | 0 | 0 | Constrained, otherwise capacity available =220 kVA | --> | 0.38 | 0 | 0.044 | 0 | 0 | Constrained, otherwise capacity available =322 kW | --> | C16 ex RATHDOWNEY | Rathdowney [T42] | IKERRIN |  | 52.855 | -7.5836
176679X | MV/LV Substation MA***679X |  | 20 kV | _ | LV | 200 kVA :Pole Substation | 0.2 | --> | 0.2 | 0.157 | 18.78 |  | --> | 0.19 | 0 | 0.05 | 0.147 | 0 |  | --> | E17 ex HARTNETTS CROSS | Hartnetts Cross [T121,T422] | HARTNETTS CROSS |  | 51.9324 | -9.2203
0294378 | MV/LV Substation MA***4378 |  | 10 kV | _ | LV | 400 kVA :Kiosk Substation | 0.4 | --> | 0.4 | 0 | 0 | Constrained, otherwise capacity available =400 kVA | --> | 0.38 | 0 | 0 | 0 | 0 | Constrained, otherwise capacity available =380 kW | --> | C17 ex CARRIGSHANE | Carrigshane [T41] | MIDLETON |  | 51.8927 | -8.1728
065480Z | MV/LV Substation CH***480Z |  | 10 kV | _ | LV | 50 kVA :Pole Substation | 0.05 | --> | 0.05 | 0 | 0 | Constrained, otherwise capacity available =50 kVA | --> | 0.048 | 0 | 0 | 0 | 0 | Constrained, otherwise capacity available =48 kW | --> | E15 ex BATTER LANE TEMPORARY | Batter Lane Temporary 38kv [T421] | GLASMORE |  | 53.5164 | -6.1174
041842 | MV/LV Substation KN***842 |  | 20 kV | _ | LV | 50 kVA :Pole Substation | 0.05 | --> | 0.05 | 0 | 0 | Constrained, otherwise capacity available =40 kVA | --> | 0.048 | 0 | 0 | 0 | 0 | Constrained, otherwise capacity available =46 kW | --> | E21 ex DALTON | Dalton [T421,T422] | DALTON |  | 53.7569 | -9.0751
093169 | MV/LV Substation DO***169 |  | 10 kV | _ | LV | 1000 kVA :Building Structure | 1 | --> | 1 | 0.5 | 12.96 |  | --> | 0.95 | 0 | 0.006 | 0.5 | 0 |  | --> | C23 ex ARTANE | Artane [T101,T102] | FINGLAS |  | 53.3811 | -6.2098
117997 | MV/LV Substation C ***997 |  | 20 kV | _ | LV | 50 kVA :Pole Substation | 0.05 | --> | 0.05 | 0 | 0 | Constrained, otherwise capacity available =45 kVA | --> | 0.048 | 0 | 0.005 | 0 | 0 | Constrained, otherwise capacity available =43 kW | --> | E18 ex COLLOONEY | Collooney [T421,T422] | SLIGO |  | 54.069 | -8.394
006879 | MV/LV Substation BA***879 |  | 20 kV | _ | LV | 50 kVA :Pole Substation | 0.05 | --> | 0.05 | 0.044 | 4.38 |  | --> | 0.048 | 0 | 0 | 0.047 | 0 |  | --> | E13 ex CRANE | Crane [T122] | CRANE |  | 52.4318 | -6.4545
0524818 | MV/LV Substation GR***4818 |  | 10 kV | _ | LV | 630 kVA :Kiosk Substation | 0.63 | --> | 0.63 | 0.5 | 10.9 |  | --> | 0.598 | 0 | 0.001 | 0.5 | 0 |  | --> | C12 ex MULLINGAR | Mullingar [T101,T102] | MULLINGAR |  | 53.5295 | -7.3591
365606X | MV/LV Substation SU***606X |  | 10 kV | _ | LV | 630 kVA :Building Structure | 0.63 | --> | 0.63 | 0.412 | 13.91 |  | --> | 0.598 | 0 | 0 | 0.5 | 0 |  | --> | C18 ex COOKSTOWN | Cookstown [T101,T102] | CARRICKMINES |  | 53.2867 | -6.3734
144519X | MV/LV Substation SE***519X |  | 10 kV | _ | LV | 50 kVA :Pole Substation | 0.05 | --> | 0.05 | 0.037 | 2.78 |  | --> | 0.048 | 0 | 0 | 0 | 0 | Constrained, otherwise capacity available =46 kW | --> | E16 ex BALLYRAGGET | Ballyragget [T421,T422] | BALLYRAGGET |  | 52.814 | -7.3611
009867X | MV/LV Substation WO***867X |  | 10 kV | _ | LV | 400 kVA :Kiosk Substation | 0.4 | --> | 0.4 | 0 | 0 | Constrained, otherwise capacity available =351 kVA | --> | 0.38 | 0 | 0 | 0 | 0 | Constrained, otherwise capacity available =373 kW | --> | E12 ex KILCARRAGH | Kilcarragh [T421,T422] | BUTLERSTOWN |  | 52.2394 | -7.0641
139404Y | MV/LV Substation MI***404Y |  | 20 kV | _ | LV | 200 kVA :Pole Substation | 0.2 | --> | 0.2 | 0.165 | 2.68 |  | --> | 0.19 | 0 | 0 | 0 | 0 | Constrained, otherwise capacity available =185 kW | --> | E12 ex OLDCASTLE | Oldcastle [T41,T422] | MULLINGAR |  | 53.7484 | -7.1672
0214184 | MV/LV Substation IN***4184 |  | 10 kV | _ | LV | 400 kVA :Kiosk Substation | 0.4 | --> | 0.4 | 0.346 | 6.78 |  | --> | 0.38 | 0 | 0 | 0.373 | 0 |  | --> | C41 ex CASTLEVIEW | Castleview [T101,T102] | CASTLEVIEW |  | 51.9008 | -8.3868
0684311 | MV/LV Substation BA***4311 |  | 10 kV | _ | LV | 630 kVA :Building Structure | 0.63 | --> | 0.63 | 0.5 | 9.28 |  | --> | 0.598 | 0 | 0 | 0.5 | 0 |  | --> | C12 ex PEMBROKE | Pembroke [T41,T42,T43,T44] | RINGSEND |  | 53.3413 | -6.236
1274421 | MV/LV Substation GA***4421 |  | 10 kV | _ | LV | 50 kVA :Pole Substation | 0.05 | --> | 0.05 | 0 | 0 | Constrained, otherwise capacity available =49 kVA | --> | 0.048 | 0 | 0.005 | 0 | 0 | Constrained, otherwise capacity available =44 kW | --> | C14 ex TEMPLEMORE | Templemore [T41,T42] | IKERRIN |  | 52.7934 | -7.5863
015606Z | MV/LV Substation BA***606Z |  | 20 kV | _ | LV | 50 kVA :Pole Substation | 0.05 | --> | 0.05 | 0 | 0 | Constrained, otherwise capacity available =50 kVA | --> | 0.048 | 0 | 0 | 0 | 0 | Constrained, otherwise capacity available =48 kW | --> | E13 ex BLESSINGTON | Blessington [T421,T422] | KILTEEL |  | 53.1372 | -6.6208
069533 | MV/LV Substation RE***533 |  | 10 kV | _ | LV | 400 kVA :Building Structure | 0.4 | --> | 0.4 | 0 | 0 | Constrained, otherwise capacity available =384 kVA | --> | 0.38 | 0 | 0 | 0.378 | 0 |  | --> | C17 ex BALLYBODEN | Ballyboden [T41,T42] | COOKSTOWN |  | 53.2728 | -6.2993
036163X | MV/LV Substation LO***163X |  | 20 kV | _ | LV | 100 kVA :Pole Substation | 0.1 | --> | 0.1 | 0.094 | 1.4 |  | --> | 0.095 | 0 | 0.006 | 0 | 0 | Constrained, otherwise capacity available =90 kW | --> | E17 ex KILROSS ROAD | Kilross Road [T421] | TIPPERARY |  | 52.5089 | -8.3067
081605X | MV/LV Substation BU***605X |  | 10 kV | _ | LV | 400 kVA :Kiosk Substation | 0.4 | --> | 0.4 | 0.292 | 7.91 |  | --> | 0.38 | 0 | 0.052 | 0.326 | 0 |  | --> | C23 ex PELLETSTOWN | Pelletstown [T101,T102] | FINGLAS |  | 53.3705 | -6.3862
066194X | MV/LV Substation PR***194X |  | 10 kV | _ | LV | 630 kVA :Building Structure | 0.63 | --> | 0.63 | 0 | 0 | Constrained, otherwise capacity available =384 kVA | --> | 0.598 | 0 | 0.008 | 0.5 | 0 |  | --> | C17 ex KILMORE | Kilmore [T101,T102,T103] | FINGLAS |  | 53.4035 | -6.2072
216087X | MV/LV Substation GL***087X |  | 10 kV | _ | LV | 50 kVA :Pole Substation | 0.05 | --> | 0.05 | 0 | 0 | Constrained, otherwise capacity available =43 kVA | --> | 0.048 | 0 | 0 | 0 | 0 | Constrained, otherwise capacity available =46 kW | --> | C26 ex GLENTIES | Glenties [T41,T42] | BINBANE |  | 54.8015 | -8.3014
154508Z | MV/LV Substation GR***508Z |  | 10 kV | _ | LV | 630 kVA :Building Structure | 0.63 | --> | 0.63 | 0 | 0 | Constrained, otherwise capacity available =551 kVA | --> | 0.598 | 0 | 0 | 0.5 | 0 |  | --> | C13 ex COLLEGE PARK | College Park [T101,T102,T103] | COLLEGE PARK |  | 53.3915 | -6.3939
066063Z | MV/LV Substation TH***063Z |  | 10 kV | _ | LV | 400 kVA :Kiosk Substation | 0.4 | --> | 0.4 | 0 | 0 | Constrained, otherwise capacity available =299 kVA | --> | 0.38 | 0 | 0.006 | 0.362 | 0 |  | --> | C11 ex MOUNTGORRY | Mountgorry [T41,T42] | GRANGE (DR) |  | 53.4563 | -6.2197
255192X | MV/LV Substation RE***192X |  | 10 kV | _ | LV | 100 kVA :Pole Substation | 0.1 | --> | 0.1 | 0.094 | 2.09 |  | --> | 0.095 | 0 | 0 | 0 | 0 | Constrained, otherwise capacity available =94 kW | --> | C17 ex KILCAR | Kilcar [T41] | BINBANE |  | 54.6549 | -8.6339
209311 | MV/LV Substation PU***311 |  | 20 kV | _ | LV | 50 kVA :Pole Substation | 0.05 | --> | 0.05 | 0 | 0 | Constrained, otherwise capacity available =33 kVA | --> | 0.048 | 0 | 0 | 0 | 0 | Constrained, otherwise capacity available =45 kW | --> | C21 ex MILFORD (NR) | Milford (nr) [T41,T42] | LETTERKENNY |  | 55.1988 | -7.8201
176682X | MV/LV Substation CO***682X |  | 20 kV | _ | LV | 100 kVA :Pole Substation | 0.1 | --> | 0.1 | 0.092 | 18.78 |  | --> | 0.095 | 0 | 0 | 0.094 | 0 |  | --> | E19 ex HARTNETTS CROSS | Hartnetts Cross [T121,T422] | HARTNETTS CROSS |  | 51.8929 | -8.9442
1364201 | MV/LV Substation CO***4201 |  | 10 kV | _ | LV | 630 kVA :Building Structure | 0.63 | --> | 0.63 | 0 | 0 | Constrained, otherwise capacity available =564 kVA | --> | 0.598 | 0 | 0 | 0 | 0 | Constrained, otherwise capacity available =589 kW | --> | C12 ex ROSCOMMON | Roscommon [T41,T42] | LANESBORO |  | 53.6296 | -8.195
156269Y | MV/LV Substation KI***269Y |  | 10 kV | _ | LV | 630 kVA :Kiosk Substation | 0.63 | --> | 0.63 | 0 | 2.47 |  | --> | 0.598 | 0 | 0 | 0 | 0 | Constrained, otherwise capacity available =569 kW | --> | C18 ex TELAYDON | Telaydon [T42,T421] | LISDRUM |  | 54.2522 | -6.9816
082216Z | MV/LV Substation ME***216Z |  | 20 kV | _ | LV | 50 kVA :Pole Substation | 0.05 | --> | 0.05 | 0.05 | 0.64 |  | --> | 0.048 | 0 | 0 | 0 | 0 | Constrained, otherwise capacity available =48 kW | --> | E14 ex RANDALSTOWN | Randalstown [T422] | NAVAN |  | 53.7818 | -6.716
590150 | MV/LV Substation EB***150 |  | 20 kV | _ | LV | 100 kVA :Pole Substation | 0.1 | --> | 0.1 | 0 | 0 | Constrained, otherwise capacity available =83 kVA | --> | 0.095 | 0 | 0 | 0 | 0 | Constrained, otherwise capacity available =93 kW | --> | E15 ex CONG |  |  |  | 53.5231 | -9.3772
0684493 | MV/LV Substation HA***4493 |  | 10 kV | _ | LV | 1000 kVA :Building Structure | 1 | --> | 1 | 0.5 | 11.14 |  | --> | 0.95 | 0 | 0.034 | 0.5 | 0 |  | --> | C18 ex CABRA | Cabra [T101,T102] | FINGLAS |  | 53.3634 | -6.2925
142057X | MV/LV Substation DE***057X |  | 20 kV | _ | LV | 50 kVA :Pole Substation | 0.05 | --> | 0.05 | 0 | 0 | Constrained, otherwise capacity available =43 kVA | --> | 0.048 | 0 | 0 | 0 | 0 | Constrained, otherwise capacity available =46 kW | --> | E21 ex ATHENRY | Athenry [T423] | GALWAY 110KV |  | 53.4183 | -8.6127
288629 | MV/LV Substation BA***629 |  | 10 kV | _ | LV | 200 kVA :Pole Substation | 0.2 | --> | 0.2 | 0 | 0 | Constrained, otherwise capacity available =143 kVA | --> | 0.19 | 0 | 0 | 0.182 | 0 |  | --> | C18 ex CARRICKMINES | Carrickmines [T41,T42] | CARRICKMINES |  | 53.2546 | -6.2322
117881X | MV/LV Substation LO***881X |  | 10 kV | _ | LV | 400 kVA :Kiosk Substation | 0.4 | --> | 0.4 | 0.27 | 0.32 |  | --> | 0.38 | 0 | 0 | 0 | 0 | Constrained, otherwise capacity available =362 kW | --> | C18 ex BALLYMOTE | Ballymote [T41] | SLIGO |  | 54.0898 | -8.5184
001870 | MV/LV Substation HO***870 |  | 10 kV | _ | LV | 200 kVA :Kiosk Substation | 0.2 | --> | 0.2 | 0.099 | 13.42 |  | --> | 0.19 | 0 | 0.062 | 0.13 | 0 |  | --> | C21 ex POTTERY ROAD | Pottery Road [T101,T102] | CARRICKMINES |  | 53.2572 | -6.1577
206088X | MV/LV Substation LE***088X |  | 20 kV | _ | LV | 630 kVA :Building Structure | 0.63 | --> | 0.63 | 0.5 | 7.61 |  | --> | 0.598 | 0 | 0 | 0 | 0 | Constrained, otherwise capacity available =597 kW | --> | E14 ex BELLACORICK | Bellacorick [T122] | BELLACORICK |  | 54.1839 | -9.8885
084931 | MV/LV Substation KI***931 |  | 10 kV | _ | LV | 50 kVA :Pole Substation | 0.05 | --> | 0.05 | 0 | 0 | Constrained, otherwise capacity available =42 kVA | --> | 0.048 | 0 | 0 | 0 | 0 | Constrained, otherwise capacity available =46 kW | --> | C18 ex KILCOLGAN | Kilcolgan [T42,T421] | GALWAY 110KV |  | 53.2209 | -8.8569
154230Z | MV/LV Substation RO***230Z |  | 10 kV | _ | LV | 1000 kVA :Building Structure | 1 | --> | 1 | 0 | 0 | Constrained, otherwise capacity available =900 kVA | --> | 0.95 | 0 | 0 | 0 | 0 | Constrained, otherwise capacity available =936 kW | --> | C17 ex BALLYCOOLIN | Ballycoolin [T41,T42,T43] | FINGLAS |  | 53.3996 | -6.3419
009094Y | MV/LV Substation CA***094Y |  | 10 kV | _ | LV | 100 kVA :Pole Substation | 0.1 | --> | 0.1 | 0.086 | 13.6 |  | --> | 0.095 | 0 | 0 | 0.093 | 0 |  | --> | C22 ex KILLOTERAN | Killoteran [T101,T102] | KILLOTERAN |  | 52.231 | -7.1459
365472X | MV/LV Substation OR***472X |  | 10 kV | _ | LV | 400 kVA :Building Structure | 0.4 | --> | 0.4 | 0 | 0 | Constrained, otherwise capacity available =199 kVA | --> | 0.38 | 0 | 0.04 | 0.322 | 0 |  | --> | C15 ex CLONDALKIN | Clondalkin [T41,T42,T44] | INCHICORE 220KV |  | 53.3228 | -6.3927
009128Y | MV/LV Substation BO***128Y |  | 10 kV | _ | LV | 200 kVA :Kiosk Substation | 0.2 | --> | 0.2 | 0 | 0 | Constrained, otherwise capacity available =157 kVA | --> | 0.19 | 0 | 0.02 | 0 | 0 | Constrained, otherwise capacity available =169 kW | --> | E12 ex KILCARRAGH | Kilcarragh [T421,T422] | BUTLERSTOWN |  | 52.238 | -7.0662
154067Z | MV/LV Substation RO***067Z |  | 10 kV | _ | LV | 1000 kVA :Building Structure | 1 | --> | 1 | 0 | 0 | Constrained, otherwise capacity available =712 kVA | --> | 0.95 | 0 | 0.045 | 0 | 0 | Constrained, otherwise capacity available =877 kW | --> | C17 ex BALLYCOOLIN | Ballycoolin [T41,T42,T43] | FINGLAS |  | 53.4003 | -6.3474
068576X | MV/LV Substation CH***576X |  | 10 kV | _ | LV | 1000 kVA :Building Structure | 1 | --> | 1 | 0 | 0 | Constrained, otherwise capacity available =923 kVA | --> | 0.95 | 0 | 0 | 0.5 | 0 |  | --> | C11 ex NEWMARKET (DR) | Newmarket (dr) [T41] | FRANCIS STREET |  | 53.3414 | -6.2696
127040 | MV/LV Substation KE***040 |  | 10 kV | _ | LV | 100 kVA :Pole Substation | 0.1 | --> | 0.1 | 0 | 0 | Constrained, otherwise capacity available =47 kVA | --> | 0.095 | 0 | 0.004 | 0 | 0 | Constrained, otherwise capacity available =84 kW | --> | C18 ex HOLYCROSS ROAD | Holycross Road [T41,T42] | THURLES |  | 52.6775 | -7.8275
002902 | MV/LV Substation BR***902 |  | 10 kV | _ | LV | 50 kVA :Pole Substation | 0.05 | --> | 0.05 | 0.05 | 4.51 |  | --> | 0.048 | 0 | 0 | 0.048 | 0 |  | --> | C20 ex BOGHALL ROAD | Boghall Road [T41,T42] | FASSAROE |  | 53.1847 | -6.0874
023718Y | MV/LV Substation AR***718Y |  | 20 kV | _ | LV | 200 kVA :Kiosk Substation | 0.2 | --> | 0.2 | 0 | 0 | Constrained, otherwise capacity available =136 kVA | --> | 0.19 | 0 | 0.029 | 0 | 0 | Constrained, otherwise capacity available =160 kW | --> | E11 ex CASTLELYONS | Castlelyons [T421,T422] | BARRYMORE |  | 52.0881 | -8.2386
429355X | MV/LV Substation CO***355X |  | 10 kV | _ | LV | 100 kVA :Pole Substation | 0.1 | --> | 0.1 | 0.084 | 0.33 |  | --> | 0.095 | 0 | 0 | 0 | 0 | Constrained, otherwise capacity available =93 kW | --> | C12 ex ABBEYFEALE | Abbeyfeale [T42] | TRIEN |  | 52.3826 | -9.2841
015923Z | MV/LV Substation SH***923Z |  | 10 kV | _ | LV | 100 kVA :Pole Substation | 0.1 | --> | 0.1 | 0 | 0 | Constrained, otherwise capacity available =96 kVA | --> | 0.095 | 0 | 0.01 | 0 | 0 | Constrained, otherwise capacity available =87 kW | --> | C18 ex SALLINS | Sallins [T41,T42] | GRIFFINRATH |  | 53.2648 | -6.6472
0934144 | MV/LV Substation ST***4144 |  | 10 kV | _ | LV | 400 kVA :Kiosk Substation | 0.4 | --> | 0.4 | 0.4 | 2.86 |  | --> | 0.38 | 0 | 0 | 0.38 | 0 |  | --> | C20 ex BALLYMUN | Ballymun [T41,T42] | FINGLAS |  | 53.3888 | -6.2536
069820 | MV/LV Substation IR***820 |  | 10 kV | _ | LV | 630 kVA :Kiosk Substation | 0.63 | --> | 0.63 | 0.5 | 9.28 |  | --> | 0.598 | 0 | 0 | 0.5 | 0 |  | --> | C15 ex PEMBROKE | Pembroke [T41,T42,T43,T44] | RINGSEND |  | 53.3381 | -6.2235
0144416 | MV/LV Substation CU***4416 |  | 10 kV | _ | LV | 630 kVA :Kiosk Substation | 0.63 | --> | 0.63 | 0 | 0 | Constrained, otherwise capacity available =568 kVA | --> | 0.598 | 0 | 0 | 0 | 0 | Constrained, otherwise capacity available =590 kW | --> | C11 ex MORRISTOWN | Morristown [T41,T42] | NEWBRIDGE |  | 53.171 | -6.8191
365847X | MV/LV Substation AS***847X |  | 10 kV | _ | LV | 200 kVA :Kiosk Substation | 0.2 | --> | 0.2 | 0 | 0 | Constrained, otherwise capacity available =11 kVA | --> | 0.19 | 0 | 0 | 0.162 | 0 |  | --> | C21 ex TYMON | Tymon [T41,T42] | COOKSTOWN |  | 53.2929 | -6.3559
066481Z | MV/LV Substation KE***481Z |  | 10 kV | _ | LV | 50 kVA :Pole Substation | 0.05 | --> | 0.05 | 0 | 0 | Constrained, otherwise capacity available =32 kVA | --> | 0.048 | 0 | 0 | 0 | 0 | Constrained, otherwise capacity available =45 kW | --> | C13 ex MALAHIDE | Malahide [T41,T42] | GLASMORE |  | 53.44 | -6.2071
461138X | MV/LV Substation RE***138X |  | 10 kV | _ | LV | 50 kVA :Pole Substation | 0.05 | --> | 0.05 | 0.05 | 0.74 |  | --> | 0.048 | 0 | 0 | 0 | 0 | Constrained, otherwise capacity available =48 kW | --> | C15 ex RAHANS | Rahans [T41] | MOY |  | 54.0912 | -9.164
062020 | MV/LV Substation MA***020 |  | 10 kV | _ | LV | 630 kVA :Building Structure | 0.63 | --> | 0.63 | 0.485 | 5.69 |  | --> | 0.598 | 0 | 0 | 0 | 0 | Constrained, otherwise capacity available =578 kW | --> | C20 ex RAMPARTS | Ramparts [T41,T42] | DUNDALK |  | 54.0047 | -6.4036
182462 | MV/LV Substation FE***462 |  | 10 kV | _ | LV | 50 kVA :Pole Substation | 0.05 | --> | 0.05 | 0 | 0 | Constrained, otherwise capacity available =43 kVA | --> | 0.048 | 0 | 0 | 0 | 0 | Constrained, otherwise capacity available =46 kW | --> | C15 ex TULLA | Tulla [T41,T42] | ENNIS |  | 52.9338 | -8.6422
049495X | MV/LV Substation LY***495X |  | 10 kV | _ | LV | 50 kVA :Pole Substation | 0.05 | --> | 0.05 | 0.049 | 0.13 |  | --> | 0.048 | 0 | 0 | 0 | 0 | Constrained, otherwise capacity available =47 kW | --> | C14 ex BALLYMAHON | Ballymahon [T41,T42] | ATHLONE |  | 53.6559 | -7.8509
026702X | MV/LV Substation LA***702X |  | 10 kV | _ | LV | 100 kVA :Pole Substation | 0.1 | --> | 0.1 | 0.08 | 8.66 |  | --> | 0.095 | 0 | 0 | 0 | 0 | Constrained, otherwise capacity available =92 kW | --> | C17 ex BANDON | Bandon [T101,T42] | BANDON |  | 51.7788 | -8.7091
3504037 | MV/LV Substation BU***4037 |  | 10 kV | _ | LV | 400 kVA :Building Structure | 0.4 | --> | 0.4 | 0.4 | 1.57 |  | --> | 0.38 | 0 | 0 | 0 | 0 | Constrained, otherwise capacity available =380 kW | --> | C15 ex BUNDORAN | Bundoran [T41,T42] | CATHALEENS FALL |  | 54.4717 | -8.2943
008936X | MV/LV Substation BA***936X |  | 10 kV | _ | LV | 630 kVA :Kiosk Substation | 0.63 | --> | 0.63 | 0 | 0 | Constrained, otherwise capacity available =282 kVA | --> | 0.598 | 0 | 0 | 0 | 0 | Constrained, otherwise capacity available =549 kW | --> | C18 ex KNOCKMULLEN | Knockmullen [T42,T421] | GREAT ISLAND |  | 52.3953 | -6.9435
150907 | MV/LV Substation TH***907 |  | 20 kV | _ | LV | 50 kVA :Pole Substation | 0.05 | --> | 0.05 | 0.028 | 3.96 |  | --> | 0.048 | 0 | 0 | 0 | 0 | Constrained, otherwise capacity available =44 kW | --> | E18 ex STRANORLAR | Stranorlar [T421,T422] | LETTERKENNY |  | 54.7949 | -7.6779
136240Y | MV/LV Substation HA***240Y |  | 10 kV | _ | LV | 200 kVA :Pole Substation | 0.2 | --> | 0.2 | 0 | 0 | Constrained, otherwise capacity available =143 kVA | --> | 0.19 | 0 | 0.011 | 0 | 0 | Constrained, otherwise capacity available =174 kW | --> | C17 ex ROSCOMMON | Roscommon [T41,T42] | LANESBORO |  | 53.6242 | -8.1707
069587 | MV/LV Substation ST***587 |  | 10 kV | _ | LV | 630 kVA :Kiosk Substation | 0.63 | --> | 0.63 | 0.224 | 2.93 |  | --> | 0.598 | 0 | 0.01 | 0.5 | 0 |  | --> | C11 ex DODDER ROAD | Dodder Road [T42] | MILLTOWN (DR) |  | 53.3108 | -6.2731
069509 | MV/LV Substation SC***509 |  | 10 kV | _ | LV | 400 kVA :Building Structure | 0.4 | --> | 0.4 | 0 | 0 | Constrained, otherwise capacity available =316 kVA | --> | 0.38 | 0 | 0.029 | 0.347 | 0 |  | --> | C12 ex BALLYBODEN | Ballyboden [T41,T42] | COOKSTOWN |  | 53.2807 | -6.3008
365687X | MV/LV Substation KI***687X |  | 10 kV | _ | LV | 400 kVA :Kiosk Substation | 0.4 | --> | 0.4 | 0 | 0 | Constrained, otherwise capacity available =263 kVA | --> | 0.38 | 0 | 0 | 0.361 | 0 |  | --> | C12 ex FORTUNESTOWN | Fortunestown [T101,T102] | INCHICORE 220KV |  | 53.2905 | -6.4005
417134 | MV/LV Substation CO***134 |  | 20 kV | _ | LV | 50 kVA :Pole Substation | 0.05 | --> | 0.05 | 0.048 | 8.5 |  | --> | 0.048 | 0 | 0 | 0 | 0 | Constrained, otherwise capacity available =47 kW | --> | E12 ex ARIGNA | Arigna [T121] | ARIGNA |  | 54.1722 | -8.15
021697Z | MV/LV Substation ME***697Z |  | 10 kV | _ | LV | 400 kVA :Kiosk Substation | 0.4 | --> | 0.4 | 0 | 0 | Constrained, otherwise capacity available =284 kVA | --> | 0.38 | 0 | 0 | 0 | 0 | Constrained, otherwise capacity available =364 kW | --> | C22 ex KILBARRY |  |  |  | 51.9117 | -8.5006
093127Z | MV/LV Substation DU***127Z |  | 10 kV | _ | LV | 100 kVA :Pole Substation | 0.1 | --> | 0.1 | 0 | 0 | Constrained, otherwise capacity available =82 kVA | --> | 0.095 | 0 | 0 | 0 | 0 | Constrained, otherwise capacity available =92 kW | --> | E11 ex ASHBOURNE | Ashbourne [T421,T422] | FINGLAS |  | 53.4262 | -6.328
054513Y | MV/LV Substation RU***513Y |  | 10 kV | _ | LV | 50 kVA :Pole Substation | 0.05 | --> | 0.05 | 0 | 0 | Constrained, otherwise capacity available =47 kVA | --> | 0.048 | 0 | 0 | 0 | 0 | Constrained, otherwise capacity available =47 kW | --> | C18 ex MOUNTRATH | Mountrath [T41,T42] | PORTLAOISE |  | 53.0195 | -7.4923
255403 | MV/LV Substation SA***403 |  | 10 kV | _ | LV | 100 kVA :Pole Substation | 0.1 | --> | 0.1 | 0 | 0 | Constrained, otherwise capacity available =99 kVA | --> | 0.095 | 0 | 0 | 0 | 0 | Constrained, otherwise capacity available =95 kW | --> | E12 ex KILLYBEGS | Killybegs [T422] | BINBANE |  | 54.6416 | -8.3129
021024X | MV/LV Substation LA***024X |  | 10 kV | _ | LV | 630 kVA :Kiosk Substation | 0.63 | --> | 0.63 | 0 | 0 | Constrained, otherwise capacity available =468 kVA | --> | 0.598 | 0 | 0.012 | 0.5 | 0 |  | --> | C20 ex FAIRHILL | Fairhill [T42] | KILBARRY |  | 51.9057 | -8.4701
116417X | MV/LV Substation QU***417X |  | 10 kV | _ | LV | 50 kVA :Pole Substation | 0.05 | --> | 0.05 | 0.039 | 7.32 |  | --> | 0.048 | 0 | 0.016 | 0.034 | 0 |  | --> | C14 ex CARROWBEG | Carrowbeg [T41,T42] | CARROWBEG |  | 53.8151 | -9.5663
066236 | MV/LV Substation MO***236 |  | 10 kV | _ | LV | 400 kVA :Kiosk Substation | 0.4 | --> | 0.4 | 0 | 0 | Constrained, otherwise capacity available =306 kVA | --> | 0.38 | 0 | 0.058 | 0.324 | 0 |  | --> | C20 ex SUTTON | Sutton [T41,T42] | GRANGE (DR) |  | 53.3826 | -6.0599
013718 | MV/LV Substation JO***718 |  | 20 kV | _ | LV | 100 kVA :Pole Substation | 0.1 | --> | 0.1 | 0.054 | 0.12 |  | --> | 0.095 | 0 | 0 | 0.088 | 0 |  | --> | C12 ex ATHY | Athy [T101,T102] | ATHY |  | 52.914 | -6.8899
068893 | MV/LV Substation PR***893 |  | 10 kV | _ | LV | 400 kVA :Building Structure | 0.4 | --> | 0.4 | 0 | 0 | Constrained, otherwise capacity available =13 kVA | --> | 0.38 | 0 | 0.06 | 0.279 | 0 |  | --> | C21 ex PHIBSBORO | Phibsboro [T41,T42] | FINGLAS |  | 53.3564 | -6.286
012818 | MV/LV Substation PA***818 |  | 10 kV | _ | LV | 100 kVA :Pole Substation | 0.1 | --> | 0.1 | 0 | 0 | Constrained, otherwise capacity available =74 kVA | --> | 0.095 | 0 | 0 | 0 | 0 | Constrained, otherwise capacity available =92 kW | --> | C24 ex POLLERTON | Pollerton [T41,T42] | CARLOW |  | 52.8663 | -6.8619
021338 | MV/LV Substation ME***338 |  | 10 kV | _ | LV | 400 kVA :Kiosk Substation | 0.4 | --> | 0.4 | 0 | 0 | Constrained, otherwise capacity available =364 kVA | --> | 0.38 | 0 | 0.022 | 0.359 | 0 |  | --> | C15 ex RIVERSTOWN | Riverstown [T41,T42] | KILBARRY |  | 51.9291 | -8.3949
139088Z | MV/LV Substation LI***088Z |  | 10 kV | _ | LV | 400 kVA :Kiosk Substation | 0.4 | --> | 0.4 | 0.36 | 4 |  | --> | 0.38 | 0 | 0.04 | 0 | 0 | Constrained, otherwise capacity available =345 kW | --> | C18 ex BALLYJAMESDUFF | Ballyjamesduff [T41,T42] | SHANKILL |  | 53.8667 | -7.1945
156720X | MV/LV Substation TA***720X |  | 10 kV | _ | LV | 50 kVA :Pole Substation | 0.05 | --> | 0.05 | 0 | 0 | Constrained, otherwise capacity available =41 kVA | --> | 0.048 | 0 | 0 | 0 | 0 | Constrained, otherwise capacity available =46 kW | --> | C20 ex DRUMBEAR | Drumbear [T41,T42] | LISDRUM |  | 54.223 | -6.9518
093442Z | MV/LV Substation MA***442Z |  | 10 kV | _ | LV | 400 kVA :Kiosk Substation | 0.4 | --> | 0.4 | 0 | 0 | Constrained, otherwise capacity available =295 kVA | --> | 0.38 | 0 | 0.006 | 0.361 | 0 |  | --> | C24 ex POPPINTREE | Poppintree [T101,T102] | FINGLAS |  | 53.4068 | -6.2891
064203Z | MV/LV Substation MI***203Z |  | 20 kV | _ | LV | 50 kVA :Pole Substation | 0.05 | --> | 0.05 | 0 | 0 | Constrained, otherwise capacity available =48 kVA | --> | 0.048 | 0 | 0 | 0 | 0 | Constrained, otherwise capacity available =47 kW | --> | E21 ex SLANE | Slane [T421] | DRYBRIDGE |  | 53.7027 | -6.533
154140Z | MV/LV Substation CO***140Z |  | 10 kV | _ | LV | 400 kVA :Kiosk Substation | 0.4 | --> | 0.4 | 0 | 0 | Constrained, otherwise capacity available =325 kVA | --> | 0.38 | 0 | 0.006 | 0 | 0 | Constrained, otherwise capacity available =365 kW | --> | C20 ex COOLMINE | Coolmine [T41,T42] | FINGLAS |  | 53.3818 | -6.4036
281502Z | MV/LV Substation CH***502Z |  | 10 kV | _ | LV | 400 kVA :Building Structure | 0.4 | --> | 0.4 | 0.369 | 5.49 |  | --> | 0.38 | 0 | 0 | 0.376 | 0 |  | --> | C12 ex TRABEG | Trabeg [T101,T102] | TRABEG |  | 51.8844 | -8.4612
015436Z | MV/LV Substation MI***436Z |  | 10 kV | _ | LV | 630 kVA :Building Structure | 0.63 | --> | 0.63 | 0.5 | 12.6 |  | --> | 0.598 | 0 | 0 | 0.5 | 0 |  | --> | C14 ex MONREAD | Monread [T101,T102] | MONREAD |  | 53.2361 | -6.6666
066130Y | MV/LV Substation MA***130Y |  | 10 kV | _ | LV | 400 kVA :Kiosk Substation | 0.4 | --> | 0.4 | 0 | 0 | Constrained, otherwise capacity available =316 kVA | --> | 0.38 | 0 | 0 | 0 | 0 | Constrained, otherwise capacity available =368 kW | --> | C19 ex MALAHIDE | Malahide [T41,T42] | GLASMORE |  | 53.4545 | -6.1549
001280 | MV/LV Substation ST***280 |  | 10 kV | _ | LV | 630 kVA :Building Structure | 0.63 | --> | 0.63 | 0.326 | 15.18 |  | --> | 0.598 | 0 | 0.016 | 0.5 | 0 |  | --> | C21 ex CENTRAL PARK | Central Park [T101,T102] | CARRICKMINES |  | 53.2948 | -6.2026
021644Z | MV/LV Substation CH***644Z |  | 10 kV | _ | LV | 630 kVA :Kiosk Substation | 0.63 | --> | 0.63 | 0 | 0 | Constrained, otherwise capacity available =596 kVA | --> | 0.598 | 0 | 0.013 | 0.5 | 0 |  | --> | C19 ex FAIRHILL | Fairhill [T42] | KILBARRY |  | 51.9041 | -8.4922
1544175 | MV/LV Substation NE***4175 |  | 10 kV | _ | LV | 1000 kVA :Building Structure | 1 | --> | 1 | 0 | 0 | Constrained, otherwise capacity available =594 kVA | --> | 0.95 | 0 | 0 | 0.5 | 0 |  | --> | C16 ex COLLEGE PARK | College Park [T101,T102,T103] | COLLEGE PARK |  | 53.3928 | -6.3879
355005 | MV/LV Substation CH***005 |  | 10 kV | _ | LV | 200 kVA :Kiosk Substation | 0.2 | --> | 0.2 | 0.06 | 0.06 | Constrained, otherwise capacity available =128 kVA | --> | 0.19 | 0 | 0.01 | 0 | 0 | Constrained, otherwise capacity available =172 kW | --> | C15 ex TUBBERCURRY | Tubbercurry [T41,T42] | TONROE |  | 54.049 | -8.7325
002040 | MV/LV Substation EG***040 |  | 10 kV | _ | LV | 630 kVA :Kiosk Substation | 0.63 | --> | 0.63 | 0.429 | 2.36 |  | --> | 0.598 | 0 | 0.043 | 0.5 | 0 |  | --> | C12 ex BRAY | Bray [T41,T42] | FASSAROE |  | 53.2041 | -6.107
011783 | MV/LV Substation KI***783 |  | 20 kV | _ | LV | 400 kVA :Building Structure | 0.4 | --> | 0.4 | 0 | 0 | Constrained, otherwise capacity available =358 kVA | --> | 0.38 | 0 | 0 | 0 | 0 | Constrained, otherwise capacity available =375 kW | --> | E25 ex TALBOTS INCH | Talbots Inch [T41,T42] | KILKENNY |  | 52.6967 | -7.3236
2934273 | MV/LV Substation KI***4273 |  | 20 kV | _ | LV | 50 kVA :Pole Substation | 0.05 | --> | 0.05 | 0.048 | 0.43 |  | --> | 0.048 | 0 | 0 | 0 | 0 | Constrained, otherwise capacity available =47 kW | --> | E13 ex TULLOW | Tullow [T421,T422] | CARLOW |  | 52.753 | -6.8063
160285Y | MV/LV Substation NE***285Y |  | 20 kV | _ | LV | 200 kVA :Pole Substation | 0.2 | --> | 0.2 | 0 | 0 | Constrained, otherwise capacity available =115 kVA | --> | 0.19 | 0 | 0.083 | 0 | 0 | Constrained, otherwise capacity available =117 kW | --> | C11 ex KILDARE | Kildare [T41,T42] | NEWBRIDGE |  | 53.1386 | -7.052
075345 | MV/LV Substation LA***345 |  | 20 kV | _ | LV | 100 kVA :Pole Substation | 0.1 | --> | 0.1 | 0.086 | 0.58 |  | --> | 0.095 | 0 | 0 | 0 | 0 | Constrained, otherwise capacity available =93 kW | --> | E17 ex FERNS | Ferns [T421] | CRANE |  | 52.6161 | -6.4281
074999 | MV/LV Substation SU***999 |  | 10 kV | _ | LV | 400 kVA :Kiosk Substation | 0.4 | --> | 0.4 | 0 | 0 | Constrained, otherwise capacity available =368 kVA | --> | 0.38 | 0 | 0.006 | 0 | 0 | Constrained, otherwise capacity available =371 kW | --> | C13 ex CARRICK ON SHANNON | Carrick On Shannon [T41,T42] | CARRICK ON SHANNON |  | 53.9474 | -8.085
063743 | MV/LV Substation MU***743 |  | 10 kV | _ | LV | 50 kVA :Pole Substation | 0.05 | --> | 0.05 | 0 | 0 | Constrained, otherwise capacity available =35 kVA | --> | 0.048 | 0 | 0.011 | 0 | 0 | Constrained, otherwise capacity available =37 kW | --> | C15 ex STICKILLEN | Stickillen [T41,T42] | DRYBRIDGE |  | 53.8422 | -6.5402
0544151 | MV/LV Substation ED***4151 |  | 20 kV | _ | LV | 200 kVA :Kiosk Substation | 0.2 | --> | 0.2 | 0 | 0 | Constrained, otherwise capacity available =179 kVA | --> | 0.19 | 0 | 0 | 0 | 0 | Constrained, otherwise capacity available =187 kW | --> | E19 ex PORTLAOISE | Portlaoise [T423,T424] | PORTLAOISE |  | 53.0297 | -7.2842
0464177 | MV/LV Substation TO***4177 |  | 10 kV | _ | LV | 400 kVA :Kiosk Substation | 0.4 | --> | 0.4 | 0 | 0 | Constrained, otherwise capacity available =400 kVA | --> | 0.38 | 0 | 0 | 0.38 | 0 |  | --> | C12 ex CRANMORE | Cranmore [T41,T42] | SLIGO |  | 54.2599 | -8.4577
049451X | MV/LV Substation KN***451X |  | 10 kV | _ | LV | 50 kVA :Pole Substation | 0.05 | --> | 0.05 | 0.034 | 2.8 |  | --> | 0.048 | 0 | 0 | 0 | 0 | Constrained, otherwise capacity available =45 kW | --> | C18 ex GLEBE | Glebe [T41,T42] | RICHMOND |  | 53.7212 | -7.765
004486X | MV/LV Substation BA***486X |  | 10 kV | _ | LV | 50 kVA :Pole Substation | 0.05 | --> | 0.05 | 0 | 0 | Constrained, otherwise capacity available =44 kVA | --> | 0.048 | 0 | 0 | 0 | 0 | Constrained, otherwise capacity available =47 kW | --> | C23 ex TINAHASK | Tinahask [T41,T42] | ARKLOW |  | 52.7728 | -6.2238
066150 | MV/LV Substation NA***150 |  | 10 kV | _ | LV | 200 kVA :Kiosk Substation | 0.2 | --> | 0.2 | 0 | 0 | Constrained, otherwise capacity available =141 kVA | --> | 0.19 | 0 | 0.036 | 0.155 | 0 |  | --> | C20 ex SUTTON | Sutton [T41,T42] | GRANGE (DR) |  | 53.3837 | -6.0598
049412X | MV/LV Substation MI***412X |  | 20 kV | _ | LV | 50 kVA :Pole Substation | 0.05 | --> | 0.05 | 0.04 | 0.21 |  | --> | 0.048 | 0 | 0 | 0 | 0 | Constrained, otherwise capacity available =46 kW | --> | E12 ex LONGFORD | Longford [T421,T422] | RICHMOND |  | 53.7551 | -7.8204
032586Y | MV/LV Substation AN***586Y |  | 20 kV | _ | LV | 200 kVA :Kiosk Substation | 0.2 | --> | 0.2 | 0 | 0 | Constrained, otherwise capacity available =147 kVA | --> | 0.19 | 0 | 0 | 0 | 0 | Constrained, otherwise capacity available =183 kW | --> | C19 ex TRAMORE | Tramore [T41,T42] | BUTLERSTOWN |  | 52.1764 | -7.1487
034029X | MV/LV Substation AB***029X |  | 20 kV | _ | LV | 50 kVA :Pole Substation | 0.05 | --> | 0.05 | 0.047 | 0.57 |  | --> | 0.048 | 0 | 0 | 0 | 0 | Constrained, otherwise capacity available =47 kW | --> | E23 ex LAWLESSTOWN | Lawlesstown [T42,T421] | DOON |  | 52.3547 | -7.7433
049838Y | MV/LV Substation FO***838Y |  | 20 kV | _ | LV | 200 kVA :Pole Substation | 0.2 | --> | 0.2 | 0.166 | 2.55 |  | --> | 0.19 | 0 | 0 | 0 | 0 | Constrained, otherwise capacity available =185 kW | --> | E17 ex EDGEWORTHSTOWN | Edgeworthstown [T421,T422] | RICHMOND |  | 53.6217 | -7.6274
081515Z | MV/LV Substation VO***515Z |  | 10 kV | _ | LV | 50 kVA :Pole Substation | 0.05 | --> | 0.05 | 0 | 0 | Constrained, otherwise capacity available =19 kVA | --> | 0.048 | 0 | 0 | 0.043 | 0 |  | --> | C19 ex CLONDALKIN | Clondalkin [T41,T42,T44] | INCHICORE 220KV |  | 53.2977 | -6.4137
0674121 | MV/LV Substation KI***4121 |  | 20 kV | _ | LV | 50 kVA :Pole Substation | 0.05 | --> | 0.05 | 0.028 | 13.8 |  | --> | 0.048 | 0 | 0.005 | 0.041 | 0 |  | --> | C14 ex SINGLAND | Singland [T101,T102] | SINGLAND |  | 52.6027 | -8.531
012010 | MV/LV Substation P ***010 |  | 10 kV | _ | LV | 630 kVA :Building Structure | 0.63 | --> | 0.63 | 0 | 0 | Constrained, otherwise capacity available =535 kVA | --> | 0.598 | 0 | 0.027 | 0 | 0 | Constrained, otherwise capacity available =566 kW | --> | C17 ex POLLERTON | Pollerton [T41,T42] | CARLOW |  | 52.8451 | -6.9235
039784 | MV/LV Substation EY***784 |  | 10 kV | _ | LV | 630 kVA :Building Structure | 0.63 | --> | 0.63 | 0 | 0 | Constrained, otherwise capacity available =496 kVA | --> | 0.598 | 0 | 0 | 0 | 0 | Constrained, otherwise capacity available =580 kW | --> | C12 ex HEADFORD ROAD | Headford Road [T41,T42] | GALWAY 110KV |  | 53.2752 | -9.0515
160974Y | MV/LV Substation MO***974Y |  | 20 kV | _ | LV | 50 kVA :Pole Substation | 0.05 | --> | 0.05 | 0 | 0 | Constrained, otherwise capacity available =42 kVA | --> | 0.048 | 0 | 0 | 0 | 0 | Constrained, otherwise capacity available =46 kW | --> | C23 ex PORTARLINGTON | Portarlington [T43] | BLAKE |  | 53.128 | -7.142
244285 | MV/LV Substation GL***285 |  | 20 kV | _ | LV | 200 kVA :Pole Substation | 0.2 | --> | 0.2 | 0 | 0 | Constrained, otherwise capacity available =195 kVA | --> | 0.19 | 0 | 0 | 0 | 0 | Constrained, otherwise capacity available =189 kW | --> | E12 ex MILLTOWN (SR) | Milltown (sr) [T421,T422] | OUGHTRAGH |  | 52.0835 | -9.8481
068013 | MV/LV Substation ME***013 |  | 10 kV | _ | LV | 630 kVA :Building Structure | 0.63 | --> | 0.63 | 0.061 | 3.38 |  | --> | 0.598 | 0 | 0 | 0.5 | 0 |  | --> | C13 ex MERRION SQUARE | Merrion Square [T41,T42] | RINGSEND |  | 53.3408 | -6.2507
154415Z | MV/LV Substation TY***415Z |  | 10 kV | _ | LV | 400 kVA :Kiosk Substation | 0.4 | --> | 0.4 | 0 | 0 | Constrained, otherwise capacity available =324 kVA | --> | 0.38 | 0 | 0 | 0.37 | 0 |  | --> | C39 ex COLLEGE PARK | College Park [T101,T102,T103] | COLLEGE PARK |  | 53.4194 | -6.3832
029537X | MV/LV Substation DE***537X |  | 10 kV | _ | LV | 100 kVA :Pole Substation | 0.1 | --> | 0.1 | 0 | 0 | Constrained, otherwise capacity available =40 kVA | --> | 0.095 | 0 | 0.04 | 0 | 0 | Constrained, otherwise capacity available =57 kW | --> | C17 ex KILLACLOYNE | Killacloyne [T41,T42] | MIDLETON |  | 51.9089 | -8.2754
184251X | MV/LV Substation BO***251X |  | 10 kV | _ | LV | 400 kVA :Kiosk Substation | 0.4 | --> | 0.4 | 0.385 | 3.38 |  | --> | 0.38 | 0 | 0 | 0 | 0 | Constrained, otherwise capacity available =378 kW | --> | C18 ex CASTLEBLAYNEY | Castleblayney [T41,T42] | DUNDALK |  | 54.1251 | -6.737
053756Y | MV/LV Substation CO***756Y |  | 10 kV | _ | LV | 50 kVA :Pole Substation | 0.05 | --> | 0.05 | 0 | 0 | Constrained, otherwise capacity available =48 kVA | --> | 0.048 | 0 | 0 | 0.047 | 0 |  | --> | C23 ex CLONMINCH | Clonminch [T41,T422] | THORNSBERRY |  | 53.2789 | -7.4217
005598X | MV/LV Substation CH***598X |  | 10 kV | _ | LV | 200 kVA :Kiosk Substation | 0.2 | --> | 0.2 | 0.137 | 3.03 |  | --> | 0.19 | 0 | 0.005 | 0 | 0 | Constrained, otherwise capacity available =178 kW | --> | C24 ex RAMSTOWN | Ramstown [T41,T42] | CRANE |  | 52.676 | -6.3015
069293 | MV/LV Substation FA***293 |  | 10 kV | _ | LV | 630 kVA :Kiosk Substation | 0.63 | --> | 0.63 | 0.5 | 0.91 |  | --> | 0.598 | 0 | 0.049 | 0.5 | 0 |  | --> | C21 ex KIMMAGE | Kimmage [T41,T42] | INCHICORE 220KV |  | 53.2974 | -6.2921
3504030 | MV/LV Substation AS***4030 |  | 10 kV | _ | LV | 50 kVA :Pole Substation | 0.05 | --> | 0.05 | 0.038 | 1.57 |  | --> | 0.048 | 0 | 0 | 0 | 0 | Constrained, otherwise capacity available =46 kW | --> | C18 ex BUNDORAN | Bundoran [T41,T42] | CATHALEENS FALL |  | 54.4522 | -8.2008
156529X | MV/LV Substation LE***529X |  | 10 kV | _ | LV | 30 kVA :Pole Substation | 0.03 | --> | 0.03 | 0 | 0 | Constrained, otherwise capacity available =14 kVA | --> | 0.028 | 0 | 0 | 0 | 0 | Constrained, otherwise capacity available =26 kW | --> | C20 ex DRUMBEAR | Drumbear [T41,T42] | LISDRUM |  | 54.2124 | -6.9451
081490Z | MV/LV Substation AC***490Z |  | 10 kV | _ | LV | 1000 kVA :Building Structure | 1 | --> | 1 | 0 | 0 | Constrained, otherwise capacity available =1000 kVA | --> | 0.95 | 0 | 0 | 0.5 | 0 |  | --> | C31 ex SEMPERIT | Semperit [T41,T42,T43] | GRANGE CASTLE |  | 53.3326 | -6.3796
021881X | MV/LV Substation OR***881X |  | 10 kV | _ | LV | 100 kVA :Pole Substation | 0.1 | --> | 0.1 | 0 | 0 | Constrained, otherwise capacity available =93 kVA | --> | 0.095 | 0 | 0 | 0.094 | 0 |  | --> | C15 ex RIVERSTOWN | Riverstown [T41,T42] | KILBARRY |  | 51.9307 | -8.3701
154257Y | MV/LV Substation HI***257Y |  | 20 kV | _ | LV | 50 kVA :Pole Substation | 0.05 | --> | 0.05 | 0 | 0 | Constrained, otherwise capacity available =32 kVA | --> | 0.048 | 0 | 0.011 | 0.037 | 0 |  | --> | C21 ex MACETOWN | Macetown [T101,T102] | MACETOWN |  | 53.4257 | -6.4711
154165Z | MV/LV Substation LI***165Z |  | 10 kV | _ | LV | 400 kVA :Kiosk Substation | 0.4 | --> | 0.4 | 0 | 0 | Constrained, otherwise capacity available =312 kVA | --> | 0.38 | 0 | 0.005 | 0.364 | 0 |  | --> | C22 ex MACETOWN | Macetown [T101,T102] | MACETOWN |  | 53.4003 | -6.4359
142863 | MV/LV Substation TI***863 |  | 20 kV | _ | LV | 50 kVA :Pole Substation | 0.05 | --> | 0.05 | 0 | 0 | Constrained, otherwise capacity available =42 kVA | --> | 0.048 | 0 | 0 | 0 | 0 | Constrained, otherwise capacity available =46 kW | --> | E21 ex ATHENRY | Athenry [T423] | GALWAY 110KV |  | 53.3484 | -8.7087
069055 | MV/LV Substation BA***055 |  | 10 kV | _ | LV | 1000 kVA :Building Structure | 1 | --> | 1 | 0.5 | 9.28 |  | --> | 0.95 | 0 | 0.004 | 0.5 | 0 |  | --> | C04 ex PEMBROKE | Pembroke [T41,T42,T43,T44] | RINGSEND |  | 53.333 | -6.237
007216Z | MV/LV Substation BA***216Z |  | 20 kV | _ | LV | 50 kVA :Pole Substation | 0.05 | --> | 0.05 | 0.049 | 16.12 |  | --> | 0.048 | 0 | 0 | 0.047 | 0 |  | --> | E21 ex WEXFORD | Wexford [T121,T122] | WEXFORD |  | 52.3855 | -6.4616
2104122 | MV/LV Substation BE***4122 |  | 10 kV | _ | LV | 50 kVA :Pole Substation | 0.05 | --> | 0.05 | 0 | 0 | Constrained, otherwise capacity available =50 kVA | --> | 0.048 | 0 | 0 | 0 | 0 | Constrained, otherwise capacity available =48 kW | --> | C20 ex CARRICKMACROSS | Carrickmacross [T41,T42] | MEATH HILL |  | 53.9779 | -6.855
0894008 | MV/LV Substation LW***4008 |  | 10 kV | _ | LV | 400 kVA :Building Structure | 0.4 | --> | 0.4 | 0.34 | 9.1 |  | --> | 0.38 | 0 | 0 | 0 | 0 | Constrained, otherwise capacity available =372 kW | --> | C14 ex ARDNAREE | Ardnaree [T42,T421] | MOY |  | 54.1119 | -9.1505
426652 | MV/LV Substation MI***652 |  | 20 kV | _ | LV | 200 kVA :Pole Substation | 0.2 | --> | 0.2 | 0 | 0 | Constrained, otherwise capacity available =134 kVA | --> | 0.19 | 0 | 0.028 | 0 | 0 | Constrained, otherwise capacity available =160 kW | --> | E15 ex DINGLE | Dingle [T421,T422] | OUGHTRAGH |  | 52.1417 | -10.2904
281572X | MV/LV Substation BA***572X |  | 20 kV | _ | LV | 150 kVA :Pole Substation | 0.15 | --> | 0.15 | 0 | 0 | Constrained, otherwise capacity available =150 kVA | --> | 0.142 | 0 | 0 | 0 | 0 | Constrained, otherwise capacity available =142 kW | --> | C15 ex KILMONEY | Kilmoney [T41,T42] | TRABEG |  | 51.813 | -8.4393
340009X | MV/LV Substation MA***009X |  | 10 kV | _ | LV | 50 kVA :Pole Substation | 0.05 | --> | 0.05 | 0 | 0 | Constrained, otherwise capacity available =27 kVA | --> | 0.048 | 0 | 0.005 | 0 | 0 | Constrained, otherwise capacity available =41 kW | --> | C15 ex DUNGLOE | Dungloe [T41,T42] | ARDNAGAPPARY |  | 54.8564 | -8.308
366127X | MV/LV Substation OD***127X |  | 20 kV | _ | LV | 200 kVA :Pole Substation | 0.2 | --> | 0.2 | 0.155 | 0.45 |  | --> | 0.19 | 0 | 0.004 | 0 | 0 | Constrained, otherwise capacity available =181 kW | --> | C16 ex CARRAROE | Carraroe [T42] | SCREEB |  | 53.2613 | -9.6047
017854X | MV/LV Substation AU***854X |  | 10 kV | _ | LV | 100 kVA :Pole Substation | 0.1 | --> | 0.1 | 0.095 | 1.58 |  | --> | 0.095 | 0 | 0 | 0 | 0 | Constrained, otherwise capacity available =94 kW | --> | C18 ex FOYNES | Foynes [T41,T42] | RATHKEALE |  | 52.6154 | -9.0626
062037 | MV/LV Substation CA***037 |  | 10 kV | _ | LV | 100 kVA :Pole Substation | 0.1 | --> | 0.1 | 0.046 | 2.33 |  | --> | 0.095 | 0 | 0.02 | 0 | 0 | Constrained, otherwise capacity available =72 kW | --> | C17 ex DUNDALK | Dundalk [T41,T42] | DUNDALK |  | 53.9998 | -6.4208
153626 | MV/LV Substation IN***626 |  | 20 kV | _ | LV | 100 kVA :Pole Substation | 0.1 | --> | 0.1 | 0 | 0 | Constrained, otherwise capacity available =72 kVA | --> | 0.095 | 0 | 0.015 | 0 | 0 | Constrained, otherwise capacity available =80 kW | --> | E18 ex BIRDHILL | Birdhill [T421,T422] | ARDNACRUSHA |  | 52.704 | -8.508
009558X | MV/LV Substation BA***558X |  | 10 kV | _ | LV | 50 kVA :Pole Substation | 0.05 | --> | 0.05 | 0.048 | 13.6 |  | --> | 0.048 | 0 | 0 | 0.047 | 0 |  | --> | C22 ex KILLOTERAN | Killoteran [T101,T102] | KILLOTERAN |  | 52.2356 | -7.1583
093399X | MV/LV Substation CO***399X |  | 10 kV | _ | LV | 200 kVA :Kiosk Substation | 0.2 | --> | 0.2 | 0 | 0 | Constrained, otherwise capacity available =125 kVA | --> | 0.19 | 0 | 0.015 | 0.168 | 0 |  | --> | C19 ex KILMORE | Kilmore [T101,T102,T103] | FINGLAS |  | 53.4143 | -6.2397
162296X | MV/LV Substation SE***296X |  | 20 kV | _ | LV | 200 kVA :Pole Substation | 0.2 | --> | 0.2 | 0.182 | 0.25 |  | --> | 0.19 | 0 | 0 | 0 | 0 | Constrained, otherwise capacity available =188 kW | --> | C12 ex ROSSGEIR | Rossgeir [T41,T42] | LETTERKENNY |  | 54.8134 | -7.5898
255115X | MV/LV Substation RO***115X |  | 20 kV | _ | LV | 200 kVA :Kiosk Substation | 0.2 | --> | 0.2 | 0 | 0 | Constrained, otherwise capacity available =196 kVA | --> | 0.19 | 0 | 0 | 0 | 0 | Constrained, otherwise capacity available =189 kW | --> | E20 ex KILLYBEGS | Killybegs [T422] | BINBANE |  | 54.6324 | -8.4504
003159 | MV/LV Substation BA***159 |  | 10 kV | _ | LV | 50 kVA :Pole Substation | 0.05 | --> | 0.05 | 0.04 | 11.58 |  | --> | 0.048 | 0 | 0 | 0 | 0 | Constrained, otherwise capacity available =46 kW | --> | C19 ex BALLYBEG | Ballybeg [T101,T102] | CARRICKMINES |  | 52.9914 | -6.1373
116517 | MV/LV Substation CA***517 |  | 20 kV | _ | LV | 50 kVA :Pole Substation | 0.05 | --> | 0.05 | 0.028 | 8.1 |  | --> | 0.048 | 0 | 0.02 | 0 | 0 | Constrained, otherwise capacity available =30 kW | --> | E16 ex WESTPORT | Westport [T421,T422] | CASTLEBAR |  | 53.7874 | -9.5231
0684487 | MV/LV Substation CH***4487 |  | 10 kV | _ | LV | 1000 kVA :Building Structure | 1 | --> | 1 | 0 | 9.99 |  | --> | 0.95 | 0 | 0.031 | 0.5 | 0 |  | --> | C13 ex HAROLDS CROSS | Harolds Cross [T101,T102] | POOLBEG |  | 53.3307 | -6.2633
281926Z | MV/LV Substation BO***926Z |  | 10 kV | _ | LV | 1000 kVA :Building Structure | 1 | --> | 1 | 0.5 | 7.88 |  | --> | 0.95 | 0 | 0 | 0.5 | 0 |  | --> | C30 ex LIBERTY STREET | Liberty Street [T101,T102] | LIBERTY STREET |  | 51.899 | -8.472
060012 | MV/LV Substation TU***012 |  | 10 kV | _ | LV | 50 kVA :Pole Substation | 0.05 | --> | 0.05 | 0.047 | 2.57 |  | --> | 0.048 | 0 | 0.01 | 0 | 0 | Constrained, otherwise capacity available =40 kW | --> | C13 ex ERRIGAL | Errigal [T41,T422] | SHANKILL |  | 54.0549 | -7.138
049949Y | MV/LV Substation CH***949Y |  | 10 kV | _ | LV | 200 kVA :Pole Substation | 0.2 | --> | 0.2 | 0.133 | 0.13 | Constrained, otherwise capacity available =173 kVA | --> | 0.19 | 0 | 0 | 0 | 0 | Constrained, otherwise capacity available =186 kW | --> | C18 ex BALLYMAHON | Ballymahon [T41,T42] | ATHLONE |  | 53.5682 | -7.766
2204124 | MV/LV Substation OW***4124 |  | 20 kV | _ | LV | 400 kVA :Kiosk Substation | 0.4 | --> | 0.4 | 0.375 | 7.61 |  | --> | 0.38 | 0 | 0 | 0 | 0 | Constrained, otherwise capacity available =377 kW | --> | E12 ex BELLACORICK | Bellacorick [T122] | BELLACORICK |  | 54.1414 | -9.5449
288210X | MV/LV Substation CO***210X |  | 10 kV | _ | LV | 50 kVA :Pole Substation | 0.05 | --> | 0.05 | 0.042 | 2.36 |  | --> | 0.048 | 0 | 0.05 | 0.009 | 0 |  | --> | C11 ex BRAY | Bray [T41,T42] | FASSAROE |  | 53.1895 | -6.2745
2374040 | MV/LV Substation ST***4040 |  | 10 kV | _ | LV | 100 kVA :Pole Substation | 0.1 | --> | 0.1 | 0 | 0 | Constrained, otherwise capacity available =58 kVA | --> | 0.095 | 0 | 0 | 0 | 0 | Constrained, otherwise capacity available =89 kW | --> | C12 ex KILSARAN | Kilsaran [T42] | DRYBRIDGE |  | 53.899 | -6.3924
055797 | MV/LV Substation SH***797 |  | 20 kV | _ | LV | 50 kVA :Pole Substation | 0.05 | --> | 0.05 | 0 | 0 | Constrained, otherwise capacity available =40 kVA | --> | 0.048 | 0 | 0 | 0 | 0 | Constrained, otherwise capacity available =46 kW | --> | E22 ex ROSCREA | Roscrea [T41,T42] | IKERRIN |  | 52.9882 | -7.9199
063504X | MV/LV Substation GR***504X |  | 10 kV | _ | LV | 50 kVA :Pole Substation | 0.05 | --> | 0.05 | 0 | 0 | Constrained, otherwise capacity available =50 kVA | --> | 0.048 | 0 | 0 | 0 | 0 | Constrained, otherwise capacity available =47 kW | --> | C18 ex BALLYBAILIE | Ballybailie [T41,T42] | DUNDALK |  | 53.9435 | -6.5383
0624008 | MV/LV Substation RA***4008 |  | 20 kV | _ | LV | 200 kVA :Kiosk Substation | 0.2 | --> | 0.2 | 0.195 | 4.25 |  | --> | 0.19 | 0 | 0 | 0 | 0 | Constrained, otherwise capacity available =189 kW | --> | E16 ex JENKINSTOWN | Jenkinstown [T421,T422] | DUNDALK |  | 54.0001 | -6.2651
0544393 | MV/LV Substation PA***4393 |  | 10 kV | _ | LV | 50 kVA :Pole Substation | 0.05 | --> | 0.05 | 0 | 0 | Constrained, otherwise capacity available =50 kVA | --> | 0.048 | 0 | 0 | 0 | 0 | Constrained, otherwise capacity available =48 kW | --> | C18 ex MOUNTRATH | Mountrath [T41,T42] | PORTLAOISE |  | 53.0241 | -7.5149
0644425 | MV/LV Substation PL***4425 |  | 20 kV | _ | LV | 50 kVA :Pole Substation | 0.05 | --> | 0.05 | 0 | 0 | Constrained, otherwise capacity available =39 kVA | --> | 0.048 | 0 | 0 | 0 | 0 | Constrained, otherwise capacity available =46 kW | --> | E15 ex DULEEK | Duleek [T421,T422] | DRYBRIDGE |  | 53.6829 | -6.3807
365036 | MV/LV Substation DO***036 |  | 10 kV | _ | LV | 1000 kVA :Building Structure | 1 | --> | 1 | 0 | 0 | Constrained, otherwise capacity available =912 kVA | --> | 0.95 | 0 | 0 | 0.5 | 0 |  | --> | C21 ex BELGARD | Belgard [T41,T42] | COOKSTOWN |  | 53.2898 | -6.3647
017089 | MV/LV Substation KN***089 |  | 10 kV | _ | LV | 100 kVA :Pole Substation | 0.1 | --> | 0.1 | 0.063 | 1.05 |  | --> | 0.095 | 0 | 0.019 | 0 | 0 | Constrained, otherwise capacity available =76 kW | --> | C15 ex NEWCASTLEWEST | Newcastlewest [T41,T42] | RATHKEALE |  | 52.4444 | -9.0627
0684482 | MV/LV Substation LI***4482 |  | 10 kV | _ | LV | 1000 kVA :Building Structure | 1 | --> | 1 | 0.5 | 2.6 |  | --> | 0.95 | 0 | 0 | 0.5 | 0 |  | --> | C26 ex WOLFE TONE STREET | Wolfe Tone Street [T101,T102] | FINGLAS |  | 53.3487 | -6.2703
164007 | MV/LV Substation IL***007 |  | 10 kV | _ | LV | 400 kVA :Kiosk Substation | 0.4 | --> | 0.4 | 0 | 0 | Constrained, otherwise capacity available =280 kVA | --> | 0.38 | 0 | 0.018 | 0 | 0 | Constrained, otherwise capacity available =350 kW | --> | C12 ex SKIBBEREEN | Skibbereen [T41,T42] | DUNMANWAY |  | 51.5509 | -9.2718
068344 | MV/LV Substation RA***344 |  | 10 kV | _ | LV | 630 kVA :Kiosk Substation | 0.63 | --> | 0.63 | 0.434 | 11.14 |  | --> | 0.598 | 0 | 0.028 | 0.5 | 0 |  | --> | C28 ex CABRA | Cabra [T101,T102] | FINGLAS |  | 53.3642 | -6.3206
137707 | MV/LV Substation BO***707 |  | 10 kV | _ | LV | 100 kVA :Pole Substation | 0.1 | --> | 0.1 | 0.09 | 2 |  | --> | 0.095 | 0 | 0.005 | 0 | 0 | Constrained, otherwise capacity available =90 kW | --> | C19 ex CAUSEWAY | Causeway [T41,T42] | TRALEE |  | 52.4034 | -9.8153
033822Y | MV/LV Substation GO***822Y |  | 10 kV | _ | LV | 50 kVA :Pole Substation | 0.05 | --> | 0.05 | 0 | 0 | Constrained, otherwise capacity available =50 kVA | --> | 0.048 | 0 | 0 | 0 | 0 | Constrained, otherwise capacity available =48 kW | --> | C12 ex GRANAGH | Granagh [T41,T42] | WATERFORD |  | 52.3434 | -7.2991
065443 | MV/LV Substation BL***443 |  | 10 kV | _ | LV | 100 kVA :Pole Substation | 0.1 | --> | 0.1 | 0 | 0 | Constrained, otherwise capacity available =85 kVA | --> | 0.095 | 0 | 0.01 | 0 | 0 | Constrained, otherwise capacity available =86 kW | --> | C16 ex LOUGHSHINNY | Loughshinny [T41,T42] | GLASMORE |  | 53.5473 | -6.114
067831Y | MV/LV Substation TH***831Y |  | 10 kV | _ | LV | 630 kVA :Building Structure | 0.63 | --> | 0.63 | 0 | 0 | Constrained, otherwise capacity available =495 kVA | --> | 0.598 | 0 | 0 | 0.5 | 0 |  | --> | C11 ex ROCHES STREET | Roches Street [T41,T42] | LIMERICK |  | 52.6612 | -8.6199
050864 | MV/LV Substation BA***864 |  | 10 kV | _ | LV | 100 kVA :Pole Substation | 0.1 | --> | 0.1 | 0.085 | 7.61 |  | --> | 0.095 | 0 | 0 | 0 | 0 | Constrained, otherwise capacity available =93 kW | --> | C19 ex GARRYCASTLE | Garrycastle [T41,T42] | ATHLONE |  | 53.3502 | -7.8476
093065 | MV/LV Substation BA***065 |  | 10 kV | _ | LV | 630 kVA :Building Structure | 0.63 | --> | 0.63 | 0 | 0 | Constrained, otherwise capacity available =364 kVA | --> | 0.598 | 0 | 0.032 | 0.5 | 0 |  | --> | C20 ex MERVILLE | Merville [T41,T42] | FINGLAS |  | 53.395 | -6.3071
001144 | MV/LV Substation GL***144 |  | 10 kV | _ | LV | 630 kVA :Kiosk Substation | 0.63 | --> | 0.63 | 0.484 | 1.16 |  | --> | 0.598 | 0 | 0.024 | 0.5 | 0 |  | --> | C19 ex MOUNT MERRION | Mount Merrion [T41,T42] | CARRICKMINES |  | 53.3093 | -6.2141
001187X | MV/LV Substation TA***187X |  | 10 kV | _ | LV | 630 kVA :Building Structure | 0.63 | --> | 0.63 | 0.5 | 0.86 |  | --> | 0.598 | 0 | 0 | 0.5 | 0 |  | --> | C17 ex BELFIELD | Belfield [T41,T42] | BLACKROCK |  | 53.3128 | -6.2059
017063Z | MV/LV Substation KN***063Z |  | 20 kV | _ | LV | 50 kVA :Pole Substation | 0.05 | --> | 0.05 | 0.038 | 1.58 |  | --> | 0.048 | 0 | 0 | 0 | 0 | Constrained, otherwise capacity available =46 kW | --> | C17 ex FOYNES | Foynes [T41,T42] | RATHKEALE |  | 52.5567 | -9.2007
116006 | MV/LV Substation BE***006 |  | 10 kV | _ | LV | 400 kVA :Building Structure | 0.4 | --> | 0.4 | 0.127 | 7.32 |  | --> | 0.38 | 0 | 0 | 0.341 | 0 |  | --> | C11 ex CARROWBEG | Carrowbeg [T41,T42] | CARROWBEG |  | 53.8084 | -9.5352
0174246 | MV/LV Substation CA***4246 |  | 10 kV | _ | LV | 50 kVA :Pole Substation | 0.05 | --> | 0.05 | 0.05 | 1.05 |  | --> | 0.048 | 0 | 0 | 0 | 0 | Constrained, otherwise capacity available =48 kW | --> | C19 ex NEWCASTLEWEST | Newcastlewest [T41,T42] | RATHKEALE |  | 52.3987 | -9.0455
065353Z | MV/LV Substation CA***353Z |  | 10 kV | _ | LV | 630 kVA :Building Structure | 0.63 | --> | 0.63 | 0 | 0 | Constrained, otherwise capacity available =560 kVA | --> | 0.598 | 0 | 0 | 0.5 | 0 |  | --> | C22 ex STEPHENSTOWN | Stephenstown [T101,T102] | FINGLAS |  | 53.6128 | -6.207
139398Y | MV/LV Substation AR***398Y |  | 10 kV | _ | LV | 50 kVA :Pole Substation | 0.05 | --> | 0.05 | 0 | 0 | Constrained, otherwise capacity available =35 kVA | --> | 0.048 | 0 | 0.021 | 0 | 0 | Constrained, otherwise capacity available =30 kW | --> | C17 ex VIRGINIA | Virginia [T41,T42] | MEATH HILL |  | 53.8298 | -7.0635
0644368 | MV/LV Substation SP***4368 |  | 20 kV | _ | LV | 50 kVA :Pole Substation | 0.05 | --> | 0.05 | 0 | 0 | Constrained, otherwise capacity available =46 kVA | --> | 0.048 | 0 | 0 | 0 | 0 | Constrained, otherwise capacity available =47 kW | --> | E16 ex JULIANSTOWN | Julianstown [T421,T422] | DRYBRIDGE |  | 53.6912 | -6.2458
363894 | MV/LV Substation KN***894 |  | 20 kV | _ | LV | 50 kVA :Pole Substation | 0.05 | --> | 0.05 | 0.05 | 3.25 |  | --> | 0.048 | 0 | 0 | 0 | 0 | Constrained, otherwise capacity available =48 kW | --> | E16 ex BALLYBUNION | Ballybunion [T421,T422] | TRIEN |  | 52.4946 | -9.5166
066259 | MV/LV Substation SU***259 |  | 10 kV | _ | LV | 400 kVA :Kiosk Substation | 0.4 | --> | 0.4 | 0 | 0 | Constrained, otherwise capacity available =256 kVA | --> | 0.38 | 0 | 0.06 | 0.316 | 0 |  | --> | C14 ex SUTTON | Sutton [T41,T42] | GRANGE (DR) |  | 53.3895 | -6.1292
013061 | MV/LV Substation TO***061 |  | 10 kV | _ | LV | 400 kVA :Kiosk Substation | 0.4 | --> | 0.4 | 0.121 | 0.12 | Constrained, otherwise capacity available =300 kVA | --> | 0.38 | 0 | 0.021 | 0.351 | 0 |  | --> | C21 ex ATHY | Athy [T101,T102] | ATHY |  | 52.9865 | -6.9952
009648X | MV/LV Substation HO***648X |  | 10 kV | _ | LV | 100 kVA :Pole Substation | 0.1 | --> | 0.1 | 0.061 | 0.95 |  | --> | 0.095 | 0 | 0 | 0 | 0 | Constrained, otherwise capacity available =90 kW | --> | C25 ex TYCOR | Tycor [T41,T42] | WATERFORD |  | 52.2388 | -7.1786
064907 | MV/LV Substation NE***907 |  | 10 kV | _ | LV | 200 kVA :Pole Substation | 0.2 | --> | 0.2 | 0 | 0 | Constrained, otherwise capacity available =129 kVA | --> | 0.19 | 0 | 0.005 | 0 | 0 | Constrained, otherwise capacity available =176 kW | --> | C13 ex DRYBRIDGE | Drybridge [T41,T42] | DRYBRIDGE |  | 53.7704 | -6.401
019075X | MV/LV Substation CU***075X |  | 10 kV | _ | LV | 200 kVA :Building Structure | 0.2 | --> | 0.2 | 0.168 | 1.54 |  | --> | 0.19 | 0 | 0.08 | 0 | 0 | Constrained, otherwise capacity available =126 kW | --> | C22 ex BALLYARD | Ballyard [T41,T42] | TRALEE |  | 52.2385 | -9.7936
070818X | MV/LV Substation KN***818X |  | 20 kV | _ | LV | 100 kVA :Pole Substation | 0.1 | --> | 0.1 | 0.092 | 0.76 |  | --> | 0.095 | 0 | 0 | 0 | 0 | Constrained, otherwise capacity available =94 kW | --> | E15 ex RATHMORE | Rathmore [T42,T421] | KNOCKEARAGH |  | 52.1149 | -9.2285
149276X | MV/LV Substation IR***276X |  | 10 kV | _ | LV | 50 kVA :Pole Substation | 0.05 | --> | 0.05 | 0 | 0 | Constrained, otherwise capacity available =50 kVA | --> | 0.048 | 0 | 0 | 0 | 0 | Constrained, otherwise capacity available =47 kW | --> | C13 ex DONEGAL | Donegal [T41,T42] | CATHALEENS FALL |  | 54.6802 | -8.0112
068985 | MV/LV Substation AS***985 |  | 10 kV | _ | LV | 400 kVA :Building Structure | 0.4 | --> | 0.4 | 0.356 | 20.78 |  | --> | 0.38 | 0 | 0 | 0.374 | 0 |  | --> | C21 ex HEUSTON SQUARE | Heuston Square [T101,T102] | INCHICORE 220KV |  | 53.3665 | -6.3307
065260Z | MV/LV Substation ES***260Z |  | 10 kV | _ | LV | 50 kVA :Pole Substation | 0.05 | --> | 0.05 | 0 | 0 | Constrained, otherwise capacity available =39 kVA | --> | 0.048 | 0 | 0 | 0 | 0 | Constrained, otherwise capacity available =46 kW | --> | C18 ex LOUGHSHINNY | Loughshinny [T41,T42] | GLASMORE |  | 53.5338 | -6.1137
074107 | MV/LV Substation AU***107 |  | 20 kV | _ | LV | 50 kVA :Pole Substation | 0.05 | --> | 0.05 | 0 | 0 | Constrained, otherwise capacity available =23 kVA | --> | 0.048 | 0 | 0 | 0 | 0 | Constrained, otherwise capacity available =44 kW | --> | C16 ex CARRICK ON SHANNON | Carrick On Shannon [T41,T42] | CARRICK ON SHANNON |  | 53.857 | -8.149
2514123 | MV/LV Substation PA***4123 |  | 10 kV | _ | LV | 1000 kVA :Building Structure | 1 | --> | 1 | 0 | 0 | Constrained, otherwise capacity available =511 kVA | --> | 0.95 | 0 | 0.03 | 0 | 0 | Constrained, otherwise capacity available =895 kW | --> | C17 ex PARKMORE | Parkmore [T41,T42] | GALWAY 110KV |  | 53.3014 | -8.9826
0494349 | MV/LV Substation CA***4349 |  | 20 kV | _ | LV | 50 kVA :Pole Substation | 0.05 | --> | 0.05 | 0.05 | 0.21 |  | --> | 0.048 | 0 | 0 | 0 | 0 | Constrained, otherwise capacity available =48 kW | --> | E17 ex LONGFORD | Longford [T421,T422] | RICHMOND |  | 53.803 | -7.6236
017904 | MV/LV Substation CO***904 |  | 10 kV | _ | LV | 400 kVA :Kiosk Substation | 0.4 | --> | 0.4 | 0.348 | 4.23 |  | --> | 0.38 | 0 | 0 | 0 | 0 | Constrained, otherwise capacity available =373 kW | --> | C13 ex CHURCHTOWN | Churchtown [T41] | RATHKEALE |  | 52.4577 | -9.0553
093102Z | MV/LV Substation NO***102Z |  | 10 kV | _ | LV | 630 kVA :Building Structure | 0.63 | --> | 0.63 | 0 | 0 | Constrained, otherwise capacity available =545 kVA | --> | 0.598 | 0 | 0.01 | 0.5 | 0 |  | --> | C20 ex MERVILLE | Merville [T41,T42] | FINGLAS |  | 53.3971 | -6.3169
029487Y | MV/LV Substation KN***487Y |  | 10 kV | _ | LV | 50 kVA :Pole Substation | 0.05 | --> | 0.05 | 0 | 0 | Constrained, otherwise capacity available =40 kVA | --> | 0.048 | 0 | 0 | 0 | 0 | Constrained, otherwise capacity available =46 kW | --> | C17 ex CARRIGSHANE | Carrigshane [T41] | MIDLETON |  | 51.8782 | -8.1337
093193Z | MV/LV Substation LA***193Z |  | 10 kV | _ | LV | 630 kVA :Kiosk Substation | 0.63 | --> | 0.63 | 0 | 0 | Constrained, otherwise capacity available =447 kVA | --> | 0.598 | 0 | 0 | 0.5 | 0 |  | --> | C16 ex SANTRY | Santry [T41,T42] | FINGLAS |  | 53.3982 | -6.227
026950Y | MV/LV Substation RO***950Y |  | 10 kV | _ | LV | 400 kVA :Kiosk Substation | 0.4 | --> | 0.4 | 0.331 | 8.66 |  | --> | 0.38 | 0 | 0.007 | 0 | 0 | Constrained, otherwise capacity available =365 kW | --> | C14 ex BANDON | Bandon [T101,T42] | BANDON |  | 51.7493 | -8.7178
035042 | MV/LV Substation WO***042 |  | 10 kV | _ | LV | 400 kVA :Kiosk Substation | 0.4 | --> | 0.4 | 0.336 | 6.17 |  | --> | 0.38 | 0 | 0 | 0 | 0 | Constrained, otherwise capacity available =371 kW | --> | C20 ex CAHIR | Cahir [T41,T42] | CAHIR |  | 52.3813 | -7.9318
022543 | MV/LV Substation RO***543 |  | 10 kV | _ | LV | 200 kVA :Pole Substation | 0.2 | --> | 0.2 | 0.143 | 2.24 |  | --> | 0.19 | 0 | 0.005 | 0 | 0 | Constrained, otherwise capacity available =178 kW | --> | C13 ex CASTLETOWNROCHE | Castletownroche [T41] | MALLOW |  | 52.1468 | -8.514
023440Y | MV/LV Substation BA***440Y |  | 10 kV | _ | LV | 50 kVA :Pole Substation | 0.05 | --> | 0.05 | 0 | 0 | Constrained, otherwise capacity available =41 kVA | --> | 0.048 | 0 | 0 | 0 | 0 | Constrained, otherwise capacity available =46 kW | --> | E14 ex CASTLELYONS | Castlelyons [T421,T422] | BARRYMORE |  | 52.0837 | -8.2186
093375X | MV/LV Substation AU***375X |  | 10 kV | _ | LV | 400 kVA :Kiosk Substation | 0.4 | --> | 0.4 | 0 | 0 | Constrained, otherwise capacity available =234 kVA | --> | 0.38 | 0 | 0.087 | 0.292 | 0 |  | --> | C16 ex SANTRY | Santry [T41,T42] | FINGLAS |  | 53.3984 | -6.2338
001741 | MV/LV Substation GL***741 |  | 10 kV | _ | LV | 400 kVA :Kiosk Substation | 0.4 | --> | 0.4 | 0.302 | 1.23 |  | --> | 0.38 | 0 | 0.022 | 0.35 | 0 |  | --> | C17 ex SALLYNOGGIN ROAD | Sallynoggin Road [T41,T42] | CHERRYWOOD |  | 53.2737 | -6.1356
1604278 | MV/LV Substation BU***4278 |  | 10 kV | _ | LV | 50 kVA :Pole Substation | 0.05 | --> | 0.05 | 0 | 0 | Constrained, otherwise capacity available =50 kVA | --> | 0.048 | 0 | 0 | 0 | 0 | Constrained, otherwise capacity available =48 kW | --> | C11 ex PORTARLINGTON | Portarlington [T41,T42] | PORTLAOISE |  | 53.2409 | -7.2169
0684657 | MV/LV Substation TR***4657 |  | 10 kV | _ | LV | 1000 kVA :Building Structure | 1 | --> | 1 | 0.5 | 7.2 |  | --> | 0.95 | 0 | 0 | 0.5 | 0 |  | --> | C28 ex TRINITY | Trinity [T101,T102] | POOLBEG |  | 53.3401 | -6.2415
081386Z | MV/LV Substation PH***386Z |  | 10 kV | _ | LV | 630 kVA :Building Structure | 0.63 | --> | 0.63 | 0.453 | 7.91 |  | --> | 0.598 | 0 | 0 | 0.5 | 0 |  | --> | C29 ex PELLETSTOWN | Pelletstown [T101,T102] | FINGLAS |  | 53.3734 | -6.3371
034359 | MV/LV Substation DR***359 |  | 20 kV | _ | LV | 50 kVA :Pole Substation | 0.05 | --> | 0.05 | 0.024 | 5.88 |  | --> | 0.048 | 0 | 0 | 0 | 0 | Constrained, otherwise capacity available =44 kW | --> | C14 ex ARDGEEHA | Ardgeeha [T41,T42] | DOON |  | 52.5179 | -7.5836
139357Y | MV/LV Substation BA***357Y |  | 10 kV | _ | LV | 50 kVA :Pole Substation | 0.05 | --> | 0.05 | 0 | 0 | Constrained, otherwise capacity available =45 kVA | --> | 0.048 | 0 | 0 | 0 | 0 | Constrained, otherwise capacity available =47 kW | --> | C17 ex VIRGINIA | Virginia [T41,T42] | MEATH HILL |  | 53.8293 | -7.0638
026321Z | MV/LV Substation AR***321Z |  | 10 kV | _ | LV | 100 kVA :Pole Substation | 0.1 | --> | 0.1 | 0.1 | 8.66 |  | --> | 0.095 | 0 | 0 | 0 | 0 | Constrained, otherwise capacity available =95 kW | --> | C18 ex BANDON | Bandon [T101,T42] | BANDON |  | 51.8126 | -8.6568
014841X | MV/LV Substation EL***841X |  | 10 kV | _ | LV | 200 kVA :Building Structure | 0.2 | --> | 0.2 | 0 | 0 | Constrained, otherwise capacity available =165 kVA | --> | 0.19 | 0 | 0 | 0 | 0 | Constrained, otherwise capacity available =185 kW | --> | C12 ex ATHGARVAN | Athgarvan [T41,T44] | NEWBRIDGE |  | 53.1722 | -6.7994
009808X | MV/LV Substation FO***808X |  | 10 kV | _ | LV | 50 kVA :Pole Substation | 0.05 | --> | 0.05 | 0 | 0 | Constrained, otherwise capacity available =27 kVA | --> | 0.048 | 0 | 0.01 | 0 | 0 | Constrained, otherwise capacity available =37 kW | --> | C15 ex GRANAGH | Granagh [T41,T42] | WATERFORD |  | 52.3112 | -7.1772
281587Z | MV/LV Substation BR***587Z |  | 10 kV | _ | LV | 400 kVA :Kiosk Substation | 0.4 | --> | 0.4 | 0 | 0 | Constrained, otherwise capacity available =289 kVA | --> | 0.38 | 0 | 0.055 | 0 | 0 | Constrained, otherwise capacity available =324 kW | --> | C17 ex CARRIGALINE | Carrigaline [T41,T42] | BARNAHELY |  | 51.7995 | -8.2941
059723Y | MV/LV Substation SH***723Y |  | 20 kV | _ | LV | 100 kVA :Pole Substation | 0.1 | --> | 0.1 | 0 | 0 | Constrained, otherwise capacity available =75 kVA | --> | 0.095 | 0 | 0 | 0 | 0 | Constrained, otherwise capacity available =92 kW | --> | E19 ex CAVAN | Cavan [T42,T421] | SHANKILL |  | 53.9532 | -7.4329
008915X | MV/LV Substation RA***915X |  | 10 kV | _ | LV | 630 kVA :Building Structure | 0.63 | --> | 0.63 | 0.239 | 0.24 | Constrained, otherwise capacity available =582 kVA | --> | 0.598 | 0 | 0 | 0 | 0 | Constrained, otherwise capacity available =592 kW | --> | C15 ex ROSBERCON | Rosbercon [T41,T42] | WATERFORD |  | 52.3844 | -6.9628
160376Y | MV/LV Substation MO***376Y |  | 20 kV | _ | LV | 50 kVA :Pole Substation | 0.05 | --> | 0.05 | 0 | 0 | Constrained, otherwise capacity available =39 kVA | --> | 0.048 | 0 | 0.01 | 0 | 0 | Constrained, otherwise capacity available =39 kW | --> | E11 ex PORTLAOISE |  |  |  | 53.0787 | -7.1917
164947 | MV/LV Substation KI***947 |  | 10 kV | _ | LV | 100 kVA :Pole Substation | 0.1 | --> | 0.1 | 0 | 0 | Constrained, otherwise capacity available =90 kVA | --> | 0.095 | 0 | 0 | 0 | 0 | Constrained, otherwise capacity available =94 kW | --> | C15 ex SKIBBEREEN | Skibbereen [T41,T42] | DUNMANWAY |  | 51.5192 | -9.3393
004433X | MV/LV Substation CE***433X |  | 10 kV | _ | LV | 100 kVA :Pole Substation | 0.1 | --> | 0.1 | 0 | 0 | Constrained, otherwise capacity available =63 kVA | --> | 0.095 | 0 | 0.014 | 0 | 0 | Constrained, otherwise capacity available =79 kW | --> | C26 ex TINAHASK | Tinahask [T41,T42] | ARKLOW |  | 52.7898 | -6.1567
156462Y | MV/LV Substation SH***462Y |  | 10 kV | _ | LV | 630 kVA :Building Structure | 0.63 | --> | 0.63 | 0 | 0 | Constrained, otherwise capacity available =314 kVA | --> | 0.598 | 0 | 0 | 0 | 0 | Constrained, otherwise capacity available =554 kW | --> | C13 ex DRUMBEAR | Drumbear [T41,T42] | LISDRUM |  | 54.2467 | -6.9708
032249Y | MV/LV Substation RO***249Y |  | 20 kV | _ | LV | 50 kVA :Pole Substation | 0.05 | --> | 0.05 | 0 | 0 | Constrained, otherwise capacity available =37 kVA | --> | 0.048 | 0 | 0 | 0 | 0 | Constrained, otherwise capacity available =46 kW | --> | E13 ex KILCARRAGH | Kilcarragh [T421,T422] | BUTLERSTOWN |  | 52.1976 | -7.0224
0814177 | MV/LV Substation GA***4177 |  | 20 kV | _ | LV | 630 kVA :Kiosk Substation | 0.63 | --> | 0.63 | 0 | 0 | Constrained, otherwise capacity available =503 kVA | --> | 0.598 | 0 | 0.129 | 0.485 | 0 |  | --> | E20 ex ADAMSTOWN | Adamstown [T121,T122] | INCHICORE 220KV |  | 53.3469 | -6.4608
093507Z | MV/LV Substation ST***507Z |  | 10 kV | _ | LV | 200 kVA :Building Structure | 0.2 | --> | 0.2 | 0 | 0 | Constrained, otherwise capacity available =160 kVA | --> | 0.19 | 0 | 0 | 0.184 | 0 |  | --> | C19 ex KILMORE | Kilmore [T101,T102,T103] | FINGLAS |  | 53.4095 | -6.238
093063 | MV/LV Substation WE***063 |  | 10 kV | _ | LV | 400 kVA :Building Structure | 0.4 | --> | 0.4 | 0 | 0 | Constrained, otherwise capacity available =224 kVA | --> | 0.38 | 0 | 0.03 | 0.333 | 0 |  | --> | C12 ex MERVILLE | Merville [T41,T42] | FINGLAS |  | 53.3853 | -6.3097
0684186 | MV/LV Substation NO***4186 |  | 10 kV | _ | LV | 630 kVA :Kiosk Substation | 0.63 | --> | 0.63 | 0.5 | 1.86 |  | --> | 0.598 | 0 | 0.015 | 0.5 | 0 |  | --> | C15 ex FAIRVIEW | Fairview [T41] | MCDERMOTT |  | 53.3679 | -6.2118
0644338 | MV/LV Substation TU***4338 |  | 10 kV | _ | LV | 50 kVA :Pole Substation | 0.05 | --> | 0.05 | 0 | 0 | Constrained, otherwise capacity available =50 kVA | --> | 0.048 | 0 | 0 | 0 | 0 | Constrained, otherwise capacity available =48 kW | --> | C13 ex DRYBRIDGE | Drybridge [T41,T42] | DRYBRIDGE |  | 53.7498 | -6.3834
068539X | MV/LV Substation PE***539X |  | 10 kV | _ | LV | 1000 kVA :Building Structure | 1 | --> | 1 | 0.5 | 7.91 |  | --> | 0.95 | 0 | 0 | 0.5 | 0 |  | --> | C29 ex PELLETSTOWN | Pelletstown [T101,T102] | FINGLAS |  | 53.3781 | -6.3261
426091 | MV/LV Substation KI***091 |  | 20 kV | _ | LV | 50 kVA :Pole Substation | 0.05 | --> | 0.05 | 0 | 0 | Constrained, otherwise capacity available =47 kVA | --> | 0.048 | 0 | 0 | 0 | 0 | Constrained, otherwise capacity available =47 kW | --> | E12 ex DINGLE | Dingle [T421,T422] | OUGHTRAGH |  | 52.2054 | -10.3156
138018 | MV/LV Substation BA***018 |  | 10 kV | _ | LV | 400 kVA :Building Structure | 0.4 | --> | 0.4 | 0.16 | 2.18 |  | --> | 0.38 | 0 | 0 | 0 | 0 | Constrained, otherwise capacity available =346 kW | --> | C21 ex BAILIEBORO | Bailieboro [T41,T42] | MEATH HILL |  | 53.8926 | -6.9407
012532Y | MV/LV Substation 43***532Y |  | 10 kV | _ | LV | 400 kVA :Kiosk Substation | 0.4 | --> | 0.4 | 0 | 0 | Constrained, otherwise capacity available =377 kVA | --> | 0.38 | 0 | 0 | 0 | 0 | Constrained, otherwise capacity available =377 kW | --> | C22 ex POLLERTON | Pollerton [T41,T42] | CARLOW |  | 52.8357 | -6.928
004023Y | MV/LV Substation HA***023Y |  | 10 kV | _ | LV | 400 kVA :Kiosk Substation | 0.4 | --> | 0.4 | 0 | 0 | Constrained, otherwise capacity available =307 kVA | --> | 0.38 | 0 | 0.026 | 0 | 0 | Constrained, otherwise capacity available =348 kW | --> | C25 ex TINAHASK | Tinahask [T41,T42] | ARKLOW |  | 52.7923 | -6.1527
1184140 | MV/LV Substation CO***4140 |  | 20 kV | _ | LV | 400 kVA :Building Structure | 0.4 | --> | 0.4 | 0 | 0 | Constrained, otherwise capacity available =243 kVA | --> | 0.38 | 0 | 0.016 | 0 | 0 | Constrained, otherwise capacity available =346 kW | --> | E18 ex CREAGH | Creagh [T421,T422] | ATHLONE |  | 53.4704 | -8.4979
001378 | MV/LV Substation ME***378 |  | 10 kV | _ | LV | 400 kVA :Kiosk Substation | 0.4 | --> | 0.4 | 0.237 | 1.16 |  | --> | 0.38 | 0 | 0.051 | 0.319 | 0 |  | --> | C18 ex BREWERY ROAD | Brewery Road [T41,T42] | CARRICKMINES |  | 53.284 | -6.1999
026962Y | MV/LV Substation SI***962Y |  | 10 kV | _ | LV | 630 kVA :Kiosk Substation | 0.63 | --> | 0.63 | 0.5 | 8.66 |  | --> | 0.598 | 0 | 0 | 0 | 0 | Constrained, otherwise capacity available =594 kW | --> | C11 ex BANDON | Bandon [T101,T42] | BANDON |  | 51.7474 | -8.733
252219 | MV/LV Substation TU***219 |  | 20 kV | _ | LV | 50 kVA :Pole Substation | 0.05 | --> | 0.05 | 0.035 | 1.32 |  | --> | 0.048 | 0 | 0.005 | 0.042 | 0 |  | --> | C24 ex CLIFDEN | Clifden [T41,T42] | SCREEB |  | 53.5861 | -9.9633
305852 | MV/LV Substation AR***852 |  | 20 kV | _ | LV | 400 kVA :Kiosk Substation | 0.4 | --> | 0.4 | 0.376 | 4.61 |  | --> | 0.38 | 0 | 0 | 0 | 0 | Constrained, otherwise capacity available =377 kW | --> | E12 ex LUMCLOON | Lumcloon [T421,T422] | DALLOW |  | 53.2777 | -7.8275
093278X | MV/LV Substation KI***278X |  | 10 kV | _ | LV | 200 kVA :Kiosk Substation | 0.2 | --> | 0.2 | 0 | 0 | Constrained, otherwise capacity available =182 kVA | --> | 0.19 | 0 | 0 | 0.188 | 0 |  | --> | C13 ex KILMORE | Kilmore [T101,T102,T103] | FINGLAS |  | 53.3939 | -6.2222
429477 | MV/LV Substation AB***477 |  | 10 kV | _ | LV | 400 kVA :Kiosk Substation | 0.4 | --> | 0.4 | 0.28 | 0.33 |  | --> | 0.38 | 0 | 0.05 | 0 | 0 | Constrained, otherwise capacity available =326 kW | --> | C20 ex ABBEYFEALE | Abbeyfeale [T42] | TRIEN |  | 52.461 | -9.2876
011165Z | MV/LV Substation CO***165Z |  | 10 kV | _ | LV | 400 kVA :Kiosk Substation | 0.4 | --> | 0.4 | 0 | 0 | Constrained, otherwise capacity available =291 kVA | --> | 0.38 | 0 | 0.01 | 0 | 0 | Constrained, otherwise capacity available =357 kW | --> | C19 ex ROSEHILL | Rosehill [T41,T42] | KILKENNY |  | 52.6446 | -7.2583
068135X | MV/LV Substation GR***135X |  | 10 kV | _ | LV | 630 kVA :Building Structure | 0.63 | --> | 0.63 | 0 | 0 | Constrained, otherwise capacity available =470 kVA | --> | 0.598 | 0 | 0 | 0.5 | 0 |  | --> | C19 ex GLOUCESTER PLACE | Gloucester Place [T41,T42] | MCDERMOTT |  | 53.3559 | -6.2589
054107 | MV/LV Substation DO***107 |  | 10 kV | _ | LV | 100 kVA :Pole Substation | 0.1 | --> | 0.1 | 0.082 | 0.12 |  | --> | 0.095 | 0 | 0 | 0.092 | 0 |  | --> | C21 ex ATHY | Athy [T101,T102] | ATHY |  | 53.0126 | -7.1384
008612Z | MV/LV Substation CL***612Z |  | 10 kV | _ | LV | 200 kVA :Kiosk Substation | 0.2 | --> | 0.2 | 0 | 0 | Constrained, otherwise capacity available =180 kVA | --> | 0.19 | 0 | 0 | 0 | 0 | Constrained, otherwise capacity available =187 kW | --> | E11 ex KNOCKMULLEN | Knockmullen [T42,T421] | GREAT ISLAND |  | 52.3967 | -6.9273
281464 | MV/LV Substation HA***464 |  | 10 kV | _ | LV | 400 kVA :Kiosk Substation | 0.4 | --> | 0.4 | 0 | 0 | Constrained, otherwise capacity available =363 kVA | --> | 0.38 | 0 | 0.01 | 0.368 | 0 |  | --> | C22 ex BISHOPSTOWN | Bishopstown [T41,T42] | KILBARRY |  | 51.8739 | -8.5315
196078X | MV/LV Substation ST***078X |  | 10 kV | _ | LV | 50 kVA :Pole Substation | 0.05 | --> | 0.05 | 0 | 0 | Constrained, otherwise capacity available =45 kVA | --> | 0.048 | 0 | 0 | 0 | 0 | Constrained, otherwise capacity available =47 kW | --> | C15 ex TRIM | Trim [T41,T42] | NAVAN |  | 53.5741 | -6.7991
160313Y | MV/LV Substation DE***313Y |  | 20 kV | _ | LV | 100 kVA :Pole Substation | 0.1 | --> | 0.1 | 0 | 0 | Constrained, otherwise capacity available =94 kVA | --> | 0.095 | 0 | 0 | 0 | 0 | Constrained, otherwise capacity available =94 kW | --> | C21 ex PORTARLINGTON | Portarlington [T43] | BLAKE |  | 53.1403 | -7.0778
093305 | MV/LV Substation VA***305 |  | 10 kV | _ | LV | 630 kVA :Kiosk Substation | 0.63 | --> | 0.63 | 0 | 0 | Constrained, otherwise capacity available =547 kVA | --> | 0.598 | 0 | 0.006 | 0.5 | 0 |  | --> | C12 ex MERVILLE | Merville [T41,T42] | FINGLAS |  | 53.3812 | -6.3084
1574099 | MV/LV Substation CH***4099 |  | 20 kV | _ | LV | 50 kVA :Pole Substation | 0.05 | --> | 0.05 | 0.048 | 1.55 |  | --> | 0.048 | 0 | 0 | 0 | 0 | Constrained, otherwise capacity available =47 kW | --> | E13 ex CARRIGALLEN | Carrigallen [T421] | CARRICK ON SHANNON |  | 53.9707 | -7.6481
022516 | MV/LV Substation IR***516 |  | 10 kV | _ | LV | 50 kVA :Pole Substation | 0.05 | --> | 0.05 | 0.042 | 4.55 |  | --> | 0.048 | 0 | 0.021 | 0 | 0 | Constrained, otherwise capacity available =31 kW | --> | C14 ex MALLOW | Mallow [T41,T42] | MALLOW |  | 52.1566 | -8.6483
2074173 | MV/LV Substation KI***4173 |  | 10 kV | _ | LV | 50 kVA :Pole Substation | 0.05 | --> | 0.05 | 0.05 | 2.9 |  | --> | 0.048 | 0 | 0 | 0 | 0 | Constrained, otherwise capacity available =48 kW | --> | C18 ex GLENGOOLE | Glengoole [T42] | THURLES |  | 52.5815 | -7.679
021280 | MV/LV Substation TH***280 |  | 10 kV | _ | LV | 200 kVA :Pole Substation | 0.2 | --> | 0.2 | 0 | 0 | Constrained, otherwise capacity available =132 kVA | --> | 0.19 | 0 | 0 | 0.18 | 0 |  | --> | C15 ex MAYFIELD | Mayfield [T41,T42] | KILBARRY |  | 51.9186 | -8.4177
281846 | MV/LV Substation LA***846 |  | 10 kV | _ | LV | 100 kVA :Pole Substation | 0.1 | --> | 0.1 | 0 | 0 | Constrained, otherwise capacity available =98 kVA | --> | 0.095 | 0 | 0 | 0 | 0 | Constrained, otherwise capacity available =95 kW | --> | C18 ex DOUGLAS | Douglas [T41,T42] | TRABEG |  | 51.8551 | -8.4046
014009Z | MV/LV Substation GI***009Z |  | 20 kV | _ | LV | 50 kVA :Pole Substation | 0.05 | --> | 0.05 | 0.032 | 0.63 |  | --> | 0.048 | 0 | 0 | 0 | 0 | Constrained, otherwise capacity available =45 kW | --> | E11 ex KILCULLEN | Kilcullen [T41,T42,T424] | STRATFORD |  | 53.1136 | -6.7373
176279Y | MV/LV Substation CA***279Y |  | 20 kV | _ | LV | 50 kVA :Pole Substation | 0.05 | --> | 0.05 | 0.045 | 18.78 |  | --> | 0.048 | 0 | 0 | 0.047 | 0 |  | --> | E18 ex HARTNETTS CROSS | Hartnetts Cross [T121,T422] | MACROOM |  | 51.9631 | -9.0256
1674124 | MV/LV Substation CL***4124 |  | 10 kV | _ | LV | 400 kVA :Kiosk Substation | 0.4 | --> | 0.4 | 0 | 0 | Constrained, otherwise capacity available =400 kVA | --> | 0.38 | 0 | 0 | 0 | 0 | Constrained, otherwise capacity available =380 kW | --> | E15 ex WHITECHURCH | Whitechurch [T421,T422] | KILBARRY |  | 51.9374 | -8.5664
281189Z | MV/LV Substation WA***189Z |  | 10 kV | _ | LV | 400 kVA :Building Structure | 0.4 | --> | 0.4 | 0 | 0 | Constrained, otherwise capacity available =350 kVA | --> | 0.38 | 0 | 0 | 0 | 0 | Constrained, otherwise capacity available =373 kW | --> | C13 ex DOUGLAS | Douglas [T41,T42] | TRABEG |  | 51.8775 | -8.4334
021073Z | MV/LV Substation L.***073Z |  | 20 kV | _ | LV | 50 kVA :Pole Substation | 0.05 | --> | 0.05 | 0 | 0 | Constrained, otherwise capacity available =31 kVA | --> | 0.048 | 0 | 0 | 0.045 | 0 |  | --> | C18 ex RIVERSTOWN | Riverstown [T41,T42] | KILBARRY |  | 51.9761 | -8.3875
139111Z | MV/LV Substation EU***111Z |  | 10 kV | _ | LV | 1000 kVA :Building Structure | 1 | --> | 1 | 0 | 0 | Constrained, otherwise capacity available =888 kVA | --> | 0.95 | 0 | 0 | 0 | 0 | Constrained, otherwise capacity available =934 kW | --> | C17 ex VIRGINIA | Virginia [T41,T42] | MEATH HILL |  | 53.8341 | -7.0849
034045Y | MV/LV Substation AR***045Y |  | 10 kV | _ | LV | 200 kVA :Kiosk Substation | 0.2 | --> | 0.2 | 0.048 | 0.57 |  | --> | 0.19 | 0 | 0.03 | 0 | 0 | Constrained, otherwise capacity available =146 kW | --> | C16 ex LAWLESSTOWN | Lawlesstown [T42,T421] | DOON |  | 52.3669 | -7.7141
2444019 | MV/LV Substation MI***4019 |  | 20 kV | _ | LV | 100 kVA :Pole Substation | 0.1 | --> | 0.1 | 0 | 0 | Constrained, otherwise capacity available =100 kVA | --> | 0.095 | 0 | 0 | 0 | 0 | Constrained, otherwise capacity available =95 kW | --> | E16 ex MILLTOWN (SR) | Milltown (sr) [T421,T422] | OUGHTRAGH |  | 52.1469 | -9.7254
002771 | MV/LV Substation SI***771 |  | 10 kV | _ | LV | 400 kVA :Kiosk Substation | 0.4 | --> | 0.4 | 0.296 | 4.51 |  | --> | 0.38 | 0 | 0.042 | 0.334 | 0 |  | --> | C20 ex BOGHALL ROAD | Boghall Road [T41,T42] | FASSAROE |  | 53.197 | -6.0996
0644282 | MV/LV Substation KE***4282 |  | 20 kV | _ | LV | 50 kVA :Pole Substation | 0.05 | --> | 0.05 | 0 | 0 | Constrained, otherwise capacity available =48 kVA | --> | 0.048 | 0 | 0 | 0 | 0 | Constrained, otherwise capacity available =47 kW | --> | E18 ex JULIANSTOWN | Julianstown [T421,T422] | DRYBRIDGE |  | 53.6382 | -6.3201
039523 | MV/LV Substation OR***523 |  | 10 kV | _ | LV | 200 kVA :Kiosk Substation | 0.2 | --> | 0.2 | 0 | 0 | Constrained, otherwise capacity available =115 kVA | --> | 0.19 | 0 | 0 | 0 | 0 | Constrained, otherwise capacity available =178 kW | --> | C18 ex ORANMORE | Oranmore [T41,T44] | GALWAY 110KV |  | 53.2757 | -8.9298
244735 | MV/LV Substation CH***735 |  | 20 kV | _ | LV | 200 kVA :Pole Substation | 0.2 | --> | 0.2 | 0 | 0 | Constrained, otherwise capacity available =84 kVA | --> | 0.19 | 0 | 0.005 | 0 | 0 | Constrained, otherwise capacity available =170 kW | --> | E11 ex MILLTOWN (SR) | Milltown (sr) [T421,T422] | OUGHTRAGH |  | 52.1439 | -9.7148
029215Y | MV/LV Substation RO***215Y |  | 10 kV | _ | LV | 400 kVA :Kiosk Substation | 0.4 | --> | 0.4 | 0 | 0 | Constrained, otherwise capacity available =262 kVA | --> | 0.38 | 0 | 0.159 | 0 | 0 | Constrained, otherwise capacity available =243 kW | --> | C17 ex CARRIGSHANE | Carrigshane [T41] | MIDLETON |  | 51.8958 | -8.1629
007674Z | MV/LV Substation GR***674Z |  | 20 kV | _ | LV | 50 kVA :Pole Substation | 0.05 | --> | 0.05 | 0.05 | 0.2 |  | --> | 0.048 | 0 | 0 | 0 | 0 | Constrained, otherwise capacity available =47 kW | --> | E15 ex BEALISTOWN | Bealistown [T421,T422] | GREAT ISLAND |  | 52.2279 | -6.7569
0064177 | MV/LV Substation MA***4177 |  | 10 kV | _ | LV | 50 kVA :Pole Substation | 0.05 | --> | 0.05 | 0.049 | 4.38 |  | --> | 0.048 | 0 | 0 | 0.047 | 0 |  | --> | E14 ex CRANE | Crane [T122] | CRANE |  | 52.5376 | -6.6138
069503 | MV/LV Substation AR***503 |  | 10 kV | _ | LV | 400 kVA :Kiosk Substation | 0.4 | --> | 0.4 | 0 | 0 | Constrained, otherwise capacity available =248 kVA | --> | 0.38 | 0 | 0.08 | 0.3 | 0 |  | --> | C13 ex BALLYBODEN | Ballyboden [T41,T42] | COOKSTOWN |  | 53.2891 | -6.2777
433462X | MV/LV Substation TR***462X |  | 20 kV | _ | LV | 50 kVA :Pole Substation | 0.05 | --> | 0.05 | 0 | 0 | Constrained, otherwise capacity available =49 kVA | --> | 0.048 | 0 | 0 | 0 | 0 | Constrained, otherwise capacity available =47 kW | --> | C17 ex CHARLESTOWN | Charlestown [T41] | TONROE |  | 53.8878 | -8.6907
039340X | MV/LV Substation OR***340X |  | 10 kV | _ | LV | 200 kVA :Building Structure | 0.2 | --> | 0.2 | 0 | 0 | Constrained, otherwise capacity available =138 kVA | --> | 0.19 | 0 | 0 | 0 | 0 | Constrained, otherwise capacity available =181 kW | --> | C15 ex ORANMORE | Oranmore [T41,T44] | GALWAY 110KV |  | 53.2713 | -8.9332
003526X | MV/LV Substation KI***526X |  | 10 kV | _ | LV | 100 kVA :Pole Substation | 0.1 | --> | 0.1 | 0 | 0 | Constrained, otherwise capacity available =95 kVA | --> | 0.095 | 0 | 0 | 0 | 0 | Constrained, otherwise capacity available =94 kW | --> | C11 ex RATHDRUM | Rathdrum [T42] | ARKLOW |  | 52.9374 | -6.1507
288209 | MV/LV Substation BA***209 |  | 10 kV | _ | LV | 200 kVA :Kiosk Substation | 0.2 | --> | 0.2 | 0 | 0 | Constrained, otherwise capacity available =200 kVA | --> | 0.19 | 0 | 0 | 0.19 | 0 |  | --> | C17 ex CARRICKMINES | Carrickmines [T41,T42] | CARRICKMINES |  | 53.2568 | -6.1945
0954195 | MV/LV Substation FA***4195 |  | 10 kV | _ | LV | 50 kVA :Pole Substation | 0.05 | --> | 0.05 | 0.05 | 1.1 |  | --> | 0.048 | 0 | 0 | 0 | 0 | Constrained, otherwise capacity available =48 kW | --> | C26 ex KILKEE | Kilkee [T41] | TULLABRACK |  | 52.7016 | -9.6193
001771 | MV/LV Substation HA***771 |  | 10 kV | _ | LV | 400 kVA :Kiosk Substation | 0.4 | --> | 0.4 | 0.293 | 0.86 |  | --> | 0.38 | 0 | 0.048 | 0.33 | 0 |  | --> | C19 ex BELFIELD | Belfield [T41,T42] | BLACKROCK |  | 53.3026 | -6.2244
012623 | MV/LV Substation OA***623 |  | 10 kV | _ | LV | 400 kVA :Building Structure | 0.4 | --> | 0.4 | 0.267 | 1.99 |  | --> | 0.38 | 0 | 0 | 0 | 0 | Constrained, otherwise capacity available =361 kW | --> | C18 ex GRAIGUE | Graigue [T41,T42] | CARLOW |  | 52.8656 | -6.9125
151005 | MV/LV Substation BR***005 |  | 20 kV | _ | LV | 200 kVA :Pole Substation | 0.2 | --> | 0.2 | 0 | 0 | Constrained, otherwise capacity available =164 kVA | --> | 0.19 | 0 | 0 | 0.185 | 0 |  | --> | E17 ex BRUFF | Bruff [T42,T421] | LIMERICK |  | 52.4786 | -8.5462
1444247 | MV/LV Substation HO***4247 |  | 10 kV | _ | LV | 50 kVA :Pole Substation | 0.05 | --> | 0.05 | 0 | 0 | Constrained, otherwise capacity available =47 kVA | --> | 0.048 | 0 | 0 | 0 | 0 | Constrained, otherwise capacity available =47 kW | --> | C15 ex CASTLECOMER | Castlecomer [T41,T42] | BALLYRAGGET |  | 52.8684 | -7.1026
007988Z | MV/LV Substation AR***988Z |  | 10 kV | _ | LV | 50 kVA :Pole Substation | 0.05 | --> | 0.05 | 0.045 | 0.9 |  | --> | 0.048 | 0 | 0 | 0 | 0 | Constrained, otherwise capacity available =47 kW | --> | C19 ex CLONARD | Clonard [T41,T42] | WEXFORD |  | 52.287 | -6.4807
050320Y | MV/LV Substation WI***320Y |  | 10 kV | _ | LV | 400 kVA :Building Structure | 0.4 | --> | 0.4 | 0.367 | 7.61 |  | --> | 0.38 | 0 | 0 | 0 | 0 | Constrained, otherwise capacity available =376 kW | --> | C12 ex GARRYCASTLE | Garrycastle [T41,T42] | ATHLONE |  | 53.4119 | -7.8964
081651Y | MV/LV Substation PA***651Y |  | 10 kV | _ | LV | 400 kVA :Kiosk Substation | 0.4 | --> | 0.4 | 0 | 0 | Constrained, otherwise capacity available =259 kVA | --> | 0.38 | 0 | 0.061 | 0 | 0 | Constrained, otherwise capacity available =315 kW | --> | C16 ex MONEYCOOLEY | Moneycooley [T41,T42,T44] | GRIFFINRATH |  | 53.3783 | -6.5824
004604 | MV/LV Substation GL***604 |  | 10 kV | _ | LV | 200 kVA :Pole Substation | 0.2 | --> | 0.2 | 0.165 | 18.08 |  | --> | 0.19 | 0 | 0 | 0.185 | 0 |  | --> | C19 ex ARKLOW | Arklow [T101,T102] | ARKLOW |  | 52.8117 | -6.1509
014188 | MV/LV Substation CH***188 |  | 10 kV | _ | LV | 400 kVA :Kiosk Substation | 0.4 | --> | 0.4 | 0 | 0 | Constrained, otherwise capacity available =151 kVA | --> | 0.38 | 0 | 0.008 | 0 | 0 | Constrained, otherwise capacity available =339 kW | --> | C17 ex ATHGARVAN | Athgarvan [T41,T44] | NEWBRIDGE |  | 53.1804 | -6.7985
066729X | MV/LV Substation RO***729X |  | 20 kV | _ | LV | 200 kVA :Pole Substation | 0.2 | --> | 0.2 | 0 | 0 | Constrained, otherwise capacity available =157 kVA | --> | 0.19 | 0 | 0.005 | 0 | 0 | Constrained, otherwise capacity available =180 kW | --> | E21 ex ASHBOURNE | Ashbourne [T421,T422] | FINGLAS |  | 53.491 | -6.3016
139166Y | MV/LV Substation BR***166Y |  | 10 kV | _ | LV | 50 kVA :Pole Substation | 0.05 | --> | 0.05 | 0 | 0 | Constrained, otherwise capacity available =34 kVA | --> | 0.048 | 0 | 0.003 | 0 | 0 | Constrained, otherwise capacity available =43 kW | --> | C17 ex VIRGINIA | Virginia [T41,T42] | MEATH HILL |  | 53.8313 | -7.0731
021079X | MV/LV Substation CO***079X |  | 10 kV | _ | LV | 200 kVA :Pole Substation | 0.2 | --> | 0.2 | 0.174 | 6.78 |  | --> | 0.19 | 0 | 0.004 | 0.184 | 0 |  | --> | C39 ex CASTLEVIEW | Castleview [T101,T102] | CASTLEVIEW |  | 51.8975 | -8.3281
029807 | MV/LV Substation CA***807 |  | 10 kV | _ | LV | 50 kVA :Pole Substation | 0.05 | --> | 0.05 | 0 | 0 | Constrained, otherwise capacity available =42 kVA | --> | 0.048 | 0 | 0 | 0.046 | 0 |  | --> | C18 ex MIDLETON | Midleton [T101,T102] | MIDLETON |  | 52.0188 | -8.2263
1544098 | MV/LV Substation GO***4098 |  | 20 kV | _ | LV | 630 kVA :Building Structure | 0.63 | --> | 0.63 | 0.5 | 41.3 |  | --> | 0.598 | 0 | 0 | 0.5 | 0 |  | --> | E17 ex CORDUFF | Corduff [T121,T122] | CORDUFF |  | 53.4155 | -6.3618
0534418 | MV/LV Substation MO***4418 |  | 20 kV | _ | LV | 100 kVA :Pole Substation | 0.1 | --> | 0.1 | 0.1 | 4.61 |  | --> | 0.095 | 0 | 0 | 0 | 0 | Constrained, otherwise capacity available =95 kW | --> | E14 ex LUMCLOON | Lumcloon [T421,T422] | DALLOW |  | 53.1953 | -7.6261
0664494 | MV/LV Substation BA***4494 |  | 20 kV | _ | LV | 630 kVA :Building Structure | 0.63 | --> | 0.63 | 0 | 0 | Constrained, otherwise capacity available =630 kVA | --> | 0.598 | 0 | 0 | 0 | 0 | Constrained, otherwise capacity available =598 kW | --> | E11 ex GLASMORE | Glasmore [T421,T422] | GLASMORE |  | 53.4853 | -6.1427
039683X | MV/LV Substation RI***683X |  | 10 kV | _ | LV | 630 kVA :Kiosk Substation | 0.63 | --> | 0.63 | 0 | 0 | Constrained, otherwise capacity available =519 kVA | --> | 0.598 | 0 | 0.025 | 0 | 0 | Constrained, otherwise capacity available =565 kW | --> | C18 ex ORANMORE | Oranmore [T41,T44] | GALWAY 110KV |  | 53.2664 | -8.927
001685 | MV/LV Substation GR***685 |  | 10 kV | _ | LV | 200 kVA :Kiosk Substation | 0.2 | --> | 0.2 | 0 | 0 | Constrained, otherwise capacity available =142 kVA | --> | 0.19 | 0 | 0.002 | 0.18 | 0 |  | --> | C18 ex DUNDRUM | Dundrum [T41,T42] | BLACKROCK |  | 53.3124 | -6.2283
154788 | MV/LV Substation BT***788 |  | 10 kV | _ | LV | 1000 kVA :Building Structure | 1 | --> | 1 | 0 | 0 | Constrained, otherwise capacity available =692 kVA | --> | 0.95 | 0 | 0 | 0.5 | 0 |  | --> | C13 ex COLLEGE PARK | College Park [T101,T102,T103] | COLLEGE PARK |  | 53.392 | -6.3916
164783 | MV/LV Substation CO***783 |  | 10 kV | _ | LV | 100 kVA :Pole Substation | 0.1 | --> | 0.1 | 0.094 | 0.88 |  | --> | 0.095 | 0 | 0.004 | 0 | 0 | Constrained, otherwise capacity available =91 kW | --> | C22 ex ROSS CARBERY | Ross Carbery [T41,T42] | DUNMANWAY |  | 51.5938 | -9.1
026077Z | MV/LV Substation TH***077Z |  | 10 kV | _ | LV | 400 kVA :Kiosk Substation | 0.4 | --> | 0.4 | 0.248 | 8.66 |  | --> | 0.38 | 0 | 0.034 | 0 | 0 | Constrained, otherwise capacity available =333 kW | --> | C11 ex BANDON | Bandon [T101,T42] | BANDON |  | 51.7542 | -8.7368
127732X | MV/LV Substation UP***732X |  | 10 kV | _ | LV | 200 kVA :Pole Substation | 0.2 | --> | 0.2 | 0 | 0 | Constrained, otherwise capacity available =168 kVA | --> | 0.19 | 0 | 0.01 | 0 | 0 | Constrained, otherwise capacity available =178 kW | --> | C17 ex HOLYCROSS ROAD | Holycross Road [T41,T42] | THURLES |  | 52.7034 | -8.0188
005067 | MV/LV Substation RA***067 |  | 10 kV | _ | LV | 100 kVA :Pole Substation | 0.1 | --> | 0.1 | 0 | 0 | Constrained, otherwise capacity available =56 kVA | --> | 0.095 | 0 | 0.006 | 0 | 0 | Constrained, otherwise capacity available =84 kW | --> | C11 ex GARDEN CITY | Garden City [T41,T42] | ARKLOW |  | 52.6803 | -6.2936
281254Z | MV/LV Substation PE***254Z |  | 10 kV | _ | LV | 630 kVA :Building Structure | 0.63 | --> | 0.63 | 0.486 | 4.3 |  | --> | 0.598 | 0 | 0.026 | 0.5 | 0 |  | --> | C11 ex RINGASKIDDY 110KV | Ringaskiddy 110kv [T42] | BARNAHELY |  | 51.8709 | -8.3464
018051 | MV/LV Substation IS***051 |  | 10 kV | _ | LV | 200 kVA :Pole Substation | 0.2 | --> | 0.2 | 0.181 | 3.75 |  | --> | 0.19 | 0 | 0.004 | 0 | 0 | Constrained, otherwise capacity available =184 kW | --> | C12 ex SMEARLA | Smearla [T41,T42] | TRIEN |  | 52.4455 | -9.5051
237528 | MV/LV Substation OL***528 |  | 10 kV | _ | LV | 630 kVA :Building Structure | 0.63 | --> | 0.63 | 0 | 0 | Constrained, otherwise capacity available =470 kVA | --> | 0.598 | 0 | 0.018 | 0 | 0 | Constrained, otherwise capacity available =563 kW | --> | C12 ex KILSARAN | Kilsaran [T42] | DRYBRIDGE |  | 53.8972 | -6.3883
039781 | MV/LV Substation OL***781 |  | 10 kV | _ | LV | 630 kVA :Building Structure | 0.63 | --> | 0.63 | 0 | 0 | Constrained, otherwise capacity available =514 kVA | --> | 0.598 | 0 | 0.02 | 0.5 | 0 |  | --> | C22 ex GALWAY 110KV | Galway 110kv [T102,T103] | GALWAY 110KV |  | 53.2892 | -9.0052
027670X | MV/LV Substation RO***670X |  | 10 kV | _ | LV | 400 kVA :Kiosk Substation | 0.4 | --> | 0.4 | 0.314 | 7.79 |  | --> | 0.38 | 0 | 0.012 | 0 | 0 | Constrained, otherwise capacity available =359 kW | --> | C11 ex DUNMANWAY | Dunmanway [T422,T43] | DUNMANWAY |  | 51.7134 | -9.1163
158685X | MV/LV Substation GL***685X |  | 10 kV | _ | LV | 100 kVA :Pole Substation | 0.1 | --> | 0.1 | 0 | 0 | Constrained, otherwise capacity available =99 kVA | --> | 0.095 | 0 | 0 | 0 | 0 | Constrained, otherwise capacity available =95 kW | --> | C15 ex ENNISTYMON | Ennistymon [T41,T42] | ENNIS |  | 52.9485 | -9.2962
066131Z | MV/LV Substation 20***131Z |  | 10 kV | _ | LV | 200 kVA :Building Structure | 0.2 | --> | 0.2 | 0 | 0 | Constrained, otherwise capacity available =181 kVA | --> | 0.19 | 0 | 0 | 0.187 | 0 |  | --> | C16 ex MOUNTGORRY | Mountgorry [T41,T42] | GRANGE (DR) |  | 53.448 | -6.2053
020995 | MV/LV Substation CO***995 |  | 10 kV | _ | LV | 50 kVA :Pole Substation | 0.05 | --> | 0.05 | 0 | 0 | Constrained, otherwise capacity available =44 kVA | --> | 0.048 | 0 | 0 | 0 | 0 | Constrained, otherwise capacity available =47 kW | --> | C18 ex COOLCORCORAN | Coolcorcoran [T41,T42] | KNOCKEARAGH |  | 52.06 | -9.652
293362Y | MV/LV Substation BR***362Y |  | 20 kV | _ | LV | 100 kVA :Pole Substation | 0.1 | --> | 0.1 | 0 | 0 | Constrained, otherwise capacity available =88 kVA | --> | 0.095 | 0 | 0 | 0 | 0 | Constrained, otherwise capacity available =93 kW | --> | E17 ex BALTINGLASS | Baltinglass [T421,T422] | STRATFORD |  | 52.913 | -6.6217
429370 | MV/LV Substation CA***370 |  | 20 kV | _ | LV | 50 kVA :Pole Substation | 0.05 | --> | 0.05 | 0.044 | 5.75 |  | --> | 0.048 | 0 | 0 | 0 | 0 | Constrained, otherwise capacity available =47 kW | --> | E15 ex ABBEYFEALE | Abbeyfeale [T421] | TRIEN |  | 52.3663 | -9.2956
051448X | MV/LV Substation MI***448X |  | 20 kV | _ | LV | 630 kVA :Building Structure | 0.63 | --> | 0.63 | 0.32 | 2.22 |  | --> | 0.598 | 0 | 0.031 | 0.5 | 0 |  | --> | E17 ex CLARA | Clara [T421,T422] | THORNSBERRY |  | 53.3727 | -7.5008
001117X | MV/LV Substation BR***117X |  | 10 kV | _ | LV | 400 kVA :Kiosk Substation | 0.4 | --> | 0.4 | 0 | 0 | Constrained, otherwise capacity available =225 kVA | --> | 0.38 | 0 | 0.005 | 0.352 | 0 |  | --> | C22 ex LOUGHLINSTOWN | Loughlinstown [T41,T42] | CARRICKMINES |  | 53.2571 | -6.1503
024858 | MV/LV Substation NE***858 |  | 10 kV | _ | LV | 100 kVA :Pole Substation | 0.1 | --> | 0.1 | 0.067 | 2.14 |  | --> | 0.095 | 0 | 0.005 | 0 | 0 | Constrained, otherwise capacity available =87 kW | --> | C18 ex BUTTEVANT | Buttevant [T41,T42] | MALLOW |  | 52.2329 | -8.672
009272 | MV/LV Substation SK***272 |  | 10 kV | _ | LV | 400 kVA :Kiosk Substation | 0.4 | --> | 0.4 | 0.385 | 13.6 |  | --> | 0.38 | 0 | 0 | 0.378 | 0 |  | --> | C23 ex KILLOTERAN | Killoteran [T101,T102] | KILLOTERAN |  | 52.2542 | -7.1462
077696 | MV/LV Substation TO***696 |  | 20 kV | _ | LV | 50 kVA :Pole Substation | 0.05 | --> | 0.05 | 0 | 0 | Constrained, otherwise capacity available =45 kVA | --> | 0.048 | 0 | 0.004 | 0 | 0 | Constrained, otherwise capacity available =44 kW | --> | E25 ex PATRICKSWELL | Patrickswell [T421,T422] | LIMERICK |  | 52.6368 | -8.8585
288071 | MV/LV Substation SP***071 |  | 10 kV | _ | LV | 400 kVA :Kiosk Substation | 0.4 | --> | 0.4 | 0.041 | 0.04 | Constrained, otherwise capacity available =245 kVA | --> | 0.38 | 0 | 0.036 | 0.332 | 0 |  | --> | C16 ex LITTLE BRAY | Little Bray [T41,T42] | FASSAROE |  | 53.2287 | -6.1335
142064 | MV/LV Substation FA***064 |  | 10 kV | _ | LV | 50 kVA :Pole Substation | 0.05 | --> | 0.05 | 0 | 0 | Constrained, otherwise capacity available =45 kVA | --> | 0.048 | 0 | 0 | 0 | 0 | Constrained, otherwise capacity available =47 kW | --> | C11 ex ATHENRY | Athenry [T41,T42] | GALWAY 110KV |  | 53.2797 | -8.7399
281577Z | MV/LV Substation TO***577Z |  | 10 kV | _ | LV | 400 kVA :Kiosk Substation | 0.4 | --> | 0.4 | 0.391 | 7.88 |  | --> | 0.38 | 0 | 0 | 0.379 | 0 |  | --> | C12 ex LIBERTY STREET | Liberty Street [T101,T102] | LIBERTY STREET |  | 51.8846 | -8.4765
084940 | MV/LV Substation WE***940 |  | 10 kV | _ | LV | 100 kVA :Pole Substation | 0.1 | --> | 0.1 | 0 | 0 | Constrained, otherwise capacity available =59 kVA | --> | 0.095 | 0 | 0.006 | 0 | 0 | Constrained, otherwise capacity available =85 kW | --> | C18 ex KILCOLGAN | Kilcolgan [T42,T421] | GALWAY 110KV |  | 53.2119 | -8.8963
017174Y | MV/LV Substation FO***174Y |  | 20 kV | _ | LV | 400 kVA :Kiosk Substation | 0.4 | --> | 0.4 | 0.262 | 1.58 |  | --> | 0.38 | 0 | 0.057 | 0 | 0 | Constrained, otherwise capacity available =318 kW | --> | C17 ex FOYNES | Foynes [T41,T42] | RATHKEALE |  | 52.5716 | -9.2829
253870Y | MV/LV Substation PA***870Y |  | 10 kV | _ | LV | 50 kVA :Pole Substation | 0.05 | --> | 0.05 | 0.046 | 10.7 |  | --> | 0.048 | 0 | 0 | 0 | 0 | Constrained, otherwise capacity available =47 kW | --> | C22 ex CLOON | Cloon [T42,T421] | CLOON |  | 53.513 | -8.8384
305847 | MV/LV Substation FE***847 |  | 20 kV | _ | LV | 630 kVA :Kiosk Substation | 0.63 | --> | 0.63 | 0.475 | 4.61 |  | --> | 0.598 | 0 | 0.06 | 0 | 0 | Constrained, otherwise capacity available =532 kW | --> | E12 ex LUMCLOON | Lumcloon [T421,T422] | DALLOW |  | 53.2732 | -7.8123
069883 | MV/LV Substation GL***883 |  | 10 kV | _ | LV | 400 kVA :Kiosk Substation | 0.4 | --> | 0.4 | 0.389 | 7.75 |  | --> | 0.38 | 0 | 0 | 0.378 | 0 |  | --> | C26 ex MILLTOWN (DR) | Milltown (dr) [T101,T102] | INCHICORE 220KV |  | 53.2946 | -6.2523
093070Y | MV/LV Substation SA***070Y |  | 10 kV | _ | LV | 200 kVA :Building Structure | 0.2 | --> | 0.2 | 0 | 0 | Constrained, otherwise capacity available =195 kVA | --> | 0.19 | 0 | 0 | 0.189 | 0 |  | --> | C17 ex SANTRY | Santry [T41,T42] | FINGLAS |  | 53.4009 | -6.2441
021473Z | MV/LV Substation RE***473Z |  | 10 kV | _ | LV | 630 kVA :Building Structure | 0.63 | --> | 0.63 | 0 | 0 | Constrained, otherwise capacity available =475 kVA | --> | 0.598 | 0 | 0 | 0.5 | 0 |  | --> | C14 ex KILBARRY | Kilbarry [T101,T43] | KILBARRY |  | 51.9172 | -8.4712
093423Z | MV/LV Substation NO***423Z |  | 10 kV | _ | LV | 630 kVA :Building Structure | 0.63 | --> | 0.63 | 0 | 0 | Constrained, otherwise capacity available =577 kVA | --> | 0.598 | 0 | 0 | 0.5 | 0 |  | --> | C17 ex POPPINTREE | Poppintree [T101,T102] | FINGLAS |  | 53.4011 | -6.2602
253798Z | MV/LV Substation KI***798Z |  | 20 kV | _ | LV | 50 kVA :Pole Substation | 0.05 | --> | 0.05 | 0 | 0 | Constrained, otherwise capacity available =31 kVA | --> | 0.048 | 0 | 0.005 | 0 | 0 | Constrained, otherwise capacity available =41 kW | --> | C23 ex TUAM NORTH | Tuam North [T41,T42] | CLOON |  | 53.5731 | -8.9766
366006X | MV/LV Substation AU***006X |  | 20 kV | _ | LV | 400 kVA :Building Structure | 0.4 | --> | 0.4 | 0.398 | 0.45 |  | --> | 0.38 | 0 | 0 | 0 | 0 | Constrained, otherwise capacity available =380 kW | --> | C14 ex CARRAROE | Carraroe [T42] | SCREEB |  | 53.2664 | -9.5611
001098 | MV/LV Substation FR***098 |  | 10 kV | _ | LV | 400 kVA :Building Structure | 0.4 | --> | 0.4 | 0 | 0 | Constrained, otherwise capacity available =230 kVA | --> | 0.38 | 0 | 0.059 | 0.312 | 0 |  | --> | C19 ex DUNDRUM | Dundrum [T41,T42] | BLACKROCK |  | 53.2983 | -6.2499
082065Z | MV/LV Substation RA***065Z |  | 20 kV | _ | LV | 100 kVA :Pole Substation | 0.1 | --> | 0.1 | 0 | 0 | Constrained, otherwise capacity available =99 kVA | --> | 0.095 | 0 | 0 | 0 | 0 | Constrained, otherwise capacity available =95 kW | --> | E19 ex SLANE | Slane [T421] | DRYBRIDGE |  | 53.7427 | -6.6172
204042X | MV/LV Substation TI***042X |  | 20 kV | _ | LV | 50 kVA :Pole Substation | 0.05 | --> | 0.05 | 0.04 | 2.02 |  | --> | 0.048 | 0 | 0.01 | 0 | 0 | Constrained, otherwise capacity available =39 kW | --> | E17 ex BALLYMACARRY | Ballymacarry [T421] | TRILLICK |  | 55.0684 | -7.4352
281174 | MV/LV Substation FA***174 |  | 10 kV | _ | LV | 630 kVA :Kiosk Substation | 0.63 | --> | 0.63 | 0 | 0 | Constrained, otherwise capacity available =450 kVA | --> | 0.598 | 0 | 0.065 | 0.5 | 0 |  | --> | C11 ex BISHOPSTOWN | Bishopstown [T41,T42] | KILBARRY |  | 51.8918 | -8.5134
017197Z | MV/LV Substation DO***197Z |  | 20 kV | _ | LV | 400 kVA :Kiosk Substation | 0.4 | --> | 0.4 | 0.369 | 1.98 |  | --> | 0.38 | 0 | 0.014 | 0 | 0 | Constrained, otherwise capacity available =365 kW | --> | E12 ex RATHKEALE | Rathkeale [T421,T422] | RATHKEALE |  | 52.4746 | -8.8671
014886 | MV/LV Substation HA***886 |  | 20 kV | _ | LV | 50 kVA :Pole Substation | 0.05 | --> | 0.05 | 0.045 | 0.63 |  | --> | 0.048 | 0 | 0 | 0 | 0 | Constrained, otherwise capacity available =47 kW | --> | E11 ex KILCULLEN | Kilcullen [T41,T42,T424] | STRATFORD |  | 53.1323 | -6.6894
152388 | MV/LV Substation HO***388 |  | 20 kV | _ | LV | 630 kVA :Building Structure | 0.63 | --> | 0.63 | 0 | 0 | Constrained, otherwise capacity available =505 kVA | --> | 0.598 | 0 | 0 | 0 | 0 | Constrained, otherwise capacity available =595 kW | --> | C16 ex CAPPAMORE | Cappamore [T41,T42] | ARDNACRUSHA |  | 52.635 | -8.1119
251374X | MV/LV Substation CU***374X |  | 10 kV | _ | LV | 200 kVA :Kiosk Substation | 0.2 | --> | 0.2 | 0 | 0 | Constrained, otherwise capacity available =168 kVA | --> | 0.19 | 0 | 0.004 | 0 | 0 | Constrained, otherwise capacity available =183 kW | --> | C28 ex CLAREGALWAY | Claregalway [T42,T421] | GALWAY 110KV |  | 53.3391 | -8.9402
503464 | MV/LV Substation PE***464 |  | 20 kV | _ | LV | 200 kVA :Pole Substation | 0.2 | --> | 0.2 | 0.13 | 1.69 |  | --> | 0.19 | 0 | 0 | 0 | 0 | Constrained, otherwise capacity available =180 kW | --> | C18 ex NEWTOWNCUNNINGHAM | Newtowncunningham [T41,T42] | LETTERKENNY |  | 55.0392 | -7.3761
093298X | MV/LV Substation ST***298X |  | 10 kV | _ | LV | 200 kVA :Kiosk Substation | 0.2 | --> | 0.2 | 0.186 | 12.96 |  | --> | 0.19 | 0 | 0.05 | 0.151 | 0 |  | --> | C23 ex ARTANE | Artane [T101,T102] | FINGLAS |  | 53.3852 | -6.2163
068945 | MV/LV Substation BE***945 |  | 10 kV | _ | LV | 400 kVA :Kiosk Substation | 0.4 | --> | 0.4 | 0 | 0 | Constrained, otherwise capacity available =303 kVA | --> | 0.38 | 0 | 0.049 | 0.33 | 0 |  | --> | C16 ex WHITEHALL | Whitehall [T41] | FINGLAS |  | 53.3738 | -6.2468
0254125 | MV/LV Substation GO***4125 |  | 10 kV | _ | LV | 630 kVA :Kiosk Substation | 0.63 | --> | 0.63 | 0 | 0 | Constrained, otherwise capacity available =550 kVA | --> | 0.598 | 0 | 0 | 0 | 0 | Constrained, otherwise capacity available =588 kW | --> | C12 ex KILMALLOCK | Kilmallock [T41,T42] | CHARLEVILLE |  | 52.3936 | -8.5697
2814041 | MV/LV Substation GR***4041 |  | 10 kV | _ | LV | 630 kVA :Kiosk Substation | 0.63 | --> | 0.63 | 0.5 | 5.49 |  | --> | 0.598 | 0 | 0.22 | 0.422 | 0 |  | --> | C19 ex TRABEG | Trabeg [T101,T102] | TRABEG |  | 51.8686 | -8.448
233012 | MV/LV Substation KI***012 |  | 10 kV | _ | LV | 400 kVA :Kiosk Substation | 0.4 | --> | 0.4 | 0 | 0 | Constrained, otherwise capacity available =212 kVA | --> | 0.38 | 0 | 0.066 | 0 | 0 | Constrained, otherwise capacity available =305 kW | --> | C22 ex CASTLEISLAND | Castleisland [T41,T42] | TRALEE |  | 52.2295 | -9.4684
066400Z | MV/LV Substation BO***400Z |  | 20 kV | _ | LV | 50 kVA :Pole Substation | 0.05 | --> | 0.05 | 0 | 0 | Constrained, otherwise capacity available =45 kVA | --> | 0.048 | 0 | 0 | 0 | 0 | Constrained, otherwise capacity available =47 kW | --> | E18 ex GLASMORE | Glasmore [T421,T422] | GLASMORE |  | 53.5312 | -6.2058
137351X | MV/LV Substation KI***351X |  | 10 kV | _ | LV | 50 kVA :Pole Substation | 0.05 | --> | 0.05 | 0.047 | 2 |  | --> | 0.048 | 0 | 0 | 0 | 0 | Constrained, otherwise capacity available =47 kW | --> | C12 ex CAUSEWAY | Causeway [T41,T42] | TRALEE |  | 52.4718 | -9.7063
204241X | MV/LV Substation CR***241X |  | 20 kV | _ | LV | 50 kVA :Pole Substation | 0.05 | --> | 0.05 | 0.043 | 2.02 |  | --> | 0.048 | 0 | 0 | 0 | 0 | Constrained, otherwise capacity available =46 kW | --> | E17 ex BALLYMACARRY | Ballymacarry [T421] | TRILLICK |  | 55.0702 | -7.4267
0674397 | MV/LV Substation SA***4397 |  | 10 kV | _ | LV | 400 kVA :Kiosk Substation | 0.4 | --> | 0.4 | 0 | 0 | Constrained, otherwise capacity available =400 kVA | --> | 0.38 | 0 | 0 | 0 | 0 | Constrained, otherwise capacity available =380 kW | --> | C14 ex CAHERDAVIN | Caherdavin [T41,T42] | ARDNACRUSHA |  | 52.6646 | -8.6391
125125 | MV/LV Substation GA***125 |  | 10 kV | _ | LV | 50 kVA :Pole Substation | 0.05 | --> | 0.05 | 0 | 0 | Constrained, otherwise capacity available =47 kVA | --> | 0.048 | 0 | 0 | 0 | 0 | Constrained, otherwise capacity available =47 kW | --> | C11 ex CLOONLOUGH | Cloonlough [T41,T42] | BARRYMORE |  | 52.2906 | -8.2805
160346Y | MV/LV Substation RO***346Y |  | 20 kV | _ | LV | 100 kVA :Pole Substation | 0.1 | --> | 0.1 | 0 | 0 | Constrained, otherwise capacity available =55 kVA | --> | 0.095 | 0 | 0 | 0 | 0 | Constrained, otherwise capacity available =89 kW | --> | C11 ex KILDARE | Kildare [T41,T42] | NEWBRIDGE |  | 53.1366 | -7.0433
009249Y | MV/LV Substation IE***249Y |  | 10 kV | _ | LV | 630 kVA :Building Structure | 0.63 | --> | 0.63 | 0.5 | 0.95 |  | --> | 0.598 | 0 | 0 | 0 | 0 | Constrained, otherwise capacity available =594 kW | --> | C22 ex TYCOR | Tycor [T41,T42] | WATERFORD |  | 52.2567 | -7.1501
377538 | MV/LV Substation KI***538 |  | 20 kV | _ | LV | 50 kVA :Pole Substation | 0.05 | --> | 0.05 | 0 | 0 | Constrained, otherwise capacity available =46 kVA | --> | 0.048 | 0 | 0 | 0 | 0 | Constrained, otherwise capacity available =47 kW | --> | E18 ex GURRANEBANE | Gurranebane [T421,T422] | OUGHTRAGH |  | 51.9169 | -10.3022
0324188 | MV/LV Substation SL***4188 |  | 10 kV | _ | LV | 400 kVA :Kiosk Substation | 0.4 | --> | 0.4 | 0 | 0 | Constrained, otherwise capacity available =400 kVA | --> | 0.38 | 0 | 0 | 0 | 0 | Constrained, otherwise capacity available =380 kW | --> | C23 ex TRAMORE | Tramore [T41,T42] | BUTLERSTOWN |  | 52.1699 | -7.1422
081388Y | MV/LV Substation CO***388Y |  | 10 kV | _ | LV | 200 kVA :Pole Substation | 0.2 | --> | 0.2 | 0 | 0 | Constrained, otherwise capacity available =125 kVA | --> | 0.19 | 0 | 0.01 | 0 | 0 | Constrained, otherwise capacity available =172 kW | --> | C12 ex LEIXLIP | Leixlip [T41,T42] | GRIFFINRATH |  | 53.3614 | -6.4827
039268 | MV/LV Substation AL***268 |  | 10 kV | _ | LV | 630 kVA :Kiosk Substation | 0.63 | --> | 0.63 | 0 | 0 | Constrained, otherwise capacity available =467 kVA | --> | 0.598 | 0 | 0 | 0 | 0 | Constrained, otherwise capacity available =576 kW | --> | C11 ex HEADFORD ROAD | Headford Road [T41,T42] | GALWAY 110KV |  | 53.2734 | -9.0486
363697 | MV/LV Substation SA***697 |  | 20 kV | _ | LV | 400 kVA :Kiosk Substation | 0.4 | --> | 0.4 | 0.288 | 3.25 |  | --> | 0.38 | 0 | 0.009 | 0 | 0 | Constrained, otherwise capacity available =358 kW | --> | E18 ex BALLYBUNION | Ballybunion [T421,T422] | TRIEN |  | 52.5102 | -9.676
014004 | MV/LV Substation MA***004 |  | 10 kV | _ | LV | 630 kVA :Building Structure | 0.63 | --> | 0.63 | 0 | 0 | Constrained, otherwise capacity available =272 kVA | --> | 0.598 | 0 | 0.006 | 0 | 0 | Constrained, otherwise capacity available =543 kW | --> | C12 ex KILDARE | Kildare [T41,T42] | NEWBRIDGE |  | 53.157 | -6.9104
165579 | MV/LV Substation TU***579 |  | 10 kV | _ | LV | 50 kVA :Pole Substation | 0.05 | --> | 0.05 | 0 | 0 | Constrained, otherwise capacity available =42 kVA | --> | 0.048 | 0 | 0 | 0 | 0 | Constrained, otherwise capacity available =46 kW | --> | C12 ex TIMOLEAGUE | Timoleague [T41] | BANDON |  | 51.6964 | -8.8225
064920Y | MV/LV Substation TH***920Y |  | 20 kV | _ | LV | 200 kVA :Kiosk Substation | 0.2 | --> | 0.2 | 0 | 0 | Constrained, otherwise capacity available =145 kVA | --> | 0.19 | 0 | 0.031 | 0 | 0 | Constrained, otherwise capacity available =159 kW | --> | E15 ex DULEEK | Duleek [T421,T422] | DRYBRIDGE |  | 53.6601 | -6.4072
001107X | MV/LV Substation CA***107X |  | 10 kV | _ | LV | 200 kVA :Kiosk Substation | 0.2 | --> | 0.2 | 0 | 0 | Constrained, otherwise capacity available =182 kVA | --> | 0.19 | 0 | 0 | 0.188 | 0 |  | --> | C13 ex CARRICKMINES | Carrickmines [T41,T42] | CARRICKMINES |  | 53.2605 | -6.1667
281025 | MV/LV Substation ST***025 |  | 10 kV | _ | LV | 400 kVA :Kiosk Substation | 0.4 | --> | 0.4 | 0.178 | 5.49 |  | --> | 0.38 | 0 | 0.071 | 0.296 | 0 |  | --> | C20 ex TRABEG | Trabeg [T101,T102] | TRABEG |  | 51.8812 | -8.4503
0294319 | MV/LV Substation ST***4319 |  | 10 kV | _ | LV | 400 kVA :Kiosk Substation | 0.4 | --> | 0.4 | 0 | 0 | Constrained, otherwise capacity available =332 kVA | --> | 0.38 | 0 | 0.06 | 0 | 0 | Constrained, otherwise capacity available =326 kW | --> | C12 ex KILLACLOYNE | Killacloyne [T41,T42] | MIDLETON |  | 51.9137 | -8.2619
281948X | MV/LV Substation BE***948X |  | 10 kV | _ | LV | 400 kVA :Kiosk Substation | 0.4 | --> | 0.4 | 0 | 0 | Constrained, otherwise capacity available =265 kVA | --> | 0.38 | 0 | 0.023 | 0 | 0 | Constrained, otherwise capacity available =344 kW | --> | C21 ex DOUGLAS | Douglas [T41,T42] | TRABEG |  | 51.8782 | -8.4274
136017 | MV/LV Substation LA***017 |  | 10 kV | _ | LV | 200 kVA :Pole Substation | 0.2 | --> | 0.2 | 0 | 0 | Constrained, otherwise capacity available =84 kVA | --> | 0.19 | 0 | 0.016 | 0 | 0 | Constrained, otherwise capacity available =162 kW | --> | C13 ex ROSCOMMON | Roscommon [T41,T42] | LANESBORO |  | 53.6326 | -8.1859
377985X | MV/LV Substation CO***985X |  | 20 kV | _ | LV | 50 kVA :Pole Substation | 0.05 | --> | 0.05 | 0 | 0 | Constrained, otherwise capacity available =50 kVA | --> | 0.048 | 0 | 0 | 0 | 0 | Constrained, otherwise capacity available =48 kW | --> | E18 ex GURRANEBANE | Gurranebane [T421,T422] | OUGHTRAGH |  | 51.8956 | -10.3528
233401 | MV/LV Substation BA***401 |  | 10 kV | _ | LV | 400 kVA :Kiosk Substation | 0.4 | --> | 0.4 | 0 | 0 | Constrained, otherwise capacity available =386 kVA | --> | 0.38 | 0 | 0 | 0 | 0 | Constrained, otherwise capacity available =378 kW | --> | C23 ex CASTLEISLAND | Castleisland [T41,T42] | TRALEE |  | 52.2386 | -9.4611
288917 | MV/LV Substation DR***917 |  | 10 kV | _ | LV | 400 kVA :Kiosk Substation | 0.4 | --> | 0.4 | 0 | 0 | Constrained, otherwise capacity available =282 kVA | --> | 0.38 | 0 | 0.025 | 0.345 | 0 |  | --> | C19 ex CARRICKMINES | Carrickmines [T41,T42] | CARRICKMINES |  | 53.2588 | -6.1961
025039 | MV/LV Substation OR***039 |  | 10 kV | _ | LV | 200 kVA :Kiosk Substation | 0.2 | --> | 0.2 | 0 | 0 | Constrained, otherwise capacity available =56 kVA | --> | 0.19 | 0 | 0.002 | 0 | 0 | Constrained, otherwise capacity available =168 kW | --> | C12 ex KILMALLOCK | Kilmallock [T41,T42] | CHARLEVILLE |  | 52.4006 | -8.5749
0814262 | MV/LV Substation HA***4262 |  | 20 kV | _ | LV | 630 kVA :Kiosk Substation | 0.63 | --> | 0.63 | 0 | 0 | Constrained, otherwise capacity available =598 kVA | --> | 0.598 | 0 | 0 | 0.5 | 0 |  | --> | E20 ex ADAMSTOWN | Adamstown [T121,T122] | INCHICORE 220KV |  | 53.3468 | -6.478
033907X | MV/LV Substation MU***907X |  | 20 kV | _ | LV | 50 kVA :Pole Substation | 0.05 | --> | 0.05 | 0 | 0 | Constrained, otherwise capacity available =50 kVA | --> | 0.048 | 0 | 0 | 0 | 0 | Constrained, otherwise capacity available =48 kW | --> | C18 ex DEERPARK | Deerpark [T41,T42] | BALLYDINE |  | 52.5005 | -7.5038
081415Y | MV/LV Substation BA***415Y |  | 10 kV | _ | LV | 50 kVA :Pole Substation | 0.05 | --> | 0.05 | 0 | 0 | Constrained, otherwise capacity available =32 kVA | --> | 0.048 | 0 | 0.005 | 0 | 0 | Constrained, otherwise capacity available =41 kW | --> | C15 ex MONEYCOOLEY | Moneycooley [T41,T42,T44] | GRIFFINRATH |  | 53.335 | -6.5648
067865Y | MV/LV Substation BR***865Y |  | 10 kV | _ | LV | 630 kVA :Building Structure | 0.63 | --> | 0.63 | 0 | 0 | Constrained, otherwise capacity available =520 kVA | --> | 0.598 | 0 | 0.01 | 0 | 0 | Constrained, otherwise capacity available =576 kW | --> | C16 ex CORBALLY | Corbally [T41,T42] | ARDNACRUSHA |  | 52.6651 | -8.621
1544107 | MV/LV Substation CA***4107 |  | 10 kV | _ | LV | 630 kVA :Kiosk Substation | 0.63 | --> | 0.63 | 0 | 0 | Constrained, otherwise capacity available =574 kVA | --> | 0.598 | 0 | 0.162 | 0 | 0 | Constrained, otherwise capacity available =471 kW | --> | C21 ex MONEYCOOLEY | Moneycooley [T41,T42,T44] | GRIFFINRATH |  | 53.3816 | -6.5765
082416Y | MV/LV Substation BE***416Y |  | 20 kV | _ | LV | 100 kVA :Pole Substation | 0.1 | --> | 0.1 | 0.092 | 0.64 |  | --> | 0.095 | 0 | 0 | 0 | 0 | Constrained, otherwise capacity available =94 kW | --> | E14 ex RANDALSTOWN | Randalstown [T422] | NAVAN |  | 53.7806 | -6.7018
029480X | MV/LV Substation MO***480X |  | 10 kV | _ | LV | 50 kVA :Pole Substation | 0.05 | --> | 0.05 | 0 | 0 | Constrained, otherwise capacity available =44 kVA | --> | 0.048 | 0 | 0 | 0 | 0 | Constrained, otherwise capacity available =47 kW | --> | C32 ex CLOYNE | Cloyne [T41] | MIDLETON |  | 51.8627 | -8.1135
064154 | MV/LV Substation BI***154 |  | 10 kV | _ | LV | 630 kVA :Building Structure | 0.63 | --> | 0.63 | 0 | 0 | Constrained, otherwise capacity available =540 kVA | --> | 0.598 | 0 | 0.04 | 0 | 0 | Constrained, otherwise capacity available =556 kW | --> | C19 ex RATHMULLAN | Rathmullan [T41,T42] | DRYBRIDGE |  | 53.7051 | -6.3644
007434X | MV/LV Substation CA***434X |  | 10 kV | _ | LV | 50 kVA :Pole Substation | 0.05 | --> | 0.05 | 0 | 0.14 |  | --> | 0.048 | 0 | 0 | 0 | 0 | Constrained, otherwise capacity available =37 kW | --> | C12 ex CARRIGLAWN | Carriglawn [T41,T42] | WEXFORD |  | 52.3455 | -6.453
015001 | MV/LV Substation FA***001 |  | 10 kV | _ | LV | 630 kVA :Kiosk Substation | 0.63 | --> | 0.63 | 0 | 0 | Constrained, otherwise capacity available =220 kVA | --> | 0.598 | 0 | 0.005 | 0 | 0 | Constrained, otherwise capacity available =536 kW | --> | C14 ex NAAS | Naas [T41,T42] | KILTEEL |  | 53.2149 | -6.6646
007917X | MV/LV Substation BA***917X |  | 10 kV | _ | LV | 100 kVA :Pole Substation | 0.1 | --> | 0.1 | 0.061 | 0.9 |  | --> | 0.095 | 0 | 0 | 0 | 0 | Constrained, otherwise capacity available =90 kW | --> | C19 ex CLONARD | Clonard [T41,T42] | WEXFORD |  | 52.2809 | -6.4671
064958X | MV/LV Substation WE***958X |  | 10 kV | _ | LV | 400 kVA :Building Structure | 0.4 | --> | 0.4 | 0 | 0 | Constrained, otherwise capacity available =293 kVA | --> | 0.38 | 0 | 0.051 | 0 | 0 | Constrained, otherwise capacity available =327 kW | --> | C22 ex TERMONFECKIN ROAD | Termonfeckin Road [T41,T42] | DRYBRIDGE |  | 53.7217 | -6.3326
007250X | MV/LV Substation PE***250X |  | 10 kV | _ | LV | 630 kVA :Building Structure | 0.63 | --> | 0.63 | 0 | 0 | Constrained, otherwise capacity available =407 kVA | --> | 0.598 | 0 | 0 | 0 | 0 | Constrained, otherwise capacity available =567 kW | --> | C11 ex MULGANNON | Mulgannon [T41,T42] | WEXFORD |  | 52.3326 | -6.4678
068192 | MV/LV Substation BI***192 |  | 10 kV | _ | LV | 1000 kVA :Building Structure | 1 | --> | 1 | 0 | 0 | Constrained, otherwise capacity available =428 kVA | --> | 0.95 | 0 | 0.026 | 0.5 | 0 |  | --> | C11 ex DRUMCONDRA | Drumcondra [T41,T42] | MCDERMOTT |  | 53.3616 | -6.2608
184971 | MV/LV Substation MU***971 |  | 10 kV | _ | LV | 100 kVA :Pole Substation | 0.1 | --> | 0.1 | 0.088 | 3.38 |  | --> | 0.095 | 0 | 0 | 0 | 0 | Constrained, otherwise capacity available =93 kW | --> | C17 ex CASTLEBLAYNEY | Castleblayney [T41,T42] | DUNDALK |  | 54.1245 | -6.7649
110133X | MV/LV Substation PA***133X |  | 20 kV | _ | LV | 400 kVA :Kiosk Substation | 0.4 | --> | 0.4 | 0.318 | 0.76 |  | --> | 0.38 | 0 | 0.026 | 0 | 0 | Constrained, otherwise capacity available =349 kW | --> | E19 ex KENMARE | Kenmare [T421] | KNOCKEARAGH |  | 51.8828 | -9.6005
081466Z | MV/LV Substation WA***466Z |  | 10 kV | _ | LV | 400 kVA :Kiosk Substation | 0.4 | --> | 0.4 | 0 | 0 | Constrained, otherwise capacity available =379 kVA | --> | 0.38 | 0 | 0 | 0 | 0 | Constrained, otherwise capacity available =377 kW | --> | C11 ex PALMERSTOWN | Palmerstown [T41,T42] | FINGLAS |  | 53.3576 | -6.3718
0054281 | MV/LV Substation CL***4281 |  | 10 kV | _ | LV | 630 kVA :Kiosk Substation | 0.63 | --> | 0.63 | 0.5 | 3.03 |  | --> | 0.598 | 0 | 0.02 | 0 | 0 | Constrained, otherwise capacity available =579 kW | --> | C17 ex RAMSTOWN | Ramstown [T41,T42] | CRANE |  | 52.6766 | -6.2747
0614099 | MV/LV Substation BB***4099 |  | 10 kV | _ | LV | 50 kVA :Pole Substation | 0.05 | --> | 0.05 | 0.05 | 2.04 |  | --> | 0.048 | 0 | 0 | 0 | 0 | Constrained, otherwise capacity available =48 kW | --> | C14 ex BALLYBAY | Ballybay [T41,T42] | LISDRUM |  | 54.1218 | -6.9051
1384113 | MV/LV Substation LA***4113 |  | 10 kV | _ | LV | 50 kVA :Pole Substation | 0.05 | --> | 0.05 | 0.05 | 2.18 |  | --> | 0.048 | 0 | 0 | 0 | 0 | Constrained, otherwise capacity available =48 kW | --> | C21 ex BAILIEBORO | Bailieboro [T41,T42] | MEATH HILL |  | 53.9005 | -6.86
164830 | MV/LV Substation BR***830 |  | 10 kV | _ | LV | 400 kVA :Kiosk Substation | 0.4 | --> | 0.4 | 0 | 0 | Constrained, otherwise capacity available =376 kVA | --> | 0.38 | 0 | 0.012 | 0 | 0 | Constrained, otherwise capacity available =368 kW | --> | C11 ex SKIBBEREEN | Skibbereen [T41,T42] | DUNMANWAY |  | 51.6245 | -9.2274
260731X | MV/LV Substation ST***731X |  | 20 kV | _ | LV | 200 kVA :Kiosk Substation | 0.2 | --> | 0.2 | 0.186 | 1.67 |  | --> | 0.19 | 0 | 0 | 0.188 | 0 |  | --> | E18 ex NEWPORT | Newport [T421] | CARROWBEG |  | 53.8859 | -9.5419
127563Y | MV/LV Substation KN***563Y |  | 10 kV | _ | LV | 50 kVA :Pole Substation | 0.05 | --> | 0.05 | 0 | 0 | Constrained, otherwise capacity available =43 kVA | --> | 0.048 | 0 | 0 | 0 | 0 | Constrained, otherwise capacity available =47 kW | --> | C12 ex LOUGHTAGALLA | Loughtagalla [T41,T42] | THURLES |  | 52.6469 | -7.795
0014225 | MV/LV Substation FO***4225 |  | 10 kV | _ | LV | 630 kVA :Kiosk Substation | 0.63 | --> | 0.63 | 0.5 | 1.16 |  | --> | 0.598 | 0 | 0 | 0.5 | 0 |  | --> | C14 ex MOUNT MERRION | Mount Merrion [T41,T42] | CARRICKMINES |  | 53.3021 | -6.2121
288214X | MV/LV Substation CA***214X |  | 10 kV | _ | LV | 400 kVA :Kiosk Substation | 0.4 | --> | 0.4 | 0 | 0 | Constrained, otherwise capacity available =387 kVA | --> | 0.38 | 0 | 0 | 0.378 | 0 |  | --> | C13 ex CARRICKMINES | Carrickmines [T41,T42] | CARRICKMINES |  | 53.2539 | -6.1766
260458X | MV/LV Substation MO***458X |  | 10 kV | _ | LV | 50 kVA :Pole Substation | 0.05 | --> | 0.05 | 0.048 | 1.67 |  | --> | 0.048 | 0 | 0.006 | 0.043 | 0 |  | --> | E14 ex NEWPORT | Newport [T421] | CARROWBEG |  | 53.8258 | -9.6056
118099 | MV/LV Substation WE***099 |  | 10 kV | _ | LV | 200 kVA :Pole Substation | 0.2 | --> | 0.2 | 0.174 | 2 |  | --> | 0.19 | 0 | 0.049 | 0 | 0 | Constrained, otherwise capacity available =150 kW | --> | C17 ex BALLINASLOE | Ballinasloe [T41,T42] | SOMERSET |  | 53.321 | -8.2186
154391Z | MV/LV Substation MO***391Z |  | 10 kV | _ | LV | 400 kVA :Kiosk Substation | 0.4 | --> | 0.4 | 0 | 0 | Constrained, otherwise capacity available =400 kVA | --> | 0.38 | 0 | 0 | 0.38 | 0 |  | --> | C39 ex COLLEGE PARK | College Park [T101,T102,T103] | COLLEGE PARK |  | 53.4202 | -6.3908
065225Z | MV/LV Substation TA***225Z |  | 10 kV | _ | LV | 400 kVA :Kiosk Substation | 0.4 | --> | 0.4 | 0 | 0 | Constrained, otherwise capacity available =309 kVA | --> | 0.38 | 0 | 0.028 | 0 | 0 | Constrained, otherwise capacity available =347 kW | --> | C15 ex LOUGHSHINNY | Loughshinny [T41,T42] | GLASMORE |  | 53.5206 | -6.0823
0714117 | MV/LV Substation RI***4117 |  | 10 kV | _ | LV | 630 kVA :Kiosk Substation | 0.63 | --> | 0.63 | 0 | 0 | Constrained, otherwise capacity available =630 kVA | --> | 0.598 | 0 | 0 | 0.5 | 0 | Constrained, otherwise capacity available =598 kW | --> | C22 ex GREYSTONES | Greystones [T41,T42] | FASSAROE |  | 53.1355 | -6.0961
0714111 | MV/LV Substation AL***4111 |  | 10 kV | _ | LV | 630 kVA :Kiosk Substation | 0.63 | --> | 0.63 | 0.5 | 5.58 |  | --> | 0.598 | 0 | 0 | 0.5 | 0 |  | --> | C11 ex KILCOOLE | Kilcoole [T41,T42] | FASSAROE |  | 53.093 | -6.1196
281809Z | MV/LV Substation VI***809Z |  | 10 kV | _ | LV | 630 kVA :Building Structure | 0.63 | --> | 0.63 | 0 | 0 | Constrained, otherwise capacity available =554 kVA | --> | 0.598 | 0 | 0 | 0 | 0 | Constrained, otherwise capacity available =588 kW | --> | C14 ex DENNEHYS CROSS | Dennehys Cross [T41,T42] | TRABEG |  | 51.8926 | -8.5043
082569X | MV/LV Substation HA***569X |  | 10 kV | _ | LV | 50 kVA :Pole Substation | 0.05 | --> | 0.05 | 0.05 | 2.01 |  | --> | 0.048 | 0 | 0 | 0 | 0 | Constrained, otherwise capacity available =48 kW | --> | C18 ex ABBEYLAND | Abbeyland [T41,T42] | NAVAN |  | 53.6289 | -6.7724
065096 | MV/LV Substation SH***096 |  | 10 kV | _ | LV | 630 kVA :Kiosk Substation | 0.63 | --> | 0.63 | 0 | 0 | Constrained, otherwise capacity available =590 kVA | --> | 0.598 | 0 | 0 | 0 | 0 | Constrained, otherwise capacity available =593 kW | --> | C16 ex BALBRIGGAN | Balbriggan [T42] | GLASMORE |  | 53.6092 | -6.1818
237849 | MV/LV Substation CA***849 |  | 20 kV | _ | LV | 100 kVA :Pole Substation | 0.1 | --> | 0.1 | 0 | 0 | Constrained, otherwise capacity available =69 kVA | --> | 0.095 | 0 | 0.008 | 0 | 0 | Constrained, otherwise capacity available =85 kW | --> | C12 ex DUNLEER | Dunleer [T41,T42] | DRYBRIDGE |  | 53.7947 | -6.2489
0154126 | MV/LV Substation ES***4126 |  | 10 kV | _ | LV | 400 kVA :Kiosk Substation | 0.4 | --> | 0.4 | 0 | 0 | Constrained, otherwise capacity available =216 kVA | --> | 0.38 | 0 | 0.06 | 0 | 0 | Constrained, otherwise capacity available =310 kW | --> | C17 ex SALLINS | Sallins [T41,T42] | GRIFFINRATH |  | 53.2986 | -6.6945
067051X | MV/LV Substation ME***051X |  | 10 kV | _ | LV | 400 kVA :Kiosk Substation | 0.4 | --> | 0.4 | 0 | 0 | Constrained, otherwise capacity available =325 kVA | --> | 0.38 | 0 | 0.037 | 0.342 | 0 |  | --> | C14 ex RAHEEN | Raheen [T41,T42] | LIMERICK |  | 52.633 | -8.6604
142032Y | MV/LV Substation CA***032Y |  | 10 kV | _ | LV | 200 kVA :Kiosk Substation | 0.2 | --> | 0.2 | 0 | 0 | Constrained, otherwise capacity available =134 kVA | --> | 0.19 | 0 | 0 | 0 | 0 | Constrained, otherwise capacity available =181 kW | --> | C16 ex ATHENRY | Athenry [T41,T42] | GALWAY 110KV |  | 53.3056 | -8.753
015983 | MV/LV Substation GO***983 |  | 10 kV | _ | LV | 50 kVA :Pole Substation | 0.05 | --> | 0.05 | 0 | 0 | Constrained, otherwise capacity available =33 kVA | --> | 0.048 | 0 | 0 | 0 | 0 | Constrained, otherwise capacity available =45 kW | --> | C11 ex NAAS | Naas [T41,T42] | KILTEEL |  | 53.1833 | -6.6411
119613 | MV/LV Substation CA***613 |  | 10 kV | _ | LV | 200 kVA :Kiosk Substation | 0.2 | --> | 0.2 | 0 | 0 | Constrained, otherwise capacity available =145 kVA | --> | 0.19 | 0 | 0.003 | 0 | 0 | Constrained, otherwise capacity available =180 kW | --> | C12 ex KANTURK | Kanturk [T41,T42] | GLENLARA |  | 52.172 | -8.9111
001271 | MV/LV Substation LA***271 |  | 10 kV | _ | LV | 400 kVA :Building Structure | 0.4 | --> | 0.4 | 0.258 | 1.16 |  | --> | 0.38 | 0 | 0.072 | 0.307 | 0 |  | --> | C21 ex BREWERY ROAD | Brewery Road [T41,T42] | CARRICKMINES |  | 53.2833 | -6.2141
305713 | MV/LV Substation CL***713 |  | 10 kV | _ | LV | 200 kVA :Kiosk Substation | 0.2 | --> | 0.2 | 0.147 | 0.3 |  | --> | 0.19 | 0 | 0.017 | 0 | 0 | Constrained, otherwise capacity available =170 kW | --> | C15 ex BANAGHER | Banagher [T41,T42] | DALLOW |  | 53.19 | -7.9808
153227 | MV/LV Substation CA***227 |  | 20 kV | _ | LV | 50 kVA :Pole Substation | 0.05 | --> | 0.05 | 0 | 0 | Constrained, otherwise capacity available =22 kVA | --> | 0.048 | 0 | 0.022 | 0 | 0 | Constrained, otherwise capacity available =27 kW | --> | E18 ex BIRDHILL | Birdhill [T421,T422] | ARDNACRUSHA |  | 52.7137 | -8.4945
136287 | MV/LV Substation BA***287 |  | 10 kV | _ | LV | 50 kVA :Pole Substation | 0.05 | --> | 0.05 | 0.025 | 1.28 |  | --> | 0.048 | 0 | 0 | 0 | 0 | Constrained, otherwise capacity available =44 kW | --> | C21 ex CASTLEREA | Castlerea [T41,T42] | CARRICK ON SHANNON |  | 53.6922 | -8.4863
024777X | MV/LV Substation BA***777X |  | 10 kV | _ | LV | 50 kVA :Pole Substation | 0.05 | --> | 0.05 | 0.046 | 2.14 |  | --> | 0.048 | 0 | 0 | 0 | 0 | Constrained, otherwise capacity available =47 kW | --> | C13 ex BUTTEVANT | Buttevant [T41,T42] | MALLOW |  | 52.204 | -8.5746
073045X | MV/LV Substation DR***045X |  | 20 kV | _ | LV | 50 kVA :Pole Substation | 0.05 | --> | 0.05 | 0 | 0 | Constrained, otherwise capacity available =50 kVA | --> | 0.048 | 0 | 0 | 0 | 0 | Constrained, otherwise capacity available =48 kW | --> | C15 ex MOATE | Moate [T41,T42] | ATHLONE |  | 53.431 | -7.7717
093217 | MV/LV Substation CA***217 |  | 10 kV | _ | LV | 400 kVA :Kiosk Substation | 0.4 | --> | 0.4 | 0 | 0 | Constrained, otherwise capacity available =393 kVA | --> | 0.38 | 0 | 0 | 0.379 | 0 |  | --> | C20 ex MERVILLE | Merville [T41,T42] | FINGLAS |  | 53.3874 | -6.3105
0064118 | MV/LV Substation CA***4118 |  | 20 kV | _ | LV | 50 kVA :Pole Substation | 0.05 | --> | 0.05 | 0.05 | 4.38 |  | --> | 0.048 | 0 | 0 | 0.048 | 0 |  | --> | E13 ex CRANE | Crane [T122] | CRANE |  | 52.471 | -6.3984
253444Y | MV/LV Substation CA***444Y |  | 10 kV | _ | LV | 50 kVA :Pole Substation | 0.05 | --> | 0.05 | 0 | 0 | Constrained, otherwise capacity available =49 kVA | --> | 0.048 | 0 | 0 | 0 | 0 | Constrained, otherwise capacity available =47 kW | --> | C16 ex TUAM NORTH | Tuam North [T41,T42] | CLOON |  | 53.4881 | -8.9543
276255 | MV/LV Substation PI***255 |  | 10 kV | _ | LV | 400 kVA :Kiosk Substation | 0.4 | --> | 0.4 | 0 | 0 | Constrained, otherwise capacity available =292 kVA | --> | 0.38 | 0 | 0.018 | 0 | 0 | Constrained, otherwise capacity available =352 kW | --> | C11 ex COOLCORCORAN | Coolcorcoran [T41,T42] | KNOCKEARAGH |  | 52.0609 | -9.4899
066781X | MV/LV Substation BA***781X |  | 10 kV | _ | LV | 50 kVA :Pole Substation | 0.05 | --> | 0.05 | 0 | 0 | Constrained, otherwise capacity available =45 kVA | --> | 0.048 | 0 | 0 | 0.047 | 0 |  | --> | C39 ex COLLEGE PARK | College Park [T101,T102,T103] | COLLEGE PARK |  | 53.4556 | -6.382
065413Z | MV/LV Substation CO***413Z |  | 10 kV | _ | LV | 630 kVA :Building Structure | 0.63 | --> | 0.63 | 0 | 0 | Constrained, otherwise capacity available =405 kVA | --> | 0.598 | 0 | 0 | 0 | 0 | Constrained, otherwise capacity available =567 kW | --> | C16 ex BALBRIGGAN | Balbriggan [T42] | GLASMORE |  | 53.6114 | -6.1852
156008 | MV/LV Substation BA***008 |  | 10 kV | _ | LV | 100 kVA :Pole Substation | 0.1 | --> | 0.1 | 0.072 | 2.47 |  | --> | 0.095 | 0 | 0.005 | 0 | 0 | Constrained, otherwise capacity available =88 kW | --> | E21 ex TELAYDON | Telaydon [T42,T421] | LISDRUM |  | 54.2563 | -6.9656
426044 | MV/LV Substation MU***044 |  | 20 kV | _ | LV | 50 kVA :Pole Substation | 0.05 | --> | 0.05 | 0 | 0 | Constrained, otherwise capacity available =44 kVA | --> | 0.048 | 0 | 0.005 | 0 | 0 | Constrained, otherwise capacity available =43 kW | --> | E12 ex DINGLE | Dingle [T421,T422] | OUGHTRAGH |  | 52.1845 | -10.3631
244139 | MV/LV Substation OU***139 |  | 20 kV | _ | LV | 100 kVA :Pole Substation | 0.1 | --> | 0.1 | 0 | 0 | Constrained, otherwise capacity available =95 kVA | --> | 0.095 | 0 | 0.011 | 0 | 0 | Constrained, otherwise capacity available =86 kW | --> | E12 ex MILLTOWN (SR) | Milltown (sr) [T421,T422] | OUGHTRAGH |  | 52.0469 | -9.8533
293308Z | MV/LV Substation SL***308Z |  | 20 kV | _ | LV | 100 kVA :Pole Substation | 0.1 | --> | 0.1 | 0 | 0 | Constrained, otherwise capacity available =100 kVA | --> | 0.095 | 0 | 0 | 0 | 0 | Constrained, otherwise capacity available =95 kW | --> | E17 ex BALTINGLASS | Baltinglass [T421,T422] | STRATFORD |  | 52.8849 | -6.6942
109093 | MV/LV Substation GL***093 |  | 10 kV | _ | LV | 400 kVA :Kiosk Substation | 0.4 | --> | 0.4 | 0.273 | 0.38 |  | --> | 0.38 | 0 | 0.098 | 0.29 | 0 |  | --> | C15 ex RINEANNA | Rineanna [T41,T42] | DRUMLINE |  | 52.7054 | -8.8715
064086 | MV/LV Substation MA***086 |  | 10 kV | _ | LV | 400 kVA :Kiosk Substation | 0.4 | --> | 0.4 | 0 | 0 | Constrained, otherwise capacity available =302 kVA | --> | 0.38 | 0 | 0.03 | 0 | 0 | Constrained, otherwise capacity available =344 kW | --> | C22 ex TERMONFECKIN ROAD | Termonfeckin Road [T41,T42] | DRYBRIDGE |  | 53.7201 | -6.3365
138006X | MV/LV Substation BA***006X |  | 10 kV | _ | LV | 200 kVA :Kiosk Substation | 0.2 | --> | 0.2 | 0.172 | 2.18 |  | --> | 0.19 | 0 | 0 | 0 | 0 | Constrained, otherwise capacity available =186 kW | --> | C26 ex BAILIEBORO | Bailieboro [T41,T42] | MEATH HILL |  | 53.9094 | -6.9663
0074534 | MV/LV Substation SC***4534 |  | 10 kV | _ | LV | 50 kVA :Pole Substation | 0.05 | --> | 0.05 | 0.05 | 0.9 |  | --> | 0.048 | 0 | 0 | 0 | 0 | Constrained, otherwise capacity available =48 kW | --> | C19 ex CLONARD | Clonard [T41,T42] | WEXFORD |  | 52.2872 | -6.4884
081385X | MV/LV Substation PA***385X |  | 10 kV | _ | LV | 200 kVA :Kiosk Substation | 0.2 | --> | 0.2 | 0 | 0 | Constrained, otherwise capacity available =124 kVA | --> | 0.19 | 0 | 0.02 | 0 | 0 | Constrained, otherwise capacity available =165 kW | --> | C18 ex CASTLEKNOCK | Castleknock [T41,T42] | FINGLAS |  | 53.3732 | -6.3685
252506X | MV/LV Substation GY***506X |  | 10 kV | _ | LV | 100 kVA :Pole Substation | 0.1 | --> | 0.1 | 0.078 | 2.76 |  | --> | 0.095 | 0 | 0.002 | 0.09 | 0 |  | --> | C19 ex RECESS | Recess [T41] | SCREEB |  | 53.3717 | -9.8239
081137 | MV/LV Substation BE***137 |  | 10 kV | _ | LV | 400 kVA :Kiosk Substation | 0.4 | --> | 0.4 | 0 | 0 | Constrained, otherwise capacity available =328 kVA | --> | 0.38 | 0 | 0.023 | 0 | 0 | Constrained, otherwise capacity available =353 kW | --> | C18 ex PALMERSTOWN | Palmerstown [T41,T42] | FINGLAS |  | 53.3507 | -6.3533
253019 | MV/LV Substation TH***019 |  | 10 kV | _ | LV | 400 kVA :Kiosk Substation | 0.4 | --> | 0.4 | 0 | 0 | Constrained, otherwise capacity available =253 kVA | --> | 0.38 | 0 | 0.009 | 0 | 0 | Constrained, otherwise capacity available =353 kW | --> | C13 ex TUAM SOUTH | Tuam South [T42] | CLOON |  | 53.5161 | -8.8521
093535Z | MV/LV Substation MI***535Z |  | 10 kV | _ | LV | 400 kVA :Building Structure | 0.4 | --> | 0.4 | 0 | 0 | Constrained, otherwise capacity available =377 kVA | --> | 0.38 | 0 | 0 | 0 | 0 | Constrained, otherwise capacity available =377 kW | --> | C25 ex BALLYCOOLIN | Ballycoolin [T41,T42,T43] | FINGLAS |  | 53.4075 | -6.3439
206167X | MV/LV Substation LA***167X |  | 20 kV | _ | LV | 50 kVA :Pole Substation | 0.05 | --> | 0.05 | 0.047 | 7.61 |  | --> | 0.048 | 0 | 0 | 0 | 0 | Constrained, otherwise capacity available =47 kW | --> | E14 ex BELLACORICK | Bellacorick [T122] | BELLACORICK |  | 54.1663 | -9.8688
069250 | MV/LV Substation RA***250 |  | 10 kV | _ | LV | 100 kVA :Pole Substation | 0.1 | --> | 0.1 | 0 | 0 | Constrained, otherwise capacity available =100 kVA | --> | 0.095 | 0 | 0 | 0.095 | 0 |  | --> | C17 ex BALLYBODEN | Ballyboden [T41,T42] | COOKSTOWN |  | 53.2695 | -6.3071
125814X | MV/LV Substation AS***814X |  | 10 kV | _ | LV | 200 kVA :Kiosk Substation | 0.2 | --> | 0.2 | 0 | 0 | Constrained, otherwise capacity available =172 kVA | --> | 0.19 | 0 | 0.017 | 0 | 0 | Constrained, otherwise capacity available =174 kW | --> | C16 ex CLOONLOUGH | Cloonlough [T41,T42] | BARRYMORE |  | 52.2628 | -8.2776
281016Y | MV/LV Substation NO***016Y |  | 10 kV | _ | LV | 400 kVA :Building Structure | 0.4 | --> | 0.4 | 0 | 0 | Constrained, otherwise capacity available =254 kVA | --> | 0.38 | 0 | 0.01 | 0 | 0 | Constrained, otherwise capacity available =352 kW | --> | C13 ex DENNEHYS CROSS | Dennehys Cross [T41,T42] | TRABEG |  | 51.8907 | -8.5075
244545 | MV/LV Substation BA***545 |  | 20 kV | _ | LV | 50 kVA :Pole Substation | 0.05 | --> | 0.05 | 0 | 0 | Constrained, otherwise capacity available =49 kVA | --> | 0.048 | 0 | 0.01 | 0 | 0 | Constrained, otherwise capacity available =40 kW | --> | E21 ex MILLTOWN (SR) | Milltown (sr) [T421,T422] | OUGHTRAGH |  | 52.0849 | -9.7012
009814X | MV/LV Substation KI***814X |  | 10 kV | _ | LV | 200 kVA :Building Structure | 0.2 | --> | 0.2 | 0 | 0 | Constrained, otherwise capacity available =130 kVA | --> | 0.19 | 0 | 0 | 0 | 0 | Constrained, otherwise capacity available =180 kW | --> | C21 ex WATERFORD IND EST | Waterford Ind Est [T41,T42,T44] | BUTLERSTOWN |  | 52.2463 | -7.1259
365605 | MV/LV Substation BR***605 |  | 10 kV | _ | LV | 100 kVA :Pole Substation | 0.1 | --> | 0.1 | 0 | 0 | Constrained, otherwise capacity available =84 kVA | --> | 0.095 | 0 | 0 | 0.093 | 0 |  | --> | C19 ex CLONDALKIN | Clondalkin [T41,T42,T44] | INCHICORE 220KV |  | 53.2996 | -6.4226
0604187 | MV/LV Substation CO***4187 |  | 10 kV | _ | LV | 200 kVA :Pole Substation | 0.2 | --> | 0.2 | 0.2 | 2.57 |  | --> | 0.19 | 0 | 0.149 | 0 | 0 | Constrained, otherwise capacity available =80 kW | --> | C17 ex ERRIGAL | Errigal [T41,T422] | SHANKILL |  | 54.1372 | -7.1404
039523X | MV/LV Substation GL***523X |  | 10 kV | _ | LV | 400 kVA :Kiosk Substation | 0.4 | --> | 0.4 | 0 | 0 | Constrained, otherwise capacity available =304 kVA | --> | 0.38 | 0 | 0 | 0.367 | 0 |  | --> | C24 ex GALWAY 110KV | Galway 110kv [T102,T103] | GALWAY 110KV |  | 53.2729 | -9.0039
093227 | MV/LV Substation AR***227 |  | 10 kV | _ | LV | 630 kVA :Kiosk Substation | 0.63 | --> | 0.63 | 0.422 | 12.96 |  | --> | 0.598 | 0 | 0.055 | 0.5 | 0 |  | --> | C24 ex ARTANE | Artane [T101,T102] | FINGLAS |  | 53.3873 | -6.2165
093024Z | MV/LV Substation GL***024Z |  | 10 kV | _ | LV | 200 kVA :Building Structure | 0.2 | --> | 0.2 | 0 | 0 | Constrained, otherwise capacity available =200 kVA | --> | 0.19 | 0 | 0 | 0.19 | 0 |  | --> | C21 ex POPPINTREE | Poppintree [T101,T102] | FINGLAS |  | 53.4016 | -6.2878
154276Z | MV/LV Substation BA***276Z |  | 10 kV | _ | LV | 200 kVA :Kiosk Substation | 0.2 | --> | 0.2 | 0 | 0 | Constrained, otherwise capacity available =166 kVA | --> | 0.19 | 0 | 0 | 0 | 0 | Constrained, otherwise capacity available =185 kW | --> | C26 ex BALLYCOOLIN | Ballycoolin [T41,T42,T43] | FINGLAS |  | 53.4071 | -6.3665
2494119 | MV/LV Substation LY***4119 |  | 20 kV | _ | LV | 50 kVA :Pole Substation | 0.05 | --> | 0.05 | 0 | 0 | Constrained, otherwise capacity available =37 kVA | --> | 0.048 | 0 | 0 | 0 | 0 | Constrained, otherwise capacity available =46 kW | --> | C25 ex KILCLOHER | Kilcloher [T41,T42] | DUNGARVAN |  | 52.1815 | -7.7611
066283Z | MV/LV Substation JO***283Z |  | 20 kV | _ | LV | 100 kVA :Pole Substation | 0.1 | --> | 0.1 | 0 | 0 | Constrained, otherwise capacity available =70 kVA | --> | 0.095 | 0 | 0 | 0 | 0 | Constrained, otherwise capacity available =91 kW | --> | E18 ex GLASMORE | Glasmore [T421,T422] | GLASMORE |  | 53.5368 | -6.2275
023726 | MV/LV Substation KI***726 |  | 20 kV | _ | LV | 50 kVA :Pole Substation | 0.05 | --> | 0.05 | 0 | 0 | Constrained, otherwise capacity available =45 kVA | --> | 0.048 | 0 | 0 | 0 | 0 | Constrained, otherwise capacity available =47 kW | --> | C18 ex COOLCARRON | Coolcarron [T41,T42] | BARRYMORE |  | 52.1328 | -8.1727
023128Y | MV/LV Substation FO***128Y |  | 10 kV | _ | LV | 200 kVA :Kiosk Substation | 0.2 | --> | 0.2 | 0 | 0 | Constrained, otherwise capacity available =129 kVA | --> | 0.19 | 0 | 0.005 | 0 | 0 | Constrained, otherwise capacity available =176 kW | --> | C20 ex COOLCARRON | Coolcarron [T41,T42] | BARRYMORE |  | 52.1307 | -8.2964
0534429 | MV/LV Substation KI***4429 |  | 20 kV | _ | LV | 630 kVA :Kiosk Substation | 0.63 | --> | 0.63 | 0.5 | 0.89 |  | --> | 0.598 | 0 | 0 | 0 | 0 | Constrained, otherwise capacity available =588 kW | --> | E24 ex BIRR | Birr [T41,T422] | DALLOW |  | 53.179 | -7.7192
001026 | MV/LV Substation HO***026 |  | 10 kV | _ | LV | 400 kVA :Kiosk Substation | 0.4 | --> | 0.4 | 0 | 0 | Constrained, otherwise capacity available =182 kVA | --> | 0.38 | 0 | 0.014 | 0.339 | 0 |  | --> | C15 ex DUNDRUM | Dundrum [T41,T42] | BLACKROCK |  | 53.2935 | -6.2293
054284Y | MV/LV Substation CH***284Y |  | 10 kV | _ | LV | 400 kVA :Kiosk Substation | 0.4 | --> | 0.4 | 0 | 0 | Constrained, otherwise capacity available =338 kVA | --> | 0.38 | 0 | 0.01 | 0 | 0 | Constrained, otherwise capacity available =364 kW | --> | C20 ex PORTLAOISE | Portlaoise [T41,T42] | PORTLAOISE |  | 53.0361 | -7.2743
209460 | MV/LV Substation RO***460 |  | 20 kV | _ | LV | 50 kVA :Pole Substation | 0.05 | --> | 0.05 | 0 | 0 | Constrained, otherwise capacity available =40 kVA | --> | 0.048 | 0 | 0 | 0 | 0 | Constrained, otherwise capacity available =46 kW | --> | C14 ex MILFORD (NR) | Milford (nr) [T41,T42] | LETTERKENNY |  | 55.1914 | -7.6871
150656 | MV/LV Substation LO***656 |  | 20 kV | _ | LV | 100 kVA :Pole Substation | 0.1 | --> | 0.1 | 0.068 | 3.96 |  | --> | 0.095 | 0 | 0 | 0 | 0 | Constrained, otherwise capacity available =90 kW | --> | E19 ex STRANORLAR | Stranorlar [T421,T422] | LETTERKENNY |  | 54.7603 | -7.8804
125159Y | MV/LV Substation ME***159Y |  | 20 kV | _ | LV | 200 kVA :Kiosk Substation | 0.2 | --> | 0.2 | 0.161 | 0.22 |  | --> | 0.19 | 0 | 0.015 | 0 | 0 | Constrained, otherwise capacity available =174 kW | --> | C16 ex KILSHANNY | Kilshanny [T41,T42] | CAHIR |  | 52.2679 | -8.1054
068413X | MV/LV Substation BO***413X |  | 10 kV | _ | LV | 1000 kVA :Building Structure | 1 | --> | 1 | 0.5 | 7.2 |  | --> | 0.95 | 0 | 0 | 0.5 | 0 |  | --> | C21 ex TRINITY | Trinity [T101,T102] | POOLBEG |  | 53.3419 | -6.2457
0334330 | MV/LV Substation CU***4330 |  | 10 kV | _ | LV | 50 kVA :Pole Substation | 0.05 | --> | 0.05 | 0 | 0 | Constrained, otherwise capacity available =50 kVA | --> | 0.048 | 0 | 0 | 0 | 0 | Constrained, otherwise capacity available =48 kW | --> | C11 ex PORTLAW | Portlaw [T41,T42] | BUTLERSTOWN |  | 52.2985 | -7.3466
066330 | MV/LV Substation CA***330 |  | 10 kV | _ | LV | 400 kVA :Kiosk Substation | 0.4 | --> | 0.4 | 0 | 0 | Constrained, otherwise capacity available =218 kVA | --> | 0.38 | 0 | 0.055 | 0 | 0 | Constrained, otherwise capacity available =314 kW | --> | C15 ex MALAHIDE | Malahide [T41,T42] | GLASMORE |  | 53.4264 | -6.1334
068058 | MV/LV Substation PH***058 |  | 10 kV | _ | LV | 630 kVA :Kiosk Substation | 0.63 | --> | 0.63 | 0.323 | 1.86 |  | --> | 0.598 | 0 | 0.094 | 0.486 | 0 |  | --> | C14 ex FAIRVIEW | Fairview [T41] | MCDERMOTT |  | 53.3715 | -6.2374
377733 | MV/LV Substation CA***733 |  | 20 kV | _ | LV | 100 kVA :Pole Substation | 0.1 | --> | 0.1 | 0 | 0 | Constrained, otherwise capacity available =57 kVA | --> | 0.095 | 0 | 0.012 | 0 | 0 | Constrained, otherwise capacity available =80 kW | --> | E16 ex GURRANEBANE | Gurranebane [T421,T422] | OUGHTRAGH |  | 51.7691 | -10.1024
062070 | MV/LV Substation RA***070 |  | 10 kV | _ | LV | 630 kVA :Kiosk Substation | 0.63 | --> | 0.63 | 0.5 | 5.69 |  | --> | 0.598 | 0 | 0.005 | 0 | 0 | Constrained, otherwise capacity available =583 kW | --> | C18 ex RAMPARTS | Ramparts [T41,T42] | DUNDALK |  | 54.0032 | -6.3983
081278X | MV/LV Substation CH***278X |  | 10 kV | _ | LV | 400 kVA :Building Structure | 0.4 | --> | 0.4 | 0 | 0 | Constrained, otherwise capacity available =334 kVA | --> | 0.38 | 0 | 0 | 0 | 0 | Constrained, otherwise capacity available =371 kW | --> | C13 ex PALMERSTOWN | Palmerstown [T41,T42] | FINGLAS |  | 53.3453 | -6.3771
066398Z | MV/LV Substation AS***398Z |  | 20 kV | _ | LV | 400 kVA :Building Structure | 0.4 | --> | 0.4 | 0 | 0 | Constrained, otherwise capacity available =312 kVA | --> | 0.38 | 0 | 0 | 0 | 0 | Constrained, otherwise capacity available =368 kW | --> | E16 ex ASHBOURNE | Ashbourne [T421,T422] | FINGLAS |  | 53.5113 | -6.3994
0434121 | MV/LV Substation SW***4121 |  | 10 kV | _ | LV | 400 kVA :Kiosk Substation | 0.4 | --> | 0.4 | 0 | 0 | Constrained, otherwise capacity available =400 kVA | --> | 0.38 | 0 | 0 | 0 | 0 | Constrained, otherwise capacity available =380 kW | --> | C17 ex SWINFORD |  |  |  | 53.9448 | -8.9415
064055 | MV/LV Substation PO***055 |  | 10 kV | _ | LV | 400 kVA :Building Structure | 0.4 | --> | 0.4 | 0 | 0 | Constrained, otherwise capacity available =218 kVA | --> | 0.38 | 0 | 0 | 0 | 0 | Constrained, otherwise capacity available =354 kW | --> | C17 ex RATHMULLAN | Rathmullan [T41,T42] | DRYBRIDGE |  | 53.7146 | -6.3543
010774 | MV/LV Substation IN***774 |  | 10 kV | _ | LV | 200 kVA :Pole Substation | 0.2 | --> | 0.2 | 0 | 0 | Constrained, otherwise capacity available =135 kVA | --> | 0.19 | 0 | 0.005 | 0 | 0 | Constrained, otherwise capacity available =177 kW | --> | C16 ex GRAIGUENAMANAGH | Graiguenamanagh [T41,T42] | KILKENNY |  | 52.4896 | -7.0666
043330 | MV/LV Substation CH***330 |  | 10 kV | _ | LV | 100 kVA :Pole Substation | 0.1 | --> | 0.1 | 0.091 | 0.43 |  | --> | 0.095 | 0 | 0 | 0 | 0 | Constrained, otherwise capacity available =94 kW | --> | C13 ex SWINFORD | Swinford [T41,T42] | CASTLEBAR |  | 53.8921 | -9.0204
243849 | MV/LV Substation CL***849 |  | 20 kV | _ | LV | 100 kVA :Pole Substation | 0.1 | --> | 0.1 | 0 | 0 | Constrained, otherwise capacity available =59 kVA | --> | 0.095 | 0 | 0.013 | 0 | 0 | Constrained, otherwise capacity available =80 kW | --> | E17 ex INCH | Inch [T421,T422] | OUGHTRAGH |  | 52.2357 | -10.1821
074625X | MV/LV Substation AT***625X |  | 10 kV | _ | LV | 400 kVA :Building Structure | 0.4 | --> | 0.4 | 0 | 0 | Constrained, otherwise capacity available =360 kVA | --> | 0.38 | 0 | 0 | 0 | 0 | Constrained, otherwise capacity available =374 kW | --> | C17 ex CARRICK ON SHANNON | Carrick On Shannon [T41,T42] | CARRICK ON SHANNON |  | 53.9444 | -8.0767
127803 | MV/LV Substation AU***803 |  | 10 kV | _ | LV | 50 kVA :Pole Substation | 0.05 | --> | 0.05 | 0 | 0 | Constrained, otherwise capacity available =42 kVA | --> | 0.048 | 0 | 0 | 0 | 0 | Constrained, otherwise capacity available =46 kW | --> | C17 ex HOLYCROSS ROAD | Holycross Road [T41,T42] | THURLES |  | 52.7467 | -7.9451
026269Z | MV/LV Substation SH***269Z |  | 10 kV | _ | LV | 50 kVA :Pole Substation | 0.05 | --> | 0.05 | 0.049 | 8.66 |  | --> | 0.048 | 0 | 0 | 0 | 0 | Constrained, otherwise capacity available =47 kW | --> | C20 ex BANDON | Bandon [T101,T42] | BANDON |  | 51.7928 | -8.7892
0664023 | MV/LV Substation SU***4023 |  | 20 kV | _ | LV | 630 kVA :Building Structure | 0.63 | --> | 0.63 | 0 | 0 | Constrained, otherwise capacity available =414 kVA | --> | 0.598 | 0 | 0 | 0 | 0 | Constrained, otherwise capacity available =568 kW | --> | E18 ex GLASMORE | Glasmore [T421,T422] | GLASMORE |  | 53.5367 | -6.2158
062534Y | MV/LV Substation BA***534Y |  | 20 kV | _ | LV | 50 kVA :Pole Substation | 0.05 | --> | 0.05 | 0.045 | 2.33 |  | --> | 0.048 | 0 | 0 | 0 | 0 | Constrained, otherwise capacity available =47 kW | --> | C26 ex DUNDALK | Dundalk [T41,T42] | DUNDALK |  | 54.0218 | -6.4617
034191Y | MV/LV Substation SW***191Y |  | 10 kV | _ | LV | 200 kVA :Kiosk Substation | 0.2 | --> | 0.2 | 0.166 | 5.88 |  | --> | 0.19 | 0 | 0 | 0 | 0 | Constrained, otherwise capacity available =185 kW | --> | C12 ex ARDGEEHA | Ardgeeha [T41,T42] | DOON |  | 52.3583 | -7.6966
022031 | MV/LV Substation QU***031 |  | 10 kV | _ | LV | 400 kVA :Kiosk Substation | 0.4 | --> | 0.4 | 0.037 | 4.55 |  | --> | 0.38 | 0 | 0 | 0 | 0 | Constrained, otherwise capacity available =327 kW | --> | C22 ex MALLOW | Mallow [T41,T42] | MALLOW |  | 52.136 | -8.6414
005010 | MV/LV Substation CO***010 |  | 10 kV | _ | LV | 50 kVA :Pole Substation | 0.05 | --> | 0.05 | 0 | 0 | Constrained, otherwise capacity available =43 kVA | --> | 0.048 | 0 | 0.008 | 0 | 0 | Constrained, otherwise capacity available =40 kW | --> | C11 ex GARDEN CITY | Garden City [T41,T42] | ARKLOW |  | 52.6932 | -6.2895
0334344 | MV/LV Substation GI***4344 |  | 10 kV | _ | LV | 50 kVA :Pole Substation | 0.05 | --> | 0.05 | 0 | 0 | Constrained, otherwise capacity available =49 kVA | --> | 0.048 | 0 | 0 | 0 | 0 | Constrained, otherwise capacity available =47 kW | --> | C16 ex DEERPARK | Deerpark [T41,T42] | BALLYDINE |  | 52.3916 | -7.5496
095008 | MV/LV Substation CA***008 |  | 10 kV | _ | LV | 200 kVA :Kiosk Substation | 0.2 | --> | 0.2 | 0.124 | 0.7 |  | --> | 0.19 | 0 | 0.014 | 0 | 0 | Constrained, otherwise capacity available =169 kW | --> | C15 ex KILRUSH | Kilrush [T41,T42] | TULLABRACK |  | 52.629 | -9.4968
039089 | MV/LV Substation ST***089 |  | 10 kV | _ | LV | 630 kVA :Building Structure | 0.63 | --> | 0.63 | 0 | 0 | Constrained, otherwise capacity available =210 kVA | --> | 0.598 | 0 | 0 | 0 | 0 | Constrained, otherwise capacity available =539 kW | --> | C11 ex HEADFORD ROAD | Headford Road [T41,T42] | GALWAY 110KV |  | 53.274 | -9.0477
005661X | MV/LV Substation TH***661X |  | 10 kV | _ | LV | 50 kVA :Pole Substation | 0.05 | --> | 0.05 | 0.022 | 3.03 |  | --> | 0.048 | 0 | 0.02 | 0 | 0 | Constrained, otherwise capacity available =29 kW | --> | C17 ex RAMSTOWN | Ramstown [T41,T42] | CRANE |  | 52.6666 | -6.3023
160745X | MV/LV Substation O ***745X |  | 10 kV | _ | LV | 50 kVA :Pole Substation | 0.05 | --> | 0.05 | 0 | 0 | Constrained, otherwise capacity available =37 kVA | --> | 0.048 | 0 | 0 | 0 | 0 | Constrained, otherwise capacity available =46 kW | --> | C15 ex MOUNTMELLICK | Mountmellick [T41,T42] | PORTLAOISE |  | 53.0951 | -7.3598
001678 | MV/LV Substation GR***678 |  | 10 kV | _ | LV | 630 kVA :Kiosk Substation | 0.63 | --> | 0.63 | 0.432 | 1.16 |  | --> | 0.598 | 0 | 0.038 | 0.5 | 0 |  | --> | C19 ex MOUNT MERRION | Mount Merrion [T41,T42] | CARRICKMINES |  | 53.3123 | -6.2216
039833X | MV/LV Substation RI***833X |  | 10 kV | _ | LV | 200 kVA :Kiosk Substation | 0.2 | --> | 0.2 | 0 | 0 | Constrained, otherwise capacity available =156 kVA | --> | 0.19 | 0 | 0.019 | 0 | 0 | Constrained, otherwise capacity available =170 kW | --> | C18 ex ORANMORE | Oranmore [T41,T44] | GALWAY 110KV |  | 53.2665 | -8.9259
073596 | MV/LV Substation GL***596 |  | 20 kV | _ | LV | 50 kVA :Pole Substation | 0.05 | --> | 0.05 | 0 | 0 | Constrained, otherwise capacity available =49 kVA | --> | 0.048 | 0 | 0 | 0 | 0 | Constrained, otherwise capacity available =47 kW | --> | C15 ex MOATE | Moate [T41,T42] | ATHLONE |  | 53.4232 | -7.7681
127008 | MV/LV Substation VO***008 |  | 10 kV | _ | LV | 200 kVA :Building Structure | 0.2 | --> | 0.2 | 0 | 0 | Constrained, otherwise capacity available =166 kVA | --> | 0.19 | 0 | 0.007 | 0 | 0 | Constrained, otherwise capacity available =180 kW | --> | C18 ex HOLYCROSS ROAD | Holycross Road [T41,T42] | THURLES |  | 52.6843 | -7.8263
0664336 | MV/LV Substation SC***4336 |  | 20 kV | _ | LV | 50 kVA :Pole Substation | 0.05 | --> | 0.05 | 0 | 0 | Constrained, otherwise capacity available =40 kVA | --> | 0.048 | 0 | 0.023 | 0 | 0 | Constrained, otherwise capacity available =29 kW | --> | E21 ex ASHBOURNE | Ashbourne [T421,T422] | FINGLAS |  | 53.5024 | -6.2912
068209 | MV/LV Substation MA***209 |  | 10 kV | _ | LV | 630 kVA :Building Structure | 0.63 | --> | 0.63 | 0.29 | 1.86 |  | --> | 0.598 | 0 | 0.047 | 0.5 | 0 |  | --> | C20 ex FAIRVIEW | Fairview [T41] | MCDERMOTT |  | 53.367 | -6.2337
036106Y | MV/LV Substation AN***106Y |  | 20 kV | _ | LV | 50 kVA :Pole Substation | 0.05 | --> | 0.05 | 0 | 0 | Constrained, otherwise capacity available =40 kVA | --> | 0.048 | 0 | 0 | 0 | 0 | Constrained, otherwise capacity available =46 kW | --> | E18 ex GARRANACANTY | Garranacanty [T421,T422] | TIPPERARY |  | 52.5652 | -8.1092
016277Z | MV/LV Substation TE***277Z |  | 20 kV | _ | LV | 200 kVA :Kiosk Substation | 0.2 | --> | 0.2 | 0 | 0 | Constrained, otherwise capacity available =166 kVA | --> | 0.19 | 0 | 0.02 | 0 | 0 | Constrained, otherwise capacity available =170 kW | --> | C21 ex MONEYCOOLEY | Moneycooley [T41,T42,T44] | GRIFFINRATH |  | 53.3885 | -6.5403
065338Z | MV/LV Substation PR***338Z |  | 20 kV | _ | LV | 50 kVA :Pole Substation | 0.05 | --> | 0.05 | 0 | 0 | Constrained, otherwise capacity available =50 kVA | --> | 0.048 | 0 | 0 | 0 | 0 | Constrained, otherwise capacity available =48 kW | --> | E23 ex BALTRASNA | Baltrasna [T121,T122] | BALTRASNA |  | 53.5579 | -6.4378
281641X | MV/LV Substation MA***641X |  | 10 kV | _ | LV | 400 kVA :Kiosk Substation | 0.4 | --> | 0.4 | 0 | 0 | Constrained, otherwise capacity available =307 kVA | --> | 0.38 | 0 | 0.025 | 0.349 | 0 |  | --> | C21 ex BALLINCOLLIG | Ballincollig [T41,T42] | KILBARRY |  | 51.8811 | -8.595
082783X | MV/LV Substation LE***783X |  | 20 kV | _ | LV | 50 kVA :Pole Substation | 0.05 | --> | 0.05 | 0.049 | 0.64 |  | --> | 0.048 | 0 | 0 | 0 | 0 | Constrained, otherwise capacity available =47 kW | --> | E14 ex RANDALSTOWN | Randalstown [T422] | NAVAN |  | 53.7633 | -6.7244
0524634 | MV/LV Substation GA***4634 |  | 20 kV | _ | LV | 400 kVA :Kiosk Substation | 0.4 | --> | 0.4 | 0 | 0 | Constrained, otherwise capacity available =376 kVA | --> | 0.38 | 0 | 0 | 0 | 0 | Constrained, otherwise capacity available =377 kW | --> | E19 ex EDENDERRY | Edenderry [T421,T422] | BLAKE |  | 53.4578 | -7.1039
139403Y | MV/LV Substation SW***403Y |  | 10 kV | _ | LV | 200 kVA :Kiosk Substation | 0.2 | --> | 0.2 | 0.12 | 4 |  | --> | 0.19 | 0 | 0.043 | 0 | 0 | Constrained, otherwise capacity available =147 kW | --> | C14 ex BALLYJAMESDUFF | Ballyjamesduff [T41,T42] | SHANKILL |  | 53.8399 | -7.0989
426719 | MV/LV Substation TO***719 |  | 20 kV | _ | LV | 400 kVA :Kiosk Substation | 0.4 | --> | 0.4 | 0 | 0 | Constrained, otherwise capacity available =206 kVA | --> | 0.38 | 0 | 0.043 | 0 | 0 | Constrained, otherwise capacity available =321 kW | --> | E17 ex DINGLE | Dingle [T421,T422] | OUGHTRAGH |  | 52.1402 | -10.2701
210002 | MV/LV Substation SH***002 |  | 10 kV | _ | LV | 200 kVA :Pole Substation | 0.2 | --> | 0.2 | 0 | 0 | Constrained, otherwise capacity available =122 kVA | --> | 0.19 | 0 | 0.026 | 0 | 0 | Constrained, otherwise capacity available =160 kW | --> | C18 ex CARRICKMACROSS | Carrickmacross [T41,T42] | MEATH HILL |  | 53.9781 | -6.7241
068068 | MV/LV Substation AN***068 |  | 10 kV | _ | LV | 1000 kVA :Building Structure | 1 | --> | 1 | 0.5 | 1.86 |  | --> | 0.95 | 0 | 0.019 | 0.5 | 0 |  | --> | C16 ex FAIRVIEW | Fairview [T41] | MCDERMOTT |  | 53.3609 | -6.2382
082407X | MV/LV Substation BO***407X |  | 20 kV | _ | LV | 50 kVA :Pole Substation | 0.05 | --> | 0.05 | 0 | 0 |  | --> | 0.048 | 0 | 0.03 | 0 | 0 | Constrained, otherwise capacity available =16 kW | --> | E15 ex ACADEMY STREET | Academy Street [T421,T422,T44] | NAVAN |  | 53.6255 | -6.662
0374263 | MV/LV Substation CR***4263 |  | 20 kV | _ | LV | 200 kVA :Pole Substation | 0.2 | --> | 0.2 | 0.2 | 13.05 |  | --> | 0.19 | 0 | 0 | 0.19 | 0 |  | --> | C19 ex ENNIS | Ennis [T101,T102] | ENNIS |  | 52.8558 | -8.9128
0694162 | MV/LV Substation WE***4162 |  | 10 kV | _ | LV | 630 kVA :Kiosk Substation | 0.63 | --> | 0.63 | 0.5 | 4.47 |  | --> | 0.598 | 0 | 0 | 0.5 | 0 |  | --> | C14 ex TEMPLEOGUE | Templeogue [T41,T42] | MILLTOWN (DR) |  | 53.2967 | -6.3259
099229X | MV/LV Substation MA***229X |  | 10 kV | _ | LV | 50 kVA :Pole Substation | 0.05 | --> | 0.05 | 0 | 0 | Constrained, otherwise capacity available =44 kVA | --> | 0.048 | 0 | 0 | 0 | 0 | Constrained, otherwise capacity available =47 kW | --> | C15 ex CULLION | Cullion [T41,T42] | LETTERKENNY |  | 54.9493 | -7.6346
366146X | MV/LV Substation CO***146X |  | 20 kV | _ | LV | 50 kVA :Pole Substation | 0.05 | --> | 0.05 | 0.045 | 0.45 |  | --> | 0.048 | 0 | 0 | 0 | 0 | Constrained, otherwise capacity available =47 kW | --> | C16 ex CARRAROE | Carraroe [T42] | SCREEB |  | 53.0646 | -9.5161
052101X | MV/LV Substation LO***101X |  | 10 kV | _ | LV | 400 kVA :Kiosk Substation | 0.4 | --> | 0.4 | 0.246 | 10.9 |  | --> | 0.38 | 0 | 0.05 | 0.321 | 0 |  | --> | C13 ex MULLINGAR | Mullingar [T101,T102] | MULLINGAR |  | 53.5408 | -7.3456
281540Z | MV/LV Substation GR***540Z |  | 20 kV | _ | LV | 400 kVA :Kiosk Substation | 0.4 | --> | 0.4 | 0.37 | 17.47 |  | --> | 0.38 | 0 | 0.01 | 0.368 | 0 |  | --> | E12 ex COOLROE | Coolroe [T121,T122] | COOLROE |  | 51.8731 | -8.6519
090976 | MV/LV Substation KN***976 |  | 10 kV | _ | LV | 50 kVA :Pole Substation | 0.05 | --> | 0.05 | 0.048 | 3.16 |  | --> | 0.048 | 0 | 0 | 0 | 0 | Constrained, otherwise capacity available =47 kW | --> | C22 ex ENNISKEANE | Enniskeane [T41,T42] | BANDON |  | 51.7257 | -8.9583
007650Y | MV/LV Substation CO***650Y |  | 10 kV | _ | LV | 50 kVA :Pole Substation | 0.05 | --> | 0.05 | 0.046 | 16.12 |  | --> | 0.048 | 0 | 0.011 | 0.039 | 0 |  | --> | E14 ex WEXFORD | Wexford [T121,T122] | WEXFORD |  | 52.328 | -6.5173
281997Y | MV/LV Substation WE***997Y |  | 10 kV | _ | LV | 200 kVA :Kiosk Substation | 0.2 | --> | 0.2 | 0.135 | 5.49 |  | --> | 0.19 | 0 | 0.057 | 0.139 | 0 |  | --> | C19 ex TRABEG | Trabeg [T101,T102] | TRABEG |  | 51.8638 | -8.4406
068749X | MV/LV Substation RA***749X |  | 10 kV | _ | LV | 1000 kVA :Building Structure | 1 | --> | 1 | 0.5 | 7.91 |  | --> | 0.95 | 0 | 0 | 0.5 | 0 |  | --> | C24 ex PELLETSTOWN | Pelletstown [T101,T102] | FINGLAS |  | 53.3763 | -6.3252
081428Z | MV/LV Substation LO***428Z |  | 10 kV | _ | LV | 400 kVA :Kiosk Substation | 0.4 | --> | 0.4 | 0 | 0 | Constrained, otherwise capacity available =287 kVA | --> | 0.38 | 0 | 0 | 0 | 0 | Constrained, otherwise capacity available =364 kW | --> | C17 ex LEIXLIP | Leixlip [T41,T42] | GRIFFINRATH |  | 53.3696 | -6.5063
004197Y | MV/LV Substation WO***197Y |  | 10 kV | _ | LV | 400 kVA :Kiosk Substation | 0.4 | --> | 0.4 | 0.31 | 18.08 |  | --> | 0.38 | 0 | 0.006 | 0.363 | 0 |  | --> | C22 ex ARKLOW | Arklow [T101,T102] | ARKLOW |  | 52.797 | -6.1768
068523 | MV/LV Substation VE***523 |  | 10 kV | _ | LV | 630 kVA :Building Structure | 0.63 | --> | 0.63 | 0.287 | 3.38 |  | --> | 0.598 | 0 | 0 | 0.5 | 0 |  | --> | C19 ex MERRION SQUARE | Merrion Square [T41,T42] | RINGSEND |  | 53.3382 | -6.2432
047217 | MV/LV Substation RE***217 |  | 10 kV | _ | LV | 50 kVA :Pole Substation | 0.05 | --> | 0.05 | 0.044 | 1.04 |  | --> | 0.048 | 0 | 0.005 | 0 | 0 | Constrained, otherwise capacity available =43 kW | --> | C16 ex BOYLE | Boyle [T41,T42] | CARRICK ON SHANNON |  | 53.9992 | -8.2772
265860X | MV/LV Substation KI***860X |  | 20 kV | _ | LV | 50 kVA :Pole Substation | 0.05 | --> | 0.05 | 0.049 | 2.56 |  | --> | 0.048 | 0 | 0 | 0.047 | 0 |  | --> | C17 ex KILLESHANDRA | Killeshandra [T41,T42] | GORTAWEE |  | 54.0717 | -7.4999
082318Z | MV/LV Substation RE***318Z |  | 20 kV | _ | LV | 100 kVA :Pole Substation | 0.1 | --> | 0.1 | 0 | 0 | Constrained, otherwise capacity available =74 kVA | --> | 0.095 | 0 | 0 | 0 | 0 | Constrained, otherwise capacity available =92 kW | --> | E11 ex ACADEMY STREET | Academy Street [T421,T422,T44] | NAVAN |  | 53.6283 | -6.5922
089278X | MV/LV Substation CA***278X |  | 20 kV | _ | LV | 200 kVA :Kiosk Substation | 0.2 | --> | 0.2 | 0.173 | 3.56 |  | --> | 0.19 | 0 | 0.013 | 0 | 0 | Constrained, otherwise capacity available =177 kW | --> | E20 ex ENNISCRONE | Enniscrone [T421,T422] | MOY |  | 54.2213 | -9.0917
034120Y | MV/LV Substation CL***120Y |  | 20 kV | _ | LV | 50 kVA :Pole Substation | 0.05 | --> | 0.05 | 0.047 | 0.57 |  | --> | 0.048 | 0 | 0 | 0 | 0 | Constrained, otherwise capacity available =47 kW | --> | E23 ex LAWLESSTOWN | Lawlesstown [T42,T421] | DOON |  | 52.2799 | -7.732
084058 | MV/LV Substation TA***058 |  | 20 kV | _ | LV | 50 kVA :Pole Substation | 0.05 | --> | 0.05 | 0 | 0 | Constrained, otherwise capacity available =48 kVA | --> | 0.048 | 0 | 0 | 0 | 0 | Constrained, otherwise capacity available =47 kW | --> | E11 ex KILCOLGAN | Kilcolgan [T42,T421] | GALWAY 110KV |  | 53.1651 | -8.9327
001761 | MV/LV Substation BE***761 |  | 10 kV | _ | LV | 200 kVA :Kiosk Substation | 0.2 | --> | 0.2 | 0.157 | 1.16 |  | --> | 0.19 | 0 | 0.007 | 0.179 | 0 |  | --> | C14 ex MOUNT MERRION | Mount Merrion [T41,T42] | CARRICKMINES |  | 53.3118 | -6.2076
093591 | MV/LV Substation SH***591 |  | 10 kV | _ | LV | 50 kVA :Pole Substation | 0.05 | --> | 0.05 | 0.034 | 7.91 |  | --> | 0.048 | 0 | 0 | 0.045 | 0 |  | --> | C26 ex PELLETSTOWN | Pelletstown [T101,T102] | FINGLAS |  | 53.3949 | -6.3436
008748Y | MV/LV Substation RA***748Y |  | 10 kV | _ | LV | 50 kVA :Pole Substation | 0.05 | --> | 0.05 | 0.038 | 0.2 |  | --> | 0.048 | 0 | 0 | 0 | 0 | Constrained, otherwise capacity available =46 kW | --> | E16 ex BEALISTOWN | Bealistown [T421,T422] | GREAT ISLAND |  | 52.2479 | -6.9202
0674039 | MV/LV Substation CR***4039 |  | 10 kV | _ | LV | 50 kVA :Pole Substation | 0.05 | --> | 0.05 | 0 | 0 | Constrained, otherwise capacity available =44 kVA | --> | 0.048 | 0 | 0 | 0 | 0 | Constrained, otherwise capacity available =47 kW | --> | E16 ex CRATLOE | Cratloe [T421,T422] | ARDNACRUSHA |  | 52.6816 | -8.7108
016237Z | MV/LV Substation AB***237Z |  | 10 kV | _ | LV | 400 kVA :Kiosk Substation | 0.4 | --> | 0.4 | 0 | 0 | Constrained, otherwise capacity available =332 kVA | --> | 0.38 | 0 | 0 | 0 | 0 | Constrained, otherwise capacity available =371 kW | --> | C22 ex CELBRIDGE | Celbridge [T41,T42] | GRIFFINRATH |  | 53.3343 | -6.5489
0754213 | MV/LV Substation UP***4213 |  | 20 kV | _ | LV | 50 kVA :Pole Substation | 0.05 | --> | 0.05 | 0.048 | 4.38 |  | --> | 0.048 | 0 | 0 | 0.047 | 0 |  | --> | E18 ex CRANE | Crane [T122] | CRANE |  | 52.5195 | -6.2753
071781 | MV/LV Substation AN***781 |  | 10 kV | _ | LV | 200 kVA :Pole Substation | 0.2 | --> | 0.2 | 0.175 | 5.58 |  | --> | 0.19 | 0 | 0 | 0.187 | 0 |  | --> | C13 ex KILCOOLE | Kilcoole [T41,T42] | FASSAROE |  | 53.0963 | -6.1105
324978 | MV/LV Substation CL***978 |  | 10 kV | _ | LV | 50 kVA :Pole Substation | 0.05 | --> | 0.05 | 0 | 0 | Constrained, otherwise capacity available =45 kVA | --> | 0.048 | 0 | 0 | 0 | 0 | Constrained, otherwise capacity available =47 kW | --> | C20 ex BALLYGAR | Ballygar [T41,T42] | ATHLONE |  | 53.5268 | -8.3698
034537X | MV/LV Substation RO***537X |  | 10 kV | _ | LV | 100 kVA :Pole Substation | 0.1 | --> | 0.1 | 0.037 | 0.57 |  | --> | 0.095 | 0 | 0.01 | 0 | 0 | Constrained, otherwise capacity available =79 kW | --> | E25 ex LAWLESSTOWN | Lawlesstown [T42,T421] | DOON |  | 52.3644 | -7.674
281638X | MV/LV Substation WE***638X |  | 10 kV | _ | LV | 400 kVA :Kiosk Substation | 0.4 | --> | 0.4 | 0 | 0 | Constrained, otherwise capacity available =319 kVA | --> | 0.38 | 0 | 0.01 | 0 | 0 | Constrained, otherwise capacity available =361 kW | --> | C14 ex DENNEHYS CROSS | Dennehys Cross [T41,T42] | TRABEG |  | 51.8946 | -8.504
0814286 | MV/LV Substation PH***4286 |  | 10 kV | _ | LV | 630 kVA :Building Structure | 0.63 | --> | 0.63 | 0.5 | 7.91 |  | --> | 0.598 | 0 | 0 | 0.5 | 0 |  | --> | C29 ex PELLETSTOWN | Pelletstown [T101,T102] | FINGLAS |  | 53.3738 | -6.3421
281610Z | MV/LV Substation AR***610Z |  | 10 kV | _ | LV | 630 kVA :Kiosk Substation | 0.63 | --> | 0.63 | 0 | 0 | Constrained, otherwise capacity available =559 kVA | --> | 0.598 | 0 | 0.017 | 0 | 0 | Constrained, otherwise capacity available =576 kW | --> | C21 ex DOUGLAS | Douglas [T41,T42] | TRABEG |  | 51.8692 | -8.4106
009841X | MV/LV Substation KI***841X |  | 20 kV | _ | LV | 50 kVA :Pole Substation | 0.05 | --> | 0.05 | 0.049 | 3.76 |  | --> | 0.048 | 0 | 0.004 | 0 | 0 | Constrained, otherwise capacity available =44 kW | --> | E15 ex BELVIEW | Belview [T421,T422] | WATERFORD |  | 52.2688 | -7.0707
068047X | MV/LV Substation DR***047X |  | 10 kV | _ | LV | 630 kVA :Kiosk Substation | 0.63 | --> | 0.63 | 0.457 | 1.37 |  | --> | 0.598 | 0 | 0 | 0.5 | 0 |  | --> | C18 ex SOUTH KING STREET | South King Street [T41,T42] | FRANCIS STREET |  | 53.3411 | -6.2649
034534 | MV/LV Substation OR***534 |  | 20 kV | _ | LV | 100 kVA :Pole Substation | 0.1 | --> | 0.1 | 0.089 | 0.57 |  | --> | 0.095 | 0 | 0.015 | 0 | 0 | Constrained, otherwise capacity available =82 kW | --> | E19 ex LAWLESSTOWN | Lawlesstown [T42,T421] | DOON |  | 52.3895 | -7.7193
068541X | MV/LV Substation LO***541X |  | 10 kV | _ | LV | 1000 kVA :Building Structure | 1 | --> | 1 | 0.5 | 9.02 |  | --> | 0.95 | 0 | 0 | 0.5 | 0 |  | --> | C16 ex MISERY HILL | Misery Hill [T101,T102] | POOLBEG |  | 53.3449 | -6.237
015508 | MV/LV Substation BR***508 |  | 10 kV | _ | LV | 50 kVA :Pole Substation | 0.05 | --> | 0.05 | 0 | 0 | Constrained, otherwise capacity available =43 kVA | --> | 0.048 | 0 | 0 | 0 | 0 | Constrained, otherwise capacity available =46 kW | --> | C11 ex NAAS | Naas [T41,T42] | KILTEEL |  | 53.2003 | -6.6532
2884175 | MV/LV Substation TU***4175 |  | 10 kV | _ | LV | 630 kVA :Kiosk Substation | 0.63 | --> | 0.63 | 0 | 0 | Constrained, otherwise capacity available =630 kVA | --> | 0.598 | 0 | 0 | 0.5 | 0 |  | --> | C18 ex LOUGHLINSTOWN | Loughlinstown [T41,T42] | CARRICKMINES |  | 53.2458 | -6.1562
164113 | MV/LV Substation SP***113 |  | 10 kV | _ | LV | 630 kVA :Building Structure | 0.63 | --> | 0.63 | 0 | 0 | Constrained, otherwise capacity available =575 kVA | --> | 0.598 | 0 | 0 | 0 | 0 | Constrained, otherwise capacity available =591 kW | --> | C15 ex SKIBBEREEN | Skibbereen [T41,T42] | DUNMANWAY |  | 51.5382 | -9.2779
009649Y | MV/LV Substation CH***649Y |  | 10 kV | _ | LV | 400 kVA :Kiosk Substation | 0.4 | --> | 0.4 | 0.291 | 8.16 |  | --> | 0.38 | 0 | 0.022 | 0 | 0 | Constrained, otherwise capacity available =348 kW | --> | C13 ex MOUNT MISERY | Mount Misery [T41,T42] | WATERFORD |  | 52.2624 | -7.0929
003597Y | MV/LV Substation HI***597Y |  | 10 kV | _ | LV | 200 kVA :Kiosk Substation | 0.2 | --> | 0.2 | 0 | 0 | Constrained, otherwise capacity available =128 kVA | --> | 0.19 | 0 | 0 | 0 | 0 | Constrained, otherwise capacity available =180 kW | --> | C11 ex RATHDRUM | Rathdrum [T42] | ARKLOW |  | 52.939 | -6.2279
237168X | MV/LV Substation RI***168X |  | 10 kV | _ | LV | 200 kVA :Kiosk Substation | 0.2 | --> | 0.2 | 0 | 0 | Constrained, otherwise capacity available =172 kVA | --> | 0.19 | 0 | 0.009 | 0 | 0 | Constrained, otherwise capacity available =180 kW | --> | C18 ex DUNLEER | Dunleer [T41,T42] | DRYBRIDGE |  | 53.8282 | -6.4021
069026 | MV/LV Substation SU***026 |  | 10 kV | _ | LV | 630 kVA :Building Structure | 0.63 | --> | 0.63 | 0.435 | 9.99 |  | --> | 0.598 | 0 | 0.02 | 0.5 | 0 |  | --> | C21 ex HAROLDS CROSS | Harolds Cross [T101,T102] | POOLBEG |  | 53.3295 | -6.2984
069497 | MV/LV Substation TE***497 |  | 10 kV | _ | LV | 400 kVA :Kiosk Substation | 0.4 | --> | 0.4 | 0.324 | 0.91 |  | --> | 0.38 | 0 | 0.011 | 0.361 | 0 |  | --> | C15 ex KIMMAGE | Kimmage [T41,T42] | INCHICORE 220KV |  | 53.3051 | -6.3158
0254204 | MV/LV Substation DR***4204 |  | 10 kV | _ | LV | 50 kVA :Pole Substation | 0.05 | --> | 0.05 | 0.05 | 1.93 |  | --> | 0.048 | 0 | 0 | 0 | 0 | Constrained, otherwise capacity available =48 kW | --> | C15 ex MILFORD (MWR) | Milford (mwr) [T41] | CHARLEVILLE |  | 52.3097 | -8.8077
117501 | MV/LV Substation CO***501 |  | 20 kV | _ | LV | 100 kVA :Pole Substation | 0.1 | --> | 0.1 | 0 | 0 | Constrained, otherwise capacity available =49 kVA | --> | 0.095 | 0 | 0 | 0 | 0 | Constrained, otherwise capacity available =88 kW | --> | E18 ex COLLOONEY | Collooney [T421,T422] | SLIGO |  | 54.1538 | -8.3742
012406X | MV/LV Substation PO***406X |  | 20 kV | _ | LV | 100 kVA :Pole Substation | 0.1 | --> | 0.1 | 0.089 | 1.99 |  | --> | 0.095 | 0 | 0 | 0 | 0 | Constrained, otherwise capacity available =94 kW | --> | C19 ex GRAIGUE | Graigue [T41,T42] | CARLOW |  | 52.7643 | -6.9491
029858X | MV/LV Substation B ***858X |  | 20 kV | _ | LV | 200 kVA :Pole Substation | 0.2 | --> | 0.2 | 0 | 0 | Constrained, otherwise capacity available =136 kVA | --> | 0.19 | 0 | 0 | 0 | 0 | Constrained, otherwise capacity available =181 kW | --> | C13 ex CLOYNE | Cloyne [T41] | MIDLETON |  | 51.8589 | -8.0317
136469Y | MV/LV Substation BE***469Y |  | 10 kV | _ | LV | 400 kVA :Kiosk Substation | 0.4 | --> | 0.4 | 0 | 0 | Constrained, otherwise capacity available =359 kVA | --> | 0.38 | 0 | 0 | 0 | 0 | Constrained, otherwise capacity available =374 kW | --> | C12 ex ROSCOMMON | Roscommon [T41,T42] | LANESBORO |  | 53.6243 | -8.1976
154366Z | MV/LV Substation RI***366Z |  | 10 kV | _ | LV | 630 kVA :Building Structure | 0.63 | --> | 0.63 | 0 | 0 | Constrained, otherwise capacity available =474 kVA | --> | 0.598 | 0 | 0 | 0 | 0 | Constrained, otherwise capacity available =577 kW | --> | C24 ex BALLYCOOLIN | Ballycoolin [T41,T42,T43] | FINGLAS |  | 53.4031 | -6.3979
042882 | MV/LV Substation DR***882 |  | 20 kV | _ | LV | 100 kVA :Pole Substation | 0.1 | --> | 0.1 | 0 | 0 | Constrained, otherwise capacity available =82 kVA | --> | 0.095 | 0 | 0 | 0 | 0 | Constrained, otherwise capacity available =92 kW | --> | E17 ex WINDSOR | Windsor [T421,T422] | CASTLEBAR |  | 53.851 | -9.2025
068804X | MV/LV Substation CH***804X |  | 10 kV | _ | LV | 630 kVA :Building Structure | 0.63 | --> | 0.63 | 0.5 | 14.34 |  | --> | 0.598 | 0 | 0 | 0.5 | 0 |  | --> | C41 ex NORTH QUAYS | North Quays [T101,T102,T103] | POOLBEG |  | 53.3507 | -6.2356
007049 | MV/LV Substation CO***049 |  | 10 kV | _ | LV | 400 kVA :Kiosk Substation | 0.4 | --> | 0.4 | 0.265 | 0.9 |  | --> | 0.38 | 0 | 0.028 | 0 | 0 | Constrained, otherwise capacity available =340 kW | --> | C15 ex CLONARD | Clonard [T41,T42] | WEXFORD |  | 52.3312 | -6.4774
055745 | MV/LV Substation BI***745 |  | 10 kV | _ | LV | 200 kVA :Pole Substation | 0.2 | --> | 0.2 | 0 | 0 | Constrained, otherwise capacity available =181 kVA | --> | 0.19 | 0 | 0 | 0 | 0 | Constrained, otherwise capacity available =187 kW | --> | C17 ex ROSCREA | Roscrea [T41,T42] | IKERRIN |  | 52.9528 | -7.7742
081530Z | MV/LV Substation ST***530Z |  | 10 kV | _ | LV | 400 kVA :Kiosk Substation | 0.4 | --> | 0.4 | 0.31 | 7.91 |  | --> | 0.38 | 0 | 0 | 0.368 | 0 |  | --> | C26 ex PELLETSTOWN | Pelletstown [T101,T102] | FINGLAS |  | 53.3776 | -6.3509
255485 | MV/LV Substation BR***485 |  | 20 kV | _ | LV | 100 kVA :Pole Substation | 0.1 | --> | 0.1 | 0 | 0 | Constrained, otherwise capacity available =67 kVA | --> | 0.095 | 0 | 0.016 | 0 | 0 | Constrained, otherwise capacity available =78 kW | --> | E18 ex KILLYBEGS | Killybegs [T422] | BINBANE |  | 54.6404 | -8.4389
139213Z | MV/LV Substation TO***213Z |  | 10 kV | _ | LV | 50 kVA :Pole Substation | 0.05 | --> | 0.05 | 0 | 0 | Constrained, otherwise capacity available =50 kVA | --> | 0.048 | 0 | 0 | 0 | 0 | Constrained, otherwise capacity available =48 kW | --> | E18 ex FINEA | Finea [T421,T422] | SHANKILL |  | 53.7693 | -7.3377
049847Y | MV/LV Substation GR***847Y |  | 20 kV | _ | LV | 200 kVA :Pole Substation | 0.2 | --> | 0.2 | 0.2 | 0.21 |  | --> | 0.19 | 0 | 0 | 0 | 0 | Constrained, otherwise capacity available =190 kW | --> | E12 ex LONGFORD | Longford [T421,T422] | RICHMOND |  | 53.8211 | -7.7716
0094043 | MV/LV Substation RE***4043 |  | 10 kV | _ | LV | 50 kVA :Pole Substation | 0.05 | --> | 0.05 | 0.039 | 0.95 |  | --> | 0.048 | 0 | 0 | 0 | 0 | Constrained, otherwise capacity available =46 kW | --> | C25 ex TYCOR | Tycor [T41,T42] | WATERFORD |  | 52.2642 | -7.1577
0214189 | MV/LV Substation CO***4189 |  | 10 kV | _ | LV | 400 kVA :Kiosk Substation | 0.4 | --> | 0.4 | 0 | 0 | Constrained, otherwise capacity available =303 kVA | --> | 0.38 | 0 | 0.005 | 0.363 | 0 |  | --> | C31 ex KILBARRY | Kilbarry [T101,T43] | KILBARRY |  | 51.9327 | -8.4563
249182 | MV/LV Substation DE***182 |  | 10 kV | _ | LV | 100 kVA :Pole Substation | 0.1 | --> | 0.1 | 0 | 0 | Constrained, otherwise capacity available =61 kVA | --> | 0.095 | 0 | 0 | 0 | 0 | Constrained, otherwise capacity available =90 kW | --> | C20 ex LISMORE | Lismore [T41,T42] | DUNGARVAN |  | 52.1251 | -7.9027
130019 | MV/LV Substation ST***019 |  | 20 kV | _ | LV | 630 kVA :Kiosk Substation | 0.63 | --> | 0.63 | 0 | 0 | Constrained, otherwise capacity available =505 kVA | --> | 0.598 | 0 | 0 | 0 | 0 | Constrained, otherwise capacity available =581 kW | --> | E11 ex FINEA | Finea [T421,T422] | SHANKILL |  | 53.7784 | -7.4995
214004 | MV/LV Substation LI***004 |  | 10 kV | _ | LV | 100 kVA :Pole Substation | 0.1 | --> | 0.1 | 0 | 0 | Constrained, otherwise capacity available =75 kVA | --> | 0.095 | 0 | 0.006 | 0 | 0 | Constrained, otherwise capacity available =87 kW | --> | C15 ex DRUMQUIN | Drumquin [T42] | ENNIS |  | 52.6742 | -9.1159
0644276 | MV/LV Substation DU***4276 |  | 20 kV | _ | LV | 50 kVA :Pole Substation | 0.05 | --> | 0.05 | 0 | 0 | Constrained, otherwise capacity available =48 kVA | --> | 0.048 | 0 | 0 | 0 | 0 | Constrained, otherwise capacity available =47 kW | --> | E17 ex DULEEK | Duleek [T421,T422] | DRYBRIDGE |  | 53.6545 | -6.4356
365640X | MV/LV Substation KE***640X |  | 10 kV | _ | LV | 50 kVA :Pole Substation | 0.05 | --> | 0.05 | 0 | 0 | Constrained, otherwise capacity available =43 kVA | --> | 0.048 | 0 | 0 | 0.046 | 0 |  | --> | C12 ex SAGGART | Saggart [T41,T42] | GRANGE CASTLE |  | 53.276 | -6.4955
068088X | MV/LV Substation CA***088X |  | 10 kV | _ | LV | 630 kVA :Building Structure | 0.63 | --> | 0.63 | 0.23 | 2.6 |  | --> | 0.598 | 0 | 0.01 | 0.5 | 0 |  | --> | C19 ex WOLFE TONE STREET | Wolfe Tone Street [T101,T102] | FINGLAS |  | 53.3493 | -6.2694
255206X | MV/LV Substation BA***206X |  | 10 kV | _ | LV | 50 kVA :Pole Substation | 0.05 | --> | 0.05 | 0.05 | 2.09 |  | --> | 0.048 | 0 | 0 | 0 | 0 | Constrained, otherwise capacity available =48 kW | --> | C15 ex KILCAR | Kilcar [T41] | BINBANE |  | 54.6557 | -8.5716
093588 | MV/LV Substation KI***588 |  | 10 kV | _ | LV | 100 kVA :Pole Substation | 0.1 | --> | 0.1 | 0 | 0 | Constrained, otherwise capacity available =81 kVA | --> | 0.095 | 0 | 0 | 0 | 0 | Constrained, otherwise capacity available =92 kW | --> | E11 ex ASHBOURNE | Ashbourne [T421,T422] | FINGLAS |  | 53.438 | -6.3105
066081Y | MV/LV Substation CO***081Y |  | 10 kV | _ | LV | 400 kVA :Kiosk Substation | 0.4 | --> | 0.4 | 0 | 0 | Constrained, otherwise capacity available =295 kVA | --> | 0.38 | 0 | 0 | 0.366 | 0 |  | --> | C12 ex COLLINSTOWN | Collinstown [T41,T42] | GRANGE (DR) |  | 53.4221 | -6.2317
069220 | MV/LV Substation WA***220 |  | 10 kV | _ | LV | 630 kVA :Kiosk Substation | 0.63 | --> | 0.63 | 0.491 | 0.91 |  | --> | 0.598 | 0 | 0.071 | 0.5 | 0 |  | --> | C22 ex KIMMAGE | Kimmage [T41,T42] | INCHICORE 220KV |  | 53.3096 | -6.3069
068213X | MV/LV Substation VI***213X |  | 10 kV | _ | LV | 630 kVA :Building Structure | 0.63 | --> | 0.63 | 0 | 0 | Constrained, otherwise capacity available =401 kVA | --> | 0.598 | 0 | 0 | 0.5 | 0 |  | --> | C17 ex CAMDEN ROW | Camden Row [T41] | FRANCIS STREET |  | 53.3422 | -6.2779
003102 | MV/LV Substation PI***102 |  | 10 kV | _ | LV | 400 kVA :Kiosk Substation | 0.4 | --> | 0.4 | 0.347 | 11.58 |  | --> | 0.38 | 0 | 0.015 | 0 | 0 | Constrained, otherwise capacity available =362 kW | --> | C20 ex BALLYBEG | Ballybeg [T101,T102] | CARRICKMINES |  | 52.9744 | -6.0412
0654229 | MV/LV Substation CO***4229 |  | 20 kV | _ | LV | 50 kVA :Pole Substation | 0.05 | --> | 0.05 | 0 | 0 | Constrained, otherwise capacity available =50 kVA | --> | 0.048 | 0 | 0 | 0 | 0 | Constrained, otherwise capacity available =48 kW | --> | E23 ex BALTRASNA | Baltrasna [T121,T122] | BALTRASNA |  | 53.5557 | -6.4393
237858 | MV/LV Substation IC***858 |  | 20 kV | _ | LV | 200 kVA :Pole Substation | 0.2 | --> | 0.2 | 0 | 0 | Constrained, otherwise capacity available =179 kVA | --> | 0.19 | 0 | 0 | 0 | 0 | Constrained, otherwise capacity available =187 kW | --> | C12 ex DUNLEER | Dunleer [T41,T42] | DRYBRIDGE |  | 53.7972 | -6.2237
0634202 | MV/LV Substation JO***4202 |  | 10 kV | _ | LV | 630 kVA :Kiosk Substation | 0.63 | --> | 0.63 | 0 | 0 | Constrained, otherwise capacity available =623 kVA | --> | 0.598 | 0 | 0 | 0 | 0 | Constrained, otherwise capacity available =598 kW | --> | C18 ex STICKILLEN | Stickillen [T41,T42] | DRYBRIDGE |  | 53.8519 | -6.5409
015165Y | MV/LV Substation DU***165Y |  | 10 kV | _ | LV | 100 kVA :Pole Substation | 0.1 | --> | 0.1 | 0 | 0 | Constrained, otherwise capacity available =73 kVA | --> | 0.095 | 0 | 0 | 0 | 0 | Constrained, otherwise capacity available =91 kW | --> | E13 ex BLESSINGTON | Blessington [T421,T422] | KILTEEL |  | 53.1557 | -6.6757
108474 | MV/LV Substation LO***474 |  | 20 kV | _ | LV | 50 kVA :Pole Substation | 0.05 | --> | 0.05 | 0.05 | 1.57 |  | --> | 0.048 | 0 | 0 | 0 | 0 | Constrained, otherwise capacity available =48 kW | --> | C17 ex BALLYSHANNON | Ballyshannon [T41,T42] | CATHALEENS FALL |  | 54.5235 | -8.0851
007652Z | MV/LV Substation SU***652Z |  | 10 kV | _ | LV | 400 kVA :Building Structure | 0.4 | --> | 0.4 | 0.307 | 1.4 |  | --> | 0.38 | 0 | 0 | 0 | 0 | Constrained, otherwise capacity available =367 kW | --> | E17 ex KILLINICK | Killinick [T421,T422] | WEXFORD |  | 52.2509 | -6.3438
009838Y | MV/LV Substation AB***838Y |  | 20 kV | _ | LV | 1000 kVA :Building Structure | 1 | --> | 1 | 0.5 | 3.76 |  | --> | 0.95 | 0 | 0 | 0 | 0 | Constrained, otherwise capacity available =938 kW | --> | E15 ex BELVIEW | Belview [T421,T422] | WATERFORD |  | 52.2629 | -7.0801
1274195 | MV/LV Substation GL***4195 |  | 10 kV | _ | LV | 50 kVA :Pole Substation | 0.05 | --> | 0.05 | 0 | 0 | Constrained, otherwise capacity available =42 kVA | --> | 0.048 | 0 | 0.025 | 0 | 0 | Constrained, otherwise capacity available =28 kW | --> | C11 ex TEMPLEMORE | Templemore [T41,T42] | IKERRIN |  | 52.7718 | -7.9937
016076Z | MV/LV Substation ST***076Z |  | 10 kV | _ | LV | 400 kVA :Kiosk Substation | 0.4 | --> | 0.4 | 0 | 0 | Constrained, otherwise capacity available =319 kVA | --> | 0.38 | 0 | 0.008 | 0 | 0 | Constrained, otherwise capacity available =363 kW | --> | C22 ex CELBRIDGE | Celbridge [T41,T42] | GRIFFINRATH |  | 53.3384 | -6.5558
001632 | MV/LV Substation MA***632 |  | 10 kV | _ | LV | 200 kVA :Kiosk Substation | 0.2 | --> | 0.2 | 0 | 0 | Constrained, otherwise capacity available =158 kVA | --> | 0.19 | 0 | 0.012 | 0.175 | 0 |  | --> | C15 ex DUNDRUM | Dundrum [T41,T42] | BLACKROCK |  | 53.2858 | -6.2116
3774035 | MV/LV Substation SC***4035 |  | 20 kV | _ | LV | 50 kVA :Pole Substation | 0.05 | --> | 0.05 | 0 | 0 | Constrained, otherwise capacity available =50 kVA | --> | 0.048 | 0 | 0 | 0 | 0 | Constrained, otherwise capacity available =48 kW | --> | E16 ex GURRANEBANE | Gurranebane [T421,T422] | OUGHTRAGH |  | 51.8603 | -10.1587
003435Y | MV/LV Substation BA***435Y |  | 10 kV | _ | LV | 200 kVA :Kiosk Substation | 0.2 | --> | 0.2 | 0.173 | 11.58 |  | --> | 0.19 | 0 | 0 | 0 | 0 | Constrained, otherwise capacity available =186 kW | --> | C23 ex BALLYBEG | Ballybeg [T101,T102] | CARRICKMINES |  | 52.9112 | -6.1184
127356Y | MV/LV Substation BA***356Y |  | 10 kV | _ | LV | 50 kVA :Pole Substation | 0.05 | --> | 0.05 | 0 | 0 | Constrained, otherwise capacity available =22 kVA | --> | 0.048 | 0 | 0 | 0 | 0 | Constrained, otherwise capacity available =44 kW | --> | C11 ex LOUGHTAGALLA | Loughtagalla [T41,T42] | THURLES |  | 52.6384 | -7.7353
062382 | MV/LV Substation MT***382 |  | 20 kV | _ | LV | 100 kVA :Pole Substation | 0.1 | --> | 0.1 | 0.079 | 4.25 |  | --> | 0.095 | 0 | 0.006 | 0 | 0 | Constrained, otherwise capacity available =88 kW | --> | E16 ex JENKINSTOWN | Jenkinstown [T421,T422] | DUNDALK |  | 53.9966 | -6.2366
062061 | MV/LV Substation RE***061 |  | 20 kV | _ | LV | 100 kVA :Pole Substation | 0.1 | --> | 0.1 | 0.071 | 2.33 |  | --> | 0.095 | 0 | 0.011 | 0 | 0 | Constrained, otherwise capacity available =83 kW | --> | C18 ex DUNDALK | Dundalk [T41,T42] | DUNDALK |  | 54.0288 | -6.3935
293610X | MV/LV Substation BE***610X |  | 20 kV | _ | LV | 200 kVA :Pole Substation | 0.2 | --> | 0.2 | 0.193 | 2.83 |  | --> | 0.19 | 0 | 0 | 0 | 0 | Constrained, otherwise capacity available =189 kW | --> | E13 ex BAGENALSTOWN | Bagenalstown [T421,T422] | CARLOW |  | 52.669 | -6.7811
377362 | MV/LV Substation RE***362 |  | 20 kV | _ | LV | 100 kVA :Pole Substation | 0.1 | --> | 0.1 | 0 | 0 | Constrained, otherwise capacity available =94 kVA | --> | 0.095 | 0 | 0 | 0 | 0 | Constrained, otherwise capacity available =94 kW | --> | E17 ex GURRANEBANE | Gurranebane [T421,T422] | OUGHTRAGH |  | 51.9317 | -10.2514
260006 | MV/LV Substation CH***006 |  | 20 kV | _ | LV | 100 kVA :Pole Substation | 0.1 | --> | 0.1 | 0.086 | 1.67 |  | --> | 0.095 | 0 | 0 | 0.093 | 0 |  | --> | E18 ex NEWPORT | Newport [T421] | CARROWBEG |  | 53.8849 | -9.5522
009511Y | MV/LV Substation ST***511Y |  | 10 kV | _ | LV | 630 kVA :Building Structure | 0.63 | --> | 0.63 | 0.5 | 0.53 | Constrained, otherwise capacity available =622 kVA | --> | 0.598 | 0 | 0 | 0 | 0 | Constrained, otherwise capacity available =597 kW | --> | C11 ex MANOR STREET | Manor Street [T41,T42] | WATERFORD |  | 52.2486 | -7.1155
005092 | MV/LV Substation SP***092 |  | 20 kV | _ | LV | 50 kVA :Pole Substation | 0.05 | --> | 0.05 | 0.048 | 17.8 |  | --> | 0.048 | 0 | 0 | 0.047 | 0 |  | --> | E19 ex BANOGE | Banoge [T121,T122] | BANOGE |  | 52.6329 | -6.3036
176249 | MV/LV Substation KI***249 |  | 20 kV | _ | LV | 100 kVA :Pole Substation | 0.1 | --> | 0.1 | 0 | 0 | Constrained, otherwise capacity available =80 kVA | --> | 0.095 | 0 | 0.01 | 0 | 0 | Constrained, otherwise capacity available =85 kW | --> | E14 ex BEALNABLATH | Bealnablath [T421] | BANDON |  | 51.8425 | -8.8822
081291Y | MV/LV Substation MA***291Y |  | 10 kV | _ | LV | 400 kVA :Kiosk Substation | 0.4 | --> | 0.4 | 0 | 0 | Constrained, otherwise capacity available =229 kVA | --> | 0.38 | 0 | 0.01 | 0 | 0 | Constrained, otherwise capacity available =349 kW | --> | C16 ex MONEYCOOLEY | Moneycooley [T41,T42,T44] | GRIFFINRATH |  | 53.3734 | -6.5878
068136 | MV/LV Substation CO***136 |  | 10 kV | _ | LV | 630 kVA :Building Structure | 0.63 | --> | 0.63 | 0 | 0 | Constrained, otherwise capacity available =293 kVA | --> | 0.598 | 0 | 0.058 | 0.5 | 0 |  | --> | C12 ex CLONTARF | Clontarf [T42] | FINGLAS |  | 53.3609 | -6.1887
025914X | MV/LV Substation FO***914X |  | 20 kV | _ | LV | 100 kVA :Pole Substation | 0.1 | --> | 0.1 | 0.087 | 2.96 |  | --> | 0.095 | 0 | 0 | 0 | 0 | Constrained, otherwise capacity available =93 kW | --> | E14 ex CHARLEVILLE | Charleville [T421,T422] | CHARLEVILLE |  | 52.3548 | -8.7016
071931 | MV/LV Substation CH***931 |  | 10 kV | _ | LV | 630 kVA :Kiosk Substation | 0.63 | --> | 0.63 | 0 | 0 | Constrained, otherwise capacity available =630 kVA | --> | 0.598 | 0 | 0 | 0.5 | 0 | Constrained, otherwise capacity available =598 kW | --> | C22 ex GREYSTONES | Greystones [T41,T42] | FASSAROE |  | 53.1266 | -6.072
034258Y | MV/LV Substation LI***258Y |  | 20 kV | _ | LV | 100 kVA :Pole Substation | 0.1 | --> | 0.1 | 0.087 | 5.88 |  | --> | 0.095 | 0 | 0.009 | 0 | 0 | Constrained, otherwise capacity available =86 kW | --> | C14 ex ARDGEEHA | Ardgeeha [T41,T42] | DOON |  | 52.4172 | -7.7045
068567 | MV/LV Substation DU***567 |  | 10 kV | _ | LV | 630 kVA :Building Structure | 0.63 | --> | 0.63 | 0.47 | 28.43 |  | --> | 0.598 | 0 | 0 | 0.5 | 0 |  | --> | C10 ex BEDFORD ROW | Bedford Row [T41,T42,T43,T44] | FRANCIS STREET |  | 53.3438 | -6.265
220035X | MV/LV Substation TR***035X |  | 20 kV | _ | LV | 200 kVA :Pole Substation | 0.2 | --> | 0.2 | 0.166 | 2.33 |  | --> | 0.19 | 0 | 0 | 0 | 0 | Constrained, otherwise capacity available =185 kW | --> | E14 ex MOY | Moy [T421,T422] | MOY |  | 54.1886 | -9.2292
030970 | MV/LV Substation CA***970 |  | 20 kV | _ | LV | 100 kVA :Pole Substation | 0.1 | --> | 0.1 | 0 | 0 | Constrained, otherwise capacity available =78 kVA | --> | 0.095 | 0 | 0 | 0 | 0 | Constrained, otherwise capacity available =92 kW | --> | E17 ex FOXHOLE | Foxhole [T421,T422] | DUNGARVAN |  | 51.9384 | -7.8644
111809Z | MV/LV Substation CA***809Z |  | 20 kV | _ | LV | 50 kVA :Pole Substation | 0.05 | --> | 0.05 | 0 | 0 | Constrained, otherwise capacity available =50 kVA | --> | 0.048 | 0 | 0 | 0 | 0 | Constrained, otherwise capacity available =48 kW | --> | E16 ex BALLYDEHOB | Ballydehob [T421] | DUNMANWAY |  | 51.5178 | -9.6135
012688 | MV/LV Substation JO***688 |  | 10 kV | _ | LV | 50 kVA :Pole Substation | 0.05 | --> | 0.05 | 0 | 0 | Constrained, otherwise capacity available =50 kVA | --> | 0.048 | 0 | 0 | 0 | 0 | Constrained, otherwise capacity available =48 kW | --> | C20 ex POLLERTON | Pollerton [T41,T42] | CARLOW |  | 52.8319 | -6.8449
288007 | MV/LV Substation AI***007 |  | 10 kV | _ | LV | 400 kVA :Kiosk Substation | 0.4 | --> | 0.4 | 0.285 | 19.52 |  | --> | 0.38 | 0 | 0.086 | 0.3 | 0 |  | --> | C30 ex TANEY | Taney [T101,T102] | CARRICKMINES |  | 53.2863 | -6.2491
288130 | MV/LV Substation NO***130 |  | 10 kV | _ | LV | 400 kVA :Kiosk Substation | 0.4 | --> | 0.4 | 0 | 0 | Constrained, otherwise capacity available =279 kVA | --> | 0.38 | 0 | 0.046 | 0.329 | 0 |  | --> | C14 ex DUNDRUM | Dundrum [T41,T42] | BLACKROCK |  | 53.2893 | -6.2559
0824317 | MV/LV Substation CL***4317 |  | 10 kV | _ | LV | 630 kVA :Kiosk Substation | 0.63 | --> | 0.63 | 0.5 | 2.01 |  | --> | 0.598 | 0 | 0.064 | 0 | 0 | Constrained, otherwise capacity available =541 kW | --> | C12 ex ABBEYLAND | Abbeyland [T41,T42] | NAVAN |  | 53.6706 | -6.6921
176538 | MV/LV Substation RY***538 |  | 20 kV | _ | LV | 200 kVA :Pole Substation | 0.2 | --> | 0.2 | 0 | 0 | Constrained, otherwise capacity available =170 kVA | --> | 0.19 | 0 | 0.011 | 0 | 0 | Constrained, otherwise capacity available =178 kW | --> | E11 ex MACROOM | Macroom [T422] | MACROOM |  | 51.9782 | -8.8356
031871 | MV/LV Substation CO***871 |  | 20 kV | _ | LV | 50 kVA :Pole Substation | 0.05 | --> | 0.05 | 0 | 0 | Constrained, otherwise capacity available =50 kVA | --> | 0.048 | 0 | 0 | 0 | 0 | Constrained, otherwise capacity available =48 kW | --> | E17 ex KILMACTHOMAS | Kilmacthomas [T421,T422] | DUNGARVAN |  | 52.1967 | -7.5124
0014032 | MV/LV Substation BA***4032 |  | 10 kV | _ | LV | 1000 kVA :Building Structure | 1 | --> | 1 | 0.5 | 15.18 |  | --> | 0.95 | 0 | 0 | 0.5 | 0 |  | --> | C13 ex CENTRAL PARK | Central Park [T101,T102] | CARRICKMINES |  | 53.2711 | -6.2034
248885X | MV/LV Substation GA***885X |  | 20 kV | _ | LV | 50 kVA :Pole Substation | 0.05 | --> | 0.05 | 0 | 0 | Constrained, otherwise capacity available =44 kVA | --> | 0.048 | 0 | 0.008 | 0 | 0 | Constrained, otherwise capacity available =41 kW | --> | E14 ex KILCOCK | Kilcock [T421,T422] | GRIFFINRATH |  | 53.4369 | -6.7053
071808 | MV/LV Substation DE***808 |  | 10 kV | _ | LV | 200 kVA :Kiosk Substation | 0.2 | --> | 0.2 | 0 | 0 | Constrained, otherwise capacity available =189 kVA | --> | 0.19 | 0 | 0 | 0.188 | 0 |  | --> | C12 ex GREYSTONES | Greystones [T41,T42] | FASSAROE |  | 53.1449 | -6.0859
151859 | MV/LV Substation CH***859 |  | 10 kV | _ | LV | 200 kVA :Pole Substation | 0.2 | --> | 0.2 | 0 | 0 | Constrained, otherwise capacity available =162 kVA | --> | 0.19 | 0 | 0 | 0 | 0 | Constrained, otherwise capacity available =185 kW | --> | C25 ex GARRYSPILLANE | Garryspillane [T41] | TIPPERARY |  | 52.4346 | -8.4123
503456 | MV/LV Substation LI***456 |  | 20 kV | _ | LV | 50 kVA :Pole Substation | 0.05 | --> | 0.05 | 0.048 | 1.69 |  | --> | 0.048 | 0 | 0 | 0 | 0 | Constrained, otherwise capacity available =47 kW | --> | C18 ex NEWTOWNCUNNINGHAM | Newtowncunningham [T41,T42] | LETTERKENNY |  | 55.0424 | -7.4086
288177 | MV/LV Substation WE***177 |  | 10 kV | _ | LV | 400 kVA :Kiosk Substation | 0.4 | --> | 0.4 | 0.337 | 1.16 |  | --> | 0.38 | 0 | 0.03 | 0.349 | 0 |  | --> | C21 ex BREWERY ROAD | Brewery Road [T41,T42] | CARRICKMINES |  | 53.2804 | -6.2258
254309 | MV/LV Substation TH***309 |  | 20 kV | _ | LV | 200 kVA :Kiosk Substation | 0.2 | --> | 0.2 | 0 | 0 | Constrained, otherwise capacity available =167 kVA | --> | 0.19 | 0 | 0.005 | 0 | 0 | Constrained, otherwise capacity available =182 kW | --> | E47 ex CLAREGALWAY | Claregalway [T42,T421] | GALWAY 110KV |  | 53.436 | -8.7473
180040 | MV/LV Substation KE***040 |  | 10 kV | _ | LV | 400 kVA :Kiosk Substation | 0.4 | --> | 0.4 | 0.214 | 1.4 |  | --> | 0.38 | 0 | 0.01 | 0 | 0 | Constrained, otherwise capacity available =346 kW | --> | C25 ex KELLS | Kells [T41,T42] | NAVAN |  | 53.7288 | -6.8745
053901 | MV/LV Substation GE***901 |  | 20 kV | _ | LV | 50 kVA :Pole Substation | 0.05 | --> | 0.05 | 0 | 0 | Constrained, otherwise capacity available =35 kVA | --> | 0.048 | 0 | 0 | 0 | 0 | Constrained, otherwise capacity available =45 kW | --> | C18 ex PORTARLINGTON | Portarlington [T41,T42] | PORTLAOISE |  | 53.2135 | -7.3513
015264Y | MV/LV Substation WO***264Y |  | 10 kV | _ | LV | 630 kVA :Kiosk Substation | 0.63 | --> | 0.63 | 0 | 0 | Constrained, otherwise capacity available =520 kVA | --> | 0.598 | 0 | 0.061 | 0 | 0 | Constrained, otherwise capacity available =538 kW | --> | C19 ex JOHNSTOWN | Johnstown [T41,T42] | KILTEEL |  | 53.2221 | -6.6516
011922X | MV/LV Substation PU***922X |  | 10 kV | _ | LV | 630 kVA :Building Structure | 0.63 | --> | 0.63 | 0.469 | 2.8 |  | --> | 0.598 | 0 | 0 | 0 | 0 | Constrained, otherwise capacity available =576 kW | --> | C13 ex PURCELLS INCH | Purcells Inch [T41,T42] | KILKENNY |  | 52.6432 | -7.2159
120033 | MV/LV Substation MO***033 |  | 20 kV | _ | LV | 200 kVA :Pole Substation | 0.2 | --> | 0.2 | 0 | 0 | Constrained, otherwise capacity available =159 kVA | --> | 0.19 | 0 | 0 | 0 | 0 | Constrained, otherwise capacity available =184 kW | --> | E11 ex EDENDERRY | Edenderry [T421,T422] | BLAKE |  | 53.3432 | -7.0716
288031 | MV/LV Substation GL***031 |  | 10 kV | _ | LV | 200 kVA :Pole Substation | 0.2 | --> | 0.2 | 0 | 0 | Constrained, otherwise capacity available =49 kVA | --> | 0.19 | 0 | 0.009 | 0.162 | 0 |  | --> | C13 ex CARRICKMINES | Carrickmines [T41,T42] | CARRICKMINES |  | 53.2519 | -6.1755
027726X | MV/LV Substation CU***726X |  | 20 kV | _ | LV | 100 kVA :Pole Substation | 0.1 | --> | 0.1 | 0.074 | 7.79 |  | --> | 0.095 | 0 | 0 | 0 | 0 | Constrained, otherwise capacity available =91 kW | --> | E12 ex DUNMANWAY | Dunmanway [T422,T43] | DUNMANWAY |  | 51.6611 | -9.2567
058347 | MV/LV Substation DR***347 |  | 10 kV | _ | LV | 100 kVA :Pole Substation | 0.1 | --> | 0.1 | 0 | 0 | Constrained, otherwise capacity available =93 kVA | --> | 0.095 | 0 | 0 | 0 | 0 | Constrained, otherwise capacity available =94 kW | --> | C26 ex KYLEERAGH | Kyleeragh [T41,T42] | NENAGH |  | 52.9277 | -8.272
034363 | MV/LV Substation DO***363 |  | 10 kV | _ | LV | 400 kVA :Kiosk Substation | 0.4 | --> | 0.4 | 0.306 | 0.95 |  | --> | 0.38 | 0 | 0 | 0 | 0 | Constrained, otherwise capacity available =367 kW | --> | C16 ex SPA ROAD | Spa Road [T41,T42] | DOON |  | 52.353 | -7.6998
0664177 | MV/LV Substation BR***4177 |  | 20 kV | _ | LV | 400 kVA :Kiosk Substation | 0.4 | --> | 0.4 | 0 | 0 | Constrained, otherwise capacity available =223 kVA | --> | 0.38 | 0 | 0.066 | 0 | 0 | Constrained, otherwise capacity available =306 kW | --> | E18 ex BALTRASNA | Baltrasna [T121,T122] | BALTRASNA |  | 53.5002 | -6.4533
007450X | MV/LV Substation JA***450X |  | 10 kV | _ | LV | 50 kVA :Pole Substation | 0.05 | --> | 0.05 | 0 | 0 | Constrained, otherwise capacity available =44 kVA | --> | 0.048 | 0 | 0 | 0 | 0 | Constrained, otherwise capacity available =47 kW | --> | C20 ex MULGANNON | Mulgannon [T41,T42] | WEXFORD |  | 52.2969 | -6.4469
293026 | MV/LV Substation SH***026 |  | 20 kV | _ | LV | 200 kVA :Pole Substation | 0.2 | --> | 0.2 | 0.059 | 0.43 |  | --> | 0.19 | 0 | 0.027 | 0 | 0 | Constrained, otherwise capacity available =150 kW | --> | E12 ex TULLOW | Tullow [T421,T422] | CARLOW |  | 52.8055 | -6.7272
142812X | MV/LV Substation PR***812X |  | 10 kV | _ | LV | 1000 kVA :Building Structure | 1 | --> | 1 | 0 | 0 | Constrained, otherwise capacity available =957 kVA | --> | 0.95 | 0 | 0 | 0 | 0 | Constrained, otherwise capacity available =944 kW | --> | C16 ex ATHENRY | Athenry [T41,T42] | GALWAY 110KV |  | 53.2932 | -8.7495
154368Z | MV/LV Substation GA***368Z |  | 10 kV | _ | LV | 400 kVA :Kiosk Substation | 0.4 | --> | 0.4 | 0 | 0 | Constrained, otherwise capacity available =400 kVA | --> | 0.38 | 0 | 0 | 0.38 | 0 |  | --> | C39 ex COLLEGE PARK | College Park [T101,T102,T103] | COLLEGE PARK |  | 53.4189 | -6.3875
093272Z | MV/LV Substation RO***272Z |  | 10 kV | _ | LV | 630 kVA :Kiosk Substation | 0.63 | --> | 0.63 | 0.5 | 12.96 |  | --> | 0.598 | 0 | 0.041 | 0.5 | 0 |  | --> | C20 ex ARTANE | Artane [T101,T102] | FINGLAS |  | 53.3797 | -6.2205
139382X | MV/LV Substation CO***382X |  | 10 kV | _ | LV | 50 kVA :Pole Substation | 0.05 | --> | 0.05 | 0.05 | 4 |  | --> | 0.048 | 0 | 0 | 0 | 0 | Constrained, otherwise capacity available =47 kW | --> | C14 ex BALLYJAMESDUFF | Ballyjamesduff [T41,T42] | SHANKILL |  | 53.8377 | -7.1207
010534X | MV/LV Substation TH***534X |  | 20 kV | _ | LV | 200 kVA :Kiosk Substation | 0.2 | --> | 0.2 | 0 | 0 | Constrained, otherwise capacity available =159 kVA | --> | 0.19 | 0 | 0 | 0 | 0 | Constrained, otherwise capacity available =184 kW | --> | E11 ex BALLYHALE | Ballyhale [T42,T421] | KILKENNY |  | 52.524 | -7.1905
154333Z | MV/LV Substation BE***333Z |  | 10 kV | _ | LV | 200 kVA :Kiosk Substation | 0.2 | --> | 0.2 | 0 | 0 | Constrained, otherwise capacity available =139 kVA | --> | 0.19 | 0 | 0 | 0.181 | 0 |  | --> | C39 ex COLLEGE PARK | College Park [T101,T102,T103] | COLLEGE PARK |  | 53.4178 | -6.3869
034013 | MV/LV Substation RO***013 |  | 10 kV | _ | LV | 630 kVA :Building Structure | 0.63 | --> | 0.63 | 0.5 | 0.95 |  | --> | 0.598 | 0 | 0 | 0 | 0 | Constrained, otherwise capacity available =598 kW | --> | C18 ex SPA ROAD | Spa Road [T41,T42] | DOON |  | 52.3551 | -7.6763
066498 | MV/LV Substation WA***498 |  | 10 kV | _ | LV | 400 kVA :Kiosk Substation | 0.4 | --> | 0.4 | 0 | 0 | Constrained, otherwise capacity available =290 kVA | --> | 0.38 | 0 | 0.023 | 0 | 0 | Constrained, otherwise capacity available =348 kW | --> | C19 ex SWORDS | Swords [T41,T42] | GLASMORE |  | 53.4635 | -6.2241
013273 | MV/LV Substation KI***273 |  | 10 kV | _ | LV | 100 kVA :Pole Substation | 0.1 | --> | 0.1 | 0.054 | 0.12 |  | --> | 0.095 | 0 | 0 | 0.088 | 0 |  | --> | C26 ex ATHY | Athy [T101,T102] | ATHY |  | 53.0417 | -7.0176
118032 | MV/LV Substation DU***032 |  | 10 kV | _ | LV | 400 kVA :Kiosk Substation | 0.4 | --> | 0.4 | 0.273 | 2 |  | --> | 0.38 | 0 | 0.008 | 0 | 0 | Constrained, otherwise capacity available =356 kW | --> | C12 ex BALLINASLOE | Ballinasloe [T41,T42] | SOMERSET |  | 53.3277 | -8.2237
429280X | MV/LV Substation AT***280X |  | 10 kV | _ | LV | 50 kVA :Pole Substation | 0.05 | --> | 0.05 | 0.043 | 0.33 |  | --> | 0.048 | 0 | 0 | 0 | 0 | Constrained, otherwise capacity available =46 kW | --> | C20 ex ABBEYFEALE | Abbeyfeale [T42] | TRIEN |  | 52.4616 | -9.2862
015301Z | MV/LV Substation GO***301Z |  | 10 kV | _ | LV | 50 kVA :Pole Substation | 0.05 | --> | 0.05 | 0 | 0 | Constrained, otherwise capacity available =47 kVA | --> | 0.048 | 0 | 0.005 | 0 | 0 | Constrained, otherwise capacity available =43 kW | --> | E18 ex BLESSINGTON | Blessington [T421,T422] | KILTEEL |  | 53.2026 | -6.4792
048304X | MV/LV Substation AN***304X |  | 20 kV | _ | LV | 50 kVA :Pole Substation | 0.05 | --> | 0.05 | 0.05 | 2.03 |  | --> | 0.048 | 0 | 0 | 0 | 0 | Constrained, otherwise capacity available =48 kW | --> | E11 ex MOHILL | Mohill [T421,T422] | CARRICK ON SHANNON |  | 53.8845 | -7.7816
064018Z | MV/LV Substation BR***018Z |  | 20 kV | _ | LV | 50 kVA :Pole Substation | 0.05 | --> | 0.05 | 0 | 0 | Constrained, otherwise capacity available =38 kVA | --> | 0.048 | 0 | 0 | 0 | 0 | Constrained, otherwise capacity available =46 kW | --> | E17 ex JULIANSTOWN | Julianstown [T421,T422] | DRYBRIDGE |  | 53.6988 | -6.271
2884250 | MV/LV Substation WO***4250 |  | 10 kV | _ | LV | 1000 kVA :Building Structure | 1 | --> | 1 | 0.041 | 0.04 | Constrained, otherwise capacity available =1000 kVA | --> | 0.95 | 0 | 0 | 0.5 | 0 |  | --> | C11 ex LITTLE BRAY | Little Bray [T41,T42] | FASSAROE |  | 53.2186 | -6.1187
139036 | MV/LV Substation VI***036 |  | 10 kV | _ | LV | 200 kVA :Pole Substation | 0.2 | --> | 0.2 | 0 | 0 | Constrained, otherwise capacity available =141 kVA | --> | 0.19 | 0 | 0 | 0 | 0 | Constrained, otherwise capacity available =182 kW | --> | C17 ex VIRGINIA | Virginia [T41,T42] | MEATH HILL |  | 53.8357 | -7.0816
060298X | MV/LV Substation LU***298X |  | 20 kV | _ | LV | 100 kVA :Pole Substation | 0.1 | --> | 0.1 | 0 | 0 | Constrained, otherwise capacity available =92 kVA | --> | 0.095 | 0 | 0 | 0 | 0 | Constrained, otherwise capacity available =94 kW | --> | C18 ex CLONES | Clones [T41,T42] | SHANKILL |  | 54.1206 | -7.1852
153433X | MV/LV Substation NE***433X |  | 20 kV | _ | LV | 100 kVA :Pole Substation | 0.1 | --> | 0.1 | 0 | 0 | Constrained, otherwise capacity available =99 kVA | --> | 0.095 | 0 | 0 | 0 | 0 | Constrained, otherwise capacity available =95 kW | --> | E11 ex BIRDHILL | Birdhill [T421,T422] | ARDNACRUSHA |  | 52.7069 | -8.3966
116032 | MV/LV Substation HA***032 |  | 10 kV | _ | LV | 50 kVA :Pole Substation | 0.05 | --> | 0.05 | 0 | 7.32 |  | --> | 0.048 | 0 | 0 | 0.036 | 0 |  | --> | C12 ex CARROWBEG | Carrowbeg [T41,T42] | CARROWBEG |  | 53.7979 | -9.5131
120455X | MV/LV Substation SH***455X |  | 20 kV | _ | LV | 200 kVA :Pole Substation | 0.2 | --> | 0.2 | 0 | 0 | Constrained, otherwise capacity available =200 kVA | --> | 0.19 | 0 | 0 | 0 | 0 | Constrained, otherwise capacity available =190 kW | --> | E20 ex EDENDERRY | Edenderry [T421,T422] | BLAKE |  | 53.3041 | -7.0684
046072 | MV/LV Substation SU***072 |  | 10 kV | _ | LV | 400 kVA :Kiosk Substation | 0.4 | --> | 0.4 | 0.333 | 5.78 |  | --> | 0.38 | 0 | 0 | 0.371 | 0 |  | --> | C11 ex OAKFIELD | Oakfield [T41,T42] | SLIGO |  | 54.2658 | -8.4751
120121Y | MV/LV Substation KE***121Y |  | 20 kV | _ | LV | 50 kVA :Pole Substation | 0.05 | --> | 0.05 | 0 | 0 | Constrained, otherwise capacity available =44 kVA | --> | 0.048 | 0 | 0 | 0 | 0 | Constrained, otherwise capacity available =47 kW | --> | E20 ex EDENDERRY | Edenderry [T421,T422] | BLAKE |  | 53.2963 | -7.0862
120458X | MV/LV Substation CO***458X |  | 20 kV | _ | LV | 50 kVA :Pole Substation | 0.05 | --> | 0.05 | 0 | 0 | Constrained, otherwise capacity available =33 kVA | --> | 0.048 | 0 | 0 | 0 | 0 | Constrained, otherwise capacity available =45 kW | --> | E11 ex EDENDERRY | Edenderry [T421,T422] | BLAKE |  | 53.3403 | -7.0751
031361Y | MV/LV Substation EQ***361Y |  | 20 kV | _ | LV | 100 kVA :Pole Substation | 0.1 | --> | 0.1 | 0 | 0 | Constrained, otherwise capacity available =100 kVA | --> | 0.095 | 0 | 0 | 0 | 0 | Constrained, otherwise capacity available =95 kW | --> | E17 ex SPRINGS | Springs [T421,T422] | DUNGARVAN |  | 52.12 | -7.648
034923 | MV/LV Substation BA***923 |  | 20 kV | _ | LV | 50 kVA :Pole Substation | 0.05 | --> | 0.05 | 0.044 | 5.88 |  | --> | 0.048 | 0 | 0 | 0 | 0 | Constrained, otherwise capacity available =47 kW | --> | C14 ex ARDGEEHA | Ardgeeha [T41,T42] | DOON |  | 52.4263 | -7.7028
081121 | MV/LV Substation ST***121 |  | 10 kV | _ | LV | 100 kVA :Pole Substation | 0.1 | --> | 0.1 | 0 | 0 | Constrained, otherwise capacity available =87 kVA | --> | 0.095 | 0 | 0 | 0 | 0 | Constrained, otherwise capacity available =93 kW | --> | C12 ex LEIXLIP | Leixlip [T41,T42] | GRIFFINRATH |  | 53.3675 | -6.4711
065278Z | MV/LV Substation CH***278Z |  | 20 kV | _ | LV | 200 kVA :Kiosk Substation | 0.2 | --> | 0.2 | 0 | 0 | Constrained, otherwise capacity available =186 kVA | --> | 0.19 | 0 | 0 | 0 | 0 | Constrained, otherwise capacity available =188 kW | --> | E23 ex BALTRASNA | Baltrasna [T121,T122] | BALTRASNA |  | 53.5866 | -6.2941
012929X | MV/LV Substation JO***929X |  | 10 kV | _ | LV | 50 kVA :Pole Substation | 0.05 | --> | 0.05 | 0 | 0 | Constrained, otherwise capacity available =49 kVA | --> | 0.048 | 0 | 0 | 0 | 0 | Constrained, otherwise capacity available =47 kW | --> | C20 ex POLLERTON | Pollerton [T41,T42] | CARLOW |  | 52.83 | -6.8563
074403X | MV/LV Substation RO***403X |  | 10 kV | _ | LV | 200 kVA :Kiosk Substation | 0.2 | --> | 0.2 | 0 | 0 | Constrained, otherwise capacity available =146 kVA | --> | 0.19 | 0 | 0.014 | 0 | 0 | Constrained, otherwise capacity available =172 kW | --> | C17 ex CARRICK ON SHANNON | Carrick On Shannon [T41,T42] | CARRICK ON SHANNON |  | 53.9414 | -8.076
054404Y | MV/LV Substation KY***404Y |  | 20 kV | _ | LV | 200 kVA :Kiosk Substation | 0.2 | --> | 0.2 | 0 | 0 | Constrained, otherwise capacity available =148 kVA | --> | 0.19 | 0 | 0.026 | 0 | 0 | Constrained, otherwise capacity available =163 kW | --> | E12 ex PORTLAOISE | Portlaoise [T423,T424] | PORTLAOISE |  | 53.0251 | -7.2958
015068 | MV/LV Substation CO***068 |  | 10 kV | _ | LV | 200 kVA :Kiosk Substation | 0.2 | --> | 0.2 | 0.142 | 12.6 |  | --> | 0.19 | 0 | 0.03 | 0.16 | 0 |  | --> | C22 ex MONREAD | Monread [T101,T102] | MONREAD |  | 53.2178 | -6.6761
036543 | MV/LV Substation LA***543 |  | 20 kV | _ | LV | 100 kVA :Pole Substation | 0.1 | --> | 0.1 | 0.081 | 1.4 |  | --> | 0.095 | 0 | 0.01 | 0 | 0 | Constrained, otherwise capacity available =85 kW | --> | E17 ex KILROSS ROAD | Kilross Road [T421] | TIPPERARY |  | 52.4681 | -8.2744
184092X | MV/LV Substation KN***092X |  | 10 kV | _ | LV | 200 kVA :Kiosk Substation | 0.2 | --> | 0.2 | 0.146 | 3.38 |  | --> | 0.19 | 0 | 0 | 0 | 0 | Constrained, otherwise capacity available =182 kW | --> | C19 ex CASTLEBLAYNEY | Castleblayney [T41,T42] | DUNDALK |  | 54.1112 | -6.745
196234 | MV/LV Substation BA***234 |  | 20 kV | _ | LV | 100 kVA :Pole Substation | 0.1 | --> | 0.1 | 0.089 | 1.34 |  | --> | 0.095 | 0 | 0 | 0 | 0 | Constrained, otherwise capacity available =94 kW | --> | E23 ex ATHBOY | Athboy [T423] | NAVAN |  | 53.5889 | -6.9604
0224160 | MV/LV Substation HA***4160 |  | 10 kV | _ | LV | 50 kVA :Pole Substation | 0.05 | --> | 0.05 | 0 | 0 | Constrained, otherwise capacity available =44 kVA | --> | 0.048 | 0 | 0 | 0 | 0 | Constrained, otherwise capacity available =47 kW | --> | C21 ex SCARTEEN | Scarteen [T41,T42] | MALLOW |  | 52.1413 | -8.668
0684754 | MV/LV Substation CO***4754 |  | 10 kV | _ | LV | 630 kVA :Building Structure | 0.63 | --> | 0.63 | 0 | 0 | Constrained, otherwise capacity available =630 kVA | --> | 0.598 | 0 | 0 | 0.5 | 0 |  | --> | C12 ex CLONTARF | Clontarf [T42] | FINGLAS |  | 53.3609 | -6.1887
067082 | MV/LV Substation CA***082 |  | 10 kV | _ | LV | 400 kVA :Building Structure | 0.4 | --> | 0.4 | 0.235 | 13.8 |  | --> | 0.38 | 0 | 0.013 | 0.347 | 0 |  | --> | C18 ex SINGLAND | Singland [T101,T102] | SINGLAND |  | 52.6668 | -8.5575
067919 | MV/LV Substation CR***919 |  | 10 kV | _ | LV | 50 kVA :Pole Substation | 0.05 | --> | 0.05 | 0 | 0 | Constrained, otherwise capacity available =48 kVA | --> | 0.048 | 0 | 0 | 0 | 0 | Constrained, otherwise capacity available =47 kW | --> | E16 ex CRATLOE | Cratloe [T421,T422] | ARDNACRUSHA |  | 52.6837 | -8.7415
2934451 | MV/LV Substation RA***4451 |  | 20 kV | _ | LV | 50 kVA :Pole Substation | 0.05 | --> | 0.05 | 0.05 | 2.83 |  | --> | 0.048 | 0 | 0 | 0 | 0 | Constrained, otherwise capacity available =48 kW | --> | E13 ex BAGENALSTOWN | Bagenalstown [T421,T422] | CARLOW |  | 52.6638 | -6.7879
125001 | MV/LV Substation CO***001 |  | 10 kV | _ | LV | 400 kVA :Building Structure | 0.4 | --> | 0.4 | 0 | 0 | Constrained, otherwise capacity available =56 kVA | --> | 0.38 | 0 | 0.026 | 0 | 0 | Constrained, otherwise capacity available =312 kW | --> | C16 ex CLOONLOUGH | Cloonlough [T41,T42] | BARRYMORE |  | 52.2655 | -8.2689
149965 | MV/LV Substation FI***965 |  | 10 kV | _ | LV | 200 kVA :Pole Substation | 0.2 | --> | 0.2 | 0 | 0 | Constrained, otherwise capacity available =156 kVA | --> | 0.19 | 0 | 0.015 | 0 | 0 | Constrained, otherwise capacity available =173 kW | --> | C13 ex DONEGAL | Donegal [T41,T42] | CATHALEENS FALL |  | 54.6541 | -8.104
009250 | MV/LV Substation OA***250 |  | 10 kV | _ | LV | 400 kVA :Kiosk Substation | 0.4 | --> | 0.4 | 0 | 0 | Constrained, otherwise capacity available =251 kVA | --> | 0.38 | 0 | 0.043 | 0 | 0 | Constrained, otherwise capacity available =327 kW | --> | C17 ex GRANGE (SR) | Grange (sr) [T41,T42] | BUTLERSTOWN |  | 52.2426 | -7.0807
041214Y | MV/LV Substation WO***214Y |  | 20 kV | _ | LV | 50 kVA :Pole Substation | 0.05 | --> | 0.05 | 0 | 0 | Constrained, otherwise capacity available =37 kVA | --> | 0.048 | 0 | 0 | 0 | 0 | Constrained, otherwise capacity available =46 kW | --> | E18 ex DALTON | Dalton [T421,T422] | DALTON |  | 53.6852 | -8.9339
2204026 | MV/LV Substation RA***4026 |  | 20 kV | _ | LV | 50 kVA :Pole Substation | 0.05 | --> | 0.05 | 0.05 | 2.33 |  | --> | 0.048 | 0 | 0 | 0 | 0 | Constrained, otherwise capacity available =48 kW | --> | E14 ex MOY | Moy [T421,T422] | MOY |  | 54.2454 | -9.2281
0664389 | MV/LV Substation BR***4389 |  | 20 kV | _ | LV | 50 kVA :Pole Substation | 0.05 | --> | 0.05 | 0 | 0 | Constrained, otherwise capacity available =32 kVA | --> | 0.048 | 0 | 0.005 | 0 | 0 | Constrained, otherwise capacity available =41 kW | --> | E21 ex ASHBOURNE | Ashbourne [T421,T422] | FINGLAS |  | 53.4866 | -6.2989
008598 | MV/LV Substation CU***598 |  | 20 kV | _ | LV | 50 kVA :Pole Substation | 0.05 | --> | 0.05 | 0 | 0 | Constrained, otherwise capacity available =32 kVA | --> | 0.048 | 0 | 0 | 0 | 0 | Constrained, otherwise capacity available =45 kW | --> | E17 ex KNOCKMULLEN | Knockmullen [T42,T421] | GREAT ISLAND |  | 52.3713 | -6.859
016066Z | MV/LV Substation OL***066Z |  | 10 kV | _ | LV | 200 kVA :Kiosk Substation | 0.2 | --> | 0.2 | 0 | 0 | Constrained, otherwise capacity available =150 kVA | --> | 0.19 | 0 | 0.003 | 0 | 0 | Constrained, otherwise capacity available =181 kW | --> | C22 ex CELBRIDGE | Celbridge [T41,T42] | GRIFFINRATH |  | 53.3403 | -6.5531
036257 | MV/LV Substation RO***257 |  | 20 kV | _ | LV | 200 kVA :Pole Substation | 0.2 | --> | 0.2 | 0 | 0 | Constrained, otherwise capacity available =154 kVA | --> | 0.19 | 0 | 0 | 0 | 0 | Constrained, otherwise capacity available =184 kW | --> | E19 ex GARRANACANTY | Garranacanty [T421,T422] | TIPPERARY |  | 52.403 | -8.1249
013453X | MV/LV Substation AR***453X |  | 10 kV | _ | LV | 100 kVA :Pole Substation | 0.1 | --> | 0.1 | 0.055 | 0.12 |  | --> | 0.095 | 0 | 0.005 | 0.085 | 0 |  | --> | C23 ex ATHY | Athy [T101,T102] | ATHY |  | 52.8921 | -7.0191
265171Y | MV/LV Substation HO***171Y |  | 20 kV | _ | LV | 50 kVA :Pole Substation | 0.05 | --> | 0.05 | 0.05 | 0.07 |  | --> | 0.048 | 0 | 0 | 0 | 0 | Constrained, otherwise capacity available =48 kW | --> | E17 ex BALLYCONNELL | Ballyconnell [T421,T422] | GORTAWEE |  | 54.1177 | -7.6637
033862Y | MV/LV Substation BA***862Y |  | 10 kV | _ | LV | 200 kVA :Pole Substation | 0.2 | --> | 0.2 | 0 | 0 | Constrained, otherwise capacity available =104 kVA | --> | 0.19 | 0 | 0.01 | 0.059 | 0 | Constrained, otherwise capacity available =169 kW | --> | C16 ex CREGG ROAD | Cregg Road [T41,T42] | BALLYDINE |  | 52.3484 | -7.3902
041642X | MV/LV Substation TU***642X |  | 20 kV | _ | LV | 50 kVA :Pole Substation | 0.05 | --> | 0.05 | 0 | 0 | Constrained, otherwise capacity available =48 kVA | --> | 0.048 | 0 | 0 | 0 | 0 | Constrained, otherwise capacity available =47 kW | --> | E21 ex DALTON | Dalton [T421,T422] | DALTON |  | 53.7938 | -9.1445
0684549 | MV/LV Substation LO***4549 |  | 10 kV | _ | LV | 1000 kVA :Building Structure | 1 | --> | 1 | 0.5 | 9.99 |  | --> | 0.95 | 0 | 0.001 | 0.5 | 0 |  | --> | C13 ex HAROLDS CROSS | Harolds Cross [T101,T102] | POOLBEG |  | 53.3313 | -6.2638
034825X | MV/LV Substation HA***825X |  | 10 kV | _ | LV | 400 kVA :Kiosk Substation | 0.4 | --> | 0.4 | 0.242 | 0.95 |  | --> | 0.38 | 0 | 0 | 0 | 0 | Constrained, otherwise capacity available =358 kW | --> | C16 ex SPA ROAD | Spa Road [T41,T42] | DOON |  | 52.3523 | -7.699
063048 | MV/LV Substation MO***048 |  | 10 kV | _ | LV | 400 kVA :Kiosk Substation | 0.4 | --> | 0.4 | 0 | 0 | Constrained, otherwise capacity available =242 kVA | --> | 0.38 | 0 | 0.045 | 0 | 0 | Constrained, otherwise capacity available =325 kW | --> | C18 ex STICKILLEN | Stickillen [T41,T42] | DRYBRIDGE |  | 53.8513 | -6.53
0604195 | MV/LV Substation ST***4195 |  | 10 kV | _ | LV | 50 kVA :Pole Substation | 0.05 | --> | 0.05 | 0.05 | 2.57 |  | --> | 0.048 | 0 | 0 | 0 | 0 | Constrained, otherwise capacity available =48 kW | --> | C19 ex ERRIGAL | Errigal [T41,T422] | SHANKILL |  | 54.0748 | -7.0697
021111 | MV/LV Substation BG***111 |  | 10 kV | _ | LV | 400 kVA :Building Structure | 0.4 | --> | 0.4 | 0 | 0 |  | --> | 0.38 | 0 | 0 | 0.33 | 0 |  | --> | C25 ex KILBARRY | Kilbarry [T101,T43] | KILBARRY |  | 51.9045 | -8.5165
031092Y | MV/LV Substation KI***092Y |  | 20 kV | _ | LV | 400 kVA :Kiosk Substation | 0.4 | --> | 0.4 | 0 | 0 | Constrained, otherwise capacity available =374 kVA | --> | 0.38 | 0 | 0 | 0 | 0 | Constrained, otherwise capacity available =376 kW | --> | E13 ex FOXHOLE | Foxhole [T421,T422] | DUNGARVAN |  | 51.9525 | -7.7242
281062 | MV/LV Substation CA***062 |  | 10 kV | _ | LV | 200 kVA :Kiosk Substation | 0.2 | --> | 0.2 | 0.076 | 6.78 |  | --> | 0.19 | 0 | 0.049 | 0.136 | 0 |  | --> | C26 ex CASTLEVIEW | Castleview [T101,T102] | CASTLEVIEW |  | 51.8989 | -8.4037
009008 | MV/LV Substation JO***008 |  | 10 kV | _ | LV | 630 kVA :Building Structure | 0.63 | --> | 0.63 | 0.179 | 0.53 |  | --> | 0.598 | 0 | 0.008 | 0 | 0 | Constrained, otherwise capacity available =528 kW | --> | C12 ex MANOR STREET | Manor Street [T41,T42] | WATERFORD |  | 52.2572 | -7.1121
024937 | MV/LV Substation WA***937 |  | 10 kV | _ | LV | 50 kVA :Pole Substation | 0.05 | --> | 0.05 | 0.042 | 2.14 |  | --> | 0.048 | 0 | 0 | 0 | 0 | Constrained, otherwise capacity available =46 kW | --> | C13 ex BUTTEVANT | Buttevant [T41,T42] | MALLOW |  | 52.2312 | -8.6633
0124027 | MV/LV Substation AL***4027 |  | 20 kV | _ | LV | 400 kVA :Kiosk Substation | 0.4 | --> | 0.4 | 0.317 | 2.83 |  | --> | 0.38 | 0 | 0 | 0 | 0 | Constrained, otherwise capacity available =374 kW | --> | E11 ex BAGENALSTOWN | Bagenalstown [T421,T422] | CARLOW |  | 52.7032 | -6.956
031700X | MV/LV Substation MO***700X |  | 20 kV | _ | LV | 50 kVA :Pole Substation | 0.05 | --> | 0.05 | 0 | 0 | Constrained, otherwise capacity available =41 kVA | --> | 0.048 | 0 | 0 | 0 | 0 | Constrained, otherwise capacity available =46 kW | --> | E13 ex FOXHOLE | Foxhole [T421,T422] | DUNGARVAN |  | 51.9608 | -7.7311
160268Y | MV/LV Substation ST***268Y |  | 20 kV | _ | LV | 100 kVA :Pole Substation | 0.1 | --> | 0.1 | 0 | 0 | Constrained, otherwise capacity available =60 kVA | --> | 0.095 | 0 | 0 | 0 | 0 | Constrained, otherwise capacity available =90 kW | --> | C11 ex KILDARE | Kildare [T41,T42] | NEWBRIDGE |  | 53.1443 | -7.0628
033784Y | MV/LV Substation KI***784Y |  | 20 kV | _ | LV | 400 kVA :Kiosk Substation | 0.4 | --> | 0.4 | 0 | 0 | Constrained, otherwise capacity available =366 kVA | --> | 0.38 | 0 | 0 | 0 | 0 | Constrained, otherwise capacity available =375 kW | --> | C18 ex DEERPARK | Deerpark [T41,T42] | BALLYDINE |  | 52.5121 | -7.5094
111918Z | MV/LV Substation MA***918Z |  | 20 kV | _ | LV | 400 kVA :Kiosk Substation | 0.4 | --> | 0.4 | 0.376 | 0.94 |  | --> | 0.38 | 0 | 0.003 | 0 | 0 | Constrained, otherwise capacity available =374 kW | --> | E21 ex CASTLETOWNBERE | Castletownbere [T421] | BALLYLICKY |  | 51.656 | -9.8944
160814Y | MV/LV Substation LA***814Y |  | 10 kV | _ | LV | 630 kVA :Kiosk Substation | 0.63 | --> | 0.63 | 0 | 0 | Constrained, otherwise capacity available =518 kVA | --> | 0.598 | 0 | 0.021 | 0 | 0 | Constrained, otherwise capacity available =568 kW | --> | C14 ex PORTLAOISE | Portlaoise [T41,T42] | PORTLAOISE |  | 53.0474 | -7.2657
011466Y | MV/LV Substation KI***466Y |  | 10 kV | _ | LV | 400 kVA :Kiosk Substation | 0.4 | --> | 0.4 | 0 | 0 | Constrained, otherwise capacity available =262 kVA | --> | 0.38 | 0 | 0.026 | 0 | 0 | Constrained, otherwise capacity available =342 kW | --> | C18 ex ROSEHILL | Rosehill [T41,T42] | KILKENNY |  | 52.6514 | -7.2592
017102 | MV/LV Substation TH***102 |  | 10 kV | _ | LV | 630 kVA :Kiosk Substation | 0.63 | --> | 0.63 | 0.351 | 4.23 |  | --> | 0.598 | 0 | 0.01 | 0 | 0 | Constrained, otherwise capacity available =552 kW | --> | C17 ex CHURCHTOWN | Churchtown [T41] | RATHKEALE |  | 52.4507 | -9.0613
590516 | MV/LV Substation MA***516 |  | 20 kV | _ | LV | 50 kVA :Pole Substation | 0.05 | --> | 0.05 | 0 | 0 | Constrained, otherwise capacity available =50 kVA | --> | 0.048 | 0 | 0 | 0 | 0 | Constrained, otherwise capacity available =48 kW | --> | E15 ex CONG |  |  |  | 53.516 | -9.5605
051020 | MV/LV Substation CH***020 |  | 20 kV | _ | LV | 100 kVA :Pole Substation | 0.1 | --> | 0.1 | 0.025 | 2.22 |  | --> | 0.095 | 0 | 0.015 | 0.073 | 0 |  | --> | E21 ex CLARA | Clara [T421,T422] | THORNSBERRY |  | 53.3458 | -7.6154
011825Z | MV/LV Substation JO***825Z |  | 10 kV | _ | LV | 400 kVA :Kiosk Substation | 0.4 | --> | 0.4 | 0.359 | 5.05 |  | --> | 0.38 | 0 | 0 | 0 | 0 | Constrained, otherwise capacity available =374 kW | --> | C18 ex MCDONAGH | Mcdonagh [T41,T42] | KILKENNY |  | 52.6557 | -7.2468
281547Z | MV/LV Substation VI***547Z |  | 10 kV | _ | LV | 630 kVA :Kiosk Substation | 0.63 | --> | 0.63 | 0 | 0 | Constrained, otherwise capacity available =449 kVA | --> | 0.598 | 0 | 0 | 0 | 0 | Constrained, otherwise capacity available =573 kW | --> | C13 ex DENNEHYS CROSS | Dennehys Cross [T41,T42] | TRABEG |  | 51.892 | -8.5071
081339Z | MV/LV Substation OM***339Z |  | 10 kV | _ | LV | 100 kVA :Pole Substation | 0.1 | --> | 0.1 | 0 | 0 | Constrained, otherwise capacity available =95 kVA | --> | 0.095 | 0 | 0 | 0 | 0 | Constrained, otherwise capacity available =94 kW | --> | C20 ex CELBRIDGE | Celbridge [T41,T42] | GRIFFINRATH |  | 53.3002 | -6.6148
068166 | MV/LV Substation CL***166 |  | 10 kV | _ | LV | 1000 kVA :Building Structure | 1 | --> | 1 | 0 | 0 | Constrained, otherwise capacity available =1000 kVA | --> | 0.95 | 0 | 0 | 0.5 | 0 |  | --> | C14 ex NEWMARKET (DR) | Newmarket (dr) [T41] | FRANCIS STREET |  | 53.3328 | -6.2859
1674049 | MV/LV Substation SC***4049 |  | 20 kV | _ | LV | 50 kVA :Pole Substation | 0.05 | --> | 0.05 | 0 | 0 | Constrained, otherwise capacity available =27 kVA | --> | 0.048 | 0 | 0 | 0 | 0 | Constrained, otherwise capacity available =44 kW | --> | E12 ex WHITECHURCH | Whitechurch [T421,T422] | KILBARRY |  | 52.0086 | -8.4141
281138X | MV/LV Substation SA***138X |  | 10 kV | _ | LV | 630 kVA :Building Structure | 0.63 | --> | 0.63 | 0.5 | 7.88 |  | --> | 0.598 | 0 | 0 | 0.5 | 0 |  | --> | C23 ex LIBERTY STREET | Liberty Street [T101,T102] | LIBERTY STREET |  | 51.8997 | -8.472
154071Z | MV/LV Substation DU***071Z |  | 20 kV | _ | LV | 50 kVA :Pole Substation | 0.05 | --> | 0.05 | 0 | 0 | Constrained, otherwise capacity available =50 kVA | --> | 0.048 | 0 | 0 | 0 | 0 | Constrained, otherwise capacity available =48 kW | --> | C17 ex MONEYCOOLEY | Moneycooley [T41,T42,T44] | GRIFFINRATH |  | 53.3994 | -6.5215
021075X | MV/LV Substation PA***075X |  | 10 kV | _ | LV | 200 kVA :Kiosk Substation | 0.2 | --> | 0.2 | 0 | 0 | Constrained, otherwise capacity available =164 kVA | --> | 0.19 | 0 | 0.006 | 0.181 | 0 |  | --> | C17 ex KILBARRY | Kilbarry [T101,T43] | KILBARRY |  | 51.9163 | -8.4563
063898 | MV/LV Substation PH***898 |  | 10 kV | _ | LV | 100 kVA :Pole Substation | 0.1 | --> | 0.1 | 0 | 0 | Constrained, otherwise capacity available =65 kVA | --> | 0.095 | 0 | 0.059 | 0 | 0 | Constrained, otherwise capacity available =46 kW | --> | C16 ex STICKILLEN | Stickillen [T41,T42] | DRYBRIDGE |  | 53.8235 | -6.4695
288941 | MV/LV Substation CR***941 |  | 10 kV | _ | LV | 200 kVA :Pole Substation | 0.2 | --> | 0.2 | 0.041 | 0.04 | Constrained, otherwise capacity available =136 kVA | --> | 0.19 | 0 | 0 | 0.181 | 0 |  | --> | C11 ex LITTLE BRAY | Little Bray [T41,T42] | FASSAROE |  | 53.2236 | -6.1257
0694124 | MV/LV Substation TI***4124 |  | 10 kV | _ | LV | 1000 kVA :Building Structure | 1 | --> | 1 | 0.5 | 0.87 | Constrained, otherwise capacity available =920 kVA | --> | 0.95 | 0 | 0 | 0.5 | 0 |  | --> | C13 ex GARVILLE AVENUE | Garville Avenue [T42] | MILLTOWN (DR) |  | 53.3203 | -6.2798
034312Y | MV/LV Substation CL***312Y |  | 20 kV | _ | LV | 100 kVA :Pole Substation | 0.1 | --> | 0.1 | 0.079 | 0.57 |  | --> | 0.095 | 0 | 0 | 0 | 0 | Constrained, otherwise capacity available =92 kW | --> | E23 ex LAWLESSTOWN | Lawlesstown [T42,T421] | DOON |  | 52.4093 | -7.7552
059435 | MV/LV Substation PO***435 |  | 10 kV | _ | LV | 50 kVA :Pole Substation | 0.05 | --> | 0.05 | 0 | 0 | Constrained, otherwise capacity available =33 kVA | --> | 0.048 | 0 | 0 | 0 | 0 | Constrained, otherwise capacity available =45 kW | --> | C20 ex CAVAN | Cavan [T42,T421] | SHANKILL |  | 53.9886 | -7.2964
0814333 | MV/LV Substation CO***4333 |  | 10 kV | _ | LV | 400 kVA :Kiosk Substation | 0.4 | --> | 0.4 | 0 | 0 | Constrained, otherwise capacity available =349 kVA | --> | 0.38 | 0 | 0 | 0.373 | 0 |  | --> | C17 ex BALGADDY | Balgaddy [T41,T42] | GRANGE CASTLE |  | 53.3288 | -6.4465
184244X | MV/LV Substation CO***244X |  | 10 kV | _ | LV | 100 kVA :Pole Substation | 0.1 | --> | 0.1 | 0.088 | 3.38 |  | --> | 0.095 | 0 | 0 | 0 | 0 | Constrained, otherwise capacity available =93 kW | --> | C17 ex CASTLEBLAYNEY | Castleblayney [T41,T42] | DUNDALK |  | 54.1288 | -6.8232
055272 | MV/LV Substation DE***272 |  | 10 kV | _ | LV | 100 kVA :Pole Substation | 0.1 | --> | 0.1 | 0 | 0 | Constrained, otherwise capacity available =84 kVA | --> | 0.095 | 0 | 0 | 0 | 0 | Constrained, otherwise capacity available =93 kW | --> | C20 ex TEMPLEMORE | Templemore [T41,T42] | IKERRIN |  | 52.8805 | -7.8241
150113X | MV/LV Substation LE***113X |  | 20 kV | _ | LV | 50 kVA :Pole Substation | 0.05 | --> | 0.05 | 0.047 | 3.96 |  | --> | 0.048 | 0 | 0 | 0 | 0 | Constrained, otherwise capacity available =47 kW | --> | E19 ex STRANORLAR | Stranorlar [T421,T422] | LETTERKENNY |  | 54.8582 | -7.9805
363023 | MV/LV Substation BA***023 |  | 20 kV | _ | LV | 100 kVA :Pole Substation | 0.1 | --> | 0.1 | 0.07 | 3.25 |  | --> | 0.095 | 0 | 0 | 0 | 0 | Constrained, otherwise capacity available =91 kW | --> | E16 ex BALLYBUNION | Ballybunion [T421,T422] | TRIEN |  | 52.4856 | -9.5674
055825X | MV/LV Substation MA***825X |  | 10 kV | _ | LV | 630 kVA :Kiosk Substation | 0.63 | --> | 0.63 | 0 | 0 | Constrained, otherwise capacity available =224 kVA | --> | 0.598 | 0 | 0.028 | 0 | 0 | Constrained, otherwise capacity available =520 kW | --> | C22 ex TEMPLEMORE | Templemore [T41,T42] | IKERRIN |  | 52.7968 | -7.8338
022728X | MV/LV Substation CA***728X |  | 10 kV | _ | LV | 200 kVA :Kiosk Substation | 0.2 | --> | 0.2 | 0.181 | 2.24 |  | --> | 0.19 | 0 | 0.005 | 0 | 0 | Constrained, otherwise capacity available =184 kW | --> | C19 ex CASTLETOWNROCHE | Castletownroche [T41] | MALLOW |  | 52.1694 | -8.4677
001184X | MV/LV Substation TH***184X |  | 10 kV | _ | LV | 630 kVA :Building Structure | 0.63 | --> | 0.63 | 0.5 | 0.86 |  | --> | 0.598 | 0 | 0 | 0.5 | 0 |  | --> | C17 ex BELFIELD | Belfield [T41,T42] | BLACKROCK |  | 53.3145 | -6.2079
127193 | MV/LV Substation CO***193 |  | 10 kV | _ | LV | 400 kVA :Kiosk Substation | 0.4 | --> | 0.4 | 0.368 | 5.89 |  | --> | 0.38 | 0 | 0 | 0 | 0 | Constrained, otherwise capacity available =376 kW | --> | C13 ex CASHEL | Cashel [T41,T42] | CAHIR |  | 52.5195 | -7.8802
235584 | MV/LV Substation LO***584 |  | 20 kV | _ | LV | 200 kVA :Pole Substation | 0.2 | --> | 0.2 | 0 | 0 | Constrained, otherwise capacity available =188 kVA | --> | 0.19 | 0 | 0.005 | 0 | 0 | Constrained, otherwise capacity available =185 kW | --> | E11 ex BEALNABLATH | Bealnablath [T421] | BANDON |  | 51.8582 | -8.7353
001238 | MV/LV Substation TA***238 |  | 10 kV | _ | LV | 400 kVA :Kiosk Substation | 0.4 | --> | 0.4 | 0.338 | 4.01 |  | --> | 0.38 | 0 | 0.034 | 0.346 | 0 |  | --> | C19 ex BALLINCLEA | Ballinclea [T41] | CHERRYWOOD |  | 53.2704 | -6.1327
032109 | MV/LV Substation BA***109 |  | 20 kV | _ | LV | 50 kVA :Pole Substation | 0.05 | --> | 0.05 | 0 | 0 | Constrained, otherwise capacity available =50 kVA | --> | 0.048 | 0 | 0 | 0 | 0 | Constrained, otherwise capacity available =48 kW | --> | C14 ex KILMEADEN | Kilmeaden [T42] | BUTLERSTOWN |  | 52.2282 | -7.3331
156450 | MV/LV Substation HI***450 |  | 20 kV | _ | LV | 200 kVA :Pole Substation | 0.2 | --> | 0.2 | 0.196 | 2.47 |  | --> | 0.19 | 0 | 0 | 0 | 0 | Constrained, otherwise capacity available =190 kW | --> | E19 ex TELAYDON | Telaydon [T42,T421] | LISDRUM |  | 54.2941 | -6.9141
066688Z | MV/LV Substation AI***688Z |  | 20 kV | _ | LV | 400 kVA :Kiosk Substation | 0.4 | --> | 0.4 | 0 | 0 | Constrained, otherwise capacity available =400 kVA | --> | 0.38 | 0 | 0 | 0 | 0 | Constrained, otherwise capacity available =380 kW | --> | E16 ex ASHBOURNE | Ashbourne [T421,T422] | FINGLAS |  | 53.511 | -6.3993
154304Y | MV/LV Substation BL***304Y |  | 20 kV | _ | LV | 50 kVA :Pole Substation | 0.05 | --> | 0.05 | 0 | 0 | Constrained, otherwise capacity available =42 kVA | --> | 0.048 | 0 | 0 | 0 | 0 | Constrained, otherwise capacity available =46 kW | --> | E12 ex KILCOCK | Kilcock [T421,T422] | GRIFFINRATH |  | 53.4364 | -6.5757
093070Z | MV/LV Substation DA***070Z |  | 10 kV | _ | LV | 200 kVA :Building Structure | 0.2 | --> | 0.2 | 0 | 0 | Constrained, otherwise capacity available =108 kVA | --> | 0.19 | 0 | 0.01 | 0.17 | 0 |  | --> | C22 ex GRANGE (DR) | Grange (dr) [T41,T42] | GRANGE (DR) |  | 53.4018 | -6.1945
009039 | MV/LV Substation IN***039 |  | 10 kV | _ | LV | 400 kVA :Building Structure | 0.4 | --> | 0.4 | 0.285 | 0.53 |  | --> | 0.38 | 0 | 0.01 | 0 | 0 | Constrained, otherwise capacity available =357 kW | --> | C19 ex MANOR STREET | Manor Street [T41,T42] | WATERFORD |  | 52.2551 | -7.1093
082523Y | MV/LV Substation ED***523Y |  | 20 kV | _ | LV | 33 kVA :Pole Substation | 0.033 | --> | 0.033 | 0 | 0 | Constrained, otherwise capacity available =27 kVA | --> | 0.031 | 0 | 0.005 | 0 | 0 | Constrained, otherwise capacity available =27 kW | --> | E11 ex ACADEMY STREET | Academy Street [T421,T422,T44] | NAVAN |  | 53.589 | -6.504
067145Y | MV/LV Substation KE***145Y |  | 10 kV | _ | LV | 400 kVA :Building Structure | 0.4 | --> | 0.4 | 0 | 0 | Constrained, otherwise capacity available =350 kVA | --> | 0.38 | 0 | 0 | 0.373 | 0 |  | --> | C22 ex GARRYOWEN | Garryowen [T41,T42] | LIMERICK |  | 52.6493 | -8.5792
069016 | MV/LV Substation MO***016 |  | 10 kV | _ | LV | 630 kVA :Kiosk Substation | 0.63 | --> | 0.63 | 0.364 | 0.98 |  | --> | 0.598 | 0 | 0.009 | 0.5 | 0 |  | --> | C15 ex LEESON STREET | Leeson Street [T41,T42] | MILLTOWN (DR) |  | 53.3278 | -6.2586
021399Z | MV/LV Substation CU***399Z |  | 20 kV | _ | LV | 200 kVA :Pole Substation | 0.2 | --> | 0.2 | 0 | 0 | Constrained, otherwise capacity available =165 kVA | --> | 0.19 | 0 | 0 | 0 | 0 | Constrained, otherwise capacity available =185 kW | --> | E19 ex CURRALEIGH | Curraleigh [T421,T422] | KILBARRY |  | 51.9009 | -8.667
053196Z | MV/LV Substation MI***196Z |  | 10 kV | _ | LV | 100 kVA :Pole Substation | 0.1 | --> | 0.1 | 0 | 0 | Constrained, otherwise capacity available =68 kVA | --> | 0.095 | 0 | 0 | 0.09 | 0 |  | --> | C21 ex CLONMINCH | Clonminch [T41,T422] | THORNSBERRY |  | 53.2178 | -7.4479
209484X | MV/LV Substation DI***484X |  | 10 kV | _ | LV | 50 kVA :Pole Substation | 0.05 | --> | 0.05 | 0 | 0 | Constrained, otherwise capacity available =48 kVA | --> | 0.048 | 0 | 0 | 0 | 0 | Constrained, otherwise capacity available =47 kW | --> | C16 ex MILFORD (NR) | Milford (nr) [T41,T42] | LETTERKENNY |  | 55.0498 | -7.7889
120995X | MV/LV Substation AL***995X |  | 10 kV | _ | LV | 100 kVA :Pole Substation | 0.1 | --> | 0.1 | 0 | 0 | Constrained, otherwise capacity available =66 kVA | --> | 0.095 | 0 | 0 | 0 | 0 | Constrained, otherwise capacity available =90 kW | --> | C14 ex BLAKE | Blake [T41,T42] | BLAKE |  | 53.2887 | -6.8832
021321 | MV/LV Substation HA***321 |  | 10 kV | _ | LV | 200 kVA :Pole Substation | 0.2 | --> | 0.2 | 0 | 0 | Constrained, otherwise capacity available =160 kVA | --> | 0.19 | 0 | 0.018 | 0.171 | 0 |  | --> | C12 ex MAYFIELD | Mayfield [T41,T42] | KILBARRY |  | 51.9085 | -8.4264
118238Y | MV/LV Substation CL***238Y |  | 20 kV | _ | LV | 50 kVA :Pole Substation | 0.05 | --> | 0.05 | 0 | 0 | Constrained, otherwise capacity available =50 kVA | --> | 0.048 | 0 | 0 | 0 | 0 | Constrained, otherwise capacity available =48 kW | --> | E15 ex CREAGH | Creagh [T421,T422] | ATHLONE |  | 53.3239 | -8.0353
068736X | MV/LV Substation BA***736X |  | 10 kV | _ | LV | 630 kVA :Building Structure | 0.63 | --> | 0.63 | 0 | 0 | Constrained, otherwise capacity available =501 kVA | --> | 0.598 | 0 | 0.007 | 0.5 | 0 |  | --> | C20 ex GLOUCESTER PLACE | Gloucester Place [T41,T42] | MCDERMOTT |  | 53.3562 | -6.2501
041013 | MV/LV Substation TH***013 |  | 10 kV | _ | LV | 400 kVA :Kiosk Substation | 0.4 | --> | 0.4 | 0 | 0 | Constrained, otherwise capacity available =349 kVA | --> | 0.38 | 0 | 0.014 | 0 | 0 | Constrained, otherwise capacity available =363 kW | --> | E13 ex DALTON | Dalton [T421,T422] | DALTON |  | 53.7235 | -8.9979
2564036 | MV/LV Substation HA***4036 |  | 10 kV | _ | LV | 400 kVA :Building Structure | 0.4 | --> | 0.4 | 0.4 | 1.28 |  | --> | 0.38 | 0 | 0 | 0 | 0 | Constrained, otherwise capacity available =380 kW | --> | C17 ex CASTLEREA | Castlerea [T41,T42] | CARRICK ON SHANNON |  | 53.756 | -8.4957
1654250 | MV/LV Substation HA***4250 |  | 10 kV | _ | LV | 100 kVA :Pole Substation | 0.1 | --> | 0.1 | 0.1 | 0.88 |  | --> | 0.095 | 0 | 0 | 0 | 0 | Constrained, otherwise capacity available =95 kW | --> | C12 ex ROSS CARBERY | Ross Carbery [T41,T42] | DUNMANWAY |  | 51.5677 | -8.9939
033162Y | MV/LV Substation OW***162Y |  | 20 kV | _ | LV | 50 kVA :Pole Substation | 0.05 | --> | 0.05 | 0 | 0 | Constrained, otherwise capacity available =33 kVA | --> | 0.048 | 0 | 0 | 0 | 0 | Constrained, otherwise capacity available =45 kW | --> | C18 ex DEERPARK | Deerpark [T41,T42] | BALLYDINE |  | 52.3981 | -7.3498
046313X | MV/LV Substation BE***313X |  | 10 kV | _ | LV | 630 kVA :Kiosk Substation | 0.63 | --> | 0.63 | 0 | 0 | Constrained, otherwise capacity available =526 kVA | --> | 0.598 | 0 | 0 | 0.5 | 0 |  | --> | C11 ex FINISKLIN | Finisklin [T41,T42] | SLIGO |  | 54.2777 | -8.4872
288339X | MV/LV Substation SK***339X |  | 10 kV | _ | LV | 200 kVA :Kiosk Substation | 0.2 | --> | 0.2 | 0.041 | 0.04 | Constrained, otherwise capacity available =173 kVA | --> | 0.19 | 0 | 0 | 0.186 | 0 |  | --> | C21 ex LITTLE BRAY | Little Bray [T41,T42] | FASSAROE |  | 53.2203 | -6.1845
138873 | MV/LV Substation TW***873 |  | 10 kV | _ | LV | 200 kVA :Kiosk Substation | 0.2 | --> | 0.2 | 0.15 | 2.18 |  | --> | 0.19 | 0 | 0 | 0 | 0 | Constrained, otherwise capacity available =183 kW | --> | C26 ex BAILIEBORO | Bailieboro [T41,T42] | MEATH HILL |  | 53.916 | -6.9658
066243Z | MV/LV Substation DU***243Z |  | 10 kV | _ | LV | 630 kVA :Kiosk Substation | 0.63 | --> | 0.63 | 0 | 0 | Constrained, otherwise capacity available =477 kVA | --> | 0.598 | 0 | 0.078 | 0 | 0 | Constrained, otherwise capacity available =520 kW | --> | C16 ex MALAHIDE | Malahide [T41,T42] | GLASMORE |  | 53.4341 | -6.1303
058046 | MV/LV Substation FA***046 |  | 10 kV | _ | LV | 630 kVA :Kiosk Substation | 0.63 | --> | 0.63 | 0.467 | 3 |  | --> | 0.598 | 0 | 0.02 | 0 | 0 | Constrained, otherwise capacity available =561 kW | --> | C18 ex NENAGH | Nenagh [T41,T42] | NENAGH |  | 52.865 | -8.1973
064880 | MV/LV Substation DU***880 |  | 20 kV | _ | LV | 50 kVA :Pole Substation | 0.05 | --> | 0.05 | 0 | 0 | Constrained, otherwise capacity available =42 kVA | --> | 0.048 | 0 | 0 | 0 | 0 | Constrained, otherwise capacity available =46 kW | --> | E15 ex DULEEK | Duleek [T421,T422] | DRYBRIDGE |  | 53.6763 | -6.426
0714017 | MV/LV Substation TE***4017 |  | 10 kV | _ | LV | 400 kVA :Kiosk Substation | 0.4 | --> | 0.4 | 0 | 0 | Constrained, otherwise capacity available =330 kVA | --> | 0.38 | 0 | 0.006 | 0.366 | 0 |  | --> | C15 ex GREYSTONES | Greystones [T41,T42] | FASSAROE |  | 53.1532 | -6.0843
0114378 | MV/LV Substation TU***4378 |  | 10 kV | _ | LV | 100 kVA :Pole Substation | 0.1 | --> | 0.1 | 0 | 0 | Constrained, otherwise capacity available =85 kVA | --> | 0.095 | 0 | 0 | 0 | 0 | Constrained, otherwise capacity available =93 kW | --> | C15 ex TALBOTS INCH | Talbots Inch [T41,T42] | KILKENNY |  | 52.6633 | -7.436
293201X | MV/LV Substation SH***201X |  | 20 kV | _ | LV | 100 kVA :Pole Substation | 0.1 | --> | 0.1 | 0 | 0 | Constrained, otherwise capacity available =16 kVA | --> | 0.095 | 0 | 0.035 | 0 | 0 | Constrained, otherwise capacity available =57 kW | --> | E12 ex SHILLELAGH | Shillelagh [T421,T422] | CARLOW |  | 52.7539 | -6.5415
014775Z | MV/LV Substation KI***775Z |  | 20 kV | _ | LV | 630 kVA :Building Structure | 0.63 | --> | 0.63 | 0.5 | 0.63 |  | --> | 0.598 | 0 | 0 | 0 | 0 | Constrained, otherwise capacity available =586 kW | --> | E11 ex KILCULLEN | Kilcullen [T41,T42,T424] | STRATFORD |  | 53.1229 | -6.755
068368 | MV/LV Substation GI***368 |  | 10 kV | _ | LV | 630 kVA :Building Structure | 0.63 | --> | 0.63 | 0.408 | 9.99 |  | --> | 0.598 | 0 | 0.06 | 0.5 | 0 |  | --> | C25 ex HAROLDS CROSS | Harolds Cross [T101,T102] | POOLBEG |  | 53.3341 | -6.2791
093085Z | MV/LV Substation HE***085Z |  | 10 kV | _ | LV | 630 kVA :Kiosk Substation | 0.63 | --> | 0.63 | 0 | 0 | Constrained, otherwise capacity available =530 kVA | --> | 0.598 | 0 | 0 | 0.5 | 0 |  | --> | C22 ex UNIDARE | Unidare [T41,T42] | FINGLAS |  | 53.3935 | -6.3009
007594Z | MV/LV Substation SH***594Z |  | 10 kV | _ | LV | 100 kVA :Pole Substation | 0.1 | --> | 0.1 | 0 | 0 | Constrained, otherwise capacity available =86 kVA | --> | 0.095 | 0 | 0.009 | 0 | 0 | Constrained, otherwise capacity available =86 kW | --> | C17 ex MULGANNON | Mulgannon [T41,T42] | WEXFORD |  | 52.3249 | -6.4533
288105 | MV/LV Substation SH***105 |  | 10 kV | _ | LV | 200 kVA :Pole Substation | 0.2 | --> | 0.2 | 0.041 | 0.04 | Constrained, otherwise capacity available =115 kVA | --> | 0.19 | 0 | 0.034 | 0.153 | 0 |  | --> | C16 ex LITTLE BRAY | Little Bray [T41,T42] | FASSAROE |  | 53.2333 | -6.1279
023071Y | MV/LV Substation SH***071Y |  | 10 kV | _ | LV | 200 kVA :Pole Substation | 0.2 | --> | 0.2 | 0 | 0 | Constrained, otherwise capacity available =143 kVA | --> | 0.19 | 0 | 0 | 0 | 0 | Constrained, otherwise capacity available =182 kW | --> | C13 ex CURRAGLASS | Curraglass [T41] | BARRYMORE |  | 52.0877 | -8.0681
324878 | MV/LV Substation AT***878 |  | 10 kV | _ | LV | 400 kVA :Kiosk Substation | 0.4 | --> | 0.4 | 0 | 0 | Constrained, otherwise capacity available =268 kVA | --> | 0.38 | 0 | 0.005 | 0 | 0 | Constrained, otherwise capacity available =358 kW | --> | C20 ex BALLYGAR | Ballygar [T41,T42] | ATHLONE |  | 53.567 | -8.2562
0014089 | MV/LV Substation FR***4089 |  | 10 kV | _ | LV | 1000 kVA :Building Structure | 1 | --> | 1 | 0.5 | 1.55 |  | --> | 0.95 | 0 | 0 | 0.5 | 0 |  | --> | C20 ex MONKSTOWN | Monkstown [T41,T42] | BLACKROCK |  | 53.3016 | -6.1817
062517 | MV/LV Substation BA***517 |  | 20 kV | _ | LV | 50 kVA :Pole Substation | 0.05 | --> | 0.05 | 0.03 | 4.25 |  | --> | 0.048 | 0 | 0.011 | 0 | 0 | Constrained, otherwise capacity available =36 kW | --> | E15 ex JENKINSTOWN | Jenkinstown [T421,T422] | DUNDALK |  | 54.038 | -6.3252
067025X | MV/LV Substation MO***025X |  | 10 kV | _ | LV | 200 kVA :Kiosk Substation | 0.2 | --> | 0.2 | 0.159 | 13.8 |  | --> | 0.19 | 0 | 0.013 | 0.175 | 0 |  | --> | C18 ex SINGLAND | Singland [T101,T102] | SINGLAND |  | 52.666 | -8.5658
029778Y | MV/LV Substation CA***778Y |  | 10 kV | _ | LV | 630 kVA :Kiosk Substation | 0.63 | --> | 0.63 | 0 | 0 | Constrained, otherwise capacity available =535 kVA | --> | 0.598 | 0 | 0 | 0 | 0 | Constrained, otherwise capacity available =586 kW | --> | C12 ex KILLACLOYNE | Killacloyne [T41,T42] | MIDLETON |  | 51.9126 | -8.27
001185X | MV/LV Substation TH***185X |  | 10 kV | _ | LV | 630 kVA :Building Structure | 0.63 | --> | 0.63 | 0.5 | 0.86 |  | --> | 0.598 | 0 | 0 | 0.5 | 0 |  | --> | C17 ex BELFIELD | Belfield [T41,T42] | BLACKROCK |  | 53.3145 | -6.2079
035057 | MV/LV Substation AV***057 |  | 10 kV | _ | LV | 400 kVA :Kiosk Substation | 0.4 | --> | 0.4 | 0.333 | 6.17 |  | --> | 0.38 | 0 | 0.003 | 0 | 0 | Constrained, otherwise capacity available =368 kW | --> | C20 ex CAHIR | Cahir [T41,T42] | CAHIR |  | 52.3844 | -7.9341
118975 | MV/LV Substation CL***975 |  | 20 kV | _ | LV | 50 kVA :Pole Substation | 0.05 | --> | 0.05 | 0 | 0 | Constrained, otherwise capacity available =41 kVA | --> | 0.048 | 0 | 0.005 | 0 | 0 | Constrained, otherwise capacity available =43 kW | --> | E15 ex CREAGH | Creagh [T421,T422] | ATHLONE |  | 53.3118 | -8.0484
019683 | MV/LV Substation GO***683 |  | 10 kV | _ | LV | 50 kVA :Pole Substation | 0.05 | --> | 0.05 | 0.041 | 0.05 |  | --> | 0.048 | 0 | 0 | 0 | 0 | Constrained, otherwise capacity available =46 kW | --> | C12 ex BALLYBEGGAN | Ballybeggan [T43,T44] | TRALEE |  | 52.2307 | -9.5557
093493Z | MV/LV Substation MA***493Z |  | 10 kV | _ | LV | 630 kVA :Kiosk Substation | 0.63 | --> | 0.63 | 0 | 0 | Constrained, otherwise capacity available =507 kVA | --> | 0.598 | 0 | 0.01 | 0.5 | 0 |  | --> | C24 ex POPPINTREE | Poppintree [T101,T102] | FINGLAS |  | 53.4062 | -6.2867
429284 | MV/LV Substation KI***284 |  | 10 kV | _ | LV | 200 kVA :Kiosk Substation | 0.2 | --> | 0.2 | 0.11 | 0.33 |  | --> | 0.19 | 0 | 0.005 | 0 | 0 | Constrained, otherwise capacity available =174 kW | --> | C12 ex ABBEYFEALE | Abbeyfeale [T42] | TRIEN |  | 52.3773 | -9.3081
023687Y | MV/LV Substation LI***687Y |  | 10 kV | _ | LV | 400 kVA :Kiosk Substation | 0.4 | --> | 0.4 | 0 | 0 | Constrained, otherwise capacity available =261 kVA | --> | 0.38 | 0 | 0.038 | 0 | 0 | Constrained, otherwise capacity available =332 kW | --> | C18 ex FERMOY NORTH | Fermoy North [T41,T42] | BARRYMORE |  | 52.146 | -8.3967
0144045 | MV/LV Substation MO***4045 |  | 20 kV | _ | LV | 50 kVA :Pole Substation | 0.05 | --> | 0.05 | 0.05 | 0.63 |  | --> | 0.048 | 0 | 0 | 0 | 0 | Constrained, otherwise capacity available =48 kW | --> | E11 ex KILCULLEN | Kilcullen [T41,T42,T424] | STRATFORD |  | 53.1176 | -6.6681
429622 | MV/LV Substation KI***622 |  | 10 kV | _ | LV | 400 kVA :Kiosk Substation | 0.4 | --> | 0.4 | 0.291 | 0.33 |  | --> | 0.38 | 0 | 0.009 | 0 | 0 | Constrained, otherwise capacity available =358 kW | --> | C12 ex ABBEYFEALE | Abbeyfeale [T42] | TRIEN |  | 52.3791 | -9.3037
154387Z | MV/LV Substation GA***387Z |  | 20 kV | _ | LV | 630 kVA :Building Structure | 0.63 | --> | 0.63 | 0 | 0 | Constrained, otherwise capacity available =492 kVA | --> | 0.598 | 0 | 0 | 0.5 | 0 |  | --> | C21 ex MACETOWN | Macetown [T101,T102] | MACETOWN |  | 53.4414 | -6.4681
1544125 | MV/LV Substation CA***4125 |  | 10 kV | _ | LV | 400 kVA :Kiosk Substation | 0.4 | --> | 0.4 | 0 | 0 | Constrained, otherwise capacity available =268 kVA | --> | 0.38 | 0 | 0.005 | 0 | 0 | Constrained, otherwise capacity available =358 kW | --> | C14 ex COOLMINE | Coolmine [T41,T42] | FINGLAS |  | 53.3879 | -6.4175
012909 | MV/LV Substation RO***909 |  | 20 kV | _ | LV | 100 kVA :Pole Substation | 0.1 | --> | 0.1 | 0.051 | 2.83 |  | --> | 0.095 | 0 | 0 | 0 | 0 | Constrained, otherwise capacity available =88 kW | --> | E11 ex BAGENALSTOWN | Bagenalstown [T421,T422] | CARLOW |  | 52.6973 | -6.9763
007612Z | MV/LV Substation CH***612Z |  | 20 kV | _ | LV | 100 kVA :Pole Substation | 0.1 | --> | 0.1 | 0.083 | 1.4 |  | --> | 0.095 | 0 | 0 | 0 | 0 | Constrained, otherwise capacity available =93 kW | --> | E20 ex KILLINICK | Killinick [T421,T422] | WEXFORD |  | 52.2506 | -6.5142
059011 | MV/LV Substation CO***011 |  | 20 kV | _ | LV | 200 kVA :Pole Substation | 0.2 | --> | 0.2 | 0 | 0 | Constrained, otherwise capacity available =192 kVA | --> | 0.19 | 0 | 0 | 0 | 0 | Constrained, otherwise capacity available =189 kW | --> | E17 ex CAVAN | Cavan [T42,T421] | SHANKILL |  | 54.0052 | -7.3563
127828Y | MV/LV Substation SP***828Y |  | 10 kV | _ | LV | 400 kVA :Kiosk Substation | 0.4 | --> | 0.4 | 0.37 | 5.89 |  | --> | 0.38 | 0 | 0.105 | 0 | 0 | Constrained, otherwise capacity available =298 kW | --> | C17 ex CASHEL | Cashel [T41,T42] | CAHIR |  | 52.5117 | -7.8942
1204159 | MV/LV Substation SH***4159 |  | 10 kV | _ | LV | 200 kVA :Pole Substation | 0.2 | --> | 0.2 | 0 | 0 | Constrained, otherwise capacity available =190 kVA | --> | 0.19 | 0 | 0 | 0 | 0 | Constrained, otherwise capacity available =189 kW | --> | C16 ex BLAKE | Blake [T41,T42] | BLAKE |  | 53.2424 | -6.9012
288020 | MV/LV Substation RO***020 |  | 10 kV | _ | LV | 200 kVA :Kiosk Substation | 0.2 | --> | 0.2 | 0.164 | 15.18 |  | --> | 0.19 | 0 | 0 | 0.185 | 0 |  | --> | C18 ex CENTRAL PARK | Central Park [T101,T102] | CARRICKMINES |  | 53.2696 | -6.2074
029874 | MV/LV Substation DO***874 |  | 10 kV | _ | LV | 50 kVA :Pole Substation | 0.05 | --> | 0.05 | 0 | 0 | Constrained, otherwise capacity available =24 kVA | --> | 0.048 | 0 | 0 | 0.044 | 0 |  | --> | C18 ex MIDLETON | Midleton [T101,T102] | MIDLETON |  | 51.9857 | -8.0869
066296 | MV/LV Substation CI***296 |  | 10 kV | _ | LV | 400 kVA :Kiosk Substation | 0.4 | --> | 0.4 | 0.212 | 12.96 |  | --> | 0.38 | 0 | 0.042 | 0.322 | 0 |  | --> | C30 ex ARTANE | Artane [T101,T102] | FINGLAS |  | 53.3799 | -6.1813
0094298 | MV/LV Substation AR***4298 |  | 10 kV | _ | LV | 400 kVA :Kiosk Substation | 0.4 | --> | 0.4 | 0.4 | 0.53 |  | --> | 0.38 | 0 | 0 | 0 | 0 | Constrained, otherwise capacity available =380 kW | --> | C11 ex MANOR STREET | Manor Street [T41,T42] | WATERFORD |  | 52.243 | -7.0853
365096X | MV/LV Substation BE***096X |  | 10 kV | _ | LV | 200 kVA :Pole Substation | 0.2 | --> | 0.2 | 0 | 0 | Constrained, otherwise capacity available =146 kVA | --> | 0.19 | 0 | 0 | 0.182 | 0 |  | --> | C19 ex CLONDALKIN | Clondalkin [T41,T42,T44] | INCHICORE 220KV |  | 53.3033 | -6.3886
068094 | MV/LV Substation WA***094 |  | 10 kV | _ | LV | 630 kVA :Building Structure | 0.63 | --> | 0.63 | 0 | 0 | Constrained, otherwise capacity available =615 kVA | --> | 0.598 | 0 | 0.005 | 0.5 | 0 |  | --> | C15 ex WATLING STREET | Watling Street [T41,T42] | FRANCIS STREET |  | 53.346 | -6.2845
003248Y | MV/LV Substation KI***248Y |  | 10 kV | _ | LV | 50 kVA :Pole Substation | 0.05 | --> | 0.05 | 0.04 | 0.48 |  | --> | 0.048 | 0 | 0 | 0 | 0 | Constrained, otherwise capacity available =46 kW | --> | C20 ex KILMARTIN | Kilmartin [T41] | ARKLOW |  | 53.0137 | -6.2728
058244Y | MV/LV Substation CO***244Y |  | 10 kV | _ | LV | 200 kVA :Kiosk Substation | 0.2 | --> | 0.2 | 0 | 0 | Constrained, otherwise capacity available =48 kVA | --> | 0.19 | 0 | 0.032 | 0 | 0 | Constrained, otherwise capacity available =144 kW | --> | C11 ex KYLEERAGH | Kyleeragh [T41,T42] | NENAGH |  | 52.8659 | -8.2111
365672 | MV/LV Substation KI***672 |  | 10 kV | _ | LV | 400 kVA :Kiosk Substation | 0.4 | --> | 0.4 | 0 | 0 | Constrained, otherwise capacity available =254 kVA | --> | 0.38 | 0 | 0.025 | 0.341 | 0 |  | --> | C12 ex OLDBAWN | Oldbawn [T41,T42] | COOKSTOWN |  | 53.2799 | -6.343
154408Z | MV/LV Substation SW***408Z |  | 10 kV | _ | LV | 1000 kVA :Building Structure | 1 | --> | 1 | 0 | 0 | Constrained, otherwise capacity available =804 kVA | --> | 0.95 | 0 | 0 | 0.5 | 0 |  | --> | C22 ex MACETOWN | Macetown [T101,T102] | MACETOWN |  | 53.395 | -6.4396
154088Z | MV/LV Substation NO***088Z |  | 10 kV | _ | LV | 400 kVA :Building Structure | 0.4 | --> | 0.4 | 0 | 0 | Constrained, otherwise capacity available =326 kVA | --> | 0.38 | 0 | 0.11 | 0 | 0 | Constrained, otherwise capacity available =288 kW | --> | C18 ex BALLYCOOLIN | Ballycoolin [T41,T42,T43] | FINGLAS |  | 53.4099 | -6.3468
127201Z | MV/LV Substation HA***201Z |  | 10 kV | _ | LV | 630 kVA :Kiosk Substation | 0.63 | --> | 0.63 | 0 | 0 | Constrained, otherwise capacity available =628 kVA | --> | 0.598 | 0 | 0 | 0 | 0 | Constrained, otherwise capacity available =598 kW | --> | C17 ex LOUGHTAGALLA | Loughtagalla [T41,T42] | THURLES |  | 52.6895 | -7.7972
066480Z | MV/LV Substation MO***480Z |  | 10 kV | _ | LV | 200 kVA :Kiosk Substation | 0.2 | --> | 0.2 | 0 | 0 | Constrained, otherwise capacity available =156 kVA | --> | 0.19 | 0 | 0.003 | 0.182 | 0 |  | --> | C20 ex MOUNTGORRY | Mountgorry [T41,T42] | GRANGE (DR) |  | 53.4537 | -6.2082
059768X | MV/LV Substation KN***768X |  | 10 kV | _ | LV | 100 kVA :Pole Substation | 0.1 | --> | 0.1 | 0 | 0 | Constrained, otherwise capacity available =69 kVA | --> | 0.095 | 0 | 0 | 0 | 0 | Constrained, otherwise capacity available =91 kW | --> | C11 ex DERRYCRAMPH | Derrycramph [T41,T42] | SHANKILL |  | 53.9589 | -7.1588
066917 | MV/LV Substation AS***917 |  | 20 kV | _ | LV | 400 kVA :Kiosk Substation | 0.4 | --> | 0.4 | 0 | 0 | Constrained, otherwise capacity available =336 kVA | --> | 0.38 | 0 | 0 | 0 | 0 | Constrained, otherwise capacity available =371 kW | --> | E16 ex ASHBOURNE | Ashbourne [T421,T422] | FINGLAS |  | 53.5067 | -6.3879
047226 | MV/LV Substation HI***226 |  | 20 kV | _ | LV | 50 kVA :Pole Substation | 0.05 | --> | 0.05 | 0.05 | 1.04 |  | --> | 0.048 | 0 | 0 | 0 | 0 | Constrained, otherwise capacity available =48 kW | --> | C16 ex BOYLE | Boyle [T41,T42] | CARRICK ON SHANNON |  | 54.0699 | -8.2684
1364370 | MV/LV Substation BA***4370 |  | 10 kV | _ | LV | 50 kVA :Pole Substation | 0.05 | --> | 0.05 | 0 | 0 | Constrained, otherwise capacity available =50 kVA | --> | 0.048 | 0 | 0 | 0 | 0 | Constrained, otherwise capacity available =48 kW | --> | C17 ex ROSCOMMON | Roscommon [T41,T42] | LANESBORO |  | 53.6119 | -8.1844
093020Z | MV/LV Substation TR***020Z |  | 10 kV | _ | LV | 400 kVA :Building Structure | 0.4 | --> | 0.4 | 0 | 0 | Constrained, otherwise capacity available =379 kVA | --> | 0.38 | 0 | 0 | 0.377 | 0 |  | --> | C20 ex SANTRY | Santry [T41,T42] | FINGLAS |  | 53.3998 | -6.2546
003900 | MV/LV Substation TH***900 |  | 10 kV | _ | LV | 200 kVA :Pole Substation | 0.2 | --> | 0.2 | 0.154 | 11.58 |  | --> | 0.19 | 0 | 0.003 | 0 | 0 | Constrained, otherwise capacity available =182 kW | --> | C21 ex BALLYBEG | Ballybeg [T101,T102] | CARRICKMINES |  | 52.9923 | -6.0822
033550 | MV/LV Substation RO***550 |  | 10 kV | _ | LV | 100 kVA :Pole Substation | 0.1 | --> | 0.1 | 0 | 0 | Constrained, otherwise capacity available =99 kVA | --> | 0.095 | 0 | 0 | 0 | 0 | Constrained, otherwise capacity available =95 kW | --> | C18 ex PORTLAW | Portlaw [T41,T42] | BUTLERSTOWN |  | 52.3003 | -7.3015
034337 | MV/LV Substation MA***337 |  | 10 kV | _ | LV | 630 kVA :Kiosk Substation | 0.63 | --> | 0.63 | 0.434 | 0.95 |  | --> | 0.598 | 0 | 0 | 0 | 0 | Constrained, otherwise capacity available =576 kW | --> | C16 ex SPA ROAD | Spa Road [T41,T42] | DOON |  | 52.3535 | -7.7022
293463X | MV/LV Substation RA***463X |  | 20 kV | _ | LV | 100 kVA :Pole Substation | 0.1 | --> | 0.1 | 0 | 0 | Constrained, otherwise capacity available =94 kVA | --> | 0.095 | 0 | 0 | 0 | 0 | Constrained, otherwise capacity available =94 kW | --> | E20 ex BALTINGLASS | Baltinglass [T421,T422] | STRATFORD |  | 52.9346 | -6.7221
026275 | MV/LV Substation SH***275 |  | 10 kV | _ | LV | 50 kVA :Pole Substation | 0.05 | --> | 0.05 | 0.038 | 8.66 |  | --> | 0.048 | 0 | 0 | 0 | 0 | Constrained, otherwise capacity available =46 kW | --> | C20 ex BANDON | Bandon [T101,T42] | BANDON |  | 51.7485 | -8.7865
068850X | MV/LV Substation HA***850X |  | 10 kV | _ | LV | 1000 kVA :Building Structure | 1 | --> | 1 | 0.5 | 2.6 |  | --> | 0.95 | 0 | 0 | 0.5 | 0 |  | --> | C31 ex WOLFE TONE STREET | Wolfe Tone Street [T101,T102] | FINGLAS |  | 53.348 | -6.2798
069590 | MV/LV Substation PA***590 |  | 10 kV | _ | LV | 400 kVA :Building Structure | 0.4 | --> | 0.4 | 0.339 | 9.99 |  | --> | 0.38 | 0 | 0.01 | 0.364 | 0 |  | --> | C16 ex HAROLDS CROSS | Harolds Cross [T101,T102] | POOLBEG |  | 53.329 | -6.2808
001710 | MV/LV Substation GL***710 |  | 10 kV | _ | LV | 400 kVA :Kiosk Substation | 0.4 | --> | 0.4 | 0.342 | 13.42 |  | --> | 0.38 | 0 | 0.02 | 0.357 | 0 |  | --> | C18 ex POTTERY ROAD | Pottery Road [T101,T102] | CARRICKMINES |  | 53.2726 | -6.1366
233301X | MV/LV Substation KE***301X |  | 10 kV | _ | LV | 400 kVA :Kiosk Substation | 0.4 | --> | 0.4 | 0 | 0 | Constrained, otherwise capacity available =281 kVA | --> | 0.38 | 0 | 0.011 | 0 | 0 | Constrained, otherwise capacity available =366 kW | --> | C18 ex CASTLEISLAND | Castleisland [T41,T42] | TRALEE |  | 52.2345 | -9.4743
162740 | MV/LV Substation CO***740 |  | 10 kV | _ | LV | 200 kVA :Pole Substation | 0.2 | --> | 0.2 | 0.106 | 7.25 |  | --> | 0.19 | 0 | 0 | 0 | 0 | Constrained, otherwise capacity available =177 kW | --> | C18 ex CONVOY | Convoy [T41,T42] | LETTERKENNY |  | 54.8668 | -7.5615
002134 | MV/LV Substation KI***134 |  | 10 kV | _ | LV | 400 kVA :Kiosk Substation | 0.4 | --> | 0.4 | 0.262 | 2.36 |  | --> | 0.38 | 0 | 0.042 | 0.33 | 0 |  | --> | C13 ex BRAY | Bray [T41,T42] | FASSAROE |  | 53.1962 | -6.1216
0814397 | MV/LV Substation GR***4397 |  | 20 kV | _ | LV | 630 kVA :Building Structure | 0.63 | --> | 0.63 | 0 | 0 | Constrained, otherwise capacity available =630 kVA | --> | 0.598 | 0 | 0 | 0.5 | 0 |  | --> | E22 ex ADAMSTOWN | Adamstown [T121,T122] | INCHICORE 220KV |  | 53.3281 | -6.467
001024X | MV/LV Substation PU***024X |  | 10 kV | _ | LV | 200 kVA :Kiosk Substation | 0.2 | --> | 0.2 | 0.12 | 1.16 |  | --> | 0.19 | 0 | 0 | 0.179 | 0 |  | --> | C21 ex BREWERY ROAD | Brewery Road [T41,T42] | CARRICKMINES |  | 53.2761 | -6.1992
089759 | MV/LV Substation DR***759 |  | 20 kV | _ | LV | 50 kVA :Pole Substation | 0.05 | --> | 0.05 | 0.047 | 3.56 |  | --> | 0.048 | 0 | 0 | 0 | 0 | Constrained, otherwise capacity available =47 kW | --> | E22 ex ENNISCRONE | Enniscrone [T421,T422] | MOY |  | 54.235 | -9.0348
011810Z | MV/LV Substation KI***810Z |  | 10 kV | _ | LV | 100 kVA :Pole Substation | 0.1 | --> | 0.1 | 0.037 | 0.04 | Constrained, otherwise capacity available =67 kVA | --> | 0.095 | 0 | 0 | 0 | 0 | Constrained, otherwise capacity available =90 kW | --> | C11 ex CALLAN | Callan [T41,T42] | KILKENNY |  | 52.621 | -7.4186
066208X | MV/LV Substation GL***208X |  | 10 kV | _ | LV | 400 kVA :Kiosk Substation | 0.4 | --> | 0.4 | 0 | 0 | Constrained, otherwise capacity available =268 kVA | --> | 0.38 | 0 | 0.006 | 0.357 | 0 |  | --> | C17 ex KILMORE | Kilmore [T101,T102,T103] | FINGLAS |  | 53.4008 | -6.2048
366399 | MV/LV Substation CA***399 |  | 20 kV | _ | LV | 630 kVA :Kiosk Substation | 0.63 | --> | 0.63 | 0.446 | 0.45 | Constrained, otherwise capacity available =620 kVA | --> | 0.598 | 0 | 0 | 0 | 0 | Constrained, otherwise capacity available =597 kW | --> | C16 ex CARRAROE | Carraroe [T42] | SCREEB |  | 53.2636 | -9.6024
405206 | MV/LV Substation MA***206 |  | 20 kV | _ | LV | 100 kVA :Pole Substation | 0.1 | --> | 0.1 | 0.046 | 3.03 |  | --> | 0.095 | 0 | 0.019 | 0 | 0 | Constrained, otherwise capacity available =73 kW | --> | E12 ex MOVILLE | Moville [T421,T422] | TRILLICK |  | 55.192 | -7.0292
007020 | MV/LV Substation OY***020 |  | 10 kV | _ | LV | 630 kVA :Building Structure | 0.63 | --> | 0.63 | 0 | 0 | Constrained, otherwise capacity available =363 kVA | --> | 0.598 | 0 | 0.005 | 0 | 0 | Constrained, otherwise capacity available =557 kW | --> | C19 ex MULGANNON | Mulgannon [T41,T42] | WEXFORD |  | 52.3363 | -6.4594
253816Y | MV/LV Substation CL***816Y |  | 10 kV | _ | LV | 50 kVA :Pole Substation | 0.05 | --> | 0.05 | 0 | 0 | Constrained, otherwise capacity available =42 kVA | --> | 0.048 | 0 | 0.02 | 0 | 0 | Constrained, otherwise capacity available =32 kW | --> | C16 ex TUAM NORTH | Tuam North [T41,T42] | CLOON |  | 53.4953 | -8.9039
161311 | MV/LV Substation I ***311 |  | 10 kV | _ | LV | 400 kVA :Kiosk Substation | 0.4 | --> | 0.4 | 0.375 | 6.53 |  | --> | 0.38 | 0 | 0 | 0.377 | 0 |  | --> | C17 ex OUGHTERARD | Oughterard [T41,T42] | SCREEB |  | 53.4202 | -9.2975
056237Y | MV/LV Substation SO***237Y |  | 10 kV | _ | LV | 50 kVA :Pole Substation | 0.05 | --> | 0.05 | 0.04 | 0.89 |  | --> | 0.048 | 0 | 0 | 0 | 0 | Constrained, otherwise capacity available =46 kW | --> | C21 ex BIRR | Birr [T41,T422] | DALLOW |  | 53.0722 | -7.8916
204033X | MV/LV Substation CR***033X |  | 10 kV | _ | LV | 200 kVA :Pole Substation | 0.2 | --> | 0.2 | 0 | 0 | Constrained, otherwise capacity available =117 kVA | --> | 0.19 | 0 | 0 | 0 | 0 | Constrained, otherwise capacity available =178 kW | --> | E16 ex BUNCRANA | Buncrana [T421,T422] | TRILLICK |  | 55.1375 | -7.4534
021799 | MV/LV Substation MO***799 |  | 20 kV | _ | LV | 100 kVA :Pole Substation | 0.1 | --> | 0.1 | 0 | 0 | Constrained, otherwise capacity available =56 kVA | --> | 0.095 | 0 | 0 | 0.089 | 0 |  | --> | C26 ex KILBARRY | Kilbarry [T101,T43] | KILBARRY |  | 51.9362 | -8.5244
081632X | MV/LV Substation FO***632X |  | 10 kV | _ | LV | 400 kVA :Kiosk Substation | 0.4 | --> | 0.4 | 0 | 0 | Constrained, otherwise capacity available =270 kVA | --> | 0.38 | 0 | 0.03 | 0.34 | 0 |  | --> | C18 ex BALGADDY | Balgaddy [T41,T42] | GRANGE CASTLE |  | 53.3401 | -6.4272
081395Z | MV/LV Substation SH***395Z |  | 10 kV | _ | LV | 400 kVA :Building Structure | 0.4 | --> | 0.4 | 0 | 0 | Constrained, otherwise capacity available =366 kVA | --> | 0.38 | 0 | 0 | 0.375 | 0 |  | --> | C20 ex CLONDALKIN | Clondalkin [T41,T42,T44] | INCHICORE 220KV |  | 53.3183 | -6.3752
111431Z | MV/LV Substation TA***431Z |  | 20 kV | _ | LV | 200 kVA :Pole Substation | 0.2 | --> | 0.2 | 0.19 | 0.94 |  | --> | 0.19 | 0 | 0.006 | 0 | 0 | Constrained, otherwise capacity available =184 kW | --> | E15 ex CASTLETOWNBERE | Castletownbere [T421] | BALLYLICKY |  | 51.6469 | -9.9156
0814100 | MV/LV Substation DI***4100 |  | 10 kV | _ | LV | 400 kVA :Kiosk Substation | 0.4 | --> | 0.4 | 0 | 0 | Constrained, otherwise capacity available =292 kVA | --> | 0.38 | 0 | 0.065 | 0 | 0 | Constrained, otherwise capacity available =317 kW | --> | C12 ex CASTLEKNOCK | Castleknock [T41,T42] | FINGLAS |  | 53.3673 | -6.3873
377811 | MV/LV Substation CA***811 |  | 20 kV | _ | LV | 200 kVA :Pole Substation | 0.2 | --> | 0.2 | 0 | 0 | Constrained, otherwise capacity available =178 kVA | --> | 0.19 | 0 | 0 | 0 | 0 | Constrained, otherwise capacity available =187 kW | --> | E18 ex GURRANEBANE | Gurranebane [T421,T422] | OUGHTRAGH |  | 51.9216 | -10.2897
3654060 | MV/LV Substation KN***4060 |  | 10 kV | _ | LV | 50 kVA :Pole Substation | 0.05 | --> | 0.05 | 0 | 0 | Constrained, otherwise capacity available =50 kVA | --> | 0.048 | 0 | 0 | 0.048 | 0 |  | --> | C12 ex SAGGART | Saggart [T41,T42] | GRANGE CASTLE |  | 53.2603 | -6.4809
022550X | MV/LV Substation WI***550X |  | 10 kV | _ | LV | 200 kVA :Kiosk Substation | 0.2 | --> | 0.2 | 0 | 0 | Constrained, otherwise capacity available =174 kVA | --> | 0.19 | 0 | 0.002 | 0 | 0 | Constrained, otherwise capacity available =185 kW | --> | C15 ex SCARTEEN | Scarteen [T41,T42] | MALLOW |  | 52.1299 | -8.6643
084466 | MV/LV Substation KI***466 |  | 20 kV | _ | LV | 50 kVA :Pole Substation | 0.05 | --> | 0.05 | 0 | 0 | Constrained, otherwise capacity available =44 kVA | --> | 0.048 | 0 | 0 | 0 | 0 | Constrained, otherwise capacity available =47 kW | --> | E17 ex KILCOLGAN | Kilcolgan [T42,T421] | GALWAY 110KV |  | 53.226 | -8.7961
054802X | MV/LV Substation MI***802X |  | 10 kV | _ | LV | 200 kVA :Pole Substation | 0.2 | --> | 0.2 | 0.198 | 2.78 |  | --> | 0.19 | 0 | 0 | 0 | 0 | Constrained, otherwise capacity available =190 kW | --> | E16 ex BALLYRAGGET | Ballyragget [T421,T422] | BALLYRAGGET |  | 52.8879 | -7.3655
1274344 | MV/LV Substation CA***4344 |  | 10 kV | _ | LV | 50 kVA :Pole Substation | 0.05 | --> | 0.05 | 0 | 0 | Constrained, otherwise capacity available =50 kVA | --> | 0.048 | 0 | 0 | 0 | 0 | Constrained, otherwise capacity available =48 kW | --> | C11 ex HOLYCROSS ROAD | Holycross Road [T41,T42] | THURLES |  | 52.597 | -7.8332
0284030 | MV/LV Substation BU***4030 |  | 10 kV | _ | LV | 400 kVA :Kiosk Substation | 0.4 | --> | 0.4 | 0.4 | 19.7 |  | --> | 0.38 | 0 | 0 | 0.38 | 0 |  | --> | C12 ex COW CROSS | Cow Cross [T102,T41] | COW CROSS |  | 51.8542 | -8.3023
066417Z | MV/LV Substation GR***417Z |  | 20 kV | _ | LV | 50 kVA :Pole Substation | 0.05 | --> | 0.05 | 0 | 0 | Constrained, otherwise capacity available =50 kVA | --> | 0.048 | 0 | 0 | 0 | 0 | Constrained, otherwise capacity available =48 kW | --> | E15 ex BATTER LANE TEMPORARY | Batter Lane Temporary 38kv [T421] | GLASMORE |  | 53.5148 | -6.1901
0074539 | MV/LV Substation EU***4539 |  | 10 kV | _ | LV | 1000 kVA :Building Structure | 1 | --> | 1 | 0.5 | 1.4 |  | --> | 0.95 | 0 | 0 | 0 | 0 | Constrained, otherwise capacity available =950 kW | --> | E17 ex KILLINICK | Killinick [T421,T422] | WEXFORD |  | 52.2518 | -6.3396
046392X | MV/LV Substation AR***392X |  | 10 kV | _ | LV | 200 kVA :Pole Substation | 0.2 | --> | 0.2 | 0.2 | 5.48 |  | --> | 0.19 | 0 | 0 | 0.19 | 0 |  | --> | C15 ex BALLYTIVNAN | Ballytivnan [T41,T42] | SLIGO |  | 54.2803 | -8.441
023540Y | MV/LV Substation MA***540Y |  | 20 kV | _ | LV | 200 kVA :Kiosk Substation | 0.2 | --> | 0.2 | 0 | 0 | Constrained, otherwise capacity available =150 kVA | --> | 0.19 | 0 | 0.034 | 0 | 0 | Constrained, otherwise capacity available =158 kW | --> | C18 ex COOLCARRON | Coolcarron [T41,T42] | BARRYMORE |  | 52.1418 | -8.2191
266285X | MV/LV Substation BA***285X |  | 20 kV | _ | LV | 50 kVA :Pole Substation | 0.05 | --> | 0.05 | 0 | 0 | Constrained, otherwise capacity available =50 kVA | --> | 0.048 | 0 | 0 | 0 | 0 | Constrained, otherwise capacity available =48 kW | --> | E17 ex CARNDONAGH | Carndonagh [T421,T422] | TRILLICK |  | 55.3198 | -7.1953
013604X | MV/LV Substation HE***604X |  | 20 kV | _ | LV | 100 kVA :Pole Substation | 0.1 | --> | 0.1 | 0.086 | 0.12 |  | --> | 0.095 | 0 | 0 | 0.093 | 0 |  | --> | C12 ex ATHY | Athy [T101,T102] | ATHY |  | 52.9676 | -6.9431
024796X | MV/LV Substation CA***796X |  | 10 kV | _ | LV | 50 kVA :Pole Substation | 0.05 | --> | 0.05 | 0.045 | 2.14 |  | --> | 0.048 | 0 | 0 | 0 | 0 | Constrained, otherwise capacity available =47 kW | --> | C13 ex BUTTEVANT | Buttevant [T41,T42] | MALLOW |  | 52.1972 | -8.6282
082381 | MV/LV Substation CA***381 |  | 20 kV | _ | LV | 100 kVA :Pole Substation | 0.1 | --> | 0.1 | 0 | 0 | Constrained, otherwise capacity available =98 kVA | --> | 0.095 | 0 | 0 | 0 | 0 | Constrained, otherwise capacity available =95 kW | --> | E17 ex DULEEK | Duleek [T421,T422] | DRYBRIDGE |  | 53.6577 | -6.5835
154429 | MV/LV Substation RA***429 |  | 10 kV | _ | LV | 100 kVA :Pole Substation | 0.1 | --> | 0.1 | 0.082 | 7.91 |  | --> | 0.095 | 0 | 0 | 0.092 | 0 |  | --> | C26 ex PELLETSTOWN | Pelletstown [T101,T102] | FINGLAS |  | 53.3837 | -6.3587
093162Z | MV/LV Substation DU***162Z |  | 10 kV | _ | LV | 400 kVA :Kiosk Substation | 0.4 | --> | 0.4 | 0 | 0 | Constrained, otherwise capacity available =258 kVA | --> | 0.38 | 0 | 0.01 | 0 | 0 | Constrained, otherwise capacity available =353 kW | --> | E11 ex ASHBOURNE | Ashbourne [T421,T422] | FINGLAS |  | 53.4261 | -6.3289
074104X | MV/LV Substation CA***104X |  | 20 kV | _ | LV | 50 kVA :Pole Substation | 0.05 | --> | 0.05 | 0 | 0 | Constrained, otherwise capacity available =47 kVA | --> | 0.048 | 0 | 0 | 0 | 0 | Constrained, otherwise capacity available =47 kW | --> | C16 ex CARRICK ON SHANNON | Carrick On Shannon [T41,T42] | CARRICK ON SHANNON |  | 53.8429 | -8.1646
001139 | MV/LV Substation AV***139 |  | 10 kV | _ | LV | 400 kVA :Kiosk Substation | 0.4 | --> | 0.4 | 0.178 | 1.16 |  | --> | 0.38 | 0 | 0.056 | 0.307 | 0 |  | --> | C24 ex MOUNT MERRION | Mount Merrion [T41,T42] | CARRICKMINES |  | 53.2958 | -6.188
064629X | MV/LV Substation OZ***629X |  | 20 kV | _ | LV | 100 kVA :Pole Substation | 0.1 | --> | 0.1 | 0 | 0 | Constrained, otherwise capacity available =80 kVA | --> | 0.095 | 0 | 0.011 | 0 | 0 | Constrained, otherwise capacity available =84 kW | --> | C13 ex MORNINGTON ROAD | Mornington Road [T41,T42] | DRYBRIDGE |  | 53.7171 | -6.2545
001290 | MV/LV Substation ED***290 |  | 10 kV | _ | LV | 400 kVA :Building Structure | 0.4 | --> | 0.4 | 0.204 | 1.23 |  | --> | 0.38 | 0 | 0.062 | 0.306 | 0 |  | --> | C21 ex SALLYNOGGIN ROAD | Sallynoggin Road [T41,T42] | CHERRYWOOD |  | 53.2855 | -6.1279
069410 | MV/LV Substation LI***410 |  | 10 kV | _ | LV | 400 kVA :Kiosk Substation | 0.4 | --> | 0.4 | 0.356 | 4.47 |  | --> | 0.38 | 0 | 0.002 | 0.372 | 0 |  | --> | C14 ex TEMPLEOGUE | Templeogue [T41,T42] | MILLTOWN (DR) |  | 53.3054 | -6.3384
029696 | MV/LV Substation BL***696 |  | 10 kV | _ | LV | 100 kVA :Pole Substation | 0.1 | --> | 0.1 | 0 | 0 | Constrained, otherwise capacity available =98 kVA | --> | 0.095 | 0 | 0.005 | 0.091 | 0 |  | --> | C13 ex MIDLETON | Midleton [T101,T102] | MIDLETON |  | 51.9325 | -8.1727
005632 | MV/LV Substation MO***632 |  | 20 kV | _ | LV | 200 kVA :Kiosk Substation | 0.2 | --> | 0.2 | 0.175 | 17.8 |  | --> | 0.19 | 0 | 0.009 | 0.18 | 0 |  | --> | E21 ex BANOGE | Banoge [T121,T122] | BANOGE |  | 52.7181 | -6.4015
182720 | MV/LV Substation BR***720 |  | 20 kV | _ | LV | 100 kVA :Pole Substation | 0.1 | --> | 0.1 | 0 | 0 | Constrained, otherwise capacity available =70 kVA | --> | 0.095 | 0 | 0.004 | 0 | 0 | Constrained, otherwise capacity available =88 kW | --> | C16 ex TULLA | Tulla [T41,T42] | ENNIS |  | 52.8075 | -8.6337
266683 | MV/LV Substation BA***683 |  | 20 kV | _ | LV | 200 kVA :Pole Substation | 0.2 | --> | 0.2 | 0 | 0 | Constrained, otherwise capacity available =152 kVA | --> | 0.19 | 0 | 0.017 | 0 | 0 | Constrained, otherwise capacity available =171 kW | --> | E12 ex CARNDONAGH | Carndonagh [T421,T422] | TRILLICK |  | 55.2795 | -7.3929
1394142 | MV/LV Substation OL***4142 |  | 10 kV | _ | LV | 200 kVA :Pole Substation | 0.2 | --> | 0.2 | 0.177 | 2.68 |  | --> | 0.19 | 0 | 0 | 0 | 0 | Constrained, otherwise capacity available =187 kW | --> | C17 ex OLDCASTLE | Oldcastle [T41,T422] | MULLINGAR |  | 53.7653 | -7.1774
288673 | MV/LV Substation BA***673 |  | 10 kV | _ | LV | 50 kVA :Pole Substation | 0.05 | --> | 0.05 | 0 | 0 | Constrained, otherwise capacity available =20 kVA | --> | 0.048 | 0 | 0.005 | 0.04 | 0 |  | --> | C18 ex LOUGHLINSTOWN | Loughlinstown [T41,T42] | CARRICKMINES |  | 53.2345 | -6.1685
039658X | MV/LV Substation SA***658X |  | 20 kV | _ | LV | 100 kVA :Pole Substation | 0.1 | --> | 0.1 | 0.089 | 11.03 |  | --> | 0.095 | 0 | 0 | 0.094 | 0 |  | --> | C36 ex SALTHILL | Salthill [T101,T102] | SALTHILL |  | 53.2952 | -9.1332
365269X | MV/LV Substation WH***269X |  | 10 kV | _ | LV | 400 kVA :Kiosk Substation | 0.4 | --> | 0.4 | 0 | 0 | Constrained, otherwise capacity available =366 kVA | --> | 0.38 | 0 | 0 | 0.375 | 0 |  | --> | C19 ex WHITESTOWN | Whitestown [T41,T42] | COOKSTOWN |  | 53.2803 | -6.3838
012760X | MV/LV Substation KI***760X |  | 20 kV | _ | LV | 630 kVA :Kiosk Substation | 0.63 | --> | 0.63 | 0.5 | 2.83 |  | --> | 0.598 | 0 | 0 | 0 | 0 | Constrained, otherwise capacity available =596 kW | --> | E12 ex BAGENALSTOWN | Bagenalstown [T421,T422] | CARLOW |  | 52.6988 | -6.9391
0524583 | MV/LV Substation TR***4583 |  | 20 kV | _ | LV | 630 kVA :Building Structure | 0.63 | --> | 0.63 | 0 | 0 | Constrained, otherwise capacity available =493 kVA | --> | 0.598 | 0 | 0 | 0 | 0 | Constrained, otherwise capacity available =595 kW | --> | E20 ex BALLINDERRY | Ballinderry [T41,T422] | MULLINGAR |  | 53.4104 | -7.3931
042015 | MV/LV Substation TH***015 |  | 10 kV | _ | LV | 200 kVA :Kiosk Substation | 0.2 | --> | 0.2 | 0.13 | 1.93 |  | --> | 0.19 | 0 | 0.023 | 0 | 0 | Constrained, otherwise capacity available =163 kW | --> | C13 ex TURLOUGH ROAD | Turlough Road [T41,T42] | CASTLEBAR |  | 53.8635 | -9.289
068997 | MV/LV Substation CU***997 |  | 10 kV | _ | LV | 630 kVA :Building Structure | 0.63 | --> | 0.63 | 0 | 0 | Constrained, otherwise capacity available =488 kVA | --> | 0.598 | 0 | 0 | 0.5 | 0 |  | --> | C14 ex GLOUCESTER PLACE | Gloucester Place [T41,T42] | MCDERMOTT |  | 53.3517 | -6.2557
081031Z | MV/LV Substation TE***031Z |  | 10 kV | _ | LV | 400 kVA :Building Structure | 0.4 | --> | 0.4 | 0 | 0 | Constrained, otherwise capacity available =243 kVA | --> | 0.38 | 0 | 0 | 0.358 | 0 |  | --> | C14 ex LIFFEY VALLEY | Liffey Valley [T41,T42] | INCHICORE 220KV |  | 53.349 | -6.4104
011519Y | MV/LV Substation CO***519Y |  | 10 kV | _ | LV | 50 kVA :Pole Substation | 0.05 | --> | 0.05 | 0.037 | 0.04 | Constrained, otherwise capacity available =46 kVA | --> | 0.048 | 0 | 0 | 0 | 0 | Constrained, otherwise capacity available =47 kW | --> | C19 ex CALLAN | Callan [T41,T42] | KILKENNY |  | 52.5491 | -7.39
214138 | MV/LV Substation CO***138 |  | 20 kV | _ | LV | 50 kVA :Pole Substation | 0.05 | --> | 0.05 | 0 | 0 | Constrained, otherwise capacity available =34 kVA | --> | 0.048 | 0 | 0 | 0 | 0 | Constrained, otherwise capacity available =45 kW | --> | C11 ex DRUMQUIN | Drumquin [T42] | ENNIS |  | 52.8296 | -9.1825
036072Y | MV/LV Substation LA***072Y |  | 20 kV | _ | LV | 50 kVA :Pole Substation | 0.05 | --> | 0.05 | 0.05 | 1.4 |  | --> | 0.048 | 0 | 0 | 0 | 0 | Constrained, otherwise capacity available =48 kW | --> | E17 ex KILROSS ROAD | Kilross Road [T421] | TIPPERARY |  | 52.4681 | -8.2674
052944X | MV/LV Substation CH***944X |  | 10 kV | _ | LV | 200 kVA :Kiosk Substation | 0.2 | --> | 0.2 | 0 | 0 | Constrained, otherwise capacity available =115 kVA | --> | 0.19 | 0 | 0.014 | 0 | 0 | Constrained, otherwise capacity available =168 kW | --> | C21 ex BALLINDERRY | Ballinderry [T41,T422] | MULLINGAR |  | 53.5139 | -7.3307
009246Y | MV/LV Substation NE***246Y |  | 10 kV | _ | LV | 630 kVA :Building Structure | 0.63 | --> | 0.63 | 0 | 0 | Constrained, otherwise capacity available =503 kVA | --> | 0.598 | 0 | 0 | 0 | 0 | Constrained, otherwise capacity available =581 kW | --> | E12 ex KILCARRAGH | Kilcarragh [T421,T422] | BUTLERSTOWN |  | 52.2412 | -7.0673
042707X | MV/LV Substation LA***707X |  | 10 kV | _ | LV | 200 kVA :Kiosk Substation | 0.2 | --> | 0.2 | 0.134 | 1.93 |  | --> | 0.19 | 0 | 0.015 | 0 | 0 | Constrained, otherwise capacity available =170 kW | --> | C16 ex TURLOUGH ROAD | Turlough Road [T41,T42] | CASTLEBAR |  | 53.869 | -9.3
052165Z | MV/LV Substation BA***165Z |  | 20 kV | _ | LV | 50 kVA :Pole Substation | 0.05 | --> | 0.05 | 0 | 0 | Constrained, otherwise capacity available =33 kVA | --> | 0.048 | 0 | 0 | 0 | 0 | Constrained, otherwise capacity available =45 kW | --> | C15 ex DELVIN | Delvin [T41,T42] | MULLINGAR |  | 53.5605 | -7.134
417131X | MV/LV Substation LO***131X |  | 20 kV | _ | LV | 200 kVA :Pole Substation | 0.2 | --> | 0.2 | 0.194 | 8.5 |  | --> | 0.19 | 0 | 0 | 0 | 0 | Constrained, otherwise capacity available =189 kW | --> | E14 ex ARIGNA | Arigna [T121] | ARIGNA |  | 54.0525 | -8.0457
067510X | MV/LV Substation BU***510X |  | 20 kV | _ | LV | 400 kVA :Kiosk Substation | 0.4 | --> | 0.4 | 0 | 0 | Constrained, otherwise capacity available =225 kVA | --> | 0.38 | 0 | 0 | 0 | 0 | Constrained, otherwise capacity available =356 kW | --> | E18 ex CRATLOE | Cratloe [T421,T422] | ARDNACRUSHA |  | 52.6962 | -8.8124
093569Z | MV/LV Substation BL***569Z |  | 10 kV | _ | LV | 630 kVA :Building Structure | 0.63 | --> | 0.63 | 0 | 0 | Constrained, otherwise capacity available =570 kVA | --> | 0.598 | 0 | 0 | 0.5 | 0 |  | --> | C17 ex POPPINTREE | Poppintree [T101,T102] | FINGLAS |  | 53.4009 | -6.2592
055890X | MV/LV Substation GL***890X |  | 10 kV | _ | LV | 50 kVA :Pole Substation | 0.05 | --> | 0.05 | 0 | 0 | Constrained, otherwise capacity available =36 kVA | --> | 0.048 | 0 | 0 | 0 | 0 | Constrained, otherwise capacity available =46 kW | --> | C17 ex ROSCREA | Roscrea [T41,T42] | IKERRIN |  | 52.9175 | -7.8194
0254207 | MV/LV Substation KN***4207 |  | 10 kV | _ | LV | 50 kVA :Pole Substation | 0.05 | --> | 0.05 | 0.041 | 1.93 |  | --> | 0.048 | 0 | 0.056 | 0 | 0 | Constrained, otherwise capacity available =5 kW | --> | C17 ex MILFORD (MWR) | Milford (mwr) [T41] | CHARLEVILLE |  | 52.3349 | -8.9235
350014X | MV/LV Substation ER***014X |  | 10 kV | _ | LV | 100 kVA :Pole Substation | 0.1 | --> | 0.1 | 0.096 | 1.57 |  | --> | 0.095 | 0 | 0 | 0 | 0 | Constrained, otherwise capacity available =94 kW | --> | C16 ex BUNDORAN | Bundoran [T41,T42] | CATHALEENS FALL |  | 54.4913 | -8.24
017113X | MV/LV Substation TY***113X |  | 10 kV | _ | LV | 50 kVA :Pole Substation | 0.05 | --> | 0.05 | 0.032 | 1.98 |  | --> | 0.048 | 0 | 0 | 0 | 0 | Constrained, otherwise capacity available =45 kW | --> | E18 ex RATHKEALE | Rathkeale [T421,T422] | RATHKEALE |  | 52.5266 | -8.9457
066255X | MV/LV Substation MO***255X |  | 10 kV | _ | LV | 200 kVA :Kiosk Substation | 0.2 | --> | 0.2 | 0 | 0 | Constrained, otherwise capacity available =138 kVA | --> | 0.19 | 0 | 0.008 | 0 | 0 | Constrained, otherwise capacity available =176 kW | --> | C19 ex SWORDS | Swords [T41,T42] | GLASMORE |  | 53.463 | -6.2319
2934374 | MV/LV Substation BL***4374 |  | 20 kV | _ | LV | 200 kVA :Pole Substation | 0.2 | --> | 0.2 | 0.2 | 0.43 |  | --> | 0.19 | 0 | 0 | 0 | 0 | Constrained, otherwise capacity available =190 kW | --> | E16 ex TULLOW | Tullow [T421,T422] | CARLOW |  | 52.7525 | -6.6614
0064396 | MV/LV Substation FE***4396 |  | 10 kV | _ | LV | 630 kVA :Kiosk Substation | 0.63 | --> | 0.63 | 0.5 | 3.12 |  | --> | 0.598 | 0 | 0 | 0 | 0 | Constrained, otherwise capacity available =598 kW | --> | C14 ex BELLFIELD | Bellfield [T41,T42] | CRANE |  | 52.5105 | -6.5784
066253 | MV/LV Substation YE***253 |  | 10 kV | _ | LV | 400 kVA :Kiosk Substation | 0.4 | --> | 0.4 | 0 | 0 | Constrained, otherwise capacity available =274 kVA | --> | 0.38 | 0 | 0.059 | 0.319 | 0 |  | --> | C17 ex MOUNTGORRY | Mountgorry [T41,T42] | GRANGE (DR) |  | 53.4511 | -6.1698
116766 | MV/LV Substation FA***766 |  | 20 kV | _ | LV | 50 kVA :Pole Substation | 0.05 | --> | 0.05 | 0.038 | 8.1 |  | --> | 0.048 | 0 | 0 | 0 | 0 | Constrained, otherwise capacity available =46 kW | --> | E11 ex WESTPORT | Westport [T421,T422] | CASTLEBAR |  | 53.7704 | -9.7497
034063 | MV/LV Substation PR***063 |  | 20 kV | _ | LV | 200 kVA :Pole Substation | 0.2 | --> | 0.2 | 0.143 | 0.57 |  | --> | 0.19 | 0 | 0.018 | 0 | 0 | Constrained, otherwise capacity available =169 kW | --> | E19 ex LAWLESSTOWN | Lawlesstown [T42,T421] | DOON |  | 52.4687 | -7.7001
154360Z | MV/LV Substation DU***360Z |  | 20 kV | _ | LV | 50 kVA :Pole Substation | 0.05 | --> | 0.05 | 0 | 0 | Constrained, otherwise capacity available =49 kVA | --> | 0.048 | 0 | 0 | 0 | 0 | Constrained, otherwise capacity available =47 kW | --> | C17 ex MONEYCOOLEY | Moneycooley [T41,T42,T44] | GRIFFINRATH |  | 53.4271 | -6.4932
082408X | MV/LV Substation WA***408X |  | 20 kV | _ | LV | 50 kVA :Pole Substation | 0.05 | --> | 0.05 | 0 | 0 | Constrained, otherwise capacity available =26 kVA | --> | 0.048 | 0 | 0 | 0 | 0 | Constrained, otherwise capacity available =44 kW | --> | E11 ex ACADEMY STREET | Academy Street [T421,T422,T44] | NAVAN |  | 53.6182 | -6.5604
137983 | MV/LV Substation KI***983 |  | 10 kV | _ | LV | 50 kVA :Pole Substation | 0.05 | --> | 0.05 | 0.041 | 2.18 |  | --> | 0.048 | 0 | 0 | 0 | 0 | Constrained, otherwise capacity available =46 kW | --> | C17 ex BALLYRICKARD | Ballyrickard [T41,T42] | TRALEE |  | 52.3137 | -9.7985
032347Y | MV/LV Substation CO***347Y |  | 20 kV | _ | LV | 200 kVA :Kiosk Substation | 0.2 | --> | 0.2 | 0 | 0 | Constrained, otherwise capacity available =161 kVA | --> | 0.19 | 0 | 0.025 | 0 | 0 | Constrained, otherwise capacity available =166 kW | --> | C21 ex TRAMORE | Tramore [T41,T42] | BUTLERSTOWN |  | 52.1713 | -7.2635
066275X | MV/LV Substation AS***275X |  | 10 kV | _ | LV | 200 kVA :Kiosk Substation | 0.2 | --> | 0.2 | 0 | 0 | Constrained, otherwise capacity available =122 kVA | --> | 0.19 | 0 | 0.012 | 0.17 | 0 |  | --> | C15 ex MOUNTGORRY | Mountgorry [T41,T42] | GRANGE (DR) |  | 53.4551 | -6.2116
082791X | MV/LV Substation WH***791X |  | 10 kV | _ | LV | 100 kVA :Pole Substation | 0.1 | --> | 0.1 | 0.088 | 2.01 |  | --> | 0.095 | 0 | 0 | 0 | 0 | Constrained, otherwise capacity available =93 kW | --> | C18 ex ABBEYLAND | Abbeyland [T41,T42] | NAVAN |  | 53.6595 | -6.7205
068553X | MV/LV Substation HI***553X |  | 10 kV | _ | LV | 1000 kVA :Building Structure | 1 | --> | 1 | 0.5 | 9.28 |  | --> | 0.95 | 0 | 0 | 0.5 | 0 |  | --> | C26 ex PEMBROKE | Pembroke [T41,T42,T43,T44] | RINGSEND |  | 53.3385 | -6.2351
053001X | MV/LV Substation LO***001X |  | 10 kV | _ | LV | 400 kVA :Building Structure | 0.4 | --> | 0.4 | 0.4 | 3.28 |  | --> | 0.38 | 0 | 0 | 0.38 | 0 |  | --> | C25 ex SRAH | Srah [T43] | THORNSBERRY |  | 53.2814 | -7.5087
365957 | MV/LV Substation JO***957 |  | 10 kV | _ | LV | 400 kVA :Building Structure | 0.4 | --> | 0.4 | 0 | 0 | Constrained, otherwise capacity available =329 kVA | --> | 0.38 | 0 | 0 | 0.37 | 0 |  | --> | C14 ex BALLYMOUNT | Ballymount [T41,T42] | INCHICORE 220KV |  | 53.3191 | -6.36
122023 | MV/LV Substation VI***023 |  | 10 kV | _ | LV | 200 kVA :Pole Substation | 0.2 | --> | 0.2 | 0.071 | 4.18 |  | --> | 0.19 | 0 | 0.004 | 0 | 0 | Constrained, otherwise capacity available =169 kW | --> | C18 ex KINGSCOURT | Kingscourt [T41,T42] | MEATH HILL |  | 53.9051 | -6.8034
061288X | MV/LV Substation DR***288X |  | 10 kV | _ | LV | 50 kVA :Pole Substation | 0.05 | --> | 0.05 | 0.048 | 2.04 |  | --> | 0.048 | 0 | 0 | 0 | 0 | Constrained, otherwise capacity available =47 kW | --> | C19 ex BALLYBAY | Ballybay [T41,T42] | LISDRUM |  | 54.0579 | -6.9432
068011 | MV/LV Substation CR***011 |  | 10 kV | _ | LV | 1000 kVA :Building Structure | 1 | --> | 1 | 0.5 | 9.28 |  | --> | 0.95 | 0 | 0.003 | 0.5 | 0 |  | --> | C25 ex PEMBROKE | Pembroke [T41,T42,T43,T44] | RINGSEND |  | 53.3467 | -6.2464
204458 | MV/LV Substation QU***458 |  | 20 kV | _ | LV | 200 kVA :Pole Substation | 0.2 | --> | 0.2 | 0 | 0 | Constrained, otherwise capacity available =168 kVA | --> | 0.19 | 0 | 0.017 | 0 | 0 | Constrained, otherwise capacity available =173 kW | --> | E17 ex BUNCRANA | Buncrana [T421,T422] | TRILLICK |  | 55.0743 | -7.2666
0194120 | MV/LV Substation GA***4120 |  | 10 kV | _ | LV | 400 kVA :Building Structure | 0.4 | --> | 0.4 | 0.047 | 0.05 | Constrained, otherwise capacity available =368 kVA | --> | 0.38 | 0 | 0 | 0 | 0 | Constrained, otherwise capacity available =376 kW | --> | C20 ex BALLYBEGGAN | Ballybeggan [T43,T44] | TRALEE |  | 52.2663 | -9.6911
029511Y | MV/LV Substation CU***511Y |  | 10 kV | _ | LV | 400 kVA :Kiosk Substation | 0.4 | --> | 0.4 | 0 | 0 | Constrained, otherwise capacity available =200 kVA | --> | 0.38 | 0 | 0.076 | 0 | 0 | Constrained, otherwise capacity available =295 kW | --> | C12 ex KILLACLOYNE | Killacloyne [T41,T42] | MIDLETON |  | 51.9147 | -8.2594
066981 | MV/LV Substation RA***981 |  | 20 kV | _ | LV | 100 kVA :Pole Substation | 0.1 | --> | 0.1 | 0 | 0 | Constrained, otherwise capacity available =99 kVA | --> | 0.095 | 0 | 0.005 | 0 | 0 | Constrained, otherwise capacity available =91 kW | --> | E18 ex GLASMORE | Glasmore [T421,T422] | GLASMORE |  | 53.4747 | -6.2563
210364Y | MV/LV Substation AL***364Y |  | 10 kV | _ | LV | 400 kVA :Kiosk Substation | 0.4 | --> | 0.4 | 0 | 0 | Constrained, otherwise capacity available =340 kVA | --> | 0.38 | 0 | 0 | 0 | 0 | Constrained, otherwise capacity available =372 kW | --> | C17 ex CARRICKMACROSS | Carrickmacross [T41,T42] | MEATH HILL |  | 53.9792 | -6.7104
049840Y | MV/LV Substation OA***840Y |  | 10 kV | _ | LV | 630 kVA :Kiosk Substation | 0.63 | --> | 0.63 | 0.5 | 2.8 |  | --> | 0.598 | 0 | 0.01 | 0 | 0 | Constrained, otherwise capacity available =577 kW | --> | C17 ex GLEBE | Glebe [T41,T42] | RICHMOND |  | 53.7302 | -7.7762
068672 | MV/LV Substation CL***672 |  | 10 kV | _ | LV | 630 kVA :Building Structure | 0.63 | --> | 0.63 | 0.5 | 9.28 |  | --> | 0.598 | 0 | 0 | 0.5 | 0 |  | --> | C14 ex PEMBROKE | Pembroke [T41,T42,T43,T44] | RINGSEND |  | 53.338 | -6.2413
067056 | MV/LV Substation BR***056 |  | 10 kV | _ | LV | 400 kVA :Kiosk Substation | 0.4 | --> | 0.4 | 0 | 0 | Constrained, otherwise capacity available =229 kVA | --> | 0.38 | 0 | 0.08 | 0 | 0 | Constrained, otherwise capacity available =297 kW | --> | C12 ex CAHERDAVIN | Caherdavin [T41,T42] | ARDNACRUSHA |  | 52.6652 | -8.6592
018521 | MV/LV Substation TA***521 |  | 20 kV | _ | LV | 100 kVA :Pole Substation | 0.1 | --> | 0.1 | 0.075 | 3.75 |  | --> | 0.095 | 0 | 0 | 0 | 0 | Constrained, otherwise capacity available =92 kW | --> | C14 ex SMEARLA | Smearla [T41,T42] | TRIEN |  | 52.5743 | -9.3774
288014 | MV/LV Substation BA***014 |  | 10 kV | _ | LV | 400 kVA :Kiosk Substation | 0.4 | --> | 0.4 | 0.249 | 1.16 |  | --> | 0.38 | 0 | 0.078 | 0.301 | 0 |  | --> | C21 ex BREWERY ROAD | Brewery Road [T41,T42] | CARRICKMINES |  | 53.2796 | -6.2299
001212X | MV/LV Substation VA***212X |  | 10 kV | _ | LV | 1000 kVA :Building Structure | 1 | --> | 1 | 0.5 | 15.18 |  | --> | 0.95 | 0 | 0 | 0.5 | 0 |  | --> | C13 ex CENTRAL PARK | Central Park [T101,T102] | CARRICKMINES |  | 53.271 | -6.2028
154426Z | MV/LV Substation BT***426Z |  | 10 kV | _ | LV | 400 kVA :Building Structure | 0.4 | --> | 0.4 | 0 | 0 | Constrained, otherwise capacity available =321 kVA | --> | 0.38 | 0 | 0.04 | 0 | 0 | Constrained, otherwise capacity available =340 kW | --> | C11 ex BALLYCOOLIN | Ballycoolin [T41,T42,T43] | FINGLAS |  | 53.4116 | -6.3627
152630X | MV/LV Substation BO***630X |  | 20 kV | _ | LV | 200 kVA :Pole Substation | 0.2 | --> | 0.2 | 0 | 0 | Constrained, otherwise capacity available =179 kVA | --> | 0.19 | 0 | 0 | 0 | 0 | Constrained, otherwise capacity available =187 kW | --> | C16 ex CAPPAMORE | Cappamore [T41,T42] | ARDNACRUSHA |  | 52.6065 | -8.2549
109297 | MV/LV Substation OA***297 |  | 10 kV | _ | LV | 400 kVA :Building Structure | 0.4 | --> | 0.4 | 0.287 | 0.38 |  | --> | 0.38 | 0 | 0 | 0.364 | 0 |  | --> | C20 ex RINEANNA | Rineanna [T41,T42] | DRUMLINE |  | 52.7131 | -8.8742
005034 | MV/LV Substation CO***034 |  | 10 kV | _ | LV | 400 kVA :Kiosk Substation | 0.4 | --> | 0.4 | 0 | 0 | Constrained, otherwise capacity available =331 kVA | --> | 0.38 | 0 | 0.032 | 0 | 0 | Constrained, otherwise capacity available =347 kW | --> | C11 ex GARDEN CITY | Garden City [T41,T42] | ARKLOW |  | 52.6782 | -6.2987
281325X | MV/LV Substation MY***325X |  | 10 kV | _ | LV | 100 kVA :Pole Substation | 0.1 | --> | 0.1 | 0 | 0 | Constrained, otherwise capacity available =87 kVA | --> | 0.095 | 0 | 0.006 | 0 | 0 | Constrained, otherwise capacity available =89 kW | --> | C17 ex CARRIGALINE | Carrigaline [T41,T42] | BARNAHELY |  | 51.791 | -8.3066
0554059 | MV/LV Substation JO***4059 |  | 10 kV | _ | LV | 50 kVA :Pole Substation | 0.05 | --> | 0.05 | 0 | 0 | Constrained, otherwise capacity available =39 kVA | --> | 0.048 | 0 | 0 | 0 | 0 | Constrained, otherwise capacity available =46 kW | --> | C19 ex ROSCREA | Roscrea [T41,T42] | IKERRIN |  | 52.9009 | -7.9751
1424122 | MV/LV Substation KN***4122 |  | 10 kV | _ | LV | 50 kVA :Pole Substation | 0.05 | --> | 0.05 | 0 | 0 | Constrained, otherwise capacity available =42 kVA | --> | 0.048 | 0 | 0 | 0 | 0 | Constrained, otherwise capacity available =46 kW | --> | C11 ex ATHENRY | Athenry [T41,T42] | GALWAY 110KV |  | 53.3036 | -8.8148
119426X | MV/LV Substation GR***426X |  | 10 kV | _ | LV | 400 kVA :Kiosk Substation | 0.4 | --> | 0.4 | 0 | 0 | Constrained, otherwise capacity available =304 kVA | --> | 0.38 | 0 | 0.012 | 0 | 0 | Constrained, otherwise capacity available =358 kW | --> | C12 ex KANTURK | Kanturk [T41,T42] | GLENLARA |  | 52.1807 | -8.8998
068570 | MV/LV Substation BL***570 |  | 10 kV | _ | LV | 630 kVA :Building Structure | 0.63 | --> | 0.63 | 0 | 0 | Constrained, otherwise capacity available =626 kVA | --> | 0.598 | 0 | 0.002 | 0.5 | 0 |  | --> | C16 ex WATLING STREET | Watling Street [T41,T42] | FRANCIS STREET |  | 53.3569 | -6.2952
052191 | MV/LV Substation BA***191 |  | 20 kV | _ | LV | 200 kVA :Pole Substation | 0.2 | --> | 0.2 | 0.11 | 10.9 |  | --> | 0.19 | 0 | 0.005 | 0.174 | 0 |  | --> | C25 ex MULLINGAR | Mullingar [T101,T102] | MULLINGAR |  | 53.5832 | -7.5376
288296X | MV/LV Substation BE***296X |  | 10 kV | _ | LV | 1000 kVA :Building Structure | 1 | --> | 1 | 0.5 | 1.16 |  | --> | 0.95 | 0 | 0 | 0.5 | 0 |  | --> | C20 ex BREWERY ROAD | Brewery Road [T41,T42] | CARRICKMINES |  | 53.2782 | -6.2171
031212 | MV/LV Substation ST***212 |  | 20 kV | _ | LV | 100 kVA :Pole Substation | 0.1 | --> | 0.1 | 0 | 0 | Constrained, otherwise capacity available =53 kVA | --> | 0.095 | 0 | 0.005 | 0 | 0 | Constrained, otherwise capacity available =85 kW | --> | E16 ex KILMACTHOMAS | Kilmacthomas [T421,T422] | DUNGARVAN |  | 52.1321 | -7.4611
0664365 | MV/LV Substation BO***4365 |  | 10 kV | _ | LV | 400 kVA :Kiosk Substation | 0.4 | --> | 0.4 | 0 | 0 | Constrained, otherwise capacity available =394 kVA | --> | 0.38 | 0 | 0.002 | 0 | 0 | Constrained, otherwise capacity available =378 kW | --> | C14 ex SWORDS | Swords [T41,T42] | GLASMORE |  | 53.4645 | -6.234
281770X | MV/LV Substation FE***770X |  | 10 kV | _ | LV | 400 kVA :Kiosk Substation | 0.4 | --> | 0.4 | 0.328 | 6.78 |  | --> | 0.38 | 0 | 0.005 | 0.366 | 0 |  | --> | C26 ex CASTLEVIEW | Castleview [T101,T102] | CASTLEVIEW |  | 51.8964 | -8.3997
1444176 | MV/LV Substation OL***4176 |  | 10 kV | _ | LV | 50 kVA :Pole Substation | 0.05 | --> | 0.05 | 0.04 | 2.78 |  | --> | 0.048 | 0 | 0 | 0 | 0 | Constrained, otherwise capacity available =46 kW | --> | E16 ex BALLYRAGGET | Ballyragget [T421,T422] | BALLYRAGGET |  | 52.8009 | -7.3676
069258 | MV/LV Substation GL***258 |  | 10 kV | _ | LV | 630 kVA :Kiosk Substation | 0.63 | --> | 0.63 | 0 | 0 | Constrained, otherwise capacity available =506 kVA | --> | 0.598 | 0 | 0.044 | 0.5 | 0 |  | --> | C18 ex BALLYBODEN | Ballyboden [T41,T42] | COOKSTOWN |  | 53.2941 | -6.2891
1364087 | MV/LV Substation BA***4087 |  | 20 kV | _ | LV | 50 kVA :Pole Substation | 0.05 | --> | 0.05 | 0 | 0 | Constrained, otherwise capacity available =50 kVA | --> | 0.048 | 0 | 0 | 0 | 0 | Constrained, otherwise capacity available =48 kW | --> | C20 ex ROSCOMMON | Roscommon [T41,T42] | LANESBORO |  | 53.7701 | -8.2784
036409X | MV/LV Substation OO***409X |  | 20 kV | _ | LV | 200 kVA :Pole Substation | 0.2 | --> | 0.2 | 0 | 0 | Constrained, otherwise capacity available =154 kVA | --> | 0.19 | 0 | 0.004 | 0 | 0 | Constrained, otherwise capacity available =181 kW | --> | E18 ex GARRANACANTY | Garranacanty [T421,T422] | TIPPERARY |  | 52.5343 | -8.2666
066166Y | MV/LV Substation CO***166Y |  | 20 kV | _ | LV | 630 kVA :Building Structure | 0.63 | --> | 0.63 | 0 | 0 | Constrained, otherwise capacity available =456 kVA | --> | 0.598 | 0 | 0.065 | 0 | 0 | Constrained, otherwise capacity available =526 kW | --> | E20 ex BALTRASNA | Baltrasna [T121,T122] | BALTRASNA |  | 53.5188 | -6.4104
0494492 | MV/LV Substation GE***4492 |  | 20 kV | _ | LV | 50 kVA :Pole Substation | 0.05 | --> | 0.05 | 0.05 | 0.21 |  | --> | 0.048 | 0 | 0 | 0 | 0 | Constrained, otherwise capacity available =48 kW | --> | E17 ex LONGFORD | Longford [T421,T422] | RICHMOND |  | 53.8061 | -7.6221
281489Y | MV/LV Substation CA***489Y |  | 10 kV | _ | LV | 400 kVA :Building Structure | 0.4 | --> | 0.4 | 0 | 0 | Constrained, otherwise capacity available =151 kVA | --> | 0.38 | 0 | 0 | 0 | 0 | Constrained, otherwise capacity available =345 kW | --> | C13 ex DENNEHYS CROSS | Dennehys Cross [T41,T42] | TRABEG |  | 51.8929 | -8.5076
120472Y | MV/LV Substation BE***472Y |  | 20 kV | _ | LV | 630 kVA :Kiosk Substation | 0.63 | --> | 0.63 | 0 | 0 | Constrained, otherwise capacity available =524 kVA | --> | 0.598 | 0 | 0 | 0 | 0 | Constrained, otherwise capacity available =584 kW | --> | E18 ex EDENDERRY | Edenderry [T421,T422] | BLAKE |  | 53.3428 | -7.0516
111050X | MV/LV Substation TH***050X |  | 20 kV | _ | LV | 50 kVA :Pole Substation | 0.05 | --> | 0.05 | 0.041 | 0.94 |  | --> | 0.048 | 0 | 0 | 0 | 0 | Constrained, otherwise capacity available =46 kW | --> | E15 ex CASTLETOWNBERE | Castletownbere [T421] | BALLYLICKY |  | 51.6502 | -9.9171
067808Y | MV/LV Substation NE***808Y |  | 20 kV | _ | LV | 630 kVA :Building Structure | 0.63 | --> | 0.63 | 0.473 | 6.81 |  | --> | 0.598 | 0 | 0 | 0.5 | 0 |  | --> | C03 ex AHANE | Ahane [T102] | AHANE |  | 52.6628 | -8.5373
002093 | MV/LV Substation OR***093 |  | 10 kV | _ | LV | 400 kVA :Kiosk Substation | 0.4 | --> | 0.4 | 0.244 | 2.36 |  | --> | 0.38 | 0 | 0.034 | 0.333 | 0 |  | --> | C19 ex BRAY | Bray [T41,T42] | FASSAROE |  | 53.1927 | -6.1071
053386 | MV/LV Substation MO***386 |  | 10 kV | _ | LV | 100 kVA :Pole Substation | 0.1 | --> | 0.1 | 0 | 0 | Constrained, otherwise capacity available =91 kVA | --> | 0.095 | 0 | 0 | 0.094 | 0 |  | --> | C21 ex CLONMINCH | Clonminch [T41,T422] | THORNSBERRY |  | 53.1988 | -7.4833
068320 | MV/LV Substation LI***320 |  | 10 kV | _ | LV | 630 kVA :Building Structure | 0.63 | --> | 0.63 | 0.5 | 2.6 |  | --> | 0.598 | 0 | 0 | 0.5 | 0 |  | --> | C27 ex WOLFE TONE STREET | Wolfe Tone Street [T101,T102] | FINGLAS |  | 53.3485 | -6.2556
081518 | MV/LV Substation KI***518 |  | 10 kV | _ | LV | 400 kVA :Kiosk Substation | 0.4 | --> | 0.4 | 0 | 0 | Constrained, otherwise capacity available =336 kVA | --> | 0.38 | 0 | 0 | 0.371 | 0 |  | --> | C14 ex BALGADDY | Balgaddy [T41,T42] | GRANGE CASTLE |  | 53.3355 | -6.4281
265617X | MV/LV Substation FU***617X |  | 20 kV | _ | LV | 50 kVA :Pole Substation | 0.05 | --> | 0.05 | 0.037 | 0.07 |  | --> | 0.048 | 0 | 0 | 0 | 0 | Constrained, otherwise capacity available =46 kW | --> | E17 ex BALLYCONNELL | Ballyconnell [T421,T422] | GORTAWEE |  | 54.1889 | -7.7043
004626 | MV/LV Substation IR***626 |  | 10 kV | _ | LV | 50 kVA :Pole Substation | 0.05 | --> | 0.05 | 0.05 | 0.45 |  | --> | 0.048 | 0 | 0 | 0 | 0 | Constrained, otherwise capacity available =48 kW | --> | C12 ex KILMAGIG | Kilmagig [T42] | ARKLOW |  | 52.8333 | -6.2411
067534X | MV/LV Substation KN***534X |  | 10 kV | _ | LV | 100 kVA :Pole Substation | 0.1 | --> | 0.1 | 0 | 0 | Constrained, otherwise capacity available =100 kVA | --> | 0.095 | 0 | 0 | 0 | 0 | Constrained, otherwise capacity available =95 kW | --> | C11 ex MOYLISH | Moylish [T41,T42] | ARDNACRUSHA |  | 52.6961 | -8.6466
014654Z | MV/LV Substation BO***654Z |  | 20 kV | _ | LV | 200 kVA :Pole Substation | 0.2 | --> | 0.2 | 0 | 0 | Constrained, otherwise capacity available =200 kVA | --> | 0.19 | 0 | 0 | 0 | 0 | Constrained, otherwise capacity available =190 kW | --> | C14 ex KILDARE | Kildare [T41,T42] | NEWBRIDGE |  | 53.203 | -6.9546
1564357 | MV/LV Substation SC***4357 |  | 10 kV | _ | LV | 50 kVA :Pole Substation | 0.05 | --> | 0.05 | 0.038 | 2.04 |  | --> | 0.048 | 0 | 0 | 0 | 0 | Constrained, otherwise capacity available =46 kW | --> | C18 ex BALLYBAY | Ballybay [T41,T42] | LISDRUM |  | 54.1835 | -6.9143
156422Y | MV/LV Substation UR***422Y |  | 20 kV | _ | LV | 50 kVA :Pole Substation | 0.05 | --> | 0.05 | 0.048 | 2.47 |  | --> | 0.048 | 0 | 0 | 0 | 0 | Constrained, otherwise capacity available =47 kW | --> | E13 ex TELAYDON | Telaydon [T42,T421] | LISDRUM |  | 54.2797 | -7.0655
281516Y | MV/LV Substation HA***516Y |  | 10 kV | _ | LV | 400 kVA :Building Structure | 0.4 | --> | 0.4 | 0.201 | 7.88 |  | --> | 0.38 | 0 | 0 | 0.352 | 0 |  | --> | C18 ex LIBERTY STREET | Liberty Street [T101,T102] | LIBERTY STREET |  | 51.8911 | -8.4906
1304116 | MV/LV Substation NA***4116 |  | 10 kV | _ | LV | 50 kVA :Pole Substation | 0.05 | --> | 0.05 | 0.046 | 2.55 |  | --> | 0.048 | 0 | 0 | 0 | 0 | Constrained, otherwise capacity available =47 kW | --> | C25 ex EDGEWORTHSTOWN | Edgeworthstown [T421,T422] | RICHMOND |  | 53.7135 | -7.4607
156417 | MV/LV Substation SC***417 |  | 20 kV | _ | LV | 100 kVA :Pole Substation | 0.1 | --> | 0.1 | 0.051 | 2.47 |  | --> | 0.095 | 0 | 0.009 | 0 | 0 | Constrained, otherwise capacity available =81 kW | --> | E13 ex TELAYDON | Telaydon [T42,T421] | LISDRUM |  | 54.2772 | -7.0651
0654111 | MV/LV Substation CO***4111 |  | 10 kV | _ | LV | 400 kVA :Building Structure | 0.4 | --> | 0.4 | 0 | 0 | Constrained, otherwise capacity available =393 kVA | --> | 0.38 | 0 | 0 | 0 | 0 | Constrained, otherwise capacity available =379 kW | --> | C16 ex BALBRIGGAN | Balbriggan [T42] | GLASMORE |  | 53.6106 | -6.1899
281725 | MV/LV Substation MO***725 |  | 10 kV | _ | LV | 100 kVA :Pole Substation | 0.1 | --> | 0.1 | 0 | 0 | Constrained, otherwise capacity available =98 kVA | --> | 0.095 | 0 | 0 | 0 | 0 | Constrained, otherwise capacity available =95 kW | --> | C17 ex DOUGLAS | Douglas [T41,T42] | TRABEG |  | 51.8501 | -8.428
021460Z | MV/LV Substation EA***460Z |  | 10 kV | _ | LV | 630 kVA :Building Structure | 0.63 | --> | 0.63 | 0.402 | 6.78 |  | --> | 0.598 | 0 | 0.02 | 0.5 | 0 |  | --> | C39 ex CASTLEVIEW | Castleview [T101,T102] | CASTLEVIEW |  | 51.9053 | -8.3545
001083X | MV/LV Substation MA***083X |  | 10 kV | _ | LV | 400 kVA :Kiosk Substation | 0.4 | --> | 0.4 | 0 | 0 | Constrained, otherwise capacity available =353 kVA | --> | 0.38 | 0 | 0.004 | 0.371 | 0 |  | --> | C11 ex LOUGHLINSTOWN | Loughlinstown [T41,T42] | CARRICKMINES |  | 53.2348 | -6.1229
015493 | MV/LV Substation DU***493 |  | 10 kV | _ | LV | 50 kVA :Pole Substation | 0.05 | --> | 0.05 | 0 | 0 | Constrained, otherwise capacity available =38 kVA | --> | 0.048 | 0 | 0 | 0 | 0 | Constrained, otherwise capacity available =46 kW | --> | E13 ex BLESSINGTON | Blessington [T421,T422] | KILTEEL |  | 53.1507 | -6.6828
004706 | MV/LV Substation IN***706 |  | 10 kV | _ | LV | 33 kVA :Pole Substation | 0.033 | --> | 0.033 | 0 | 0 | Constrained, otherwise capacity available =25 kVA | --> | 0.031 | 0 | 0 | 0 | 0 | Constrained, otherwise capacity available =30 kW | --> | C23 ex TINAHASK | Tinahask [T41,T42] | ARKLOW |  | 52.7358 | -6.2382
068113X | MV/LV Substation JE***113X |  | 10 kV | _ | LV | 1000 kVA :Building Structure | 1 | --> | 1 | 0.086 | 2.6 |  | --> | 0.95 | 0 | 0 | 0.5 | 0 |  | --> | C15 ex WOLFE TONE STREET | Wolfe Tone Street [T101,T102] | FINGLAS |  | 53.3486 | -6.2655
281197Z | MV/LV Substation DE***197Z |  | 10 kV | _ | LV | 630 kVA :Building Structure | 0.63 | --> | 0.63 | 0.5 | 7.88 |  | --> | 0.598 | 0 | 0 | 0.5 | 0 |  | --> | C25 ex LIBERTY STREET | Liberty Street [T101,T102] | LIBERTY STREET |  | 51.9002 | -8.4817
1094045 | MV/LV Substation FA***4045 |  | 10 kV | _ | LV | 400 kVA :Building Structure | 0.4 | --> | 0.4 | 0 | 0 | Constrained, otherwise capacity available =335 kVA | --> | 0.38 | 0 | 0 | 0.371 | 0 |  | --> | C18 ex SHANNON | Shannon [T41,T42] | DRUMLINE |  | 52.7061 | -8.8982
039186X | MV/LV Substation TH***186X |  | 10 kV | _ | LV | 400 kVA :Kiosk Substation | 0.4 | --> | 0.4 | 0 | 0 | Constrained, otherwise capacity available =380 kVA | --> | 0.38 | 0 | 0.014 | 0 | 0 | Constrained, otherwise capacity available =367 kW | --> | C13 ex SPIDDAL |  |  |  | 53.2488 | -9.2166
216883 | MV/LV Substation RA***883 |  | 20 kV | _ | LV | 630 kVA :Building Structure | 0.63 | --> | 0.63 | 0 | 0 | Constrained, otherwise capacity available =629 kVA | --> | 0.598 | 0 | 0 | 0 | 0 | Constrained, otherwise capacity available =598 kW | --> | C26 ex GLENTIES | Glenties [T41,T42] | BINBANE |  | 54.8395 | -8.2099
042302 | MV/LV Substation BA***302 |  | 10 kV | _ | LV | 50 kVA :Pole Substation | 0.05 | --> | 0.05 | 0.028 | 1.93 |  | --> | 0.048 | 0 | 0.004 | 0 | 0 | Constrained, otherwise capacity available =41 kW | --> | C18 ex TURLOUGH ROAD | Turlough Road [T41,T42] | CASTLEBAR |  | 53.8923 | -9.1528
067940Y | MV/LV Substation DR***940Y |  | 10 kV | _ | LV | 630 kVA :Kiosk Substation | 0.63 | --> | 0.63 | 0.5 | 13.8 |  | --> | 0.598 | 0 | 0.012 | 0.5 | 0 |  | --> | C13 ex SINGLAND | Singland [T101,T102] | SINGLAND |  | 52.6674 | -8.6007
136600Y | MV/LV Substation OG***600Y |  | 20 kV | _ | LV | 50 kVA :Pole Substation | 0.05 | --> | 0.05 | 0 | 0 | Constrained, otherwise capacity available =45 kVA | --> | 0.048 | 0 | 0 | 0 | 0 | Constrained, otherwise capacity available =47 kW | --> | C20 ex ROSCOMMON | Roscommon [T41,T42] | LANESBORO |  | 53.7771 | -8.2761
0624337 | MV/LV Substation AP***4337 |  | 10 kV | _ | LV | 400 kVA :Building Structure | 0.4 | --> | 0.4 | 0.277 | 3.12 |  | --> | 0.38 | 0 | 0 | 0 | 0 | Constrained, otherwise capacity available =363 kW | --> | C18 ex MARSHES | Marshes [T41,T42] | DUNDALK |  | 53.9868 | -6.3786
220552X | MV/LV Substation ER***552X |  | 10 kV | _ | LV | 630 kVA :Kiosk Substation | 0.63 | --> | 0.63 | 0.5 | 1.36 |  | --> | 0.598 | 0 | 0.004 | 0 | 0 | Constrained, otherwise capacity available =588 kW | --> | C11 ex CROSSMOLINA | Crossmolina [T41,T42] | MOY |  | 54.0999 | -9.3244
0654031 | MV/LV Substation WE***4031 |  | 20 kV | _ | LV | 50 kVA :Pole Substation | 0.05 | --> | 0.05 | 0 | 0 | Constrained, otherwise capacity available =46 kVA | --> | 0.048 | 0 | 0 | 0 | 0 | Constrained, otherwise capacity available =47 kW | --> | E23 ex BALTRASNA | Baltrasna [T121,T122] | BALTRASNA |  | 53.5764 | -6.31
281805X | MV/LV Substation MA***805X |  | 10 kV | _ | LV | 400 kVA :Kiosk Substation | 0.4 | --> | 0.4 | 0 | 0 | Constrained, otherwise capacity available =319 kVA | --> | 0.38 | 0 | 0.035 | 0 | 0 | Constrained, otherwise capacity available =343 kW | --> | C21 ex DOUGLAS | Douglas [T41,T42] | TRABEG |  | 51.8709 | -8.4153
030310 | MV/LV Substation BR***310 |  | 10 kV | _ | LV | 50 kVA :Pole Substation | 0.05 | --> | 0.05 | 0 | 0 | Constrained, otherwise capacity available =50 kVA | --> | 0.048 | 0 | 0 | 0 | 0 | Constrained, otherwise capacity available =48 kW | --> | E19 ex FOXHOLE | Foxhole [T421,T422] | DUNGARVAN |  | 52.0729 | -7.8804
046308X | MV/LV Substation NA***308X |  | 10 kV | _ | LV | 630 kVA :Building Structure | 0.63 | --> | 0.63 | 0.498 | 5.78 |  | --> | 0.598 | 0 | 0 | 0.5 | 0 |  | --> | C11 ex OAKFIELD | Oakfield [T41,T42] | SLIGO |  | 54.2677 | -8.4828
116819X | MV/LV Substation RE***819X |  | 20 kV | _ | LV | 100 kVA :Pole Substation | 0.1 | --> | 0.1 | 0.099 | 8.1 |  | --> | 0.095 | 0 | 0 | 0 | 0 | Constrained, otherwise capacity available =95 kW | --> | E11 ex WESTPORT | Westport [T421,T422] | CASTLEBAR |  | 53.7786 | -9.6403
062079 | MV/LV Substation HY***079 |  | 10 kV | _ | LV | 200 kVA :Kiosk Substation | 0.2 | --> | 0.2 | 0.139 | 0.72 |  | --> | 0.19 | 0 | 0 | 0 | 0 | Constrained, otherwise capacity available =182 kW | --> | C12 ex COES ROAD | Coes Road [T41,T42] | DUNDALK |  | 54.0039 | -6.3816
365785X | MV/LV Substation BL***785X |  | 10 kV | _ | LV | 630 kVA :Building Structure | 0.63 | --> | 0.63 | 0 | 0 | Constrained, otherwise capacity available =488 kVA | --> | 0.598 | 0 | 0.096 | 0.5 | 0 |  | --> | C19 ex BALLYMOUNT | Ballymount [T41,T42] | INCHICORE 220KV |  | 53.3103 | -6.3509
0014035 | MV/LV Substation SA***4035 |  | 10 kV | _ | LV | 400 kVA :Building Structure | 0.4 | --> | 0.4 | 0.36 | 1.16 |  | --> | 0.38 | 0 | 0 | 0.374 | 0 |  | --> | C19 ex DEANSGRANGE | Deansgrange [T41,T42] | CARRICKMINES |  | 53.2895 | -6.168
031955X | MV/LV Substation D/***955X |  | 10 kV | _ | LV | 400 kVA :Kiosk Substation | 0.4 | --> | 0.4 | 0 | 0 | Constrained, otherwise capacity available =205 kVA | --> | 0.38 | 0 | 0.01 | 0 | 0 | Constrained, otherwise capacity available =345 kW | --> | C17 ex COLLIGAN | Colligan [T41,T42] | DUNGARVAN |  | 52.0955 | -7.6273
365857X | MV/LV Substation CO***857X |  | 10 kV | _ | LV | 400 kVA :Building Structure | 0.4 | --> | 0.4 | 0 | 0 | Constrained, otherwise capacity available =219 kVA | --> | 0.38 | 0 | 0 | 0.355 | 0 |  | --> | C23 ex CITYWEST | Citywest [T101,T102] | INCHICORE 220KV |  | 53.296 | -6.4134
160673Y | MV/LV Substation CO***673Y |  | 20 kV | _ | LV | 50 kVA :Pole Substation | 0.05 | --> | 0.05 | 0 | 0.12 |  | --> | 0.048 | 0 | 0.01 | 0.032 | 0 |  | --> | E64 ex ATHY | Athy [T101,T102] | ATHY |  | 53.0923 | -7.0866
029683Y | MV/LV Substation MA***683Y |  | 10 kV | _ | LV | 400 kVA :Kiosk Substation | 0.4 | --> | 0.4 | 0 | 0 | Constrained, otherwise capacity available =295 kVA | --> | 0.38 | 0 | 0.031 | 0 | 0 | Constrained, otherwise capacity available =342 kW | --> | C17 ex CARRIGSHANE | Carrigshane [T41] | MIDLETON |  | 51.8957 | -8.1692
070739 | MV/LV Substation BA***739 |  | 20 kV | _ | LV | 200 kVA :Pole Substation | 0.2 | --> | 0.2 | 0.085 | 0.76 |  | --> | 0.19 | 0 | 0.01 | 0 | 0 | Constrained, otherwise capacity available =166 kW | --> | E15 ex RATHMORE | Rathmore [T42,T421] | KNOCKEARAGH |  | 52.1789 | -9.2367
007490X | MV/LV Substation WH***490X |  | 10 kV | _ | LV | 200 kVA :Pole Substation | 0.2 | --> | 0.2 | 0.164 | 1.4 |  | --> | 0.19 | 0 | 0.016 | 0 | 0 | Constrained, otherwise capacity available =173 kW | --> | E18 ex KILLINICK | Killinick [T421,T422] | WEXFORD |  | 52.2772 | -6.3949
433181X | MV/LV Substation MO***181X |  | 10 kV | _ | LV | 50 kVA :Pole Substation | 0.05 | --> | 0.05 | 0.031 | 2.45 |  | --> | 0.048 | 0 | 0 | 0 | 0 | Constrained, otherwise capacity available =45 kW | --> | C19 ex GURTEEN | Gurteen [T41] | TONROE |  | 53.9406 | -8.4925
058031 | MV/LV Substation KY***031 |  | 10 kV | _ | LV | 200 kVA :Pole Substation | 0.2 | --> | 0.2 | 0 | 0 | Constrained, otherwise capacity available =200 kVA | --> | 0.19 | 0 | 0 | 0 | 0 | Constrained, otherwise capacity available =190 kW | --> | C15 ex KYLEERAGH | Kyleeragh [T41,T42] | NENAGH |  | 52.8687 | -8.1845
002548 | MV/LV Substation SU***548 |  | 10 kV | _ | LV | 100 kVA :Pole Substation | 0.1 | --> | 0.1 | 0 | 0 | Constrained, otherwise capacity available =48 kVA | --> | 0.095 | 0 | 0.003 | 0.086 | 0 |  | --> | C14 ex GREYSTONES | Greystones [T41,T42] | FASSAROE |  | 53.1598 | -6.1304
064931Y | MV/LV Substation BR***931Y |  | 10 kV | _ | LV | 400 kVA :Building Structure | 0.4 | --> | 0.4 | 0 | 0 | Constrained, otherwise capacity available =221 kVA | --> | 0.38 | 0 | 0.018 | 0 | 0 | Constrained, otherwise capacity available =343 kW | --> | C20 ex DRYBRIDGE | Drybridge [T41,T42] | DRYBRIDGE |  | 53.7197 | -6.3401
111839X | MV/LV Substation MI***839X |  | 20 kV | _ | LV | 100 kVA :Pole Substation | 0.1 | --> | 0.1 | 0.096 | 0.94 |  | --> | 0.095 | 0 | 0 | 0 | 0 | Constrained, otherwise capacity available =94 kW | --> | E21 ex CASTLETOWNBERE | Castletownbere [T421] | BALLYLICKY |  | 51.6582 | -9.8689
154051Z | MV/LV Substation RI***051Z |  | 10 kV | _ | LV | 400 kVA :Kiosk Substation | 0.4 | --> | 0.4 | 0 | 0 | Constrained, otherwise capacity available =240 kVA | --> | 0.38 | 0 | 0.049 | 0 | 0 | Constrained, otherwise capacity available =321 kW | --> | C11 ex COOLMINE | Coolmine [T41,T42] | FINGLAS |  | 53.374 | -6.3969
154591 | MV/LV Substation BA***591 |  | 10 kV | _ | LV | 30 kVA :Pole Substation | 0.03 | --> | 0.03 | 0 | 0 | Constrained, otherwise capacity available =18 kVA | --> | 0.028 | 0 | 0 | 0.027 | 0 |  | --> | C23 ex MACETOWN | Macetown [T101,T102] | MACETOWN |  | 53.387 | -6.4462
3654182 | MV/LV Substation SA***4182 |  | 10 kV | _ | LV | 400 kVA :Kiosk Substation | 0.4 | --> | 0.4 | 0 | 0 | Constrained, otherwise capacity available =377 kVA | --> | 0.38 | 0 | 0 | 0.377 | 0 |  | --> | C20 ex CLONDALKIN | Clondalkin [T41,T42,T44] | INCHICORE 220KV |  | 53.3201 | -6.3931
256238X | MV/LV Substation SU***238X |  | 10 kV | _ | LV | 400 kVA :Building Structure | 0.4 | --> | 0.4 | 0.31 | 1.28 |  | --> | 0.38 | 0 | 0 | 0 | 0 | Constrained, otherwise capacity available =368 kW | --> | C18 ex CASTLEREA | Castlerea [T41,T42] | CARRICK ON SHANNON |  | 53.7693 | -8.492
0814275 | MV/LV Substation CH***4275 |  | 10 kV | _ | LV | 400 kVA :Kiosk Substation | 0.4 | --> | 0.4 | 0 | 0 | Constrained, otherwise capacity available =387 kVA | --> | 0.38 | 0 | 0.025 | 0.36 | 0 |  | --> | C16 ex LUCAN EAST | Lucan East [T41,T42] | GRANGE CASTLE |  | 53.3652 | -6.4393
039149 | MV/LV Substation IN***149 |  | 10 kV | _ | LV | 630 kVA :Building Structure | 0.63 | --> | 0.63 | 0 | 0 | Constrained, otherwise capacity available =164 kVA | --> | 0.598 | 0 | 0 | 0 | 0 | Constrained, otherwise capacity available =532 kW | --> | C19 ex MONEENAGEISHA | Moneenageisha [T41,T42] | GALWAY 110KV |  | 53.2852 | -9.0306
017216X | MV/LV Substation BA***216X |  | 20 kV | _ | LV | 200 kVA :Pole Substation | 0.2 | --> | 0.2 | 0.2 | 1.58 |  | --> | 0.19 | 0 | 0 | 0 | 0 | Constrained, otherwise capacity available =190 kW | --> | C17 ex FOYNES | Foynes [T41,T42] | RATHKEALE |  | 52.537 | -9.1501
139639Y | MV/LV Substation OL***639Y |  | 20 kV | _ | LV | 100 kVA :Pole Substation | 0.1 | --> | 0.1 | 0.098 | 2.68 |  | --> | 0.095 | 0 | 0 | 0 | 0 | Constrained, otherwise capacity available =95 kW | --> | E12 ex OLDCASTLE | Oldcastle [T41,T422] | MULLINGAR |  | 53.744 | -7.1728
053063X | MV/LV Substation DI***063X |  | 10 kV | _ | LV | 100 kVA :Pole Substation | 0.1 | --> | 0.1 | 0.06 | 2.39 |  | --> | 0.095 | 0 | 0.024 | 0 | 0 | Constrained, otherwise capacity available =72 kW | --> | C11 ex SRAH | Srah [T41,T42] | THORNSBERRY |  | 53.2705 | -7.5033
025600Y | MV/LV Substation BR***600Y |  | 20 kV | _ | LV | 200 kVA :Pole Substation | 0.2 | --> | 0.2 | 0.147 | 2.96 |  | --> | 0.19 | 0 | 0 | 0 | 0 | Constrained, otherwise capacity available =183 kW | --> | E11 ex CHARLEVILLE | Charleville [T421,T422] | CHARLEVILLE |  | 52.4256 | -8.658
047140X | MV/LV Substation TH***140X |  | 10 kV | _ | LV | 400 kVA :Kiosk Substation | 0.4 | --> | 0.4 | 0.299 | 1.04 |  | --> | 0.38 | 0 | 0.021 | 0 | 0 | Constrained, otherwise capacity available =350 kW | --> | C15 ex BOYLE | Boyle [T41,T42] | CARRICK ON SHANNON |  | 53.9745 | -8.2815
176343 | MV/LV Substation CO***343 |  | 20 kV | _ | LV | 100 kVA :Pole Substation | 0.1 | --> | 0.1 | 0.092 | 18.78 |  | --> | 0.095 | 0 | 0.011 | 0.086 | 0 |  | --> | E17 ex HARTNETTS CROSS | Hartnetts Cross [T121,T422] | HARTNETTS CROSS |  | 51.9271 | -9.222
055351 | MV/LV Substation KI***351 |  | 10 kV | _ | LV | 100 kVA :Pole Substation | 0.1 | --> | 0.1 | 0 | 0 | Constrained, otherwise capacity available =68 kVA | --> | 0.095 | 0 | 0 | 0 | 0 | Constrained, otherwise capacity available =90 kW | --> | C20 ex TEMPLEMORE | Templemore [T41,T42] | IKERRIN |  | 52.8357 | -7.91
0544475 | MV/LV Substation TR***4475 |  | 10 kV | _ | LV | 400 kVA :Kiosk Substation | 0.4 | --> | 0.4 | 0 | 0 | Constrained, otherwise capacity available =349 kVA | --> | 0.38 | 0 | 0 | 0 | 0 | Constrained, otherwise capacity available =373 kW | --> | C23 ex PORTLAOISE | Portlaoise [T41,T42] | PORTLAOISE |  | 53.0364 | -7.3003
1604018 | MV/LV Substation TE***4018 |  | 20 kV | _ | LV | 100 kVA :Pole Substation | 0.1 | --> | 0.1 | 0 | 0 | Constrained, otherwise capacity available =86 kVA | --> | 0.095 | 0 | 0 | 0 | 0 | Constrained, otherwise capacity available =93 kW | --> | E11 ex PORTLAOISE |  |  |  | 53.0894 | -7.1846
0564127 | MV/LV Substation BI***4127 |  | 20 kV | _ | LV | 200 kVA :Kiosk Substation | 0.2 | --> | 0.2 | 0.199 | 0.89 |  | --> | 0.19 | 0 | 0 | 0 | 0 | Constrained, otherwise capacity available =190 kW | --> | E20 ex BIRR | Birr [T41,T422] | DALLOW |  | 53.0943 | -7.9204
002176 | MV/LV Substation KI***176 |  | 10 kV | _ | LV | 200 kVA :Kiosk Substation | 0.2 | --> | 0.2 | 0.13 | 2.36 |  | --> | 0.19 | 0 | 0.011 | 0.172 | 0 |  | --> | C12 ex BRAY | Bray [T41,T42] | FASSAROE |  | 53.1946 | -6.126
118306 | MV/LV Substation TE***306 |  | 20 kV | _ | LV | 50 kVA :Pole Substation | 0.05 | --> | 0.05 | 0 | 0 | Constrained, otherwise capacity available =34 kVA | --> | 0.048 | 0 | 0.006 | 0 | 0 | Constrained, otherwise capacity available =41 kW | --> | E18 ex CREAGH | Creagh [T421,T422] | ATHLONE |  | 53.4614 | -8.4848
066508X | MV/LV Substation LA***508X |  | 20 kV | _ | LV | 50 kVA :Pole Substation | 0.05 | --> | 0.05 | 0 | 0 | Constrained, otherwise capacity available =29 kVA | --> | 0.048 | 0 | 0.005 | 0 | 0 | Constrained, otherwise capacity available =41 kW | --> | E17 ex BALTRASNA | Baltrasna [T121,T122] | BALTRASNA |  | 53.5119 | -6.5071
070851 | MV/LV Substation KI***851 |  | 10 kV | _ | LV | 50 kVA :Pole Substation | 0.05 | --> | 0.05 | 0.048 | 2.63 |  | --> | 0.048 | 0 | 0 | 0.047 | 0 |  | --> | C12 ex CLOONBANNIN | Cloonbannin [T42] | GLENLARA |  | 52.1765 | -9.1553
081379Z | MV/LV Substation MO***379Z |  | 10 kV | _ | LV | 400 kVA :Building Structure | 0.4 | --> | 0.4 | 0 | 0 | Constrained, otherwise capacity available =256 kVA | --> | 0.38 | 0 | 0 | 0.36 | 0 |  | --> | C20 ex CLONDALKIN | Clondalkin [T41,T42,T44] | INCHICORE 220KV |  | 53.3186 | -6.371
032022 | MV/LV Substation BA***022 |  | 20 kV | _ | LV | 100 kVA :Pole Substation | 0.1 | --> | 0.1 | 0 | 0 | Constrained, otherwise capacity available =64 kVA | --> | 0.095 | 0 | 0.027 | 0 | 0 | Constrained, otherwise capacity available =70 kW | --> | C21 ex TRAMORE | Tramore [T41,T42] | BUTLERSTOWN |  | 52.1692 | -7.272
051487 | MV/LV Substation TH***487 |  | 20 kV | _ | LV | 50 kVA :Pole Substation | 0.05 | --> | 0.05 | 0.033 | 2.22 |  | --> | 0.048 | 0 | 0 | 0.045 | 0 |  | --> | E21 ex CLARA | Clara [T421,T422] | THORNSBERRY |  | 53.397 | -7.6721
182238 | MV/LV Substation AN***238 |  | 10 kV | _ | LV | 100 kVA :Pole Substation | 0.1 | --> | 0.1 | 0 | 0 | Constrained, otherwise capacity available =99 kVA | --> | 0.095 | 0 | 0 | 0 | 0 | Constrained, otherwise capacity available =95 kW | --> | C15 ex TULLA | Tulla [T41,T42] | ENNIS |  | 52.8917 | -8.661
118227 | MV/LV Substation DU***227 |  | 10 kV | _ | LV | 400 kVA :Kiosk Substation | 0.4 | --> | 0.4 | 0.32 | 2 |  | --> | 0.38 | 0 | 0 | 0 | 0 | Constrained, otherwise capacity available =369 kW | --> | C12 ex BALLINASLOE | Ballinasloe [T41,T42] | SOMERSET |  | 53.3266 | -8.2207
017195Z | MV/LV Substation TE***195Z |  | 10 kV | _ | LV | 50 kVA :Pole Substation | 0.05 | --> | 0.05 | 0.048 | 1.05 |  | --> | 0.048 | 0 | 0.01 | 0 | 0 | Constrained, otherwise capacity available =40 kW | --> | C19 ex NEWCASTLEWEST | Newcastlewest [T41,T42] | RATHKEALE |  | 52.4366 | -9.0377
117103Y | MV/LV Substation NB***103Y |  | 10 kV | _ | LV | 400 kVA :Kiosk Substation | 0.4 | --> | 0.4 | 0.315 | 0.32 | Constrained, otherwise capacity available =354 kVA | --> | 0.38 | 0 | 0.005 | 0 | 0 | Constrained, otherwise capacity available =370 kW | --> | C18 ex BALLYMOTE | Ballymote [T41] | SLIGO |  | 54.0929 | -8.525
161816 | MV/LV Substation BO***816 |  | 20 kV | _ | LV | 100 kVA :Pole Substation | 0.1 | --> | 0.1 | 0 | 0 | Constrained, otherwise capacity available =85 kVA | --> | 0.095 | 0 | 0 | 0 | 0 | Constrained, otherwise capacity available =93 kW | --> | C12 ex SPIDDAL |  |  |  | 53.2484 | -9.3169
0814245 | MV/LV Substation KY***4245 |  | 10 kV | _ | LV | 400 kVA :Kiosk Substation | 0.4 | --> | 0.4 | 0 | 0 | Constrained, otherwise capacity available =400 kVA | --> | 0.38 | 0 | 0 | 0.38 | 0 |  | --> | C17 ex INCHICORE NORTH | Inchicore North [T41] | INCHICORE 220KV |  | 53.3346 | -6.3424
503520 | MV/LV Substation K/***520 |  | 10 kV | _ | LV | 100 kVA :Pole Substation | 0.1 | --> | 0.1 | 0.094 | 1.69 |  | --> | 0.095 | 0 | 0 | 0 | 0 | Constrained, otherwise capacity available =94 kW | --> | C11 ex NEWTOWNCUNNINGHAM | Newtowncunningham [T41,T42] | LETTERKENNY |  | 54.9841 | -7.4191
032964X | MV/LV Substation DU***964X |  | 20 kV | _ | LV | 50 kVA :Pole Substation | 0.05 | --> | 0.05 | 0 | 0 | Constrained, otherwise capacity available =49 kVA | --> | 0.048 | 0 | 0 | 0 | 0 | Constrained, otherwise capacity available =47 kW | --> | C21 ex TRAMORE | Tramore [T41,T42] | BUTLERSTOWN |  | 52.1877 | -7.2905
365871 | MV/LV Substation FI***871 |  | 10 kV | _ | LV | 630 kVA :Building Structure | 0.63 | --> | 0.63 | 0 | 0 | Constrained, otherwise capacity available =412 kVA | --> | 0.598 | 0 | 0 | 0.5 | 0 |  | --> | C12 ex OLDBAWN | Oldbawn [T41,T42] | COOKSTOWN |  | 53.2807 | -6.341
011596Z | MV/LV Substation GL***596Z |  | 10 kV | _ | LV | 400 kVA :Kiosk Substation | 0.4 | --> | 0.4 | 0 | 0 | Constrained, otherwise capacity available =311 kVA | --> | 0.38 | 0 | 0.065 | 0 | 0 | Constrained, otherwise capacity available =320 kW | --> | C21 ex TALBOTS INCH | Talbots Inch [T41,T42] | KILKENNY |  | 52.6756 | -7.2507
026226Z | MV/LV Substation MI***226Z |  | 10 kV | _ | LV | 400 kVA :Building Structure | 0.4 | --> | 0.4 | 0.372 | 8.66 |  | --> | 0.38 | 0 | 0.083 | 0 | 0 | Constrained, otherwise capacity available =315 kW | --> | C12 ex BANDON | Bandon [T101,T42] | BANDON |  | 51.7463 | -8.7391
009763X | MV/LV Substation CU***763X |  | 10 kV | _ | LV | 100 kVA :Pole Substation | 0.1 | --> | 0.1 | 0 | 0 | Constrained, otherwise capacity available =98 kVA | --> | 0.095 | 0 | 0 | 0 | 0 | Constrained, otherwise capacity available =95 kW | --> | C12 ex GRANAGH | Granagh [T41,T42] | WATERFORD |  | 52.282 | -7.186
074580X | MV/LV Substation DU***580X |  | 20 kV | _ | LV | 100 kVA :Pole Substation | 0.1 | --> | 0.1 | 0 | 0 | Constrained, otherwise capacity available =78 kVA | --> | 0.095 | 0 | 0.005 | 0 | 0 | Constrained, otherwise capacity available =88 kW | --> | C14 ex CARRICK ON SHANNON | Carrick On Shannon [T41,T42] | CARRICK ON SHANNON |  | 53.9862 | -8.0604
052004 | MV/LV Substation ST***004 |  | 10 kV | _ | LV | 400 kVA :Building Structure | 0.4 | --> | 0.4 | 0.306 | 10.9 |  | --> | 0.38 | 0 | 0 | 0.367 | 0 |  | --> | C19 ex MULLINGAR | Mullingar [T101,T102] | MULLINGAR |  | 53.5335 | -7.32
0114315 | MV/LV Substation NU***4315 |  | 10 kV | _ | LV | 400 kVA :Kiosk Substation | 0.4 | --> | 0.4 | 0 | 0 | Constrained, otherwise capacity available =345 kVA | --> | 0.38 | 0 | 0.002 | 0 | 0 | Constrained, otherwise capacity available =371 kW | --> | C19 ex ROSEHILL | Rosehill [T41,T42] | KILKENNY |  | 52.6443 | -7.247
031750 | MV/LV Substation ST***750 |  | 20 kV | _ | LV | 100 kVA :Pole Substation | 0.1 | --> | 0.1 | 0 | 0 | Constrained, otherwise capacity available =74 kVA | --> | 0.095 | 0 | 0 | 0 | 0 | Constrained, otherwise capacity available =92 kW | --> | E16 ex KILMACTHOMAS | Kilmacthomas [T421,T422] | DUNGARVAN |  | 52.1329 | -7.462
038028 | MV/LV Substation GO***028 |  | 10 kV | _ | LV | 100 kVA :Pole Substation | 0.1 | --> | 0.1 | 0 | 0 | Constrained, otherwise capacity available =100 kVA | --> | 0.095 | 0 | 0 | 0 | 0 | Constrained, otherwise capacity available =95 kW | --> | C18 ex GORT | Gort [T41,T42] | ENNIS |  | 53.0324 | -8.9003
2934262 | MV/LV Substation YO***4262 |  | 20 kV | _ | LV | 50 kVA :Pole Substation | 0.05 | --> | 0.05 | 0.05 | 2.83 |  | --> | 0.048 | 0 | 0 | 0 | 0 | Constrained, otherwise capacity available =48 kW | --> | E13 ex BAGENALSTOWN | Bagenalstown [T421,T422] | CARLOW |  | 52.693 | -6.936
0144099 | MV/LV Substation PR***4099 |  | 10 kV | _ | LV | 200 kVA :Building Structure | 0.2 | --> | 0.2 | 0 | 0 | Constrained, otherwise capacity available =124 kVA | --> | 0.19 | 0 | 0 | 0 | 0 | Constrained, otherwise capacity available =179 kW | --> | C17 ex ATHGARVAN | Athgarvan [T41,T44] | NEWBRIDGE |  | 53.1827 | -6.8026
010385X | MV/LV Substation KN***385X |  | 20 kV | _ | LV | 50 kVA :Pole Substation | 0.05 | --> | 0.05 | 0 | 0 | Constrained, otherwise capacity available =40 kVA | --> | 0.048 | 0 | 0.01 | 0 | 0 | Constrained, otherwise capacity available =39 kW | --> | E11 ex BALLYHALE | Ballyhale [T42,T421] | KILKENNY |  | 52.5499 | -7.1858
377919 | MV/LV Substation GO***919 |  | 20 kV | _ | LV | 100 kVA :Pole Substation | 0.1 | --> | 0.1 | 0 | 0 | Constrained, otherwise capacity available =63 kVA | --> | 0.095 | 0 | 0 | 0 | 0 | Constrained, otherwise capacity available =90 kW | --> | E16 ex GURRANEBANE | Gurranebane [T421,T422] | OUGHTRAGH |  | 51.8383 | -10.1951
365202 | MV/LV Substation GL***202 |  | 10 kV | _ | LV | 400 kVA :Kiosk Substation | 0.4 | --> | 0.4 | 0 | 0 | Constrained, otherwise capacity available =356 kVA | --> | 0.38 | 0 | 0.015 | 0.363 | 0 |  | --> | C15 ex OLDBAWN | Oldbawn [T41,T42] | COOKSTOWN |  | 53.289 | -6.3381
0344070 | MV/LV Substation GA***4070 |  | 10 kV | _ | LV | 50 kVA :Pole Substation | 0.05 | --> | 0.05 | 0.043 | 0.57 |  | --> | 0.048 | 0 | 0.005 | 0 | 0 | Constrained, otherwise capacity available =43 kW | --> | C16 ex LAWLESSTOWN | Lawlesstown [T42,T421] | DOON |  | 52.3602 | -7.7245
068939X | MV/LV Substation MA***939X |  | 10 kV | _ | LV | 1000 kVA :Building Structure | 1 | --> | 1 | 0.5 | 2.6 |  | --> | 0.95 | 0 | 0 | 0.5 | 0 |  | --> | C31 ex WOLFE TONE STREET | Wolfe Tone Street [T101,T102] | FINGLAS |  | 53.3477 | -6.2767
216751 | MV/LV Substation JE***751 |  | 20 kV | _ | LV | 200 kVA :Pole Substation | 0.2 | --> | 0.2 | 0 | 0 | Constrained, otherwise capacity available =200 kVA | --> | 0.19 | 0 | 0 | 0 | 0 | Constrained, otherwise capacity available =190 kW | --> | C26 ex GLENTIES | Glenties [T41,T42] | BINBANE |  | 54.8107 | -8.2257
281604Z | MV/LV Substation OF***604Z |  | 10 kV | _ | LV | 100 kVA :Pole Substation | 0.1 | --> | 0.1 | 0 | 0 | Constrained, otherwise capacity available =96 kVA | --> | 0.095 | 0 | 0 | 0.094 | 0 |  | --> | C26 ex BISHOPSTOWN | Bishopstown [T41,T42] | KILBARRY |  | 51.8906 | -8.5935
041031 | MV/LV Substation CR***031 |  | 10 kV | _ | LV | 400 kVA :Kiosk Substation | 0.4 | --> | 0.4 | 0 | 0 | Constrained, otherwise capacity available =288 kVA | --> | 0.38 | 0 | 0 | 0 | 0 | Constrained, otherwise capacity available =364 kW | --> | E13 ex DALTON | Dalton [T421,T422] | DALTON |  | 53.7155 | -8.9987
111871Y | MV/LV Substation AR***871Y |  | 20 kV | _ | LV | 100 kVA :Pole Substation | 0.1 | --> | 0.1 | 0 | 0 | Constrained, otherwise capacity available =82 kVA | --> | 0.095 | 0 | 0 | 0 | 0 | Constrained, otherwise capacity available =93 kW | --> | E16 ex BALLYDEHOB | Ballydehob [T421] | DUNMANWAY |  | 51.5323 | -9.6185
1604295 | MV/LV Substation GA***4295 |  | 10 kV | _ | LV | 50 kVA :Pole Substation | 0.05 | --> | 0.05 | 0 | 0 | Constrained, otherwise capacity available =31 kVA | --> | 0.048 | 0 | 0.028 | 0 | 0 | Constrained, otherwise capacity available =24 kW | --> | C11 ex PORTARLINGTON | Portarlington [T41,T42] | PORTLAOISE |  | 53.2275 | -7.2266
099022 | MV/LV Substation HE***022 |  | 10 kV | _ | LV | 630 kVA :Kiosk Substation | 0.63 | --> | 0.63 | 0.461 | 2.96 |  | --> | 0.598 | 0 | 0.009 | 0 | 0 | Constrained, otherwise capacity available =568 kW | --> | C12 ex BALLYRAINE | Ballyraine [T41,T42] | LETTERKENNY |  | 54.9493 | -7.7208
032188 | MV/LV Substation WA***188 |  | 10 kV | _ | LV | 400 kVA :Building Structure | 0.4 | --> | 0.4 | 0 | 0 | Constrained, otherwise capacity available =317 kVA | --> | 0.38 | 0 | 0 | 0 | 0 | Constrained, otherwise capacity available =368 kW | --> | C20 ex KILMEADEN | Kilmeaden [T42] | BUTLERSTOWN |  | 52.2327 | -7.2315
060006 | MV/LV Substation ST***006 |  | 10 kV | _ | LV | 400 kVA :Kiosk Substation | 0.4 | --> | 0.4 | 0.353 | 2.57 |  | --> | 0.38 | 0 | 0 | 0 | 0 | Constrained, otherwise capacity available =374 kW | --> | C19 ex ERRIGAL | Errigal [T41,T422] | SHANKILL |  | 54.0735 | -7.0756
066494 | MV/LV Substation KI***494 |  | 20 kV | _ | LV | 50 kVA :Pole Substation | 0.05 | --> | 0.05 | 0 | 0 | Constrained, otherwise capacity available =40 kVA | --> | 0.048 | 0 | 0 | 0 | 0 | Constrained, otherwise capacity available =46 kW | --> | E11 ex GLASMORE | Glasmore [T421,T422] | GLASMORE |  | 53.4723 | -6.1713
004082Y | MV/LV Substation BA***082Y |  | 10 kV | _ | LV | 50 kVA :Pole Substation | 0.05 | --> | 0.05 | 0 | 0 | Constrained, otherwise capacity available =48 kVA | --> | 0.048 | 0 | 0 | 0 | 0 | Constrained, otherwise capacity available =47 kW | --> | C23 ex TINAHASK | Tinahask [T41,T42] | ARKLOW |  | 52.7832 | -6.1888
030102 | MV/LV Substation RI***102 |  | 20 kV | _ | LV | 50 kVA :Pole Substation | 0.05 | --> | 0.05 | 0 | 0 | Constrained, otherwise capacity available =40 kVA | --> | 0.048 | 0 | 0.004 | 0 | 0 | Constrained, otherwise capacity available =43 kW | --> | C13 ex CLOYNE | Cloyne [T41] | MIDLETON |  | 51.8934 | -7.8954
365948 | MV/LV Substation KN***948 |  | 10 kV | _ | LV | 400 kVA :Kiosk Substation | 0.4 | --> | 0.4 | 0 | 0 | Constrained, otherwise capacity available =317 kVA | --> | 0.38 | 0 | 0.005 | 0.365 | 0 |  | --> | C18 ex WHITESTOWN | Whitestown [T41,T42] | COOKSTOWN |  | 53.2776 | -6.3926
0214316 | MV/LV Substation VI***4316 |  | 10 kV | _ | LV | 630 kVA :Building Structure | 0.63 | --> | 0.63 | 0 | 0 | Constrained, otherwise capacity available =348 kVA | --> | 0.598 | 0 | 0.066 | 0.5 | 0 |  | --> | C15 ex MAYFIELD | Mayfield [T41,T42] | KILBARRY |  | 51.912 | -8.4035
120582X | MV/LV Substation NU***582X |  | 20 kV | _ | LV | 100 kVA :Pole Substation | 0.1 | --> | 0.1 | 0 | 0 | Constrained, otherwise capacity available =47 kVA | --> | 0.095 | 0 | 0 | 0 | 0 | Constrained, otherwise capacity available =88 kW | --> | E13 ex EDENDERRY | Edenderry [T421,T422] | BLAKE |  | 53.3894 | -6.9948
058409 | MV/LV Substation BA***409 |  | 10 kV | _ | LV | 100 kVA :Pole Substation | 0.1 | --> | 0.1 | 0.086 | 3 |  | --> | 0.095 | 0 | 0 | 0 | 0 | Constrained, otherwise capacity available =93 kW | --> | C23 ex NENAGH | Nenagh [T41,T42] | NENAGH |  | 52.829 | -8.2053
0314151 | MV/LV Substation BA***4151 |  | 20 kV | _ | LV | 50 kVA :Pole Substation | 0.05 | --> | 0.05 | 0 | 0 | Constrained, otherwise capacity available =50 kVA | --> | 0.048 | 0 | 0 | 0 | 0 | Constrained, otherwise capacity available =48 kW | --> | E17 ex SPRINGS | Springs [T421,T422] | DUNGARVAN |  | 52.1185 | -7.506
067189 | MV/LV Substation TH***189 |  | 10 kV | _ | LV | 200 kVA :Building Structure | 0.2 | --> | 0.2 | 0 | 0 | Constrained, otherwise capacity available =176 kVA | --> | 0.19 | 0 | 0.005 | 0.183 | 0 |  | --> | C11 ex BALLINACURRA | Ballinacurra [T41,T42] | LIMERICK |  | 52.6596 | -8.6387
099449X | MV/LV Substation JU***449X |  | 10 kV | _ | LV | 1000 kVA :Building Structure | 1 | --> | 1 | 0.5 | 2.96 |  | --> | 0.95 | 0 | 0 | 0 | 0 | Constrained, otherwise capacity available =915 kW | --> | C15 ex BALLYRAINE | Ballyraine [T41,T42] | LETTERKENNY |  | 54.951 | -7.7339
093380 | MV/LV Substation A.***380 |  | 10 kV | _ | LV | 400 kVA :Building Structure | 0.4 | --> | 0.4 | 0 | 0 | Constrained, otherwise capacity available =300 kVA | --> | 0.38 | 0 | 0 | 0.366 | 0 |  | --> | C20 ex UNIDARE | Unidare [T41,T42] | FINGLAS |  | 53.3997 | -6.2878
067271X | MV/LV Substation TH***271X |  | 10 kV | _ | LV | 630 kVA :Kiosk Substation | 0.63 | --> | 0.63 | 0 | 0 | Constrained, otherwise capacity available =539 kVA | --> | 0.598 | 0 | 0.024 | 0 | 0 | Constrained, otherwise capacity available =568 kW | --> | C12 ex CAHERDAVIN | Caherdavin [T41,T42] | ARDNACRUSHA |  | 52.6621 | -8.6545
009228X | MV/LV Substation TH***228X |  | 10 kV | _ | LV | 200 kVA :Kiosk Substation | 0.2 | --> | 0.2 | 0.135 | 0.53 |  | --> | 0.19 | 0 | 0.064 | 0 | 0 | Constrained, otherwise capacity available =134 kW | --> | C11 ex MANOR STREET | Manor Street [T41,T42] | WATERFORD |  | 52.2524 | -7.0698
008451X | MV/LV Substation WI***451X |  | 10 kV | _ | LV | 200 kVA :Kiosk Substation | 0.2 | --> | 0.2 | 0 | 0 | Constrained, otherwise capacity available =138 kVA | --> | 0.19 | 0 | 0.014 | 0 | 0 | Constrained, otherwise capacity available =171 kW | --> | C14 ex KNOCKMULLEN | Knockmullen [T42,T421] | GREAT ISLAND |  | 52.4078 | -6.9363
035700X | MV/LV Substation GA***700X |  | 10 kV | _ | LV | 50 kVA :Pole Substation | 0.05 | --> | 0.05 | 0.043 | 6.17 |  | --> | 0.048 | 0 | 0.006 | 0 | 0 | Constrained, otherwise capacity available =42 kW | --> | C22 ex CAHIR | Cahir [T41,T42] | CAHIR |  | 52.3684 | -7.9231
062187X | MV/LV Substation ED***187X |  | 20 kV | _ | LV | 50 kVA :Pole Substation | 0.05 | --> | 0.05 | 0.049 | 2.33 |  | --> | 0.048 | 0 | 0 | 0 | 0 | Constrained, otherwise capacity available =47 kW | --> | C26 ex DUNDALK | Dundalk [T41,T42] | DUNDALK |  | 54.0015 | -6.5912
154350 | MV/LV Substation HU***350 |  | 10 kV | _ | LV | 200 kVA :Kiosk Substation | 0.2 | --> | 0.2 | 0 | 0 | Constrained, otherwise capacity available =97 kVA | --> | 0.19 | 0 | 0.024 | 0 | 0 | Constrained, otherwise capacity available =158 kW | --> | C20 ex COOLMINE | Coolmine [T41,T42] | FINGLAS |  | 53.4001 | -6.4075
156167Z | MV/LV Substation CR***167Z |  | 20 kV | _ | LV | 50 kVA :Pole Substation | 0.05 | --> | 0.05 | 0.04 | 2.47 |  | --> | 0.048 | 0 | 0 | 0 | 0 | Constrained, otherwise capacity available =46 kW | --> | E13 ex TELAYDON | Telaydon [T42,T421] | LISDRUM |  | 54.2706 | -6.9888
2814313 | MV/LV Substation CA***4313 |  | 10 kV | _ | LV | 400 kVA :Kiosk Substation | 0.4 | --> | 0.4 | 0 | 0 | Constrained, otherwise capacity available =373 kVA | --> | 0.38 | 0 | 0.008 | 0.37 | 0 |  | --> | C17 ex BISHOPSTOWN | Bishopstown [T41,T42] | KILBARRY |  | 51.8907 | -8.5666
127974Y | MV/LV Substation GL***974Y |  | 10 kV | _ | LV | 50 kVA :Pole Substation | 0.05 | --> | 0.05 | 0 | 0 | Constrained, otherwise capacity available =49 kVA | --> | 0.048 | 0 | 0 | 0 | 0 | Constrained, otherwise capacity available =47 kW | --> | C11 ex TEMPLEMORE | Templemore [T41,T42] | IKERRIN |  | 52.7642 | -7.9816
066409Z | MV/LV Substation M1***409Z |  | 10 kV | _ | LV | 200 kVA :Pole Substation | 0.2 | --> | 0.2 | 0 | 0 | Constrained, otherwise capacity available =143 kVA | --> | 0.19 | 0 | 0 | 0.182 | 0 |  | --> | C20 ex COLLINSTOWN | Collinstown [T41,T42] | GRANGE (DR) |  | 53.429 | -6.2176
015349Z | MV/LV Substation CL***349Z |  | 10 kV | _ | LV | 400 kVA :Kiosk Substation | 0.4 | --> | 0.4 | 0 | 0 | Constrained, otherwise capacity available =270 kVA | --> | 0.38 | 0 | 0.02 | 0 | 0 | Constrained, otherwise capacity available =347 kW | --> | C18 ex SALLINS | Sallins [T41,T42] | GRIFFINRATH |  | 53.3029 | -6.696
049043Z | MV/LV Substation GL***043Z |  | 10 kV | _ | LV | 200 kVA :Kiosk Substation | 0.2 | --> | 0.2 | 0.152 | 0.21 |  | --> | 0.19 | 0 | 0 | 0 | 0 | Constrained, otherwise capacity available =183 kW | --> | E19 ex LONGFORD | Longford [T421,T422] | RICHMOND |  | 53.7196 | -7.8185
013477 | MV/LV Substation BE***477 |  | 10 kV | _ | LV | 100 kVA :Pole Substation | 0.1 | --> | 0.1 | 0.07 | 0.12 |  | --> | 0.095 | 0 | 0 | 0.091 | 0 |  | --> | C26 ex ATHY | Athy [T101,T102] | ATHY |  | 53.0243 | -7.0228
093192 | MV/LV Substation RI***192 |  | 10 kV | _ | LV | 400 kVA :Kiosk Substation | 0.4 | --> | 0.4 | 0 | 0 | Constrained, otherwise capacity available =284 kVA | --> | 0.38 | 0 | 0.015 | 0 | 0 | Constrained, otherwise capacity available =353 kW | --> | C31 ex CLONSHAUGH | Clonshaugh [T41,T42] | FINGLAS |  | 53.4004 | -6.2112
073436 | MV/LV Substation BA***436 |  | 20 kV | _ | LV | 50 kVA :Pole Substation | 0.05 | --> | 0.05 | 0.05 | 7.61 |  | --> | 0.048 | 0 | 0 | 0 | 0 | Constrained, otherwise capacity available =48 kW | --> | C18 ex GARRYCASTLE | Garrycastle [T41,T42] | ATHLONE |  | 53.3984 | -7.8586
068280 | MV/LV Substation CA***280 |  | 10 kV | _ | LV | 400 kVA :Building Structure | 0.4 | --> | 0.4 | 0 | 11.14 |  | --> | 0.38 | 0 | 0.023 | 0.304 | 0 |  | --> | C24 ex CABRA | Cabra [T101,T102] | FINGLAS |  | 53.3662 | -6.2916
022024 | MV/LV Substation DE***024 |  | 10 kV | _ | LV | 630 kVA :Kiosk Substation | 0.63 | --> | 0.63 | 0.16 | 4.55 |  | --> | 0.598 | 0 | 0.015 | 0 | 0 | Constrained, otherwise capacity available =520 kW | --> | C22 ex MALLOW | Mallow [T41,T42] | MALLOW |  | 52.137 | -8.6467
043448X | MV/LV Substation AC***448X |  | 10 kV | _ | LV | 50 kVA :Pole Substation | 0.05 | --> | 0.05 | 0.046 | 0.43 |  | --> | 0.048 | 0 | 0 | 0 | 0 | Constrained, otherwise capacity available =47 kW | --> | C14 ex SWINFORD | Swinford [T41,T42] | CASTLEBAR |  | 54.0365 | -8.8888
365986X | MV/LV Substation CO***986X |  | 10 kV | _ | LV | 50 kVA :Pole Substation | 0.05 | --> | 0.05 | 0 | 0 | Constrained, otherwise capacity available =40 kVA | --> | 0.048 | 0 | 0 | 0.046 | 0 |  | --> | C12 ex SAGGART | Saggart [T41,T42] | GRANGE CASTLE |  | 53.2477 | -6.5275
154349Z | MV/LV Substation GA***349Z |  | 20 kV | _ | LV | 100 kVA :Pole Substation | 0.1 | --> | 0.1 | 0 | 0 | Constrained, otherwise capacity available =73 kVA | --> | 0.095 | 0 | 0.013 | 0 | 0 | Constrained, otherwise capacity available =82 kW | --> | C17 ex MONEYCOOLEY | Moneycooley [T41,T42,T44] | GRIFFINRATH |  | 53.4236 | -6.488
209149 | MV/LV Substation BA***149 |  | 10 kV | _ | LV | 400 kVA :Kiosk Substation | 0.4 | --> | 0.4 | 0 | 0 | Constrained, otherwise capacity available =283 kVA | --> | 0.38 | 0 | 0.006 | 0 | 0 | Constrained, otherwise capacity available =359 kW | --> | C19 ex MILFORD (NR) | Milford (nr) [T41,T42] | LETTERKENNY |  | 55.0362 | -7.6518
071187 | MV/LV Substation SP***187 |  | 10 kV | _ | LV | 630 kVA :Kiosk Substation | 0.63 | --> | 0.63 | 0.464 | 5.58 |  | --> | 0.598 | 0 | 0.016 | 0.5 | 0 |  | --> | C11 ex KILCOOLE | Kilcoole [T41,T42] | FASSAROE |  | 53.0875 | -6.1116
068248X | MV/LV Substation TE***248X |  | 10 kV | _ | LV | 630 kVA :Building Structure | 0.63 | --> | 0.63 | 0 | 0 | Constrained, otherwise capacity available =507 kVA | --> | 0.598 | 0 | 0 | 0.5 | 0 |  | --> | C19 ex GRANBY ROW | Granby Row [T41] | MCDERMOTT |  | 53.354 | -6.2584
021201 | MV/LV Substation BL***201 |  | 10 kV | _ | LV | 630 kVA :Kiosk Substation | 0.63 | --> | 0.63 | 0 | 0 | Constrained, otherwise capacity available =552 kVA | --> | 0.598 | 0 | 0.005 | 0 | 0 | Constrained, otherwise capacity available =584 kW | --> | E15 ex WHITECHURCH | Whitechurch [T421,T422] | KILBARRY |  | 51.9336 | -8.5647
025904X | MV/LV Substation BA***904X |  | 20 kV | _ | LV | 50 kVA :Pole Substation | 0.05 | --> | 0.05 | 0.035 | 2.96 |  | --> | 0.048 | 0 | 0 | 0 | 0 | Constrained, otherwise capacity available =45 kW | --> | E11 ex CHARLEVILLE | Charleville [T421,T422] | CHARLEVILLE |  | 52.4779 | -8.6989
156753X | MV/LV Substation TO***753X |  | 20 kV | _ | LV | 100 kVA :Pole Substation | 0.1 | --> | 0.1 | 0.055 | 2.1 |  | --> | 0.095 | 0 | 0 | 0 | 0 | Constrained, otherwise capacity available =89 kW | --> | E17 ex LISDRUM | Lisdrum [T422] | LISDRUM |  | 54.2029 | -7.0267
142752X | MV/LV Substation LO***752X |  | 20 kV | _ | LV | 400 kVA :Kiosk Substation | 0.4 | --> | 0.4 | 0 | 0 | Constrained, otherwise capacity available =384 kVA | --> | 0.38 | 0 | 0 | 0 | 0 | Constrained, otherwise capacity available =378 kW | --> | E21 ex ATHENRY | Athenry [T423] | GALWAY 110KV |  | 53.374 | -8.7096
011267Z | MV/LV Substation AN***267Z |  | 10 kV | _ | LV | 100 kVA :Pole Substation | 0.1 | --> | 0.1 | 0.08 | 2.8 |  | --> | 0.095 | 0 | 0 | 0 | 0 | Constrained, otherwise capacity available =92 kW | --> | C12 ex PURCELLS INCH | Purcells Inch [T41,T42] | KILKENNY |  | 52.5634 | -7.1956
006493X | MV/LV Substation BR***493X |  | 10 kV | _ | LV | 100 kVA :Pole Substation | 0.1 | --> | 0.1 | 0.08 | 1.29 |  | --> | 0.095 | 0 | 0 | 0 | 0 | Constrained, otherwise capacity available =92 kW | --> | C13 ex MONFIN | Monfin [T41,T42] | WEXFORD |  | 52.4738 | -6.5571
081644X | MV/LV Substation RO***644X |  | 10 kV | _ | LV | 400 kVA :Kiosk Substation | 0.4 | --> | 0.4 | 0 | 0 | Constrained, otherwise capacity available =249 kVA | --> | 0.38 | 0 | 0.034 | 0.334 | 0 |  | --> | C18 ex BALGADDY | Balgaddy [T41,T42] | GRANGE CASTLE |  | 53.3469 | -6.4184
120141Y | MV/LV Substation BO***141Y |  | 20 kV | _ | LV | 200 kVA :Kiosk Substation | 0.2 | --> | 0.2 | 0 | 0 | Constrained, otherwise capacity available =110 kVA | --> | 0.19 | 0 | 0.013 | 0 | 0 | Constrained, otherwise capacity available =168 kW | --> | E11 ex EDENDERRY | Edenderry [T421,T422] | BLAKE |  | 53.3463 | -7.039
068168 | MV/LV Substation KE***168 |  | 10 kV | _ | LV | 400 kVA :Kiosk Substation | 0.4 | --> | 0.4 | 0.28 | 20.78 |  | --> | 0.38 | 0 | 0.005 | 0.36 | 0 |  | --> | C14 ex HEUSTON SQUARE | Heuston Square [T101,T102] | INCHICORE 220KV |  | 53.341 | -6.3052
052983Z | MV/LV Substation TH***983Z |  | 20 kV | _ | LV | 100 kVA :Pole Substation | 0.1 | --> | 0.1 | 0.086 | 10.9 |  | --> | 0.095 | 0 | 0 | 0.093 | 0 |  | --> | C24 ex MULLINGAR | Mullingar [T101,T102] | MULLINGAR |  | 53.5974 | -7.3826
039330X | MV/LV Substation DU***330X |  | 10 kV | _ | LV | 400 kVA :Kiosk Substation | 0.4 | --> | 0.4 | 0 | 0 | Constrained, otherwise capacity available =305 kVA | --> | 0.38 | 0 | 0 | 0 | 0 | Constrained, otherwise capacity available =367 kW | --> | C13 ex HEADFORD ROAD | Headford Road [T41,T42] | GALWAY 110KV |  | 53.2836 | -9.0554
006710Y | MV/LV Substation MI***710Y |  | 20 kV | _ | LV | 50 kVA :Pole Substation | 0.05 | --> | 0.05 | 0 | 0 | Constrained, otherwise capacity available =49 kVA | --> | 0.048 | 0 | 0 | 0 | 0 | Constrained, otherwise capacity available =47 kW | --> | E16 ex CLONROCHE | Clonroche [T421,T422] | WEXFORD |  | 52.5163 | -6.7514
503711 | MV/LV Substation DU***711 |  | 10 kV | _ | LV | 50 kVA :Pole Substation | 0.05 | --> | 0.05 | 0.044 | 1.69 |  | --> | 0.048 | 0 | 0.018 | 0 | 0 | Constrained, otherwise capacity available =33 kW | --> | C11 ex NEWTOWNCUNNINGHAM | Newtowncunningham [T41,T42] | LETTERKENNY |  | 54.9543 | -7.4211
192614 | MV/LV Substation BE***614 |  | 20 kV | _ | LV | 200 kVA :Pole Substation | 0.2 | --> | 0.2 | 0.111 | 1.7 |  | --> | 0.19 | 0 | 0 | 0 | 0 | Constrained, otherwise capacity available =178 kW | --> | E15 ex GWEEDORE | Gweedore [T421] | ARDNAGAPPARY |  | 55.1348 | -8.1098
007642Z | MV/LV Substation WI***642Z |  | 10 kV | _ | LV | 200 kVA :Kiosk Substation | 0.2 | --> | 0.2 | 0 | 0 | Constrained, otherwise capacity available =125 kVA | --> | 0.19 | 0 | 0.002 | 0 | 0 | Constrained, otherwise capacity available =178 kW | --> | C11 ex MULGANNON | Mulgannon [T41,T42] | WEXFORD |  | 52.3363 | -6.476
127270Z | MV/LV Substation DR***270Z |  | 10 kV | _ | LV | 50 kVA :Pole Substation | 0.05 | --> | 0.05 | 0 | 0 | Constrained, otherwise capacity available =48 kVA | --> | 0.048 | 0 | 0 | 0 | 0 | Constrained, otherwise capacity available =47 kW | --> | C12 ex LOUGHTAGALLA | Loughtagalla [T41,T42] | THURLES |  | 52.6805 | -7.7801
051953 | MV/LV Substation RA***953 |  | 10 kV | _ | LV | 200 kVA :Pole Substation | 0.2 | --> | 0.2 | 0.09 | 2.22 |  | --> | 0.19 | 0 | 0.021 | 0.159 | 0 |  | --> | E14 ex CLARA | Clara [T421,T422] | THORNSBERRY |  | 53.3405 | -7.6168
355064 | MV/LV Substation AC***064 |  | 10 kV | _ | LV | 50 kVA :Pole Substation | 0.05 | --> | 0.05 | 0.044 | 0.43 |  | --> | 0.048 | 0 | 0 | 0 | 0 | Constrained, otherwise capacity available =47 kW | --> | C14 ex SWINFORD | Swinford [T41,T42] | CASTLEBAR |  | 54.038 | -8.8935
062753X | MV/LV Substation DU***753X |  | 20 kV | _ | LV | 100 kVA :Pole Substation | 0.1 | --> | 0.1 | 0.074 | 19.76 |  | --> | 0.095 | 0 | 0 | 0.091 | 0 |  | --> | E19 ex MULLAGHARLIN | Mullagharlin [T121,T122] | MULLAGHARLIN |  | 53.9843 | -6.4679
253382Y | MV/LV Substation CL***382Y |  | 10 kV | _ | LV | 630 kVA :Building Structure | 0.63 | --> | 0.63 | 0.5 | 10.7 |  | --> | 0.598 | 0 | 0.005 | 0 | 0 | Constrained, otherwise capacity available =580 kW | --> | C22 ex CLOON | Cloon [T42,T421] | CLOON |  | 53.5092 | -8.849
009105 | MV/LV Substation TY***105 |  | 10 kV | _ | LV | 400 kVA :Kiosk Substation | 0.4 | --> | 0.4 | 0.394 | 8.16 |  | --> | 0.38 | 0 | 0.006 | 0 | 0 | Constrained, otherwise capacity available =375 kW | --> | C13 ex MOUNT MISERY | Mount Misery [T41,T42] | WATERFORD |  | 52.2631 | -7.1014
233063 | MV/LV Substation TU***063 |  | 10 kV | _ | LV | 50 kVA :Pole Substation | 0.05 | --> | 0.05 | 0 | 0 | Constrained, otherwise capacity available =44 kVA | --> | 0.048 | 0 | 0 | 0 | 0 | Constrained, otherwise capacity available =47 kW | --> | C22 ex CASTLEISLAND | Castleisland [T41,T42] | TRALEE |  | 52.2352 | -9.4373
248072X | MV/LV Substation ST***072X |  | 20 kV | _ | LV | 50 kVA :Pole Substation | 0.05 | --> | 0.05 | 0.049 | 0.33 |  | --> | 0.048 | 0 | 0 | 0 | 0 | Constrained, otherwise capacity available =47 kW | --> | E33 ex TRIM | Trim [T421] | NAVAN |  | 53.5199 | -6.769
0154399 | MV/LV Substation CA***4399 |  | 10 kV | _ | LV | 50 kVA :Pole Substation | 0.05 | --> | 0.05 | 0 | 0 | Constrained, otherwise capacity available =50 kVA | --> | 0.048 | 0 | 0 | 0 | 0 | Constrained, otherwise capacity available =48 kW | --> | C19 ex SALLINS | Sallins [T41,T42] | GRIFFINRATH |  | 53.2469 | -6.7329
064375Y | MV/LV Substation RI***375Y |  | 20 kV | _ | LV | 50 kVA :Pole Substation | 0.05 | --> | 0.05 | 0 | 0 | Constrained, otherwise capacity available =40 kVA | --> | 0.048 | 0 | 0 | 0 | 0 | Constrained, otherwise capacity available =46 kW | --> | E16 ex JULIANSTOWN | Julianstown [T421,T422] | DRYBRIDGE |  | 53.6489 | -6.2513
033071 | MV/LV Substation GR***071 |  | 10 kV | _ | LV | 200 kVA :Kiosk Substation | 0.2 | --> | 0.2 | 0 | 0 | Constrained, otherwise capacity available =174 kVA | --> | 0.19 | 0 | 0.024 | 0 | 0 | Constrained, otherwise capacity available =169 kW | --> | C16 ex DEERPARK | Deerpark [T41,T42] | BALLYDINE |  | 52.3902 | -7.5487
067587Y | MV/LV Substation MO***587Y |  | 10 kV | _ | LV | 400 kVA :Kiosk Substation | 0.4 | --> | 0.4 | 0 | 0 | Constrained, otherwise capacity available =400 kVA | --> | 0.38 | 0 | 0 | 0 | 0 | Constrained, otherwise capacity available =380 kW | --> | C16 ex MOYLISH | Moylish [T41,T42] | ARDNACRUSHA |  | 52.6793 | -8.6555
053218X | MV/LV Substation GR***218X |  | 10 kV | _ | LV | 630 kVA :Kiosk Substation | 0.63 | --> | 0.63 | 0 | 0 | Constrained, otherwise capacity available =372 kVA | --> | 0.598 | 0 | 0.01 | 0.5 | 0 |  | --> | C13 ex CLONMINCH | Clonminch [T41,T422] | THORNSBERRY |  | 53.2756 | -7.4888
0394153 | MV/LV Substation RO***4153 |  | 10 kV | _ | LV | 200 kVA :Kiosk Substation | 0.2 | --> | 0.2 | 0 | 0 | Constrained, otherwise capacity available =163 kVA | --> | 0.19 | 0 | 0.018 | 0 | 0 | Constrained, otherwise capacity available =172 kW | --> | C12 ex ORANMORE | Oranmore [T41,T44] | GALWAY 110KV |  | 53.2732 | -8.9909
0634168 | MV/LV Substation AL***4168 |  | 10 kV | _ | LV | 400 kVA :Kiosk Substation | 0.4 | --> | 0.4 | 0 | 0 | Constrained, otherwise capacity available =358 kVA | --> | 0.38 | 0 | 0 | 0 | 0 | Constrained, otherwise capacity available =374 kW | --> | C17 ex STICKILLEN | Stickillen [T41,T42] | DRYBRIDGE |  | 53.8552 | -6.5414
293404X | MV/LV Substation FR***404X |  | 20 kV | _ | LV | 50 kVA :Pole Substation | 0.05 | --> | 0.05 | 0 | 0 | Constrained, otherwise capacity available =38 kVA | --> | 0.048 | 0 | 0 | 0 | 0 | Constrained, otherwise capacity available =46 kW | --> | E12 ex BALTINGLASS | Baltinglass [T421,T422] | STRATFORD |  | 53.0129 | -6.6971
256187X | MV/LV Substation HA***187X |  | 20 kV | _ | LV | 200 kVA :Kiosk Substation | 0.2 | --> | 0.2 | 0.172 | 1.28 |  | --> | 0.19 | 0 | 0.004 | 0 | 0 | Constrained, otherwise capacity available =183 kW | --> | C22 ex CASTLEREA | Castlerea [T41,T42] | CARRICK ON SHANNON |  | 53.8435 | -8.2089
154163Z | MV/LV Substation GR***163Z |  | 10 kV | _ | LV | 630 kVA :Kiosk Substation | 0.63 | --> | 0.63 | 0 | 0 | Constrained, otherwise capacity available =511 kVA | --> | 0.598 | 0 | 0 | 0 | 0 | Constrained, otherwise capacity available =582 kW | --> | C12 ex COOLMINE | Coolmine [T41,T42] | FINGLAS |  | 53.3871 | -6.3945
008411Y | MV/LV Substation WO***411Y |  | 10 kV | _ | LV | 100 kVA :Pole Substation | 0.1 | --> | 0.1 | 0 | 0 | Constrained, otherwise capacity available =71 kVA | --> | 0.095 | 0 | 0.003 | 0 | 0 | Constrained, otherwise capacity available =89 kW | --> | C14 ex KNOCKMULLEN | Knockmullen [T42,T421] | GREAT ISLAND |  | 52.3834 | -6.9419
281394X | MV/LV Substation OL***394X |  | 10 kV | _ | LV | 50 kVA :Pole Substation | 0.05 | --> | 0.05 | 0 | 0 | Constrained, otherwise capacity available =41 kVA | --> | 0.048 | 0 | 0 | 0 | 0 | Constrained, otherwise capacity available =46 kW | --> | C16 ex CARRIGALINE | Carrigaline [T41,T42] | BARNAHELY |  | 51.8593 | -8.3824
0044050 | MV/LV Substation BA***4050 |  | 10 kV | _ | LV | 50 kVA :Pole Substation | 0.05 | --> | 0.05 | 0 | 0 | Constrained, otherwise capacity available =50 kVA | --> | 0.048 | 0 | 0 | 0 | 0 | Constrained, otherwise capacity available =48 kW | --> | C23 ex TINAHASK | Tinahask [T41,T42] | ARKLOW |  | 52.7945 | -6.2032
0544369 | MV/LV Substation DO***4369 |  | 20 kV | _ | LV | 100 kVA :Pole Substation | 0.1 | --> | 0.1 | 0 | 0 | Constrained, otherwise capacity available =100 kVA | --> | 0.095 | 0 | 0 | 0 | 0 | Constrained, otherwise capacity available =95 kW | --> | E13 ex ABBEYLEIX | Abbeyleix [T422] | PORTLAOISE |  | 52.9713 | -7.3849
009416Y | MV/LV Substation CL***416Y |  | 10 kV | _ | LV | 400 kVA :Kiosk Substation | 0.4 | --> | 0.4 | 0.251 | 13.6 |  | --> | 0.38 | 0 | 0.051 | 0.321 | 0 |  | --> | C21 ex KILLOTERAN | Killoteran [T101,T102] | KILLOTERAN |  | 52.2522 | -7.1529
180819 | MV/LV Substation MO***819 |  | 10 kV | _ | LV | 200 kVA :Pole Substation | 0.2 | --> | 0.2 | 0.132 | 0.68 |  | --> | 0.19 | 0 | 0.016 | 0 | 0 | Constrained, otherwise capacity available =169 kW | --> | C24 ex MULLAGH | Mullagh [T44] | MEATH HILL |  | 53.7894 | -6.8851
0114497 | MV/LV Substation OU***4497 |  | 10 kV | _ | LV | 100 kVA :Pole Substation | 0.1 | --> | 0.1 | 0 | 0 | Constrained, otherwise capacity available =100 kVA | --> | 0.095 | 0 | 0 | 0 | 0 | Constrained, otherwise capacity available =95 kW | --> | C17 ex ROSEHILL | Rosehill [T41,T42] | KILKENNY |  | 52.6221 | -7.2331
074261X | MV/LV Substation RE***261X |  | 10 kV | _ | LV | 630 kVA :Kiosk Substation | 0.63 | --> | 0.63 | 0 | 0 | Constrained, otherwise capacity available =600 kVA | --> | 0.598 | 0 | 0 | 0 | 0 | Constrained, otherwise capacity available =594 kW | --> | C14 ex CARRICK ON SHANNON | Carrick On Shannon [T41,T42] | CARRICK ON SHANNON |  | 53.9489 | -8.0938
260005 | MV/LV Substation OA***005 |  | 20 kV | _ | LV | 200 kVA :Kiosk Substation | 0.2 | --> | 0.2 | 0.188 | 1.67 |  | --> | 0.19 | 0 | 0.005 | 0.185 | 0 |  | --> | E18 ex NEWPORT | Newport [T421] | CARROWBEG |  | 53.8858 | -9.5476
059996 | MV/LV Substation CA***996 |  | 20 kV | _ | LV | 50 kVA :Pole Substation | 0.05 | --> | 0.05 | 0 | 0 | Constrained, otherwise capacity available =47 kVA | --> | 0.048 | 0 | 0.005 | 0 | 0 | Constrained, otherwise capacity available =44 kW | --> | E11 ex CAVAN | Cavan [T42,T421] | SHANKILL |  | 54.0678 | -7.3141
249210 | MV/LV Substation CA***210 |  | 10 kV | _ | LV | 200 kVA :Pole Substation | 0.2 | --> | 0.2 | 0 | 0 | Constrained, otherwise capacity available =170 kVA | --> | 0.19 | 0 | 0 | 0 | 0 | Constrained, otherwise capacity available =186 kW | --> | C21 ex LISMORE | Lismore [T41,T42] | DUNGARVAN |  | 52.1338 | -7.8449
184221X | MV/LV Substation AR***221X |  | 10 kV | _ | LV | 630 kVA :Kiosk Substation | 0.63 | --> | 0.63 | 0.5 | 3.38 |  | --> | 0.598 | 0 | 0 | 0 | 0 | Constrained, otherwise capacity available =583 kW | --> | C20 ex CASTLEBLAYNEY | Castleblayney [T41,T42] | DUNDALK |  | 54.1147 | -6.7432
065284Z | MV/LV Substation MO***284Z |  | 10 kV | _ | LV | 400 kVA :Kiosk Substation | 0.4 | --> | 0.4 | 0 | 0 | Constrained, otherwise capacity available =277 kVA | --> | 0.38 | 0 | 0.014 | 0.352 | 0 |  | --> | C22 ex STEPHENSTOWN | Stephenstown [T101,T102] | FINGLAS |  | 53.6157 | -6.1996
405102 | MV/LV Substation DO***102 |  | 20 kV | _ | LV | 200 kVA :Pole Substation | 0.2 | --> | 0.2 | 0.176 | 3.03 |  | --> | 0.19 | 0 | 0 | 0 | 0 | Constrained, otherwise capacity available =187 kW | --> | E14 ex MOVILLE | Moville [T421,T422] | TRILLICK |  | 55.1948 | -7.0502
033571Y | MV/LV Substation KI***571Y |  | 20 kV | _ | LV | 50 kVA :Pole Substation | 0.05 | --> | 0.05 | 0 | 0 | Constrained, otherwise capacity available =43 kVA | --> | 0.048 | 0 | 0 | 0 | 0 | Constrained, otherwise capacity available =47 kW | --> | C18 ex DEERPARK | Deerpark [T41,T42] | BALLYDINE |  | 52.5084 | -7.5103
062499Y | MV/LV Substation CO***499Y |  | 20 kV | _ | LV | 50 kVA :Pole Substation | 0.05 | --> | 0.05 | 0.039 | 2.33 |  | --> | 0.048 | 0 | 0.021 | 0 | 0 | Constrained, otherwise capacity available =30 kW | --> | C18 ex DUNDALK | Dundalk [T41,T42] | DUNDALK |  | 54.041 | -6.4236
011581Y | MV/LV Substation TA***581Y |  | 10 kV | _ | LV | 50 kVA :Pole Substation | 0.05 | --> | 0.05 | 0 | 0 | Constrained, otherwise capacity available =27 kVA | --> | 0.048 | 0 | 0.01 | 0 | 0 | Constrained, otherwise capacity available =37 kW | --> | C16 ex TALBOTS INCH | Talbots Inch [T41,T42] | KILKENNY |  | 52.6722 | -7.2651
034518X | MV/LV Substation CL***518X |  | 20 kV | _ | LV | 100 kVA :Pole Substation | 0.1 | --> | 0.1 | 0.039 | 5.88 |  | --> | 0.095 | 0 | 0 | 0 | 0 | Constrained, otherwise capacity available =86 kW | --> | C14 ex ARDGEEHA | Ardgeeha [T41,T42] | DOON |  | 52.4736 | -7.6243
2934231 | MV/LV Substation MO***4231 |  | 20 kV | _ | LV | 50 kVA :Pole Substation | 0.05 | --> | 0.05 | 0.049 | 0.43 |  | --> | 0.048 | 0 | 0 | 0 | 0 | Constrained, otherwise capacity available =47 kW | --> | E18 ex TULLOW | Tullow [T421,T422] | CARLOW |  | 52.8604 | -6.5466
0684717 | MV/LV Substation BY***4717 |  | 10 kV | _ | LV | 400 kVA :Kiosk Substation | 0.4 | --> | 0.4 | 0.4 | 2.6 |  | --> | 0.38 | 0 | 0 | 0.38 | 0 |  | --> | C28 ex WOLFE TONE STREET | Wolfe Tone Street [T101,T102] | FINGLAS |  | 53.3473 | -6.2647
058373Y | MV/LV Substation DR***373Y |  | 10 kV | _ | LV | 100 kVA :Pole Substation | 0.1 | --> | 0.1 | 0 | 0 | Constrained, otherwise capacity available =89 kVA | --> | 0.095 | 0 | 0.005 | 0 | 0 | Constrained, otherwise capacity available =90 kW | --> | C26 ex KYLEERAGH | Kyleeragh [T41,T42] | NENAGH |  | 52.9249 | -8.2751
111420X | MV/LV Substation CA***420X |  | 20 kV | _ | LV | 200 kVA :Pole Substation | 0.2 | --> | 0.2 | 0.161 | 0.94 |  | --> | 0.19 | 0 | 0.002 | 0 | 0 | Constrained, otherwise capacity available =183 kW | --> | E15 ex CASTLETOWNBERE | Castletownbere [T421] | BALLYLICKY |  | 51.6483 | -9.9122
039501 | MV/LV Substation FU***501 |  | 10 kV | _ | LV | 200 kVA :Kiosk Substation | 0.2 | --> | 0.2 | 0 | 0 | Constrained, otherwise capacity available =156 kVA | --> | 0.19 | 0 | 0 | 0 | 0 | Constrained, otherwise capacity available =184 kW | --> | C12 ex ORANMORE | Oranmore [T41,T44] | GALWAY 110KV |  | 53.2775 | -8.9761
136939Y | MV/LV Substation BA***939Y |  | 10 kV | _ | LV | 50 kVA :Pole Substation | 0.05 | --> | 0.05 | 0.05 | 1.28 |  | --> | 0.048 | 0 | 0 | 0 | 0 | Constrained, otherwise capacity available =47 kW | --> | C21 ex CASTLEREA | Castlerea [T41,T42] | CARRICK ON SHANNON |  | 53.6899 | -8.4666
067957Y | MV/LV Substation TH***957Y |  | 10 kV | _ | LV | 630 kVA :Kiosk Substation | 0.63 | --> | 0.63 | 0 | 0 | Constrained, otherwise capacity available =630 kVA | --> | 0.598 | 0 | 0 | 0 | 0 | Constrained, otherwise capacity available =598 kW | --> | C16 ex MOYLISH | Moylish [T41,T42] | ARDNACRUSHA |  | 52.683 | -8.6605
081425Y | MV/LV Substation WH***425Y |  | 10 kV | _ | LV | 50 kVA :Pole Substation | 0.05 | --> | 0.05 | 0 | 0 | Constrained, otherwise capacity available =41 kVA | --> | 0.048 | 0 | 0.003 | 0 | 0 | Constrained, otherwise capacity available =44 kW | --> | C20 ex CELBRIDGE | Celbridge [T41,T42] | GRIFFINRATH |  | 53.2988 | -6.6034
039066X | MV/LV Substation PA***066X |  | 10 kV | _ | LV | 100 kVA :Pole Substation | 0.1 | --> | 0.1 | 0.081 | 11.03 |  | --> | 0.095 | 0 | 0 | 0.092 | 0 |  | --> | C28 ex SALTHILL | Salthill [T101,T102] | SALTHILL |  | 53.2586 | -9.131
050099Z | MV/LV Substation GA***099Z |  | 10 kV | _ | LV | 400 kVA :Kiosk Substation | 0.4 | --> | 0.4 | 0 | 0 | Constrained, otherwise capacity available =363 kVA | --> | 0.38 | 0 | 0 | 0 | 0 | Constrained, otherwise capacity available =375 kW | --> | C21 ex ATHLONE | Athlone [T41,T42] | ATHLONE |  | 53.4207 | -7.9969
204088X | MV/LV Substation WH***088X |  | 20 kV | _ | LV | 400 kVA :Kiosk Substation | 0.4 | --> | 0.4 | 0 | 0 | Constrained, otherwise capacity available =289 kVA | --> | 0.38 | 0 | 0 | 0 | 0 | Constrained, otherwise capacity available =364 kW | --> | E17 ex BUNCRANA | Buncrana [T421,T422] | TRILLICK |  | 55.0697 | -7.2722
281791Z | MV/LV Substation J ***791Z |  | 20 kV | _ | LV | 100 kVA :Pole Substation | 0.1 | --> | 0.1 | 0.053 | 17.47 |  | --> | 0.095 | 0 | 0 | 0.088 | 0 |  | --> | E12 ex COOLROE | Coolroe [T121,T122] | COOLROE |  | 51.8813 | -8.6444
248842X | MV/LV Substation CL***842X |  | 20 kV | _ | LV | 50 kVA :Pole Substation | 0.05 | --> | 0.05 | 0.041 | 0.33 |  | --> | 0.048 | 0 | 0 | 0 | 0 | Constrained, otherwise capacity available =46 kW | --> | E33 ex TRIM | Trim [T421] | NAVAN |  | 53.4721 | -6.7617
209501X | MV/LV Substation CO***501X |  | 10 kV | _ | LV | 400 kVA :Kiosk Substation | 0.4 | --> | 0.4 | 0 | 0 | Constrained, otherwise capacity available =365 kVA | --> | 0.38 | 0 | 0.005 | 0 | 0 | Constrained, otherwise capacity available =372 kW | --> | C14 ex MILFORD (NR) | Milford (nr) [T41,T42] | LETTERKENNY |  | 55.0928 | -7.6947
366047X | MV/LV Substation CR***047X |  | 20 kV | _ | LV | 200 kVA :Pole Substation | 0.2 | --> | 0.2 | 0.175 | 0.45 |  | --> | 0.19 | 0 | 0 | 0 | 0 | Constrained, otherwise capacity available =186 kW | --> | C16 ex CARRAROE | Carraroe [T42] | SCREEB |  | 53.0653 | -9.5412
350033 | MV/LV Substation ST***033 |  | 10 kV | _ | LV | 200 kVA :Pole Substation | 0.2 | --> | 0.2 | 0.128 | 1.57 |  | --> | 0.19 | 0 | 0.008 | 0 | 0 | Constrained, otherwise capacity available =174 kW | --> | C13 ex BUNDORAN | Bundoran [T41,T42] | CATHALEENS FALL |  | 54.4756 | -8.2775
0154421 | MV/LV Substation KI***4421 |  | 10 kV | _ | LV | 50 kVA :Pole Substation | 0.05 | --> | 0.05 | 0 | 0 | Constrained, otherwise capacity available =50 kVA | --> | 0.048 | 0 | 0 | 0 | 0 | Constrained, otherwise capacity available =48 kW | --> | C18 ex NAAS | Naas [T41,T42] | KILTEEL |  | 53.1949 | -6.6753
2494099 | MV/LV Substation KI***4099 |  | 20 kV | _ | LV | 50 kVA :Pole Substation | 0.05 | --> | 0.05 | 0 | 0 | Constrained, otherwise capacity available =36 kVA | --> | 0.048 | 0 | 0 | 0 | 0 | Constrained, otherwise capacity available =46 kW | --> | C25 ex KILCLOHER | Kilcloher [T41,T42] | DUNGARVAN |  | 52.1896 | -7.6989
111203Z | MV/LV Substation CA***203Z |  | 20 kV | _ | LV | 50 kVA :Pole Substation | 0.05 | --> | 0.05 | 0.05 | 0.94 |  | --> | 0.048 | 0 | 0 | 0 | 0 | Constrained, otherwise capacity available =47 kW | --> | E21 ex CASTLETOWNBERE | Castletownbere [T421] | BALLYLICKY |  | 51.695 | -9.7053
021764Y | MV/LV Substation OA***764Y |  | 10 kV | _ | LV | 400 kVA :Kiosk Substation | 0.4 | --> | 0.4 | 0 | 0 | Constrained, otherwise capacity available =322 kVA | --> | 0.38 | 0 | 0.025 | 0.351 | 0 |  | --> | C15 ex RIVERSTOWN | Riverstown [T41,T42] | KILBARRY |  | 51.9327 | -8.3896
027408 | MV/LV Substation DA***408 |  | 10 kV | _ | LV | 50 kVA :Pole Substation | 0.05 | --> | 0.05 | 0.026 | 7.79 |  | --> | 0.048 | 0 | 0 | 0 | 0 | Constrained, otherwise capacity available =44 kW | --> | C13 ex DUNMANWAY | Dunmanway [T422,T43] | DUNMANWAY |  | 51.729 | -9.1285
154306Z | MV/LV Substation BT***306Z |  | 10 kV | _ | LV | 200 kVA :Kiosk Substation | 0.2 | --> | 0.2 | 0 | 0 | Constrained, otherwise capacity available =162 kVA | --> | 0.19 | 0 | 0.009 | 0 | 0 | Constrained, otherwise capacity available =178 kW | --> | C20 ex COOLMINE | Coolmine [T41,T42] | FINGLAS |  | 53.3906 | -6.4011
276193 | MV/LV Substation CA***193 |  | 10 kV | _ | LV | 200 kVA :Pole Substation | 0.2 | --> | 0.2 | 0.188 | 0.76 |  | --> | 0.19 | 0 | 0 | 0 | 0 | Constrained, otherwise capacity available =188 kW | --> | C13 ex WOODFORD | Woodford [T41,T42] | KNOCKEARAGH |  | 52.0349 | -9.4907
003403Y | MV/LV Substation BA***403Y |  | 10 kV | _ | LV | 50 kVA :Pole Substation | 0.05 | --> | 0.05 | 0.039 | 11.58 |  | --> | 0.048 | 0 | 0.005 | 0 | 0 | Constrained, otherwise capacity available =42 kW | --> | C23 ex BALLYBEG | Ballybeg [T101,T102] | CARRICKMINES |  | 52.9112 | -6.1131
249544 | MV/LV Substation DR***544 |  | 10 kV | _ | LV | 50 kVA :Pole Substation | 0.05 | --> | 0.05 | 0 | 0 | Constrained, otherwise capacity available =44 kVA | --> | 0.048 | 0 | 0 | 0 | 0 | Constrained, otherwise capacity available =47 kW | --> | C16 ex KILCLOHER | Kilcloher [T41,T42] | DUNGARVAN |  | 52.1266 | -7.7866
164028X | MV/LV Substation KN***028X |  | 10 kV | _ | LV | 50 kVA :Pole Substation | 0.05 | --> | 0.05 | 0 | 0 | Constrained, otherwise capacity available =49 kVA | --> | 0.048 | 0 | 0 | 0 | 0 | Constrained, otherwise capacity available =47 kW | --> | C22 ex SKIBBEREEN | Skibbereen [T41,T42] | DUNMANWAY |  | 51.5431 | -9.3566
258069X | MV/LV Substation FI***069X |  | 20 kV | _ | LV | 400 kVA :Kiosk Substation | 0.4 | --> | 0.4 | 0.346 | 1.86 |  | --> | 0.38 | 0 | 0.005 | 0 | 0 | Constrained, otherwise capacity available =369 kW | --> | E17 ex CREESLOUGH | Creeslough [T421] | ARDNAGAPPARY |  | 55.1795 | -7.977
3654256 | MV/LV Substation EX***4256 |  | 10 kV | _ | LV | 1000 kVA :Building Structure | 1 | --> | 1 | 0 | 0 | Constrained, otherwise capacity available =879 kVA | --> | 0.95 | 0 | 0 | 0.5 | 0 |  | --> | C20 ex INCHICORE NORTH | Inchicore North [T41] | INCHICORE 220KV |  | 53.3282 | -6.348
028055Y | MV/LV Substation SE***055Y |  | 10 kV | _ | LV | 630 kVA :Kiosk Substation | 0.63 | --> | 0.63 | 0.5 | 19.7 |  | --> | 0.598 | 0 | 0 | 0.5 | 0 |  | --> | C14 ex COW CROSS | Cow Cross [T102,T41] | COW CROSS |  | 51.8587 | -8.2835
154478Z | MV/LV Substation WE***478Z |  | 10 kV | _ | LV | 1000 kVA :Building Structure | 1 | --> | 1 | 0 | 0 | Constrained, otherwise capacity available =789 kVA | --> | 0.95 | 0 | 0 | 0.5 | 0 |  | --> | C20 ex COLLEGE PARK | College Park [T101,T102,T103] | COLLEGE PARK |  | 53.3895 | -6.3872
051488X | MV/LV Substation CA***488X |  | 20 kV | _ | LV | 400 kVA :Kiosk Substation | 0.4 | --> | 0.4 | 0.318 | 2.22 |  | --> | 0.38 | 0 | 0.03 | 0.346 | 0 |  | --> | E12 ex CLARA | Clara [T421,T422] | THORNSBERRY |  | 53.3652 | -7.4994
281233 | MV/LV Substation J ***233 |  | 20 kV | _ | LV | 400 kVA :Kiosk Substation | 0.4 | --> | 0.4 | 0.345 | 17.47 |  | --> | 0.38 | 0 | 0 | 0.372 | 0 |  | --> | E12 ex COOLROE | Coolroe [T121,T122] | COOLROE |  | 51.8808 | -8.6383
1964121 | MV/LV Substation MI***4121 |  | 10 kV | _ | LV | 100 kVA :Pole Substation | 0.1 | --> | 0.1 | 0 | 0 | Constrained, otherwise capacity available =64 kVA | --> | 0.095 | 0 | 0 | 0 | 0 | Constrained, otherwise capacity available =90 kW | --> | C18 ex TRIM | Trim [T41,T42] | NAVAN |  | 53.5609 | -6.7849
093321 | MV/LV Substation ST***321 |  | 10 kV | _ | LV | 50 kVA :Pole Substation | 0.05 | --> | 0.05 | 0.03 | 12.96 |  | --> | 0.048 | 0 | 0.01 | 0.037 | 0 |  | --> | C24 ex ARTANE | Artane [T101,T102] | FINGLAS |  | 53.3881 | -6.227
1564112 | MV/LV Substation BA***4112 |  | 20 kV | _ | LV | 50 kVA :Pole Substation | 0.05 | --> | 0.05 | 0 | 0 | Constrained, otherwise capacity available =44 kVA | --> | 0.048 | 0 | 0.02 | 0 | 0 | Constrained, otherwise capacity available =32 kW | --> | C17 ex CLONES | Clones [T41,T42] | SHANKILL |  | 54.2107 | -7.0999
0314265 | MV/LV Substation SA***4265 |  | 20 kV | _ | LV | 50 kVA :Pole Substation | 0.05 | --> | 0.05 | 0 | 0 | Constrained, otherwise capacity available =48 kVA | --> | 0.048 | 0 | 0 | 0 | 0 | Constrained, otherwise capacity available =47 kW | --> | E16 ex KILMACTHOMAS | Kilmacthomas [T421,T422] | DUNGARVAN |  | 52.1526 | -7.4449
127413X | MV/LV Substation DI***413X |  | 10 kV | _ | LV | 100 kVA :Pole Substation | 0.1 | --> | 0.1 | 0 | 0 | Constrained, otherwise capacity available =98 kVA | --> | 0.095 | 0 | 0 | 0 | 0 | Constrained, otherwise capacity available =95 kW | --> | C17 ex LOUGHTAGALLA | Loughtagalla [T41,T42] | THURLES |  | 52.6896 | -7.7942
156352 | MV/LV Substation TH***352 |  | 10 kV | _ | LV | 50 kVA :Pole Substation | 0.05 | --> | 0.05 | 0.041 | 2.47 |  | --> | 0.048 | 0 | 0 | 0 | 0 | Constrained, otherwise capacity available =46 kW | --> | C12 ex TELAYDON | Telaydon [T42,T421] | LISDRUM |  | 54.2675 | -6.959
093583Z | MV/LV Substation NE***583Z |  | 10 kV | _ | LV | 200 kVA :Kiosk Substation | 0.2 | --> | 0.2 | 0 | 0 | Constrained, otherwise capacity available =160 kVA | --> | 0.19 | 0 | 0.009 | 0 | 0 | Constrained, otherwise capacity available =178 kW | --> | C31 ex CLONSHAUGH | Clonshaugh [T41,T42] | FINGLAS |  | 53.401 | -6.213
288174X | MV/LV Substation BA***174X |  | 10 kV | _ | LV | 400 kVA :Kiosk Substation | 0.4 | --> | 0.4 | 0 | 0 | Constrained, otherwise capacity available =308 kVA | --> | 0.38 | 0 | 0.023 | 0.35 | 0 |  | --> | C19 ex SANDYFORD | Sandyford [T41,T42] | CARRICKMINES |  | 53.2733 | -6.2523
082657Y | MV/LV Substation TA***657Y |  | 10 kV | _ | LV | 400 kVA :Kiosk Substation | 0.4 | --> | 0.4 | 0.272 | 2.01 |  | --> | 0.38 | 0 | 0.032 | 0 | 0 | Constrained, otherwise capacity available =338 kW | --> | C12 ex ABBEYLAND | Abbeyland [T41,T42] | NAVAN |  | 53.6674 | -6.6865
068655X | MV/LV Substation NO***655X |  | 10 kV | _ | LV | 1000 kVA :Building Structure | 1 | --> | 1 | 0.5 | 14.34 |  | --> | 0.95 | 0 | 0 | 0.5 | 0 |  | --> | C43 ex NORTH QUAYS | North Quays [T101,T102,T103] | POOLBEG |  | 53.3493 | -6.2309
0644399 | MV/LV Substation HS***4399 |  | 10 kV | _ | LV | 400 kVA :Building Structure | 0.4 | --> | 0.4 | 0 | 0 | Constrained, otherwise capacity available =400 kVA | --> | 0.38 | 0 | 0 | 0 | 0 | Constrained, otherwise capacity available =380 kW | --> | C11 ex MORNINGTON ROAD | Mornington Road [T41,T42] | DRYBRIDGE |  | 53.711 | -6.3399
209943 | MV/LV Substation DR***943 |  | 20 kV | _ | LV | 50 kVA :Pole Substation | 0.05 | --> | 0.05 | 0 | 0 | Constrained, otherwise capacity available =34 kVA | --> | 0.048 | 0 | 0 | 0 | 0 | Constrained, otherwise capacity available =45 kW | --> | C21 ex MILFORD (NR) | Milford (nr) [T41,T42] | LETTERKENNY |  | 55.127 | -7.7355
109476 | MV/LV Substation CL***476 |  | 10 kV | _ | LV | 400 kVA :Kiosk Substation | 0.4 | --> | 0.4 | 0 | 0 | Constrained, otherwise capacity available =388 kVA | --> | 0.38 | 0 | 0.031 | 0 | 0 | Constrained, otherwise capacity available =355 kW | --> | E16 ex DRUMLINE | Drumline [T421,T422] | DRUMLINE |  | 52.7087 | -8.858
060947X | MV/LV Substation CO***947X |  | 10 kV | _ | LV | 100 kVA :Pole Substation | 0.1 | --> | 0.1 | 0.095 | 2.57 |  | --> | 0.095 | 0 | 0.005 | 0 | 0 | Constrained, otherwise capacity available =90 kW | --> | C13 ex ERRIGAL | Errigal [T41,T422] | SHANKILL |  | 54.0098 | -7.2561
082167 | MV/LV Substation BO***167 |  | 10 kV | _ | LV | 400 kVA :Building Structure | 0.4 | --> | 0.4 | 0 | 0 | Constrained, otherwise capacity available =389 kVA | --> | 0.38 | 0 | 0 | 0 | 0 | Constrained, otherwise capacity available =378 kW | --> | C30 ex ACADEMY STREET | Academy Street [T421,T422,T44] | NAVAN |  | 53.6498 | -6.6786
0664289 | MV/LV Substation GA***4289 |  | 20 kV | _ | LV | 400 kVA :Kiosk Substation | 0.4 | --> | 0.4 | 0 | 0 | Constrained, otherwise capacity available =400 kVA | --> | 0.38 | 0 | 0 | 0 | 0 | Constrained, otherwise capacity available =380 kW | --> | E18 ex GLASMORE | Glasmore [T421,T422] | GLASMORE |  | 53.5351 | -6.2089
068925 | MV/LV Substation ST***925 |  | 10 kV | _ | LV | 1000 kVA :Building Structure | 1 | --> | 1 | 0.5 | 1.37 |  | --> | 0.95 | 0 | 0 | 0.5 | 0 |  | --> | C22 ex SOUTH KING STREET | South King Street [T41,T42] | FRANCIS STREET |  | 53.3397 | -6.2616
0074064 | MV/LV Substation FL***4064 |  | 20 kV | _ | LV | 400 kVA :Kiosk Substation | 0.4 | --> | 0.4 | 0.342 | 16.12 |  | --> | 0.38 | 0 | 0 | 0.372 | 0 |  | --> | E21 ex WEXFORD | Wexford [T121,T122] | WEXFORD |  | 52.3815 | -6.4496
021175 | MV/LV Substation CO***175 |  | 20 kV | _ | LV | 50 kVA :Pole Substation | 0.05 | --> | 0.05 | 0 | 0 | Constrained, otherwise capacity available =38 kVA | --> | 0.048 | 0 | 0 | 0 | 0 | Constrained, otherwise capacity available =46 kW | --> | E16 ex CURRALEIGH | Curraleigh [T421,T422] | KILBARRY |  | 51.9245 | -8.7462
1964071 | MV/LV Substation O ***4071 |  | 10 kV | _ | LV | 50 kVA :Pole Substation | 0.05 | --> | 0.05 | 0 | 0 | Constrained, otherwise capacity available =42 kVA | --> | 0.048 | 0 | 0.006 | 0 | 0 | Constrained, otherwise capacity available =42 kW | --> | C18 ex ATHBOY | Athboy [T42] | NAVAN |  | 53.6202 | -6.9251
007484Y | MV/LV Substation OA***484Y |  | 20 kV | _ | LV | 50 kVA :Pole Substation | 0.05 | --> | 0.05 | 0.05 | 16.12 |  | --> | 0.048 | 0 | 0 | 0.048 | 0 |  | --> | E21 ex WEXFORD | Wexford [T121,T122] | WEXFORD |  | 52.3498 | -6.5115
017061Z | MV/LV Substation AS***061Z |  | 10 kV | _ | LV | 400 kVA :Kiosk Substation | 0.4 | --> | 0.4 | 0.344 | 1.05 |  | --> | 0.38 | 0 | 0 | 0 | 0 | Constrained, otherwise capacity available =372 kW | --> | C14 ex NEWCASTLEWEST | Newcastlewest [T41,T42] | RATHKEALE |  | 52.4507 | -9.0573
0364270 | MV/LV Substation UI***4270 |  | 20 kV | _ | LV | 50 kVA :Pole Substation | 0.05 | --> | 0.05 | 0 | 0 | Constrained, otherwise capacity available =50 kVA | --> | 0.048 | 0 | 0 | 0 | 0 | Constrained, otherwise capacity available =48 kW | --> | E18 ex GARRANACANTY | Garranacanty [T421,T422] | TIPPERARY |  | 52.5022 | -8.2002
118943X | MV/LV Substation SU***943X |  | 20 kV | _ | LV | 50 kVA :Pole Substation | 0.05 | --> | 0.05 | 0 | 0 | Constrained, otherwise capacity available =47 kVA | --> | 0.048 | 0 | 0 | 0 | 0 | Constrained, otherwise capacity available =47 kW | --> | E17 ex CREAGH | Creagh [T421,T422] | ATHLONE |  | 53.3211 | -8.187
039975X | MV/LV Substation RA***975X |  | 10 kV | _ | LV | 1000 kVA :Building Structure | 1 | --> | 1 | 0 | 0 | Constrained, otherwise capacity available =827 kVA | --> | 0.95 | 0 | 0.03 | 0.5 | 0 |  | --> | C13 ex GALWAY 110KV | Galway 110kv [T102,T103] | GALWAY 110KV |  | 53.2985 | -8.9986
064970Y | MV/LV Substation WO***970Y |  | 20 kV | _ | LV | 400 kVA :Kiosk Substation | 0.4 | --> | 0.4 | 0 | 0 | Constrained, otherwise capacity available =319 kVA | --> | 0.38 | 0 | 0.014 | 0 | 0 | Constrained, otherwise capacity available =358 kW | --> | E17 ex JULIANSTOWN | Julianstown [T421,T422] | DRYBRIDGE |  | 53.6964 | -6.2602
039296 | MV/LV Substation CA***296 |  | 10 kV | _ | LV | 630 kVA :Kiosk Substation | 0.63 | --> | 0.63 | 0 | 0 | Constrained, otherwise capacity available =406 kVA | --> | 0.598 | 0 | 0.03 | 0 | 0 | Constrained, otherwise capacity available =545 kW | --> | C18 ex HEADFORD ROAD | Headford Road [T41,T42] | GALWAY 110KV |  | 53.2877 | -9.0509
196112X | MV/LV Substation AR***112X |  | 10 kV | _ | LV | 400 kVA :Kiosk Substation | 0.4 | --> | 0.4 | 0 | 0 | Constrained, otherwise capacity available =332 kVA | --> | 0.38 | 0 | 0.005 | 0 | 0 | Constrained, otherwise capacity available =367 kW | --> | C18 ex ATHBOY | Athboy [T42] | NAVAN |  | 53.6223 | -6.9148
2884101 | MV/LV Substation CL***4101 |  | 10 kV | _ | LV | 630 kVA :Kiosk Substation | 0.63 | --> | 0.63 | 0 | 0 | Constrained, otherwise capacity available =592 kVA | --> | 0.598 | 0 | 0.025 | 0.5 | 0 |  | --> | C14 ex CARRICKMINES | Carrickmines [T41,T42] | CARRICKMINES |  | 53.2552 | -6.2034
1534041 | MV/LV Substation NE***4041 |  | 20 kV | _ | LV | 200 kVA :Pole Substation | 0.2 | --> | 0.2 | 0 | 0 | Constrained, otherwise capacity available =196 kVA | --> | 0.19 | 0 | 0 | 0 | 0 | Constrained, otherwise capacity available =189 kW | --> | E11 ex BIRDHILL | Birdhill [T421,T422] | ARDNACRUSHA |  | 52.7055 | -8.389
244688X | MV/LV Substation TH***688X |  | 20 kV | _ | LV | 200 kVA :Kiosk Substation | 0.2 | --> | 0.2 | 0 | 0 | Constrained, otherwise capacity available =178 kVA | --> | 0.19 | 0 | 0 | 0 | 0 | Constrained, otherwise capacity available =187 kW | --> | E16 ex MILLTOWN (SR) | Milltown (sr) [T421,T422] | OUGHTRAGH |  | 52.1051 | -9.7859
007684X | MV/LV Substation BA***684X |  | 20 kV | _ | LV | 50 kVA :Pole Substation | 0.05 | --> | 0.05 | 0.014 | 16.12 |  | --> | 0.048 | 0 | 0 | 0.042 | 0 |  | --> | E21 ex WEXFORD | Wexford [T121,T122] | WEXFORD |  | 52.3453 | -6.5309
2884205 | MV/LV Substation ME***4205 |  | 10 kV | _ | LV | 1000 kVA :Building Structure | 1 | --> | 1 | 0 | 0 | Constrained, otherwise capacity available =1000 kVA | --> | 0.95 | 0 | 0 | 0.5 | 0 |  | --> | C14 ex CARRICKMINES | Carrickmines [T41,T42] | CARRICKMINES |  | 53.257 | -6.2058
1764094 | MV/LV Substation VO***4094 |  | 20 kV | _ | LV | 50 kVA :Pole Substation | 0.05 | --> | 0.05 | 0 | 0 | Constrained, otherwise capacity available =36 kVA | --> | 0.048 | 0 | 0 | 0 | 0 | Constrained, otherwise capacity available =46 kW | --> | E11 ex MACROOM | Macroom [T422] | MACROOM |  | 51.9114 | -8.7752
011450 | MV/LV Substation KI***450 |  | 10 kV | _ | LV | 200 kVA :Pole Substation | 0.2 | --> | 0.2 | 0.2 | 5.05 |  | --> | 0.19 | 0 | 0 | 0 | 0 | Constrained, otherwise capacity available =190 kW | --> | C20 ex MCDONAGH | Mcdonagh [T41,T42] | KILKENNY |  | 52.7061 | -7.2051
252896X | MV/LV Substation CU***896X |  | 10 kV | _ | LV | 50 kVA :Pole Substation | 0.05 | --> | 0.05 | 0.05 | 2.76 |  | --> | 0.048 | 0 | 0 | 0.048 | 0 |  | --> | C19 ex RECESS | Recess [T41] | SCREEB |  | 53.4235 | -9.9064
127148Z | MV/LV Substation TO***148Z |  | 10 kV | _ | LV | 200 kVA :Kiosk Substation | 0.2 | --> | 0.2 | 0.2 | 5.89 |  | --> | 0.19 | 0 | 0 | 0 | 0 | Constrained, otherwise capacity available =190 kW | --> | C13 ex CASHEL | Cashel [T41,T42] | CAHIR |  | 52.5192 | -7.8785
025710X | MV/LV Substation KI***710X |  | 10 kV | _ | LV | 50 kVA :Pole Substation | 0.05 | --> | 0.05 | 0.039 | 1.05 |  | --> | 0.048 | 0 | 0.006 | 0 | 0 | Constrained, otherwise capacity available =42 kW | --> | C19 ex NEWCASTLEWEST | Newcastlewest [T41,T42] | RATHKEALE |  | 52.3434 | -9.0083
216541 | MV/LV Substation WO***541 |  | 10 kV | _ | LV | 100 kVA :Pole Substation | 0.1 | --> | 0.1 | 0 | 0 | Constrained, otherwise capacity available =83 kVA | --> | 0.095 | 0 | 0 | 0 | 0 | Constrained, otherwise capacity available =93 kW | --> | C23 ex GLENTIES | Glenties [T41,T42] | BINBANE |  | 54.7592 | -8.4041
052591Y | MV/LV Substation CA***591Y |  | 20 kV | _ | LV | 50 kVA :Pole Substation | 0.05 | --> | 0.05 | 0.05 | 2.22 |  | --> | 0.048 | 0 | 0 | 0.047 | 0 |  | --> | E13 ex CLARA | Clara [T421,T422] | THORNSBERRY |  | 53.4408 | -7.4833
054690Y | MV/LV Substation DR***690Y |  | 10 kV | _ | LV | 50 kVA :Pole Substation | 0.05 | --> | 0.05 | 0 | 0 | Constrained, otherwise capacity available =46 kVA | --> | 0.048 | 0 | 0 | 0 | 0 | Constrained, otherwise capacity available =47 kW | --> | E14 ex ABBEYLEIX | Abbeyleix [T422] | PORTLAOISE |  | 52.8875 | -7.3234
002789 | MV/LV Substation GA***789 |  | 10 kV | _ | LV | 630 kVA :Building Structure | 0.63 | --> | 0.63 | 0.486 | 4.51 |  | --> | 0.598 | 0 | 0.003 | 0.5 | 0 |  | --> | C21 ex BOGHALL ROAD | Boghall Road [T41,T42] | FASSAROE |  | 53.2051 | -6.1064
046355X | MV/LV Substation SH***355X |  | 10 kV | _ | LV | 200 kVA :Kiosk Substation | 0.2 | --> | 0.2 | 0.184 | 5.48 |  | --> | 0.19 | 0 | 0 | 0.188 | 0 |  | --> | C17 ex BALLYTIVNAN | Ballytivnan [T41,T42] | SLIGO |  | 54.2875 | -8.4653
118539 | MV/LV Substation OG***539 |  | 20 kV | _ | LV | 100 kVA :Pole Substation | 0.1 | --> | 0.1 | 0.088 | 0.3 |  | --> | 0.095 | 0 | 0 | 0 | 0 | Constrained, otherwise capacity available =93 kW | --> | C17 ex BANAGHER | Banagher [T41,T42] | DALLOW |  | 53.2433 | -8.1638
149094X | MV/LV Substation CI***094X |  | 10 kV | _ | LV | 400 kVA :Building Structure | 0.4 | --> | 0.4 | 0 | 0 | Constrained, otherwise capacity available =375 kVA | --> | 0.38 | 0 | 0.021 | 0 | 0 | Constrained, otherwise capacity available =361 kW | --> | C11 ex DONEGAL | Donegal [T41,T42] | CATHALEENS FALL |  | 54.6592 | -8.0877
0664129 | MV/LV Substation LI***4129 |  | 10 kV | _ | LV | 400 kVA :Building Structure | 0.4 | --> | 0.4 | 0 | 0 | Constrained, otherwise capacity available =315 kVA | --> | 0.38 | 0 | 0 | 0.368 | 0 |  | --> | C12 ex MOUNTGORRY | Mountgorry [T41,T42] | GRANGE (DR) |  | 53.4507 | -6.2269
081382Y | MV/LV Substation AL***382Y |  | 10 kV | _ | LV | 200 kVA :Kiosk Substation | 0.2 | --> | 0.2 | 0 | 0 | Constrained, otherwise capacity available =188 kVA | --> | 0.19 | 0 | 0 | 0 | 0 | Constrained, otherwise capacity available =188 kW | --> | C16 ex LEIXLIP | Leixlip [T41,T42] | GRIFFINRATH |  | 53.354 | -6.5082
167441 | MV/LV Substation CO***441 |  | 20 kV | _ | LV | 50 kVA :Pole Substation | 0.05 | --> | 0.05 | 0 | 0 | Constrained, otherwise capacity available =37 kVA | --> | 0.048 | 0 | 0.009 | 0 | 0 | Constrained, otherwise capacity available =39 kW | --> | E15 ex WHITECHURCH | Whitechurch [T421,T422] | KILBARRY |  | 51.9488 | -8.5482
052607 | MV/LV Substation RA***607 |  | 10 kV | _ | LV | 200 kVA :Kiosk Substation | 0.2 | --> | 0.2 | 0.187 | 1.25 |  | --> | 0.19 | 0 | 0 | 0 | 0 | Constrained, otherwise capacity available =188 kW | --> | C17 ex LOUGHANALLA | Loughanalla [T41,T42] | MULLINGAR |  | 53.6846 | -7.2942
158016X | MV/LV Substation TO***016X |  | 20 kV | _ | LV | 50 kVA :Pole Substation | 0.05 | --> | 0.05 | 0 | 0 | Constrained, otherwise capacity available =49 kVA | --> | 0.048 | 0 | 0 | 0 | 0 | Constrained, otherwise capacity available =47 kW | --> | C19 ex ENNISTYMON | Ennistymon [T41,T42] | ENNIS |  | 53.0462 | -9.2437
118585Y | MV/LV Substation SH***585Y |  | 10 kV | _ | LV | 400 kVA :Kiosk Substation | 0.4 | --> | 0.4 | 0.4 | 2 |  | --> | 0.38 | 0 | 0 | 0 | 0 | Constrained, otherwise capacity available =380 kW | --> | C12 ex BALLINASLOE | Ballinasloe [T41,T42] | SOMERSET |  | 53.3267 | -8.2198
160692Y | MV/LV Substation WH***692Y |  | 10 kV | _ | LV | 630 kVA :Kiosk Substation | 0.63 | --> | 0.63 | 0 | 0 | Constrained, otherwise capacity available =444 kVA | --> | 0.598 | 0 | 0.021 | 0 | 0 | Constrained, otherwise capacity available =557 kW | --> | C23 ex PORTARLINGTON | Portarlington [T43] | BLAKE |  | 53.1509 | -7.1864
046160 | MV/LV Substation VO***160 |  | 10 kV | _ | LV | 200 kVA :Building Structure | 0.2 | --> | 0.2 | 0.166 | 5.48 |  | --> | 0.19 | 0 | 0 | 0.185 | 0 |  | --> | C11 ex BALLYTIVNAN | Ballytivnan [T41,T42] | SLIGO |  | 54.2788 | -8.4582
054063 | MV/LV Substation DE***063 |  | 20 kV | _ | LV | 200 kVA :Pole Substation | 0.2 | --> | 0.2 | 0 | 0 | Constrained, otherwise capacity available =152 kVA | --> | 0.19 | 0 | 0.05 | 0 | 0 | Constrained, otherwise capacity available =146 kW | --> | E13 ex ABBEYLEIX | Abbeyleix [T422] | PORTLAOISE |  | 52.9109 | -7.3498
025475X | MV/LV Substation KI***475X |  | 20 kV | _ | LV | 100 kVA :Pole Substation | 0.1 | --> | 0.1 | 0.099 | 2.96 |  | --> | 0.095 | 0 | 0 | 0 | 0 | Constrained, otherwise capacity available =95 kW | --> | E14 ex CHARLEVILLE | Charleville [T421,T422] | CHARLEVILLE |  | 52.3496 | -8.7221
021278Z | MV/LV Substation BL***278Z |  | 10 kV | _ | LV | 200 kVA :Kiosk Substation | 0.2 | --> | 0.2 | 0 | 0 | Constrained, otherwise capacity available =170 kVA | --> | 0.19 | 0 | 0.018 | 0.172 | 0 |  | --> | C26 ex KILBARRY | Kilbarry [T101,T43] | KILBARRY |  | 51.9229 | -8.5015
068444X | MV/LV Substation GA***444X |  | 10 kV | _ | LV | 1000 kVA :Building Structure | 1 | --> | 1 | 0.5 | 1.37 |  | --> | 0.95 | 0 | 0 | 0.5 | 0 |  | --> | C17 ex SOUTH KING STREET | South King Street [T41,T42] | FRANCIS STREET |  | 53.3406 | -6.2613
025138 | MV/LV Substation KI***138 |  | 10 kV | _ | LV | 50 kVA :Pole Substation | 0.05 | --> | 0.05 | 0 | 0 | Constrained, otherwise capacity available =47 kVA | --> | 0.048 | 0 | 0 | 0 | 0 | Constrained, otherwise capacity available =47 kW | --> | C12 ex KILMALLOCK | Kilmallock [T41,T42] | CHARLEVILLE |  | 52.3777 | -8.5579
011295Z | MV/LV Substation LI***295Z |  | 10 kV | _ | LV | 400 kVA :Kiosk Substation | 0.4 | --> | 0.4 | 0.296 | 5.05 |  | --> | 0.38 | 0 | 0.005 | 0 | 0 | Constrained, otherwise capacity available =362 kW | --> | C13 ex MCDONAGH | Mcdonagh [T41,T42] | KILKENNY |  | 52.6612 | -7.2386
066920 | MV/LV Substation TO***920 |  | 10 kV | _ | LV | 100 kVA :Pole Substation | 0.1 | --> | 0.1 | 0 | 0 | Constrained, otherwise capacity available =53 kVA | --> | 0.095 | 0 | 0 | 0 | 0 | Constrained, otherwise capacity available =88 kW | --> | E11 ex ASHBOURNE | Ashbourne [T421,T422] | FINGLAS |  | 53.4525 | -6.2882
033342 | MV/LV Substation BA***342 |  | 10 kV | _ | LV | 50 kVA :Pole Substation | 0.05 | --> | 0.05 | 0 | 0 | Constrained, otherwise capacity available =39 kVA | --> | 0.048 | 0 | 0.005 | 0 | 0 | Constrained, otherwise capacity available =42 kW | --> | C16 ex DEERPARK | Deerpark [T41,T42] | BALLYDINE |  | 52.3744 | -7.4678
093080Z | MV/LV Substation RE***080Z |  | 10 kV | _ | LV | 200 kVA :Kiosk Substation | 0.2 | --> | 0.2 | 0 | 0 | Constrained, otherwise capacity available =165 kVA | --> | 0.19 | 0 | 0 | 0.185 | 0 |  | --> | C12 ex SUTTON | Sutton [T41,T42] | GRANGE (DR) |  | 53.3974 | -6.1389
003445 | MV/LV Substation RE***445 |  | 10 kV | _ | LV | 100 kVA :Pole Substation | 0.1 | --> | 0.1 | 0 | 18.08 |  | --> | 0.095 | 0 | 0.009 | 0.059 | 0 |  | --> | C18 ex ARKLOW | Arklow [T101,T102] | ARKLOW |  | 52.8902 | -6.1443
0144028 | MV/LV Substation KN***4028 |  | 10 kV | _ | LV | 50 kVA :Pole Substation | 0.05 | --> | 0.05 | 0.05 | 0.63 |  | --> | 0.048 | 0 | 0 | 0 | 0 | Constrained, otherwise capacity available =48 kW | --> | C16 ex KILCULLEN | Kilcullen [T41,T42,T424] | STRATFORD |  | 53.1245 | -6.7922
495618X | MV/LV Substation PR***618X |  | 20 kV | _ | LV | 100 kVA :Pole Substation | 0.1 | --> | 0.1 | 0.083 | 1.5 |  | --> | 0.095 | 0 | 0.015 | 0.082 | 0 |  | --> | E17 ex ACHILL | Achill [T422] | CARROWBEG |  | 53.9289 | -9.929
0894022 | MV/LV Substation CA***4022 |  | 20 kV | _ | LV | 50 kVA :Pole Substation | 0.05 | --> | 0.05 | 0.05 | 3.56 |  | --> | 0.048 | 0 | 0 | 0 | 0 | Constrained, otherwise capacity available =48 kW | --> | E22 ex ENNISCRONE | Enniscrone [T421,T422] | MOY |  | 54.2505 | -9.0613
0654274 | MV/LV Substation PR***4274 |  | 20 kV | _ | LV | 50 kVA :Pole Substation | 0.05 | --> | 0.05 | 0 | 0 | Constrained, otherwise capacity available =50 kVA | --> | 0.048 | 0 | 0 | 0 | 0 | Constrained, otherwise capacity available =48 kW | --> | E23 ex BALTRASNA | Baltrasna [T121,T122] | BALTRASNA |  | 53.5603 | -6.4339
0584305 | MV/LV Substation PU***4305 |  | 10 kV | _ | LV | 50 kVA :Pole Substation | 0.05 | --> | 0.05 | 0 | 0 | Constrained, otherwise capacity available =50 kVA | --> | 0.048 | 0 | 0 | 0 | 0 | Constrained, otherwise capacity available =48 kW | --> | C26 ex KYLEERAGH | Kyleeragh [T41,T42] | NENAGH |  | 52.9313 | -8.2356
048174X | MV/LV Substation SH***174X |  | 20 kV | _ | LV | 400 kVA :Kiosk Substation | 0.4 | --> | 0.4 | 0.344 | 1.31 |  | --> | 0.38 | 0 | 0.033 | 0 | 0 | Constrained, otherwise capacity available =348 kW | --> | C14 ex ROOSKY | Roosky [T41] | RICHMOND |  | 53.8534 | -7.9223
111921X | MV/LV Substation CA***921X |  | 20 kV | _ | LV | 100 kVA :Pole Substation | 0.1 | --> | 0.1 | 0.079 | 0.94 |  | --> | 0.095 | 0 | 0 | 0 | 0 | Constrained, otherwise capacity available =92 kW | --> | E15 ex CASTLETOWNBERE | Castletownbere [T421] | BALLYLICKY |  | 51.6475 | -9.9143
029299Y | MV/LV Substation BA***299Y |  | 10 kV | _ | LV | 400 kVA :Building Structure | 0.4 | --> | 0.4 | 0 | 0 | Constrained, otherwise capacity available =350 kVA | --> | 0.38 | 0 | 0 | 0 | 0 | Constrained, otherwise capacity available =373 kW | --> | C17 ex CARRIGSHANE | Carrigshane [T41] | MIDLETON |  | 51.8986 | -8.1699
117371Y | MV/LV Substation JM***371Y |  | 10 kV | _ | LV | 50 kVA :Pole Substation | 0.05 | --> | 0.05 | 0.046 | 0.32 |  | --> | 0.048 | 0 | 0.016 | 0 | 0 | Constrained, otherwise capacity available =35 kW | --> | C11 ex BALLYMOTE | Ballymote [T41] | SLIGO |  | 54.0619 | -8.5668
3774066 | MV/LV Substation WV***4066 |  | 20 kV | _ | LV | 100 kVA :Pole Substation | 0.1 | --> | 0.1 | 0 | 0 | Constrained, otherwise capacity available =84 kVA | --> | 0.095 | 0 | 0 | 0 | 0 | Constrained, otherwise capacity available =93 kW | --> | E16 ex GURRANEBANE | Gurranebane [T421,T422] | OUGHTRAGH |  | 51.8282 | -10.1661
068314X | MV/LV Substation AD***314X |  | 10 kV | _ | LV | 1000 kVA :Building Structure | 1 | --> | 1 | 0 | 0 | Constrained, otherwise capacity available =605 kVA | --> | 0.95 | 0 | 0 | 0.5 | 0 |  | --> | C11 ex CAMDEN ROW | Camden Row [T41] | FRANCIS STREET |  | 53.3399 | -6.2688
007424 | MV/LV Substation OL***424 |  | 20 kV | _ | LV | 50 kVA :Pole Substation | 0.05 | --> | 0.05 | 0 | 16.12 |  | --> | 0.048 | 0 | 0.011 | 0.032 | 0 |  | --> | E21 ex WEXFORD | Wexford [T121,T122] | WEXFORD |  | 52.3806 | -6.4499
153806 | MV/LV Substation BL***806 |  | 20 kV | _ | LV | 100 kVA :Pole Substation | 0.1 | --> | 0.1 | 0 | 0 | Constrained, otherwise capacity available =72 kVA | --> | 0.095 | 0 | 0 | 0 | 0 | Constrained, otherwise capacity available =91 kW | --> | E11 ex BIRDHILL | Birdhill [T421,T422] | ARDNACRUSHA |  | 52.7155 | -8.4084
067466 | MV/LV Substation CA***466 |  | 20 kV | _ | LV | 200 kVA :Pole Substation | 0.2 | --> | 0.2 | 0 | 0 | Constrained, otherwise capacity available =187 kVA | --> | 0.19 | 0 | 0 | 0 | 0 | Constrained, otherwise capacity available =188 kW | --> | E18 ex PATRICKSWELL | Patrickswell [T421,T422] | LIMERICK |  | 52.5705 | -8.5977
067014X | MV/LV Substation GL***014X |  | 10 kV | _ | LV | 200 kVA :Kiosk Substation | 0.2 | --> | 0.2 | 0 | 0 | Constrained, otherwise capacity available =108 kVA | --> | 0.19 | 0 | 0.006 | 0 | 0 | Constrained, otherwise capacity available =172 kW | --> | C16 ex MOYLISH | Moylish [T41,T42] | ARDNACRUSHA |  | 52.6778 | -8.6618
071478 | MV/LV Substation DE***478 |  | 10 kV | _ | LV | 50 kVA :Pole Substation | 0.05 | --> | 0.05 | 0 | 0 | Constrained, otherwise capacity available =50 kVA | --> | 0.048 | 0 | 0 | 0.048 | 0 |  | --> | C22 ex GREYSTONES | Greystones [T41,T42] | FASSAROE |  | 53.1321 | -6.1011
0634160 | MV/LV Substation PO***4160 |  | 10 kV | _ | LV | 630 kVA :Kiosk Substation | 0.63 | --> | 0.63 | 0 | 0 | Constrained, otherwise capacity available =568 kVA | --> | 0.598 | 0 | 0.025 | 0 | 0 | Constrained, otherwise capacity available =572 kW | --> | C16 ex BALLYBAILIE | Ballybailie [T41,T42] | DUNDALK |  | 53.8596 | -6.5313
127004 | MV/LV Substation MI***004 |  | 10 kV | _ | LV | 400 kVA :Kiosk Substation | 0.4 | --> | 0.4 | 0 | 0 | Constrained, otherwise capacity available =265 kVA | --> | 0.38 | 0 | 0.014 | 0 | 0 | Constrained, otherwise capacity available =351 kW | --> | C17 ex LOUGHTAGALLA | Loughtagalla [T41,T42] | THURLES |  | 52.6828 | -7.7999
366302X | MV/LV Substation I ***302X |  | 20 kV | _ | LV | 100 kVA :Pole Substation | 0.1 | --> | 0.1 | 0.093 | 0.45 |  | --> | 0.095 | 0 | 0.005 | 0 | 0 | Constrained, otherwise capacity available =90 kW | --> | C16 ex CARRAROE | Carraroe [T42] | SCREEB |  | 53.0863 | -9.5829
039974X | MV/LV Substation RE***974X |  | 10 kV | _ | LV | 50 kVA :Pole Substation | 0.05 | --> | 0.05 | 0 | 0 | Constrained, otherwise capacity available =21 kVA | --> | 0.048 | 0 | 0.01 | 0 | 0 | Constrained, otherwise capacity available =36 kW | --> | C15 ex ORANMORE | Oranmore [T41,T44] | GALWAY 110KV |  | 53.2575 | -8.9393
363699 | MV/LV Substation AH***699 |  | 20 kV | _ | LV | 100 kVA :Pole Substation | 0.1 | --> | 0.1 | 0.042 | 3.25 |  | --> | 0.095 | 0 | 0 | 0 | 0 | Constrained, otherwise capacity available =87 kW | --> | E15 ex BALLYBUNION | Ballybunion [T421,T422] | TRIEN |  | 52.5069 | -9.6589
007994Z | MV/LV Substation LI***994Z |  | 20 kV | _ | LV | 100 kVA :Pole Substation | 0.1 | --> | 0.1 | 0.097 | 1.4 |  | --> | 0.095 | 0 | 0 | 0 | 0 | Constrained, otherwise capacity available =95 kW | --> | E11 ex KILLINICK | Killinick [T421,T422] | WEXFORD |  | 52.2186 | -6.4641
0154323 | MV/LV Substation FA***4323 |  | 10 kV | _ | LV | 400 kVA :Kiosk Substation | 0.4 | --> | 0.4 | 0 | 0 | Constrained, otherwise capacity available =400 kVA | --> | 0.38 | 0 | 0 | 0 | 0 | Constrained, otherwise capacity available =380 kW | --> | C19 ex SALLINS | Sallins [T41,T42] | GRIFFINRATH |  | 53.2884 | -6.7625
071176 | MV/LV Substation NE***176 |  | 10 kV | _ | LV | 100 kVA :Pole Substation | 0.1 | --> | 0.1 | 0.066 | 5.58 |  | --> | 0.095 | 0 | 0.011 | 0.082 | 0 |  | --> | C12 ex KILCOOLE | Kilcoole [T41,T42] | FASSAROE |  | 53.071 | -6.0586
012426X | MV/LV Substation CO***426X |  | 20 kV | _ | LV | 200 kVA :Pole Substation | 0.2 | --> | 0.2 | 0.2 | 1.99 |  | --> | 0.19 | 0 | 0 | 0 | 0 | Constrained, otherwise capacity available =190 kW | --> | C19 ex GRAIGUE | Graigue [T41,T42] | CARLOW |  | 52.8097 | -7.013
007417Y | MV/LV Substation CR***417Y |  | 20 kV | _ | LV | 100 kVA :Pole Substation | 0.1 | --> | 0.1 | 0.022 | 16.12 |  | --> | 0.095 | 0 | 0 | 0.084 | 0 |  | --> | E17 ex WEXFORD | Wexford [T121,T122] | WEXFORD |  | 52.3394 | -6.5849
2484243 | MV/LV Substation LE***4243 |  | 20 kV | _ | LV | 630 kVA :Kiosk Substation | 0.63 | --> | 0.63 | 0 | 0 | Constrained, otherwise capacity available =525 kVA | --> | 0.598 | 0 | 0.027 | 0 | 0 | Constrained, otherwise capacity available =564 kW | --> | E19 ex KILCOCK | Kilcock [T421,T422] | GRIFFINRATH |  | 53.3951 | -6.6608
031668 | MV/LV Substation CL***668 |  | 20 kV | _ | LV | 50 kVA :Pole Substation | 0.05 | --> | 0.05 | 0 | 0 | Constrained, otherwise capacity available =43 kVA | --> | 0.048 | 0 | 0 | 0 | 0 | Constrained, otherwise capacity available =46 kW | --> | E17 ex SPRINGS | Springs [T421,T422] | DUNGARVAN |  | 52.1005 | -7.5364
238776X | MV/LV Substation KN***776X |  | 20 kV | _ | LV | 100 kVA :Pole Substation | 0.1 | --> | 0.1 | 0 | 0 | Constrained, otherwise capacity available =96 kVA | --> | 0.095 | 0 | 0.005 | 0 | 0 | Constrained, otherwise capacity available =91 kW | --> | E14 ex BALLINROBE | Ballinrobe [T421,T422] | DALTON |  | 53.6547 | -9.2341
006938X | MV/LV Substation OU***938X |  | 20 kV | _ | LV | 50 kVA :Pole Substation | 0.05 | --> | 0.05 | 0.048 | 4.38 |  | --> | 0.048 | 0 | 0 | 0.047 | 0 |  | --> | E13 ex CRANE | Crane [T122] | CRANE |  | 52.4777 | -6.4726
059217Y | MV/LV Substation BE***217Y |  | 20 kV | _ | LV | 100 kVA :Pole Substation | 0.1 | --> | 0.1 | 0 | 0 | Constrained, otherwise capacity available =90 kVA | --> | 0.095 | 0 | 0.006 | 0 | 0 | Constrained, otherwise capacity available =89 kW | --> | E17 ex CAVAN | Cavan [T42,T421] | SHANKILL |  | 54.0448 | -7.3794
015489Z | MV/LV Substation CA***489Z |  | 10 kV | _ | LV | 630 kVA :Kiosk Substation | 0.63 | --> | 0.63 | 0.5 | 12.6 |  | --> | 0.598 | 0 | 0.018 | 0.5 | 0 |  | --> | C22 ex MONREAD | Monread [T101,T102] | MONREAD |  | 53.2175 | -6.6822
0714036 | MV/LV Substation WA***4036 |  | 10 kV | _ | LV | 630 kVA :Kiosk Substation | 0.63 | --> | 0.63 | 0 | 0 | Constrained, otherwise capacity available =627 kVA | --> | 0.598 | 0 | 0 | 0.5 | 0 | Constrained, otherwise capacity available =598 kW | --> | C15 ex GREYSTONES | Greystones [T41,T42] | FASSAROE |  | 53.1498 | -6.0864
0394318 | MV/LV Substation CO***4318 |  | 10 kV | _ | LV | 1000 kVA :Building Structure | 1 | --> | 1 | 0 | 0 | Constrained, otherwise capacity available =899 kVA | --> | 0.95 | 0 | 0 | 0 | 0 | Constrained, otherwise capacity available =936 kW | --> | C13 ex MONEENAGEISHA | Moneenageisha [T41,T42] | GALWAY 110KV |  | 53.2793 | -9.0384
363742 | MV/LV Substation QU***742 |  | 20 kV | _ | LV | 200 kVA :Pole Substation | 0.2 | --> | 0.2 | 0.167 | 3.25 |  | --> | 0.19 | 0 | 0 | 0 | 0 | Constrained, otherwise capacity available =185 kW | --> | E15 ex BALLYBUNION | Ballybunion [T421,T422] | TRIEN |  | 52.5471 | -9.4747
066429Z | MV/LV Substation AI***429Z |  | 10 kV | _ | LV | 400 kVA :Building Structure | 0.4 | --> | 0.4 | 0 | 0 | Constrained, otherwise capacity available =374 kVA | --> | 0.38 | 0 | 0 | 0 | 0 | Constrained, otherwise capacity available =376 kW | --> | E17 ex GLASMORE | Glasmore [T421,T422] | GLASMORE |  | 53.4493 | -6.2209
156739Y | MV/LV Substation CA***739Y |  | 10 kV | _ | LV | 50 kVA :Pole Substation | 0.05 | --> | 0.05 | 0 | 0 | Constrained, otherwise capacity available =48 kVA | --> | 0.048 | 0 | 0 | 0 | 0 | Constrained, otherwise capacity available =47 kW | --> | C15 ex DRUMBEAR | Drumbear [T41,T42] | LISDRUM |  | 54.2247 | -6.9366
069645 | MV/LV Substation WO***645 |  | 10 kV | _ | LV | 400 kVA :Kiosk Substation | 0.4 | --> | 0.4 | 0 | 0 | Constrained, otherwise capacity available =343 kVA | --> | 0.38 | 0 | 0.025 | 0.354 | 0 |  | --> | C12 ex BALLYBODEN | Ballyboden [T41,T42] | COOKSTOWN |  | 53.2763 | -6.309
0214215 | MV/LV Substation GL***4215 |  | 10 kV | _ | LV | 400 kVA :Kiosk Substation | 0.4 | --> | 0.4 | 0 | 0 | Constrained, otherwise capacity available =309 kVA | --> | 0.38 | 0 | 0.021 | 0.352 | 0 |  | --> | C12 ex RIVERSTOWN | Riverstown [T41,T42] | KILBARRY |  | 51.9398 | -8.3949
006174Y | MV/LV Substation EC***174Y |  | 10 kV | _ | LV | 630 kVA :Kiosk Substation | 0.63 | --> | 0.63 | 0.5 | 4.38 |  | --> | 0.598 | 0 | 0.001 | 0.5 | 0 |  | --> | E14 ex CRANE | Crane [T122] | CRANE |  | 52.5353 | -6.5529
2044080 | MV/LV Substation BA***4080 |  | 20 kV | _ | LV | 200 kVA :Pole Substation | 0.2 | --> | 0.2 | 0 | 0 | Constrained, otherwise capacity available =114 kVA | --> | 0.19 | 0 | 0 | 0 | 0 | Constrained, otherwise capacity available =178 kW | --> | E17 ex BUNCRANA | Buncrana [T421,T422] | TRILLICK |  | 55.1536 | -7.4318
365390X | MV/LV Substation KI***390X |  | 10 kV | _ | LV | 400 kVA :Kiosk Substation | 0.4 | --> | 0.4 | 0 | 0 | Constrained, otherwise capacity available =232 kVA | --> | 0.38 | 0 | 0.005 | 0.353 | 0 |  | --> | C17 ex BALGADDY | Balgaddy [T41,T42] | GRANGE CASTLE |  | 53.327 | -6.4272
001105X | MV/LV Substation GL***105X |  | 10 kV | _ | LV | 200 kVA :Kiosk Substation | 0.2 | --> | 0.2 | 0.141 | 1.23 |  | --> | 0.19 | 0 | 0.038 | 0.154 | 0 |  | --> | C20 ex SALLYNOGGIN ROAD | Sallynoggin Road [T41,T42] | CHERRYWOOD |  | 53.2873 | -6.1482
068803 | MV/LV Substation SE***803 |  | 10 kV | _ | LV | 630 kVA :Kiosk Substation | 0.63 | --> | 0.63 | 0 | 0 | Constrained, otherwise capacity available =413 kVA | --> | 0.598 | 0 | 0.027 | 0.5 | 0 |  | --> | C12 ex CLONTARF | Clontarf [T42] | FINGLAS |  | 53.3639 | -6.1942
108924 | MV/LV Substation WA***924 |  | 20 kV | _ | LV | 100 kVA :Pole Substation | 0.1 | --> | 0.1 | 0.083 | 1.57 |  | --> | 0.095 | 0 | 0 | 0 | 0 | Constrained, otherwise capacity available =93 kW | --> | C17 ex BALLYSHANNON | Ballyshannon [T41,T42] | CATHALEENS FALL |  | 54.518 | -8.1689
0504480 | MV/LV Substation NU***4480 |  | 10 kV | _ | LV | 400 kVA :Kiosk Substation | 0.4 | --> | 0.4 | 0 | 0 | Constrained, otherwise capacity available =400 kVA | --> | 0.38 | 0 | 0 | 0 | 0 | Constrained, otherwise capacity available =380 kW | --> | C23 ex ATHLONE | Athlone [T41,T42] | ATHLONE |  | 53.4337 | -7.9412
042047 | MV/LV Substation VI***047 |  | 10 kV | _ | LV | 400 kVA :Kiosk Substation | 0.4 | --> | 0.4 | 0.292 | 1.51 |  | --> | 0.38 | 0 | 0.01 | 0 | 0 | Constrained, otherwise capacity available =358 kW | --> | C19 ex TURLOUGH ROAD | Turlough Road [T43] | CASTLEBAR |  | 53.8608 | -9.3052
001834 | MV/LV Substation CO***834 |  | 10 kV | _ | LV | 630 kVA :Building Structure | 0.63 | --> | 0.63 | 0.23 | 4.37 |  | --> | 0.598 | 0 | 0.032 | 0.5 | 0 |  | --> | C21 ex DUN LAOGHAIRE | Dun Laoghaire [T41,T42] | BLACKROCK |  | 53.2901 | -6.1327
062419 | MV/LV Substation HA***419 |  | 10 kV | _ | LV | 400 kVA :Kiosk Substation | 0.4 | --> | 0.4 | 0.346 | 3.12 |  | --> | 0.38 | 0 | 0 | 0 | 0 | Constrained, otherwise capacity available =373 kW | --> | C21 ex MARSHES | Marshes [T41,T42] | DUNDALK |  | 53.9667 | -6.3963
064930X | MV/LV Substation TU***930X |  | 10 kV | _ | LV | 200 kVA :Kiosk Substation | 0.2 | --> | 0.2 | 0 | 0 | Constrained, otherwise capacity available =159 kVA | --> | 0.19 | 0 | 0.01 | 0 | 0 | Constrained, otherwise capacity available =177 kW | --> | C14 ex DRYBRIDGE | Drybridge [T41,T42] | DRYBRIDGE |  | 53.7399 | -6.4149
059839X | MV/LV Substation CO***839X |  | 10 kV | _ | LV | 50 kVA :Pole Substation | 0.05 | --> | 0.05 | 0 | 0 | Constrained, otherwise capacity available =49 kVA | --> | 0.048 | 0 | 0 | 0 | 0 | Constrained, otherwise capacity available =47 kW | --> | C20 ex CAVAN | Cavan [T42,T421] | SHANKILL |  | 53.9894 | -7.2545
081652X | MV/LV Substation FO***652X |  | 10 kV | _ | LV | 400 kVA :Kiosk Substation | 0.4 | --> | 0.4 | 0 | 0 | Constrained, otherwise capacity available =275 kVA | --> | 0.38 | 0 | 0.028 | 0.342 | 0 |  | --> | C18 ex BALGADDY | Balgaddy [T41,T42] | GRANGE CASTLE |  | 53.3384 | -6.4255
244775 | MV/LV Substation SH***775 |  | 20 kV | _ | LV | 100 kVA :Pole Substation | 0.1 | --> | 0.1 | 0 | 0 | Constrained, otherwise capacity available =89 kVA | --> | 0.095 | 0 | 0.005 | 0 | 0 | Constrained, otherwise capacity available =90 kW | --> | E11 ex MILLTOWN (SR) | Milltown (sr) [T421,T422] | OUGHTRAGH |  | 52.1703 | -9.7958
029171Y | MV/LV Substation EA***171Y |  | 10 kV | _ | LV | 630 kVA :Building Structure | 0.63 | --> | 0.63 | 0 | 0 | Constrained, otherwise capacity available =423 kVA | --> | 0.598 | 0 | 0.011 | 0 | 0 | Constrained, otherwise capacity available =562 kW | --> | C11 ex CARRIGTWOHILL |  |  |  | 51.9093 | -8.2552
0814157 | MV/LV Substation SO***4157 |  | 20 kV | _ | LV | 400 kVA :Kiosk Substation | 0.4 | --> | 0.4 | 0 | 0 | Constrained, otherwise capacity available =326 kVA | --> | 0.38 | 0 | 0.153 | 0.256 | 0 |  | --> | E20 ex ADAMSTOWN | Adamstown [T121,T122] | INCHICORE 220KV |  | 53.3435 | -6.4536
125587 | MV/LV Substation CO***587 |  | 10 kV | _ | LV | 50 kVA :Pole Substation | 0.05 | --> | 0.05 | 0.048 | 0.22 |  | --> | 0.048 | 0 | 0 | 0 | 0 | Constrained, otherwise capacity available =47 kW | --> | C15 ex KILSHANNY | Kilshanny [T41,T42] | CAHIR |  | 52.2766 | -8.2644
011160Z | MV/LV Substation RO***160Z |  | 10 kV | _ | LV | 200 kVA :Kiosk Substation | 0.2 | --> | 0.2 | 0 | 0 | Constrained, otherwise capacity available =96 kVA | --> | 0.19 | 0 | 0 | 0 | 0 | Constrained, otherwise capacity available =175 kW | --> | C11 ex ROSEHILL | Rosehill [T41,T42] | KILKENNY |  | 52.6476 | -7.2662
154423Z | MV/LV Substation GR***423Z |  | 10 kV | _ | LV | 1000 kVA :Building Structure | 1 | --> | 1 | 0 | 0 | Constrained, otherwise capacity available =904 kVA | --> | 0.95 | 0 | 0 | 0.5 | 0 |  | --> | C13 ex COLLEGE PARK | College Park [T101,T102,T103] | COLLEGE PARK |  | 53.391 | -6.3927
007004Y | MV/LV Substation BR***004Y |  | 20 kV | _ | LV | 50 kVA :Pole Substation | 0.05 | --> | 0.05 | 0.05 | 1.4 |  | --> | 0.048 | 0 | 0 | 0 | 0 | Constrained, otherwise capacity available =48 kW | --> | E20 ex KILLINICK | Killinick [T421,T422] | WEXFORD |  | 52.2327 | -6.537
069589 | MV/LV Substation CO***589 |  | 10 kV | _ | LV | 400 kVA :Kiosk Substation | 0.4 | --> | 0.4 | 0.301 | 7.75 |  | --> | 0.38 | 0 | 0 | 0.366 | 0 |  | --> | C12 ex MILLTOWN (DR) | Milltown (dr) [T101,T102] | INCHICORE 220KV |  | 53.3175 | -6.2645
052874X | MV/LV Substation TH***874X |  | 10 kV | _ | LV | 630 kVA :Kiosk Substation | 0.63 | --> | 0.63 | 0 | 0 | Constrained, otherwise capacity available =540 kVA | --> | 0.598 | 0 | 0 | 0 | 0 | Constrained, otherwise capacity available =586 kW | --> | C17 ex DELVIN | Delvin [T41,T42] | MULLINGAR |  | 53.6125 | -7.0923
071217 | MV/LV Substation NE***217 |  | 10 kV | _ | LV | 100 kVA :Pole Substation | 0.1 | --> | 0.1 | 0.1 | 5.58 |  | --> | 0.095 | 0 | 0 | 0.095 | 0 |  | --> | C11 ex KILCOOLE | Kilcoole [T41,T42] | FASSAROE |  | 53.0773 | -6.0813
013254 | MV/LV Substation BA***254 |  | 10 kV | _ | LV | 50 kVA :Pole Substation | 0.05 | --> | 0.05 | 0.04 | 0.12 |  | --> | 0.048 | 0 | 0 | 0.046 | 0 |  | --> | C26 ex ATHY | Athy [T101,T102] | ATHY |  | 53.0075 | -6.994
046029 | MV/LV Substation CO***029 |  | 10 kV | _ | LV | 200 kVA :Kiosk Substation | 0.2 | --> | 0.2 | 0.098 | 5.78 |  | --> | 0.19 | 0 | 0.015 | 0.164 | 0 |  | --> | C11 ex OAKFIELD | Oakfield [T41,T42] | SLIGO |  | 54.2569 | -8.4689
066412X | MV/LV Substation BR***412X |  | 20 kV | _ | LV | 400 kVA :Kiosk Substation | 0.4 | --> | 0.4 | 0 | 0 | Constrained, otherwise capacity available =268 kVA | --> | 0.38 | 0 | 0.068 | 0 | 0 | Constrained, otherwise capacity available =311 kW | --> | E16 ex ASHBOURNE | Ashbourne [T421,T422] | FINGLAS |  | 53.5145 | -6.3965
0334236 | MV/LV Substation KN***4236 |  | 10 kV | _ | LV | 50 kVA :Pole Substation | 0.05 | --> | 0.05 | 0 | 0 | Constrained, otherwise capacity available =50 kVA | --> | 0.048 | 0 | 0 | 0 | 0 | Constrained, otherwise capacity available =48 kW | --> | C12 ex PORTLAW | Portlaw [T41,T42] | BUTLERSTOWN |  | 52.2871 | -7.301
008502Z | MV/LV Substation HA***502Z |  | 10 kV | _ | LV | 200 kVA :Pole Substation | 0.2 | --> | 0.2 | 0 | 0 | Constrained, otherwise capacity available =169 kVA | --> | 0.19 | 0 | 0 | 0 | 0 | Constrained, otherwise capacity available =186 kW | --> | E11 ex KNOCKMULLEN | Knockmullen [T42,T421] | GREAT ISLAND |  | 52.384 | -6.9299
093599Z | MV/LV Substation BE***599Z |  | 10 kV | _ | LV | 400 kVA :Building Structure | 0.4 | --> | 0.4 | 0 | 0 | Constrained, otherwise capacity available =334 kVA | --> | 0.38 | 0 | 0 | 0.371 | 0 |  | --> | C22 ex POPPINTREE | Poppintree [T101,T102] | FINGLAS |  | 53.3893 | -6.2855
007543 | MV/LV Substation OL***543 |  | 20 kV | _ | LV | 50 kVA :Pole Substation | 0.05 | --> | 0.05 | 0.048 | 1.4 |  | --> | 0.048 | 0 | 0 | 0 | 0 | Constrained, otherwise capacity available =47 kW | --> | E20 ex KILLINICK | Killinick [T421,T422] | WEXFORD |  | 52.2334 | -6.562
007532 | MV/LV Substation BR***532 |  | 20 kV | _ | LV | 50 kVA :Pole Substation | 0.05 | --> | 0.05 | 0.045 | 1.4 |  | --> | 0.048 | 0 | 0 | 0 | 0 | Constrained, otherwise capacity available =47 kW | --> | E20 ex KILLINICK | Killinick [T421,T422] | WEXFORD |  | 52.2364 | -6.5515
281914Z | MV/LV Substation BE***914Z |  | 10 kV | _ | LV | 400 kVA :Kiosk Substation | 0.4 | --> | 0.4 | 0.36 | 4.67 |  | --> | 0.38 | 0 | 0.016 | 0.363 | 0 |  | --> | C28 ex CENTRE PARK ROAD | Marina [T105,T106] | MARINA |  | 51.892 | -8.4457
081179Z | MV/LV Substation CL***179Z |  | 10 kV | _ | LV | 200 kVA :Kiosk Substation | 0.2 | --> | 0.2 | 0 | 0 | Constrained, otherwise capacity available =134 kVA | --> | 0.19 | 0 | 0 | 0.181 | 0 |  | --> | C20 ex CLONDALKIN | Clondalkin [T41,T42,T44] | INCHICORE 220KV |  | 53.3228 | -6.3951
142668 | MV/LV Substation DE***668 |  | 20 kV | _ | LV | 50 kVA :Pole Substation | 0.05 | --> | 0.05 | 0 | 0 | Constrained, otherwise capacity available =45 kVA | --> | 0.048 | 0 | 0 | 0 | 0 | Constrained, otherwise capacity available =47 kW | --> | E21 ex ATHENRY | Athenry [T423] | GALWAY 110KV |  | 53.4213 | -8.6144
192213X | MV/LV Substation MC***213X |  | 10 kV | _ | LV | 50 kVA :Pole Substation | 0.05 | --> | 0.05 | 0.048 | 1.56 |  | --> | 0.048 | 0 | 0 | 0 | 0 | Constrained, otherwise capacity available =47 kW | --> | C13 ex DERRYBEG | Derrybeg [T41,T42] | ARDNAGAPPARY |  | 55.0327 | -8.3693
089617 | MV/LV Substation IN***617 |  | 20 kV | _ | LV | 50 kVA :Pole Substation | 0.05 | --> | 0.05 | 0.019 | 3.56 |  | --> | 0.048 | 0 | 0.01 | 0 | 0 | Constrained, otherwise capacity available =36 kW | --> | E20 ex ENNISCRONE | Enniscrone [T421,T422] | MOY |  | 54.22 | -9.0952
081215X | MV/LV Substation PA***215X |  | 10 kV | _ | LV | 200 kVA :Kiosk Substation | 0.2 | --> | 0.2 | 0 | 0 | Constrained, otherwise capacity available =101 kVA | --> | 0.19 | 0 | 0.034 | 0.151 | 0 |  | --> | C14 ex CLONDALKIN | Clondalkin [T41,T42,T44] | INCHICORE 220KV |  | 53.336 | -6.3947
064991Y | MV/LV Substation CO***991Y |  | 20 kV | _ | LV | 50 kVA :Pole Substation | 0.05 | --> | 0.05 | 0 | 0 | Constrained, otherwise capacity available =26 kVA | --> | 0.048 | 0 | 0.019 | 0 | 0 | Constrained, otherwise capacity available =30 kW | --> | C13 ex MORNINGTON ROAD | Mornington Road [T41,T42] | DRYBRIDGE |  | 53.7095 | -6.2849
067023Y | MV/LV Substation RE***023Y |  | 10 kV | _ | LV | 50 kVA :Pole Substation | 0.05 | --> | 0.05 | 0 | 0 | Constrained, otherwise capacity available =30 kVA | --> | 0.048 | 0 | 0 | 0 | 0 | Constrained, otherwise capacity available =45 kW | --> | E16 ex CRATLOE | Cratloe [T421,T422] | ARDNACRUSHA |  | 52.7245 | -8.7104
050472X | MV/LV Substation BA***472X |  | 20 kV | _ | LV | 50 kVA :Pole Substation | 0.05 | --> | 0.05 | 0 | 0 | Constrained, otherwise capacity available =32 kVA | --> | 0.048 | 0 | 0.01 | 0 | 0 | Constrained, otherwise capacity available =38 kW | --> | C22 ex ATHLONE | Athlone [T41,T42] | ATHLONE |  | 53.4641 | -8.0087
0114269 | MV/LV Substation CL***4269 |  | 10 kV | _ | LV | 100 kVA :Pole Substation | 0.1 | --> | 0.1 | 0 | 0 | Constrained, otherwise capacity available =98 kVA | --> | 0.095 | 0 | 0.005 | 0 | 0 | Constrained, otherwise capacity available =91 kW | --> | C24 ex GORESBRIDGE | Goresbridge [T41,T42] | KILKENNY |  | 52.5909 | -7.1014
042030 | MV/LV Substation GO***030 |  | 10 kV | _ | LV | 50 kVA :Pole Substation | 0.05 | --> | 0.05 | 0 | 0 | Constrained, otherwise capacity available =50 kVA | --> | 0.048 | 0 | 0 | 0 | 0 | Constrained, otherwise capacity available =48 kW | --> | E18 ex WINDSOR | Windsor [T421,T422] | CASTLEBAR |  | 53.8491 | -9.2815
068757X | MV/LV Substation CH***757X |  | 10 kV | _ | LV | 630 kVA :Building Structure | 0.63 | --> | 0.63 | 0.002 | 1.37 |  | --> | 0.598 | 0 | 0 | 0.5 | 0 |  | --> | C18 ex SOUTH KING STREET | South King Street [T41,T42] | FRANCIS STREET |  | 53.3412 | -6.2686
734003 | MV/LV Substation GR***003 |  | 20 kV | _ | LV | 630 kVA :Building Structure | 0.63 | --> | 0.63 | 0 | 0 | Constrained, otherwise capacity available =345 kVA | --> | 0.598 | 0 | 0 | 0 | 0 | Constrained, otherwise capacity available =558 kW | --> | E58 ex GRANGE CASTLE |  |  |  | 53.296 | -6.4691
405237 | MV/LV Substation TH***237 |  | 20 kV | _ | LV | 200 kVA :Pole Substation | 0.2 | --> | 0.2 | 0.168 | 3.03 |  | --> | 0.19 | 0 | 0.011 | 0 | 0 | Constrained, otherwise capacity available =178 kW | --> | E12 ex MOVILLE | Moville [T421,T422] | TRILLICK |  | 55.2055 | -6.9919
156368Y | MV/LV Substation SI***368Y |  | 20 kV | _ | LV | 200 kVA :Pole Substation | 0.2 | --> | 0.2 | 0 | 0 | Constrained, otherwise capacity available =200 kVA | --> | 0.19 | 0 | 0 | 0 | 0 | Constrained, otherwise capacity available =190 kW | --> | E12 ex EMYVALE | Emyvale [T422] | LISDRUM |  | 54.3625 | -7.0756
043576 | MV/LV Substation AC***576 |  | 10 kV | _ | LV | 50 kVA :Pole Substation | 0.05 | --> | 0.05 | 0.015 | 0.43 |  | --> | 0.048 | 0 | 0.012 | 0 | 0 | Constrained, otherwise capacity available =34 kW | --> | C14 ex SWINFORD | Swinford [T41,T42] | CASTLEBAR |  | 54.0371 | -8.8989
026882X | MV/LV Substation DE***882X |  | 10 kV | _ | LV | 400 kVA :Kiosk Substation | 0.4 | --> | 0.4 | 0.276 | 8.66 |  | --> | 0.38 | 0 | 0.03 | 0 | 0 | Constrained, otherwise capacity available =340 kW | --> | C13 ex BANDON | Bandon [T101,T42] | BANDON |  | 51.7403 | -8.7541
165541X | MV/LV Substation SN***541X |  | 10 kV | _ | LV | 200 kVA :Pole Substation | 0.2 | --> | 0.2 | 0 | 0 | Constrained, otherwise capacity available =154 kVA | --> | 0.19 | 0 | 0.017 | 0 | 0 | Constrained, otherwise capacity available =171 kW | --> | C15 ex CLONAKILTY | Clonakilty [T41,T42] | DUNMANWAY |  | 51.6153 | -8.8963
288206 | MV/LV Substation MO***206 |  | 10 kV | _ | LV | 200 kVA :Pole Substation | 0.2 | --> | 0.2 | 0 | 0 | Constrained, otherwise capacity available =200 kVA | --> | 0.19 | 0 | 0 | 0.19 | 0 |  | --> | C17 ex CARRICKMINES | Carrickmines [T41,T42] | CARRICKMINES |  | 53.2432 | -6.1862
034508X | MV/LV Substation LA***508X |  | 20 kV | _ | LV | 100 kVA :Pole Substation | 0.1 | --> | 0.1 | 0.096 | 5.88 |  | --> | 0.095 | 0 | 0 | 0 | 0 | Constrained, otherwise capacity available =94 kW | --> | C14 ex ARDGEEHA | Ardgeeha [T41,T42] | DOON |  | 52.4417 | -7.6929
081014Z | MV/LV Substation NA***014Z |  | 10 kV | _ | LV | 400 kVA :Building Structure | 0.4 | --> | 0.4 | 0 | 0 | Constrained, otherwise capacity available =342 kVA | --> | 0.38 | 0 | 0 | 0.372 | 0 |  | --> | C19 ex CLONDALKIN | Clondalkin [T41,T42,T44] | INCHICORE 220KV |  | 53.305 | -6.42
011653X | MV/LV Substation PO***653X |  | 10 kV | _ | LV | 100 kVA :Pole Substation | 0.1 | --> | 0.1 | 0 | 0 | Constrained, otherwise capacity available =84 kVA | --> | 0.095 | 0 | 0 | 0 | 0 | Constrained, otherwise capacity available =93 kW | --> | C17 ex ROSEHILL | Rosehill [T41,T42] | KILKENNY |  | 52.6149 | -7.2951
059104 | MV/LV Substation TU***104 |  | 10 kV | _ | LV | 200 kVA :Pole Substation | 0.2 | --> | 0.2 | 0 | 0 | Constrained, otherwise capacity available =69 kVA | --> | 0.19 | 0 | 0.005 | 0 | 0 | Constrained, otherwise capacity available =168 kW | --> | C16 ex DERRYCRAMPH | Derrycramph [T41,T42] | SHANKILL |  | 53.9866 | -7.3585
276048 | MV/LV Substation WO***048 |  | 10 kV | _ | LV | 630 kVA :Kiosk Substation | 0.63 | --> | 0.63 | 0.5 | 0.76 |  | --> | 0.598 | 0 | 0.052 | 0 | 0 | Constrained, otherwise capacity available =547 kW | --> | C18 ex WOODFORD | Woodford [T41,T42] | KNOCKEARAGH |  | 52.05 | -9.503
066610Z | MV/LV Substation LI***610Z |  | 20 kV | _ | LV | 200 kVA :Kiosk Substation | 0.2 | --> | 0.2 | 0 | 0 | Constrained, otherwise capacity available =174 kVA | --> | 0.19 | 0 | 0.005 | 0 | 0 | Constrained, otherwise capacity available =183 kW | --> | E22 ex GLASMORE | Glasmore [T421,T422] | GLASMORE |  | 53.4801 | -6.2039
007028X | MV/LV Substation BA***028X |  | 10 kV | _ | LV | 50 kVA :Pole Substation | 0.05 | --> | 0.05 | 0.033 | 16.12 |  | --> | 0.048 | 0 | 0 | 0.045 | 0 |  | --> | E19 ex WEXFORD | Wexford [T121,T122] | WEXFORD |  | 52.3375 | -6.5236
164876X | MV/LV Substation BA***876X |  | 10 kV | _ | LV | 50 kVA :Pole Substation | 0.05 | --> | 0.05 | 0.038 | 0.88 |  | --> | 0.048 | 0 | 0 | 0 | 0 | Constrained, otherwise capacity available =46 kW | --> | C22 ex ROSS CARBERY | Ross Carbery [T41,T42] | DUNMANWAY |  | 51.5925 | -9.0697
064125Y | MV/LV Substation BE***125Y |  | 10 kV | _ | LV | 400 kVA :Kiosk Substation | 0.4 | --> | 0.4 | 0 | 0 | Constrained, otherwise capacity available =276 kVA | --> | 0.38 | 0 | 0.144 | 0 | 0 | Constrained, otherwise capacity available =256 kW | --> | C18 ex RATHMULLAN | Rathmullan [T41,T42] | DRYBRIDGE |  | 53.7055 | -6.3291
053326 | MV/LV Substation FO***326 |  | 20 kV | _ | LV | 100 kVA :Pole Substation | 0.1 | --> | 0.1 | 0 | 0 | Constrained, otherwise capacity available =89 kVA | --> | 0.095 | 0 | 0.005 | 0.09 | 0 |  | --> | E20 ex CLONMINCH | Clonminch [T41,T422] | THORNSBERRY |  | 53.3044 | -7.2933
365119Y | MV/LV Substation AT***119Y |  | 10 kV | _ | LV | 100 kVA :Pole Substation | 0.1 | --> | 0.1 | 0 | 0 | Constrained, otherwise capacity available =58 kVA | --> | 0.095 | 0 | 0 | 0 | 0 | Constrained, otherwise capacity available =89 kW | --> | C18 ex CELBRIDGE | Celbridge [T41,T42] | GRIFFINRATH |  | 53.2941 | -6.5123
365187Y | MV/LV Substation BR***187Y |  | 10 kV | _ | LV | 200 kVA :Kiosk Substation | 0.2 | --> | 0.2 | 0 | 0 | Constrained, otherwise capacity available =144 kVA | --> | 0.19 | 0 | 0.009 | 0.176 | 0 |  | --> | C19 ex CLONDALKIN | Clondalkin [T41,T42,T44] | INCHICORE 220KV |  | 53.2975 | -6.4206
012506Y | MV/LV Substation PR***506Y |  | 10 kV | _ | LV | 50 kVA :Pole Substation | 0.05 | --> | 0.05 | 0 | 0 | Constrained, otherwise capacity available =42 kVA | --> | 0.048 | 0 | 0 | 0 | 0 | Constrained, otherwise capacity available =46 kW | --> | C24 ex POLLERTON | Pollerton [T41,T42] | CARLOW |  | 52.8905 | -6.8592
0184147 | MV/LV Substation MO***4147 |  | 10 kV | _ | LV | 100 kVA :Pole Substation | 0.1 | --> | 0.1 | 0.1 | 3.75 |  | --> | 0.095 | 0 | 0 | 0 | 0 | Constrained, otherwise capacity available =95 kW | --> | C18 ex SMEARLA | Smearla [T41,T42] | TRIEN |  | 52.4003 | -9.5302
244006 | MV/LV Substation BR***006 |  | 20 kV | _ | LV | 200 kVA :Pole Substation | 0.2 | --> | 0.2 | 0 | 0 | Constrained, otherwise capacity available =142 kVA | --> | 0.19 | 0 | 0 | 0 | 0 | Constrained, otherwise capacity available =182 kW | --> | E16 ex MILLTOWN (SR) | Milltown (sr) [T421,T422] | OUGHTRAGH |  | 52.106 | -9.7811
0014130 | MV/LV Substation BL***4130 |  | 10 kV | _ | LV | 1000 kVA :Building Structure | 1 | --> | 1 | 0.5 | 1.55 |  | --> | 0.95 | 0 | 0 | 0.5 | 0 |  | --> | C22 ex MONKSTOWN | Monkstown [T41,T42] | BLACKROCK |  | 53.3021 | -6.1809
081009Z | MV/LV Substation RI***009Z |  | 10 kV | _ | LV | 200 kVA :Kiosk Substation | 0.2 | --> | 0.2 | 0 | 0 | Constrained, otherwise capacity available =152 kVA | --> | 0.19 | 0 | 0 | 0.183 | 0 |  | --> | C34 ex CLONDALKIN | Clondalkin [T41,T42,T44] | INCHICORE 220KV |  | 53.3247 | -6.3918
003752 | MV/LV Substation BA***752 |  | 10 kV | _ | LV | 50 kVA :Pole Substation | 0.05 | --> | 0.05 | 0 | 0 | Constrained, otherwise capacity available =49 kVA | --> | 0.048 | 0 | 0 | 0 | 0 | Constrained, otherwise capacity available =47 kW | --> | C16 ex RATHDRUM | Rathdrum [T42] | ARKLOW |  | 52.9457 | -6.2497
365291X | MV/LV Substation RO***291X |  | 10 kV | _ | LV | 400 kVA :Kiosk Substation | 0.4 | --> | 0.4 | 0 | 0 | Constrained, otherwise capacity available =237 kVA | --> | 0.38 | 0 | 0.017 | 0.344 | 0 |  | --> | C12 ex FORTUNESTOWN | Fortunestown [T101,T102] | INCHICORE 220KV |  | 53.2868 | -6.4016
365760X | MV/LV Substation BL***760X |  | 10 kV | _ | LV | 200 kVA :Kiosk Substation | 0.2 | --> | 0.2 | 0 | 0 | Constrained, otherwise capacity available =111 kVA | --> | 0.19 | 0 | 0.005 | 0.174 | 0 |  | --> | C12 ex WHITESTOWN | Whitestown [T41,T42] | COOKSTOWN |  | 53.2781 | -6.399
013699Y | MV/LV Substation LE***699Y |  | 10 kV | _ | LV | 1000 kVA :Building Structure | 1 | --> | 1 | 0.121 | 0.12 | Constrained, otherwise capacity available =972 kVA | --> | 0.95 | 0 | 0.049 | 0.5 | 0 |  | --> | C25 ex ATHY | Athy [T101,T102] | ATHY |  | 53.0081 | -6.9912
066204X | MV/LV Substation ST***204X |  | 10 kV | _ | LV | 400 kVA :Kiosk Substation | 0.4 | --> | 0.4 | 0 | 0 | Constrained, otherwise capacity available =316 kVA | --> | 0.38 | 0 | 0.004 | 0 | 0 | Constrained, otherwise capacity available =365 kW | --> | C14 ex SWORDS | Swords [T41,T42] | GLASMORE |  | 53.4618 | -6.2391
293739Y | MV/LV Substation CA***739Y |  | 20 kV | _ | LV | 200 kVA :Pole Substation | 0.2 | --> | 0.2 | 0 | 0 | Constrained, otherwise capacity available =200 kVA | --> | 0.19 | 0 | 0 | 0 | 0 | Constrained, otherwise capacity available =190 kW | --> | E13 ex BALTINGLASS | Baltinglass [T421,T422] | STRATFORD |  | 52.9155 | -6.835
461207 | MV/LV Substation GO***207 |  | 10 kV | _ | LV | 100 kVA :Pole Substation | 0.1 | --> | 0.1 | 0.078 | 2.33 |  | --> | 0.095 | 0 | 0.005 | 0 | 0 | Constrained, otherwise capacity available =88 kW | --> | E17 ex MOY | Moy [T421,T422] | MOY |  | 54.1174 | -9.1782
3774236 | MV/LV Substation MA***4236 |  | 20 kV | _ | LV | 100 kVA :Pole Substation | 0.1 | --> | 0.1 | 0 | 0 | Constrained, otherwise capacity available =100 kVA | --> | 0.095 | 0 | 0 | 0 | 0 | Constrained, otherwise capacity available =95 kW | --> | E12 ex GURRANEBANE | Gurranebane [T421,T422] | OUGHTRAGH |  | 51.9533 | -10.2272
046069 | MV/LV Substation HA***069 |  | 10 kV | _ | LV | 400 kVA :Building Structure | 0.4 | --> | 0.4 | 0 | 0 | Constrained, otherwise capacity available =285 kVA | --> | 0.38 | 0 | 0 | 0.364 | 0 |  | --> | C13 ex CRANMORE | Cranmore [T41,T42] | SLIGO |  | 54.2648 | -8.4535
023814X | MV/LV Substation CU***814X |  | 10 kV | _ | LV | 100 kVA :Pole Substation | 0.1 | --> | 0.1 | 0 | 0 | Constrained, otherwise capacity available =87 kVA | --> | 0.095 | 0 | 0 | 0 | 0 | Constrained, otherwise capacity available =93 kW | --> | C13 ex CURRAGLASS | Curraglass [T41] | BARRYMORE |  | 52.0937 | -8.0429
082978X | MV/LV Substation AR***978X |  | 20 kV | _ | LV | 200 kVA :Pole Substation | 0.2 | --> | 0.2 | 0.2 | 0.64 |  | --> | 0.19 | 0 | 0 | 0 | 0 | Constrained, otherwise capacity available =190 kW | --> | E14 ex RANDALSTOWN | Randalstown [T422] | NAVAN |  | 53.7115 | -6.7267
014979Z | MV/LV Substation KC***979Z |  | 10 kV | _ | LV | 100 kVA :Pole Substation | 0.1 | --> | 0.1 | 0 | 0 | Constrained, otherwise capacity available =91 kVA | --> | 0.095 | 0 | 0 | 0 | 0 | Constrained, otherwise capacity available =94 kW | --> | C19 ex KILDARE | Kildare [T41,T42] | NEWBRIDGE |  | 53.208 | -6.9923
0934215 | MV/LV Substation HO***4215 |  | 10 kV | _ | LV | 1000 kVA :Building Structure | 1 | --> | 1 | 0 | 0 | Constrained, otherwise capacity available =887 kVA | --> | 0.95 | 0 | 0 | 0.5 | 0 |  | --> | C13 ex UNIDARE | Unidare [T41,T42] | FINGLAS |  | 53.4146 | -6.2873
111578Y | MV/LV Substation GO***578Y |  | 20 kV | _ | LV | 50 kVA :Pole Substation | 0.05 | --> | 0.05 | 0 | 0 | Constrained, otherwise capacity available =49 kVA | --> | 0.048 | 0 | 0 | 0 | 0 | Constrained, otherwise capacity available =47 kW | --> | E16 ex BALLYDEHOB | Ballydehob [T421] | DUNMANWAY |  | 51.4852 | -9.7295
063282X | MV/LV Substation AR***282X |  | 10 kV | _ | LV | 100 kVA :Pole Substation | 0.1 | --> | 0.1 | 0 | 0 | Constrained, otherwise capacity available =89 kVA | --> | 0.095 | 0 | 0 | 0 | 0 | Constrained, otherwise capacity available =94 kW | --> | C15 ex BALLYBAILIE | Ballybailie [T41,T42] | DUNDALK |  | 53.8641 | -6.5599
082003 | MV/LV Substation CA***003 |  | 10 kV | _ | LV | 630 kVA :Building Structure | 0.63 | --> | 0.63 | 0.347 | 2.01 |  | --> | 0.598 | 0 | 0.045 | 0 | 0 | Constrained, otherwise capacity available =525 kW | --> | C15 ex ABBEYLAND | Abbeyland [T41,T42] | NAVAN |  | 53.6523 | -6.6883
119166Y | MV/LV Substation DU***166Y |  | 10 kV | _ | LV | 200 kVA :Pole Substation | 0.2 | --> | 0.2 | 0 | 0 | Constrained, otherwise capacity available =140 kVA | --> | 0.19 | 0 | 0 | 0 | 0 | Constrained, otherwise capacity available =182 kW | --> | C11 ex KANTURK | Kanturk [T41,T42] | GLENLARA |  | 52.1986 | -8.82
136751X | MV/LV Substation CO***751X |  | 10 kV | _ | LV | 50 kVA :Pole Substation | 0.05 | --> | 0.05 | 0 | 0 | Constrained, otherwise capacity available =41 kVA | --> | 0.048 | 0 | 0.005 | 0 | 0 | Constrained, otherwise capacity available =43 kW | --> | C12 ex ROSCOMMON | Roscommon [T41,T42] | LANESBORO |  | 53.6384 | -8.197
067819Y | MV/LV Substation DO***819Y |  | 10 kV | _ | LV | 400 kVA :Kiosk Substation | 0.4 | --> | 0.4 | 0 | 0 | Constrained, otherwise capacity available =351 kVA | --> | 0.38 | 0 | 0 | 0.373 | 0 |  | --> | C15 ex BALLINACURRA | Ballinacurra [T41,T42] | LIMERICK |  | 52.636 | -8.649
150555 | MV/LV Substation NE***555 |  | 20 kV | _ | LV | 50 kVA :Pole Substation | 0.05 | --> | 0.05 | 0.038 | 3.96 |  | --> | 0.048 | 0 | 0 | 0 | 0 | Constrained, otherwise capacity available =46 kW | --> | E18 ex STRANORLAR | Stranorlar [T421,T422] | LETTERKENNY |  | 54.7928 | -7.6444
001349 | MV/LV Substation MO***349 |  | 10 kV | _ | LV | 630 kVA :Kiosk Substation | 0.63 | --> | 0.63 | 0.374 | 4.37 |  | --> | 0.598 | 0 | 0.007 | 0.5 | 0 |  | --> | C14 ex DUN LAOGHAIRE | Dun Laoghaire [T41,T42] | BLACKROCK |  | 53.2855 | -6.1529
066254Z | MV/LV Substation MA***254Z |  | 10 kV | _ | LV | 630 kVA :Building Structure | 0.63 | --> | 0.63 | 0 | 0 | Constrained, otherwise capacity available =551 kVA | --> | 0.598 | 0 | 0.005 | 0 | 0 | Constrained, otherwise capacity available =584 kW | --> | C19 ex MALAHIDE | Malahide [T41,T42] | GLASMORE |  | 53.4561 | -6.1556
165036Y | MV/LV Substation MA***036Y |  | 10 kV | _ | LV | 50 kVA :Pole Substation | 0.05 | --> | 0.05 | 0.039 | 0.88 |  | --> | 0.048 | 0 | 0 | 0 | 0 | Constrained, otherwise capacity available =46 kW | --> | C12 ex ROSS CARBERY | Ross Carbery [T41,T42] | DUNMANWAY |  | 51.5693 | -9.0113
022420 | MV/LV Substation BA***420 |  | 10 kV | _ | LV | 50 kVA :Pole Substation | 0.05 | --> | 0.05 | 0 | 0 |  | --> | 0.048 | 0 | 0.019 | 0 | 0 | Constrained, otherwise capacity available =26 kW | --> | C18 ex SCARTEEN | Scarteen [T41,T42] | MALLOW |  | 52.1675 | -8.7386
039560 | MV/LV Substation DE***560 |  | 10 kV | _ | LV | 50 kVA :Pole Substation | 0.05 | --> | 0.05 | 0 | 0 | Constrained, otherwise capacity available =49 kVA | --> | 0.048 | 0 | 0 | 0 | 0 | Constrained, otherwise capacity available =47 kW | --> | C15 ex ORANMORE | Oranmore [T41,T44] | GALWAY 110KV |  | 53.2479 | -8.9732
252442X | MV/LV Substation CL***442X |  | 10 kV | _ | LV | 100 kVA :Pole Substation | 0.1 | --> | 0.1 | 0.082 | 1.32 |  | --> | 0.095 | 0 | 0 | 0.093 | 0 |  | --> | C27 ex CLIFDEN | Clifden [T41,T42] | SCREEB |  | 53.4882 | -10.0066
069828 | MV/LV Substation LA***828 |  | 10 kV | _ | LV | 630 kVA :Building Structure | 0.63 | --> | 0.63 | 0.5 | 9.28 |  | --> | 0.598 | 0 | 0 | 0.5 | 0 |  | --> | C06 ex PEMBROKE | Pembroke [T41,T42,T43,T44] | RINGSEND |  | 53.3333 | -6.2293
066872 | MV/LV Substation SH***872 |  | 10 kV | _ | LV | 50 kVA :Pole Substation | 0.05 | --> | 0.05 | 0 | 0 | Constrained, otherwise capacity available =39 kVA | --> | 0.048 | 0 | 0.003 | 0 | 0 | Constrained, otherwise capacity available =44 kW | --> | E11 ex ASHBOURNE | Ashbourne [T421,T422] | FINGLAS |  | 53.45 | -6.322
2504117 | MV/LV Substation AB***4117 |  | 10 kV | _ | LV | 50 kVA :Pole Substation | 0.05 | --> | 0.05 | 0.05 | 0.3 |  | --> | 0.048 | 0 | 0 | 0 | 0 | Constrained, otherwise capacity available =48 kW | --> | C17 ex BANAGHER | Banagher [T41,T42] | DALLOW |  | 53.2056 | -8.1008
1654188 | MV/LV Substation AN***4188 |  | 10 kV | _ | LV | 630 kVA :Kiosk Substation | 0.63 | --> | 0.63 | 0 | 0 | Constrained, otherwise capacity available =553 kVA | --> | 0.598 | 0 | 0.019 | 0 | 0 | Constrained, otherwise capacity available =574 kW | --> | C14 ex CLONAKILTY | Clonakilty [T41,T42] | DUNMANWAY |  | 51.614 | -8.9106
089458 | MV/LV Substation EA***458 |  | 20 kV | _ | LV | 100 kVA :Pole Substation | 0.1 | --> | 0.1 | 0.094 | 3.56 |  | --> | 0.095 | 0 | 0 | 0 | 0 | Constrained, otherwise capacity available =94 kW | --> | E22 ex ENNISCRONE | Enniscrone [T421,T422] | MOY |  | 54.2883 | -8.9829
256015 | MV/LV Substation FE***015 |  | 10 kV | _ | LV | 200 kVA :Pole Substation | 0.2 | --> | 0.2 | 0.067 | 1.28 |  | --> | 0.19 | 0 | 0.005 | 0 | 0 | Constrained, otherwise capacity available =167 kW | --> | C17 ex CASTLEREA | Castlerea [T41,T42] | CARRICK ON SHANNON |  | 53.7609 | -8.4836
054959X | MV/LV Substation SU***959X |  | 20 kV | _ | LV | 50 kVA :Pole Substation | 0.05 | --> | 0.05 | 0 | 0 | Constrained, otherwise capacity available =44 kVA | --> | 0.048 | 0 | 0 | 0 | 0 | Constrained, otherwise capacity available =47 kW | --> | E13 ex ABBEYLEIX | Abbeyleix [T422] | PORTLAOISE |  | 52.9191 | -7.3565
042572X | MV/LV Substation HO***572X |  | 10 kV | _ | LV | 400 kVA :Kiosk Substation | 0.4 | --> | 0.4 | 0 | 0 | Constrained, otherwise capacity available =326 kVA | --> | 0.38 | 0 | 0 | 0 | 0 | Constrained, otherwise capacity available =370 kW | --> | C19 ex KNOCKAPHUNTA | Knockaphunta [T41,T42] | CASTLEBAR |  | 53.8497 | -9.3126
160060 | MV/LV Substation KI***060 |  | 10 kV | _ | LV | 400 kVA :Kiosk Substation | 0.4 | --> | 0.4 | 0 | 0 | Constrained, otherwise capacity available =247 kVA | --> | 0.38 | 0 | 0.038 | 0 | 0 | Constrained, otherwise capacity available =330 kW | --> | C15 ex PORTARLINGTON | Portarlington [T41,T42] | PORTLAOISE |  | 53.1616 | -7.2092
068059X | MV/LV Substation DU***059X |  | 10 kV | _ | LV | 630 kVA :Building Structure | 0.63 | --> | 0.63 | 0.5 | 11.14 |  | --> | 0.598 | 0 | 0 | 0.5 | 0 |  | --> | C19 ex CABRA | Cabra [T101,T102] | FINGLAS |  | 53.3752 | -6.3001
590735X | MV/LV Substation WO***735X |  | 20 kV | _ | LV | 200 kVA :Pole Substation | 0.2 | --> | 0.2 | 0.184 | 1.43 |  | --> | 0.19 | 0 | 0 | 0 | 0 | Constrained, otherwise capacity available =188 kW | --> | E18 ex CONG | Cong [T421,T422] | CLOON |  | 53.5441 | -9.3624
039873X | MV/LV Substation CO***873X |  | 10 kV | _ | LV | 400 kVA :Kiosk Substation | 0.4 | --> | 0.4 | 0 | 0 | Constrained, otherwise capacity available =301 kVA | --> | 0.38 | 0 | 0.072 | 0 | 0 | Constrained, otherwise capacity available =313 kW | --> | C18 ex ORANMORE | Oranmore [T41,T44] | GALWAY 110KV |  | 53.2626 | -8.9263
001175X | MV/LV Substation BO***175X |  | 10 kV | _ | LV | 400 kVA :Kiosk Substation | 0.4 | --> | 0.4 | 0.362 | 1.16 |  | --> | 0.38 | 0 | 0 | 0.375 | 0 |  | --> | C21 ex MOUNT MERRION | Mount Merrion [T41,T42] | CARRICKMINES |  | 53.2995 | -6.2036
281096Z | MV/LV Substation MA***096Z |  | 10 kV | _ | LV | 200 kVA :Kiosk Substation | 0.2 | --> | 0.2 | 0 | 0 | Constrained, otherwise capacity available =161 kVA | --> | 0.19 | 0 | 0.003 | 0 | 0 | Constrained, otherwise capacity available =182 kW | --> | C18 ex DOUGLAS | Douglas [T41,T42] | TRABEG |  | 51.8748 | -8.431
281990Z | MV/LV Substation RO***990Z |  | 10 kV | _ | LV | 400 kVA :Kiosk Substation | 0.4 | --> | 0.4 | 0 | 0 | Constrained, otherwise capacity available =301 kVA | --> | 0.38 | 0 | 0.118 | 0.279 | 0 |  | --> | C11 ex BALLINCOLLIG | Ballincollig [T41,T42] | KILBARRY |  | 51.8551 | -8.5529
151459X | MV/LV Substation AR***459X |  | 20 kV | _ | LV | 100 kVA :Pole Substation | 0.1 | --> | 0.1 | 0 | 0 | Constrained, otherwise capacity available =77 kVA | --> | 0.095 | 0 | 0 | 0.092 | 0 |  | --> | E17 ex BRUFF | Bruff [T42,T421] | LIMERICK |  | 52.4775 | -8.5386
0814400 | MV/LV Substation CL***4400 |  | 10 kV | _ | LV | 630 kVA :Kiosk Substation | 0.63 | --> | 0.63 | 0 | 0 | Constrained, otherwise capacity available =630 kVA | --> | 0.598 | 0 | 0 | 0 | 0 | Constrained, otherwise capacity available =598 kW | --> | C26 ex MONEYCOOLEY | Moneycooley [T41,T42,T44] | GRIFFINRATH |  | 53.3757 | -6.5884
067091X | MV/LV Substation CA***091X |  | 20 kV | _ | LV | 400 kVA :Kiosk Substation | 0.4 | --> | 0.4 | 0.356 | 13.8 |  | --> | 0.38 | 0 | 0.016 | 0.362 | 0 |  | --> | C14 ex SINGLAND | Singland [T101,T102] | SINGLAND |  | 52.595 | -8.4737
0314137 | MV/LV Substation KN***4137 |  | 20 kV | _ | LV | 100 kVA :Pole Substation | 0.1 | --> | 0.1 | 0 | 0 | Constrained, otherwise capacity available =100 kVA | --> | 0.095 | 0 | 0 | 0 | 0 | Constrained, otherwise capacity available =95 kW | --> | C17 ex COLLIGAN | Colligan [T41,T42] | DUNGARVAN |  | 52.0578 | -7.7191
0254161 | MV/LV Substation WA***4161 |  | 10 kV | _ | LV | 400 kVA :Building Structure | 0.4 | --> | 0.4 | 0 | 0 | Constrained, otherwise capacity available =368 kVA | --> | 0.38 | 0 | 0 | 0 | 0 | Constrained, otherwise capacity available =376 kW | --> | C17 ex KILMALLOCK | Kilmallock [T41,T42] | CHARLEVILLE |  | 52.4039 | -8.5885
084134X | MV/LV Substation BA***134X |  | 20 kV | _ | LV | 100 kVA :Pole Substation | 0.1 | --> | 0.1 | 0 | 0 | Constrained, otherwise capacity available =51 kVA | --> | 0.095 | 0 | 0.049 | 0 | 0 | Constrained, otherwise capacity available =52 kW | --> | E11 ex KILCOLGAN | Kilcolgan [T42,T421] | GALWAY 110KV |  | 53.1847 | -8.9132
118679 | MV/LV Substation BA***679 |  | 20 kV | _ | LV | 200 kVA :Kiosk Substation | 0.2 | --> | 0.2 | 0 | 0 | Constrained, otherwise capacity available =154 kVA | --> | 0.19 | 0 | 0.025 | 0 | 0 | Constrained, otherwise capacity available =165 kW | --> | E11 ex CREAGH | Creagh [T421,T422] | ATHLONE |  | 53.4707 | -8.2698
008625Z | MV/LV Substation CO***625Z |  | 20 kV | _ | LV | 50 kVA :Pole Substation | 0.05 | --> | 0.05 | 0 | 0 | Constrained, otherwise capacity available =33 kVA | --> | 0.048 | 0 | 0.006 | 0 | 0 | Constrained, otherwise capacity available =41 kW | --> | E17 ex KNOCKMULLEN | Knockmullen [T42,T421] | GREAT ISLAND |  | 52.3696 | -6.8418
050879Y | MV/LV Substation AR***879Y |  | 10 kV | _ | LV | 1000 kVA :Building Structure | 1 | --> | 1 | 0 | 0 | Constrained, otherwise capacity available =931 kVA | --> | 0.95 | 0 | 0 | 0 | 0 | Constrained, otherwise capacity available =940 kW | --> | C23 ex ATHLONE | Athlone [T41,T42] | ATHLONE |  | 53.4328 | -7.9391
023559Y | MV/LV Substation AN***559Y |  | 10 kV | _ | LV | 400 kVA :Building Structure | 0.4 | --> | 0.4 | 0 | 0 | Constrained, otherwise capacity available =367 kVA | --> | 0.38 | 0 | 0.006 | 0 | 0 | Constrained, otherwise capacity available =371 kW | --> | C16 ex COOLCARRON | Coolcarron [T41,T42] | BARRYMORE |  | 52.1386 | -8.2732
077147X | MV/LV Substation DR***147X |  | 20 kV | _ | LV | 400 kVA :Kiosk Substation | 0.4 | --> | 0.4 | 0 | 0 | Constrained, otherwise capacity available =333 kVA | --> | 0.38 | 0 | 0.031 | 0 | 0 | Constrained, otherwise capacity available =348 kW | --> | E25 ex PATRICKSWELL | Patrickswell [T421,T422] | LIMERICK |  | 52.6345 | -8.7322
033259 | MV/LV Substation TI***259 |  | 10 kV | _ | LV | 200 kVA :Pole Substation | 0.2 | --> | 0.2 | 0 | 0 | Constrained, otherwise capacity available =156 kVA | --> | 0.19 | 0 | 0 | 0.059 | 0 | Constrained, otherwise capacity available =184 kW | --> | C23 ex CREGG ROAD | Cregg Road [T41,T42] | BALLYDINE |  | 52.3579 | -7.3913
366025X | MV/LV Substation GE***025X |  | 20 kV | _ | LV | 400 kVA :Kiosk Substation | 0.4 | --> | 0.4 | 0.4 | 0.45 |  | --> | 0.38 | 0 | 0 | 0 | 0 | Constrained, otherwise capacity available =380 kW | --> | C16 ex CARRAROE | Carraroe [T42] | SCREEB |  | 53.0877 | -9.5828
2884211 | MV/LV Substation KI***4211 |  | 10 kV | _ | LV | 630 kVA :Kiosk Substation | 0.63 | --> | 0.63 | 0 | 0 | Constrained, otherwise capacity available =630 kVA | --> | 0.598 | 0 | 0 | 0.5 | 0 |  | --> | C17 ex CARRICKMINES | Carrickmines [T41,T42] | CARRICKMINES |  | 53.2394 | -6.1991
053550Y | MV/LV Substation KN***550Y |  | 10 kV | _ | LV | 200 kVA :Pole Substation | 0.2 | --> | 0.2 | 0.171 | 2.39 |  | --> | 0.19 | 0 | 0.009 | 0 | 0 | Constrained, otherwise capacity available =179 kW | --> | C12 ex SRAH | Srah [T41,T42] | THORNSBERRY |  | 53.2867 | -7.5102
007937 | MV/LV Substation CO***937 |  | 20 kV | _ | LV | 50 kVA :Pole Substation | 0.05 | --> | 0.05 | 0.046 | 16.12 |  | --> | 0.048 | 0 | 0 | 0.047 | 0 |  | --> | E17 ex WEXFORD | Wexford [T121,T122] | WEXFORD |  | 52.3189 | -6.6746
184226X | MV/LV Substation TO***226X |  | 10 kV | _ | LV | 50 kVA :Pole Substation | 0.05 | --> | 0.05 | 0.035 | 3.38 |  | --> | 0.048 | 0 | 0 | 0 | 0 | Constrained, otherwise capacity available =46 kW | --> | C17 ex CASTLEBLAYNEY | Castleblayney [T41,T42] | DUNDALK |  | 54.1203 | -6.7561
109063 | MV/LV Substation FA***063 |  | 10 kV | _ | LV | 630 kVA :Building Structure | 0.63 | --> | 0.63 | 0 | 0 | Constrained, otherwise capacity available =596 kVA | --> | 0.598 | 0 | 0 | 0.5 | 0 |  | --> | C15 ex SHANNON | Shannon [T41,T42] | DRUMLINE |  | 52.7054 | -8.9023
042048 | MV/LV Substation SA***048 |  | 10 kV | _ | LV | 400 kVA :Kiosk Substation | 0.4 | --> | 0.4 | 0.294 | 1.51 |  | --> | 0.38 | 0 | 0 | 0 | 0 | Constrained, otherwise capacity available =365 kW | --> | C19 ex TURLOUGH ROAD | Turlough Road [T43] | CASTLEBAR |  | 53.8634 | -9.2998
062641Y | MV/LV Substation BR***641Y |  | 20 kV | _ | LV | 50 kVA :Pole Substation | 0.05 | --> | 0.05 | 0.05 | 19.76 |  | --> | 0.048 | 0 | 0 | 0.048 | 0 |  | --> | E19 ex MULLAGHARLIN | Mullagharlin [T121,T122] | MULLAGHARLIN |  | 53.9664 | -6.4773
044622 | MV/LV Substation ST***622 |  | 20 kV | _ | LV | 200 kVA :Kiosk Substation | 0.2 | --> | 0.2 | 0.155 | 2.33 |  | --> | 0.19 | 0 | 0.014 | 0 | 0 | Constrained, otherwise capacity available =173 kW | --> | E13 ex MOY | Moy [T421,T422] | MOY |  | 53.9817 | -9.1234
233341X | MV/LV Substation LO***341X |  | 10 kV | _ | LV | 50 kVA :Pole Substation | 0.05 | --> | 0.05 | 0 | 0 | Constrained, otherwise capacity available =49 kVA | --> | 0.048 | 0 | 0 | 0 | 0 | Constrained, otherwise capacity available =47 kW | --> | C23 ex CASTLEISLAND | Castleisland [T41,T42] | TRALEE |  | 52.2913 | -9.3606
293243Z | MV/LV Substation CA***243Z |  | 20 kV | _ | LV | 100 kVA :Pole Substation | 0.1 | --> | 0.1 | 0 | 0.43 |  | --> | 0.095 | 0 | 0 | 0 | 0 | Constrained, otherwise capacity available =80 kW | --> | E13 ex TULLOW | Tullow [T421,T422] | CARLOW |  | 52.8063 | -6.7579
068748X | MV/LV Substation RO***748X |  | 10 kV | _ | LV | 630 kVA :Building Structure | 0.63 | --> | 0.63 | 0.446 | 7.91 |  | --> | 0.598 | 0 | 0.005 | 0.5 | 0 |  | --> | C24 ex PELLETSTOWN | Pelletstown [T101,T102] | FINGLAS |  | 53.3764 | -6.3262
060668Y | MV/LV Substation LE***668Y |  | 20 kV | _ | LV | 100 kVA :Pole Substation | 0.1 | --> | 0.1 | 0 | 0 | Constrained, otherwise capacity available =90 kVA | --> | 0.095 | 0 | 0.04 | 0 | 0 | Constrained, otherwise capacity available =64 kW | --> | C17 ex CLONES | Clones [T41,T42] | SHANKILL |  | 54.1907 | -7.1979
019722 | MV/LV Substation AL***722 |  | 10 kV | _ | LV | 200 kVA :Pole Substation | 0.2 | --> | 0.2 | 0.176 | 3.74 |  | --> | 0.19 | 0 | 0.011 | 0 | 0 | Constrained, otherwise capacity available =178 kW | --> | C15 ex KILFLYNN | Kilflynn [T41,T42] | TRALEE |  | 52.2941 | -9.6661
007109 | MV/LV Substation GR***109 |  | 10 kV | _ | LV | 100 kVA :Pole Substation | 0.1 | --> | 0.1 | 0.075 | 1.4 |  | --> | 0.095 | 0 | 0.012 | 0 | 0 | Constrained, otherwise capacity available =83 kW | --> | E17 ex KILLINICK | Killinick [T421,T422] | WEXFORD |  | 52.2507 | -6.3455
006007 | MV/LV Substation DA***007 |  | 10 kV | _ | LV | 1000 kVA :Building Structure | 1 | --> | 1 | 0.5 | 1.29 |  | --> | 0.95 | 0 | 0 | 0 | 0 | Constrained, otherwise capacity available =949 kW | --> | C12 ex MONFIN | Monfin [T41,T42] | WEXFORD |  | 52.4931 | -6.5732
034092 | MV/LV Substation EL***092 |  | 10 kV | _ | LV | 400 kVA :Kiosk Substation | 0.4 | --> | 0.4 | 0.183 | 0.57 |  | --> | 0.38 | 0 | 0.03 | 0 | 0 | Constrained, otherwise capacity available =327 kW | --> | C16 ex LAWLESSTOWN | Lawlesstown [T42,T421] | DOON |  | 52.359 | -7.7131
0894225 | MV/LV Substation GA***4225 |  | 20 kV | _ | LV | 50 kVA :Pole Substation | 0.05 | --> | 0.05 | 0.05 | 3.56 |  | --> | 0.048 | 0 | 0 | 0 | 0 | Constrained, otherwise capacity available =48 kW | --> | E22 ex ENNISCRONE | Enniscrone [T421,T422] | MOY |  | 54.2379 | -9.0547
082044Z | MV/LV Substation WA***044Z |  | 20 kV | _ | LV | 400 kVA :Building Structure | 0.4 | --> | 0.4 | 0 | 0 | Constrained, otherwise capacity available =292 kVA | --> | 0.38 | 0 | 0 | 0 | 0 | Constrained, otherwise capacity available =365 kW | --> | E16 ex ACADEMY STREET | Academy Street [T421,T422,T44] | NAVAN |  | 53.5972 | -6.6386
053093Z | MV/LV Substation PU***093Z |  | 10 kV | _ | LV | 400 kVA :Kiosk Substation | 0.4 | --> | 0.4 | 0.363 | 3.28 |  | --> | 0.38 | 0 | 0 | 0.375 | 0 |  | --> | C23 ex SRAH | Srah [T43] | THORNSBERRY |  | 53.281 | -7.4828
049961Y | MV/LV Substation CU***961Y |  | 10 kV | _ | LV | 50 kVA :Pole Substation | 0.05 | --> | 0.05 | 0 | 0 | Constrained, otherwise capacity available =38 kVA | --> | 0.048 | 0 | 0 | 0 | 0 | Constrained, otherwise capacity available =46 kW | --> | C17 ex AGHAMORE | Aghamore [T41,T42] | LANESBORO |  | 53.6747 | -7.9752
001828 | MV/LV Substation HE***828 |  | 10 kV | _ | LV | 630 kVA :Building Structure | 0.63 | --> | 0.63 | 0.5 | 1.16 |  | --> | 0.598 | 0 | 0 | 0.5 | 0 |  | --> | C14 ex MOUNT MERRION | Mount Merrion [T41,T42] | CARRICKMINES |  | 53.3157 | -6.21
153100X | MV/LV Substation AR***100X |  | 20 kV | _ | LV | 50 kVA :Pole Substation | 0.05 | --> | 0.05 | 0 | 0 | Constrained, otherwise capacity available =33 kVA | --> | 0.048 | 0 | 0.017 | 0 | 0 | Constrained, otherwise capacity available =32 kW | --> | E13 ex BIRDHILL | Birdhill [T421,T422] | ARDNACRUSHA |  | 52.7487 | -8.516
012197Y | MV/LV Substation KI***197Y |  | 10 kV | _ | LV | 400 kVA :Kiosk Substation | 0.4 | --> | 0.4 | 0.388 | 1.99 |  | --> | 0.38 | 0 | 0.004 | 0 | 0 | Constrained, otherwise capacity available =376 kW | --> | C11 ex GRAIGUE | Graigue [T41,T42] | CARLOW |  | 52.8316 | -6.9325
0664281 | MV/LV Substation CL***4281 |  | 20 kV | _ | LV | 50 kVA :Pole Substation | 0.05 | --> | 0.05 | 0 | 0 | Constrained, otherwise capacity available =47 kVA | --> | 0.048 | 0 | 0 | 0 | 0 | Constrained, otherwise capacity available =47 kW | --> | E21 ex ASHBOURNE | Ashbourne [T421,T422] | FINGLAS |  | 53.5294 | -6.3271
122733 | MV/LV Substation RA***733 |  | 10 kV | _ | LV | 50 kVA :Pole Substation | 0.05 | --> | 0.05 | 0.048 | 4.18 |  | --> | 0.048 | 0 | 0 | 0 | 0 | Constrained, otherwise capacity available =47 kW | --> | C19 ex KINGSCOURT | Kingscourt [T41,T42] | MEATH HILL |  | 53.8546 | -6.7795
355011 | MV/LV Substation TE***011 |  | 10 kV | _ | LV | 200 kVA :Pole Substation | 0.2 | --> | 0.2 | 0.06 | 0.06 | Constrained, otherwise capacity available =70 kVA | --> | 0.19 | 0 | 0.01 | 0 | 0 | Constrained, otherwise capacity available =164 kW | --> | C15 ex TUBBERCURRY | Tubbercurry [T41,T42] | TONROE |  | 54.0557 | -8.7258
050206X | MV/LV Substation BM***206X |  | 20 kV | _ | LV | 200 kVA :Pole Substation | 0.2 | --> | 0.2 | 0.136 | 6.49 |  | --> | 0.19 | 0 | 0 | 0 | 0 | Constrained, otherwise capacity available =181 kW | --> | C22 ex BUSHFIELD | Bushfield [T41,T42] | ATHLONE |  | 53.4387 | -7.8985
001857 | MV/LV Substation ME***857 |  | 10 kV | _ | LV | 400 kVA :Kiosk Substation | 0.4 | --> | 0.4 | 0.342 | 1.16 |  | --> | 0.38 | 0 | 0 | 0.372 | 0 |  | --> | C21 ex MOUNT MERRION | Mount Merrion [T41,T42] | CARRICKMINES |  | 53.3038 | -6.2024
068144X | MV/LV Substation CH***144X |  | 10 kV | _ | LV | 1000 kVA :Building Structure | 1 | --> | 1 | 0.5 | 7.61 |  | --> | 0.95 | 0 | 0 | 0.5 | 0 |  | --> | C18 ex SHERIFF STREET | Sheriff Street [T41,T42] | FRANCIS STREET |  | 53.3515 | -6.2458
001362 | MV/LV Substation CR***362 |  | 10 kV | _ | LV | 630 kVA :Kiosk Substation | 0.63 | --> | 0.63 | 0.464 | 4.37 |  | --> | 0.598 | 0 | 0 | 0.5 | 0 |  | --> | C18 ex DUN LAOGHAIRE | Dun Laoghaire [T41,T42] | BLACKROCK |  | 53.2959 | -6.1417
149813 | MV/LV Substation MI***813 |  | 10 kV | _ | LV | 50 kVA :Pole Substation | 0.05 | --> | 0.05 | 0 | 0 | Constrained, otherwise capacity available =41 kVA | --> | 0.048 | 0 | 0 | 0 | 0 | Constrained, otherwise capacity available =46 kW | --> | C11 ex DONEGAL | Donegal [T41,T42] | CATHALEENS FALL |  | 54.6526 | -8.2557
276123 | MV/LV Substation LI***123 |  | 10 kV | _ | LV | 200 kVA :Pole Substation | 0.2 | --> | 0.2 | 0.185 | 0.76 |  | --> | 0.19 | 0 | 0.005 | 0 | 0 | Constrained, otherwise capacity available =184 kW | --> | C13 ex WOODFORD | Woodford [T41,T42] | KNOCKEARAGH |  | 52.0516 | -9.4562
034694X | MV/LV Substation CL***694X |  | 20 kV | _ | LV | 100 kVA :Pole Substation | 0.1 | --> | 0.1 | 0.083 | 0.57 |  | --> | 0.095 | 0 | 0 | 0 | 0 | Constrained, otherwise capacity available =93 kW | --> | E23 ex LAWLESSTOWN | Lawlesstown [T42,T421] | DOON |  | 52.4068 | -7.7593
1564269 | MV/LV Substation CO***4269 |  | 10 kV | _ | LV | 50 kVA :Pole Substation | 0.05 | --> | 0.05 | 0.033 | 2.04 |  | --> | 0.048 | 0 | 0 | 0 | 0 | Constrained, otherwise capacity available =45 kW | --> | C18 ex BALLYBAY | Ballybay [T41,T42] | LISDRUM |  | 54.1922 | -6.9041
067225Y | MV/LV Substation EN***225Y |  | 10 kV | _ | LV | 400 kVA :Kiosk Substation | 0.4 | --> | 0.4 | 0 | 0 | Constrained, otherwise capacity available =347 kVA | --> | 0.38 | 0 | 0.017 | 0 | 0 | Constrained, otherwise capacity available =360 kW | --> | C13 ex DOCK ROAD | Dock Road [T41,T42] | LIMERICK |  | 52.6353 | -8.6737
249379 | MV/LV Substation VI***379 |  | 10 kV | _ | LV | 50 kVA :Pole Substation | 0.05 | --> | 0.05 | 0 | 0 | Constrained, otherwise capacity available =50 kVA | --> | 0.048 | 0 | 0 | 0 | 0 | Constrained, otherwise capacity available =48 kW | --> | C15 ex KILCLOHER | Kilcloher [T41,T42] | DUNGARVAN |  | 52.0935 | -7.857
090002 | MV/LV Substation BA***002 |  | 10 kV | _ | LV | 200 kVA :Pole Substation | 0.2 | --> | 0.2 | 0.087 | 3.16 |  | --> | 0.19 | 0 | 0.006 | 0 | 0 | Constrained, otherwise capacity available =170 kW | --> | C22 ex ENNISKEANE | Enniskeane [T41,T42] | BANDON |  | 51.7365 | -8.9475
204012 | MV/LV Substation VO***012 |  | 10 kV | _ | LV | 400 kVA :Building Structure | 0.4 | --> | 0.4 | 0 | 0 | Constrained, otherwise capacity available =256 kVA | --> | 0.38 | 0 | 0.008 | 0 | 0 | Constrained, otherwise capacity available =354 kW | --> | E16 ex BUNCRANA | Buncrana [T421,T422] | TRILLICK |  | 55.1353 | -7.458
045023X | MV/LV Substation GO***023X |  | 10 kV | _ | LV | 100 kVA :Pole Substation | 0.1 | --> | 0.1 | 0.1 | 2.45 |  | --> | 0.095 | 0 | 0 | 0 | 0 | Constrained, otherwise capacity available =95 kW | --> | C18 ex GURTEEN | Gurteen [T41] | TONROE |  | 53.9885 | -8.4933
158744X | MV/LV Substation WA***744X |  | 20 kV | _ | LV | 200 kVA :Pole Substation | 0.2 | --> | 0.2 | 0 | 0 | Constrained, otherwise capacity available =173 kVA | --> | 0.19 | 0 | 0 | 0 | 0 | Constrained, otherwise capacity available =186 kW | --> | C19 ex ENNISTYMON | Ennistymon [T41,T42] | ENNIS |  | 53.0245 | -9.3102
109573 | MV/LV Substation EL***573 |  | 10 kV | _ | LV | 400 kVA :Building Structure | 0.4 | --> | 0.4 | 0 | 0 | Constrained, otherwise capacity available =369 kVA | --> | 0.38 | 0 | 0 | 0.376 | 0 |  | --> | C16 ex SHANNON | Shannon [T41,T42] | DRUMLINE |  | 52.6984 | -8.9064
042624X | MV/LV Substation SI***624X |  | 10 kV | _ | LV | 200 kVA :Kiosk Substation | 0.2 | --> | 0.2 | 0.119 | 1.93 |  | --> | 0.19 | 0 | 0.019 | 0 | 0 | Constrained, otherwise capacity available =164 kW | --> | C16 ex TURLOUGH ROAD | Turlough Road [T41,T42] | CASTLEBAR |  | 53.8678 | -9.2989
1614026 | MV/LV Substation DR***4026 |  | 20 kV | _ | LV | 50 kVA :Pole Substation | 0.05 | --> | 0.05 | 0.05 | 6.53 |  | --> | 0.048 | 0 | 0 | 0.048 | 0 |  | --> | C16 ex OUGHTERARD | Oughterard [T41,T42] | SCREEB |  | 53.3493 | -9.1986
154311Z | MV/LV Substation LI***311Z |  | 10 kV | _ | LV | 200 kVA :Kiosk Substation | 0.2 | --> | 0.2 | 0 | 0 | Constrained, otherwise capacity available =148 kVA | --> | 0.19 | 0 | 0.021 | 0.167 | 0 |  | --> | C22 ex MACETOWN | Macetown [T101,T102] | MACETOWN |  | 53.3973 | -6.4422
005121Y | MV/LV Substation PR***121Y |  | 10 kV | _ | LV | 400 kVA :Kiosk Substation | 0.4 | --> | 0.4 | 0.4 | 17.8 |  | --> | 0.38 | 0 | 0 | 0.38 | 0 |  | --> | E24 ex BANOGE | Banoge [T121,T122] | BANOGE |  | 52.6782 | -6.2235
055492 | MV/LV Substation SC***492 |  | 10 kV | _ | LV | 100 kVA :Pole Substation | 0.1 | --> | 0.1 | 0 | 0 | Constrained, otherwise capacity available =76 kVA | --> | 0.095 | 0 | 0.008 | 0 | 0 | Constrained, otherwise capacity available =86 kW | --> | C17 ex ROSCREA | Roscrea [T41,T42] | IKERRIN |  | 52.9398 | -7.784
1394080 | MV/LV Substation ED***4080 |  | 10 kV | _ | LV | 50 kVA :Pole Substation | 0.05 | --> | 0.05 | 0 | 0 | Constrained, otherwise capacity available =50 kVA | --> | 0.048 | 0 | 0 | 0 | 0 | Constrained, otherwise capacity available =48 kW | --> | C16 ex VIRGINIA | Virginia [T41,T42] | MEATH HILL |  | 53.7744 | -7.0225
002095 | MV/LV Substation RO***095 |  | 10 kV | _ | LV | 1000 kVA :Building Structure | 1 | --> | 1 | 0.5 | 2.36 |  | --> | 0.95 | 0 | 0.15 | 0.5 | 0 |  | --> | C12 ex BRAY | Bray [T41,T42] | FASSAROE |  | 53.2048 | -6.1087
015810Z | MV/LV Substation ES***810Z |  | 10 kV | _ | LV | 200 kVA :Kiosk Substation | 0.2 | --> | 0.2 | 0 | 0 | Constrained, otherwise capacity available =131 kVA | --> | 0.19 | 0 | 0.009 | 0 | 0 | Constrained, otherwise capacity available =174 kW | --> | C16 ex JOHNSTOWN | Johnstown [T41,T42] | KILTEEL |  | 53.2475 | -6.5962
067121Z | MV/LV Substation DR***121Z |  | 10 kV | _ | LV | 400 kVA :Kiosk Substation | 0.4 | --> | 0.4 | 0.362 | 13.8 |  | --> | 0.38 | 0 | 0.003 | 0.373 | 0 |  | --> | C13 ex SINGLAND | Singland [T101,T102] | SINGLAND |  | 52.6683 | -8.6028
150543 | MV/LV Substation FI***543 |  | 20 kV | _ | LV | 100 kVA :Pole Substation | 0.1 | --> | 0.1 | 0.096 | 3.96 |  | --> | 0.095 | 0 | 0 | 0 | 0 | Constrained, otherwise capacity available =94 kW | --> | E18 ex STRANORLAR | Stranorlar [T421,T422] | LETTERKENNY |  | 54.8049 | -7.7315
062556 | MV/LV Substation DR***556 |  | 20 kV | _ | LV | 100 kVA :Pole Substation | 0.1 | --> | 0.1 | 0.1 | 4.25 |  | --> | 0.095 | 0 | 0 | 0 | 0 | Constrained, otherwise capacity available =95 kW | --> | E18 ex JENKINSTOWN | Jenkinstown [T421,T422] | DUNDALK |  | 54.091 | -6.2632
068328 | MV/LV Substation TR***328 |  | 10 kV | _ | LV | 1000 kVA :Building Structure | 1 | --> | 1 | 0.5 | 6.65 |  | --> | 0.95 | 0 | 0 | 0.5 | 0 |  | --> | C13 ex EAST WALL ROAD | East Wall Road [T41,T42] | MCDERMOTT |  | 53.3474 | -6.2125
067440Y | MV/LV Substation MU***440Y |  | 20 kV | _ | LV | 400 kVA :Kiosk Substation | 0.4 | --> | 0.4 | 0.311 | 6.81 |  | --> | 0.38 | 0 | 0.026 | 0.348 | 0 |  | --> | C03 ex AHANE | Ahane [T102] | AHANE |  | 52.6637 | -8.5295
017701Y | MV/LV Substation AS***701Y |  | 20 kV | _ | LV | 100 kVA :Pole Substation | 0.1 | --> | 0.1 | 0.075 | 1.98 |  | --> | 0.095 | 0 | 0.002 | 0 | 0 | Constrained, otherwise capacity available =90 kW | --> | E11 ex RATHKEALE | Rathkeale [T421,T422] | RATHKEALE |  | 52.6024 | -8.97
037077 | MV/LV Substation CO***077 |  | 10 kV | _ | LV | 400 kVA :Kiosk Substation | 0.4 | --> | 0.4 | 0.2 | 13.05 |  | --> | 0.38 | 0 | 0.029 | 0.33 | 0 |  | --> | C20 ex ENNIS | Ennis [T101,T102] | ENNIS |  | 52.8506 | -8.9817
0664401 | MV/LV Substation RY***4401 |  | 10 kV | _ | LV | 630 kVA :Building Structure | 0.63 | --> | 0.63 | 0 | 0 | Constrained, otherwise capacity available =630 kVA | --> | 0.598 | 0 | 0 | 0.5 | 0 |  | --> | C20 ex COLLINSTOWN | Collinstown [T41,T42] | GRANGE (DR) |  | 53.4248 | -6.221
068101X | MV/LV Substation GE***101X |  | 10 kV | _ | LV | 1000 kVA :Building Structure | 1 | --> | 1 | 0.5 | 7.61 |  | --> | 0.95 | 0 | 0.11 | 0.5 | 0 |  | --> | C20 ex SHERIFF STREET | Sheriff Street [T41,T42] | FRANCIS STREET |  | 53.3498 | -6.248
055545Y | MV/LV Substation GR***545Y |  | 10 kV | _ | LV | 100 kVA :Pole Substation | 0.1 | --> | 0.1 | 0 | 0 | Constrained, otherwise capacity available =91 kVA | --> | 0.095 | 0 | 0 | 0 | 0 | Constrained, otherwise capacity available =94 kW | --> | C16 ex RATHDOWNEY | Rathdowney [T42] | IKERRIN |  | 52.8728 | -7.516
248666 | MV/LV Substation GI***666 |  | 20 kV | _ | LV | 50 kVA :Pole Substation | 0.05 | --> | 0.05 | 0 | 0 | Constrained, otherwise capacity available =43 kVA | --> | 0.048 | 0 | 0 | 0 | 0 | Constrained, otherwise capacity available =46 kW | --> | E14 ex KILCOCK | Kilcock [T421,T422] | GRIFFINRATH |  | 53.5075 | -6.7368
093124 | MV/LV Substation SU***124 |  | 10 kV | _ | LV | 630 kVA :Kiosk Substation | 0.63 | --> | 0.63 | 0 | 0 | Constrained, otherwise capacity available =303 kVA | --> | 0.598 | 0 | 0.026 | 0.5 | 0 |  | --> | C23 ex UNIDARE | Unidare [T41,T42] | FINGLAS |  | 53.3909 | -6.2991
0144254 | MV/LV Substation KI***4254 |  | 10 kV | _ | LV | 1000 kVA :Building Structure | 1 | --> | 1 | 0 | 0 | Constrained, otherwise capacity available =819 kVA | --> | 0.95 | 0 | 0 | 0 | 0 | Constrained, otherwise capacity available =925 kW | --> | C13 ex KILDARE | Kildare [T41,T42] | NEWBRIDGE |  | 53.1557 | -6.9151
082131 | MV/LV Substation TR***131 |  | 10 kV | _ | LV | 400 kVA :Kiosk Substation | 0.4 | --> | 0.4 | 0.29 | 2.01 |  | --> | 0.38 | 0 | 0.053 | 0 | 0 | Constrained, otherwise capacity available =325 kW | --> | C17 ex ABBEYLAND | Abbeyland [T41,T42] | NAVAN |  | 53.6649 | -6.6821
0684083 | MV/LV Substation KI***4083 |  | 10 kV | _ | LV | 400 kVA :Kiosk Substation | 0.4 | --> | 0.4 | 0 | 0 | Constrained, otherwise capacity available =371 kVA | --> | 0.38 | 0 | 0.004 | 0.373 | 0 |  | --> | C16 ex WATLING STREET | Watling Street [T41,T42] | FRANCIS STREET |  | 53.3527 | -6.2826
046128 | MV/LV Substation DU***128 |  | 10 kV | _ | LV | 630 kVA :Building Structure | 0.63 | --> | 0.63 | 0 | 0 | Constrained, otherwise capacity available =586 kVA | --> | 0.598 | 0 | 0 | 0.5 | 0 |  | --> | C11 ex CRANMORE | Cranmore [T41,T42] | SLIGO |  | 54.2685 | -8.4657
081506Z | MV/LV Substation BE***506Z |  | 10 kV | _ | LV | 400 kVA :Kiosk Substation | 0.4 | --> | 0.4 | 0 | 0 | Constrained, otherwise capacity available =322 kVA | --> | 0.38 | 0 | 0.13 | 0 | 0 | Constrained, otherwise capacity available =273 kW | --> | C22 ex LEIXLIP | Leixlip [T41,T42] | GRIFFINRATH |  | 53.3627 | -6.5233
0684527 | MV/LV Substation GL***4527 |  | 10 kV | _ | LV | 630 kVA :Building Structure | 0.63 | --> | 0.63 | 0.5 | 2.6 |  | --> | 0.598 | 0 | 0 | 0.5 | 0 |  | --> | C28 ex WOLFE TONE STREET | Wolfe Tone Street [T101,T102] | FINGLAS |  | 53.3462 | -6.2499
032168 | MV/LV Substation CO***168 |  | 20 kV | _ | LV | 200 kVA :Pole Substation | 0.2 | --> | 0.2 | 0 | 0 | Constrained, otherwise capacity available =178 kVA | --> | 0.19 | 0 | 0 | 0 | 0 | Constrained, otherwise capacity available =187 kW | --> | C19 ex TRAMORE | Tramore [T41,T42] | BUTLERSTOWN |  | 52.1461 | -6.9982
081701Y | MV/LV Substation B.***701Y |  | 10 kV | _ | LV | 1000 kVA :Building Structure | 1 | --> | 1 | 0 | 0 | Constrained, otherwise capacity available =624 kVA | --> | 0.95 | 0 | 0.01 | 0.5 | 0 |  | --> | C20 ex SEMPERIT | Semperit [T41,T42,T43] | GRANGE CASTLE |  | 53.3326 | -6.3646
0054022 | MV/LV Substation FA***4022 |  | 20 kV | _ | LV | 100 kVA :Pole Substation | 0.1 | --> | 0.1 | 0.083 | 17.8 |  | --> | 0.095 | 0 | 0 | 0.093 | 0 |  | --> | E13 ex BANOGE | Banoge [T121,T122] | BANOGE |  | 52.6303 | -6.237
041042 | MV/LV Substation CL***042 |  | 10 kV | _ | LV | 200 kVA :Kiosk Substation | 0.2 | --> | 0.2 | 0 | 0 | Constrained, otherwise capacity available =181 kVA | --> | 0.19 | 0 | 0.005 | 0 | 0 | Constrained, otherwise capacity available =184 kW | --> | E12 ex DALTON | Dalton [T421,T422] | DALTON |  | 53.7242 | -8.9879
176012 | MV/LV Substation CO***012 |  | 10 kV | _ | LV | 200 kVA :Pole Substation | 0.2 | --> | 0.2 | 0 | 0 | Constrained, otherwise capacity available =184 kVA | --> | 0.19 | 0 | 0 | 0 | 0 | Constrained, otherwise capacity available =188 kW | --> | E12 ex HARTNETTS CROSS |  |  |  | 51.9035 | -8.9525
2814430 | MV/LV Substation WA***4430 |  | 10 kV | _ | LV | 400 kVA :Kiosk Substation | 0.4 | --> | 0.4 | 0 | 0 | Constrained, otherwise capacity available =400 kVA | --> | 0.38 | 0 | 0 | 0 | 0 | Constrained, otherwise capacity available =380 kW | --> | C17 ex CARRIGALINE | Carrigaline [T41,T42] | BARNAHELY |  | 51.8151 | -8.3722
0654374 | MV/LV Substation FO***4374 |  | 20 kV | _ | LV | 630 kVA :Kiosk Substation | 0.63 | --> | 0.63 | 0 | 0 | Constrained, otherwise capacity available =620 kVA | --> | 0.598 | 0 | 0.02 | 0.5 | 0 |  | --> | C26 ex STEPHENSTOWN | Stephenstown [T101,T102] | FINGLAS |  | 53.6072 | -6.2126
281621Z | MV/LV Substation LI***621Z |  | 10 kV | _ | LV | 630 kVA :Building Structure | 0.63 | --> | 0.63 | 0.5 | 7.88 |  | --> | 0.598 | 0 | 0 | 0.5 | 0 |  | --> | C12 ex LIBERTY STREET | Liberty Street [T101,T102] | LIBERTY STREET |  | 51.8981 | -8.4779
120339Y | MV/LV Substation WO***339Y |  | 10 kV | _ | LV | 200 kVA :Kiosk Substation | 0.2 | --> | 0.2 | 0 | 0 | Constrained, otherwise capacity available =139 kVA | --> | 0.19 | 0 | 0.002 | 0 | 0 | Constrained, otherwise capacity available =180 kW | --> | C15 ex BLAKE | Blake [T41,T42] | BLAKE |  | 53.2908 | -6.8167
180019 | MV/LV Substation CO***019 |  | 10 kV | _ | LV | 400 kVA :Kiosk Substation | 0.4 | --> | 0.4 | 0.319 | 3.27 |  | --> | 0.38 | 0 | 0.009 | 0 | 0 | Constrained, otherwise capacity available =362 kW | --> | C11 ex LLOYD | Lloyd [T41,T42] | NAVAN |  | 53.731 | -6.8786
011590Y | MV/LV Substation WE***590Y |  | 10 kV | _ | LV | 200 kVA :Kiosk Substation | 0.2 | --> | 0.2 | 0 | 0 | Constrained, otherwise capacity available =115 kVA | --> | 0.19 | 0 | 0.027 | 0 | 0 | Constrained, otherwise capacity available =158 kW | --> | C21 ex TALBOTS INCH | Talbots Inch [T41,T42] | KILKENNY |  | 52.6723 | -7.2564
119255 | MV/LV Substation CU***255 |  | 10 kV | _ | LV | 400 kVA :Kiosk Substation | 0.4 | --> | 0.4 | 0 | 0 | Constrained, otherwise capacity available =363 kVA | --> | 0.38 | 0 | 0.037 | 0 | 0 | Constrained, otherwise capacity available =347 kW | --> | C16 ex KANTURK | Kanturk [T41,T42] | GLENLARA |  | 52.1894 | -8.9109
041172Y | MV/LV Substation BU***172Y |  | 10 kV | _ | LV | 400 kVA :Kiosk Substation | 0.4 | --> | 0.4 | 0 | 0 | Constrained, otherwise capacity available =268 kVA | --> | 0.38 | 0 | 0.021 | 0 | 0 | Constrained, otherwise capacity available =346 kW | --> | E13 ex DALTON | Dalton [T421,T422] | DALTON |  | 53.7133 | -8.9972
0664395 | MV/LV Substation DO***4395 |  | 20 kV | _ | LV | 50 kVA :Pole Substation | 0.05 | --> | 0.05 | 0 | 0 | Constrained, otherwise capacity available =36 kVA | --> | 0.048 | 0 | 0.009 | 0 | 0 | Constrained, otherwise capacity available =39 kW | --> | E18 ex BALTRASNA | Baltrasna [T121,T122] | BALTRASNA |  | 53.5168 | -6.4566
067767Y | MV/LV Substation PA***767Y |  | 10 kV | _ | LV | 400 kVA :Building Structure | 0.4 | --> | 0.4 | 0.323 | 13.8 |  | --> | 0.38 | 0 | 0 | 0.369 | 0 |  | --> | C21 ex SINGLAND | Singland [T101,T102] | SINGLAND |  | 52.6611 | -8.5912
156213Y | MV/LV Substation MO***213Y |  | 10 kV | _ | LV | 100 kVA :Pole Substation | 0.1 | --> | 0.1 | 0.07 | 2.47 |  | --> | 0.095 | 0 | 0.04 | 0 | 0 | Constrained, otherwise capacity available =61 kW | --> | C18 ex TELAYDON | Telaydon [T42,T421] | LISDRUM |  | 54.2477 | -6.9829
039395 | MV/LV Substation WO***395 |  | 10 kV | _ | LV | 400 kVA :Kiosk Substation | 0.4 | --> | 0.4 | 0 | 0 | Constrained, otherwise capacity available =366 kVA | --> | 0.38 | 0 | 0.004 | 0.372 | 0 |  | --> | C24 ex GALWAY 110KV | Galway 110kv [T102,T103] | GALWAY 110KV |  | 53.2776 | -9.0045
253011 | MV/LV Substation BA***011 |  | 20 kV | _ | LV | 200 kVA :Kiosk Substation | 0.2 | --> | 0.2 | 0 | 0 | Constrained, otherwise capacity available =114 kVA | --> | 0.19 | 0 | 0.014 | 0 | 0 | Constrained, otherwise capacity available =168 kW | --> | E21 ex GLENAMADDY | Glenamaddy [T422] | ATHLONE |  | 53.618 | -8.7405
0314105 | MV/LV Substation MO***4105 |  | 20 kV | _ | LV | 200 kVA :Pole Substation | 0.2 | --> | 0.2 | 0 | 0 | Constrained, otherwise capacity available =172 kVA | --> | 0.19 | 0 | 0 | 0 | 0 | Constrained, otherwise capacity available =186 kW | --> | E13 ex FOXHOLE | Foxhole [T421,T422] | DUNGARVAN |  | 51.9606 | -7.7351
046263 | MV/LV Substation TH***263 |  | 10 kV | _ | LV | 630 kVA :Kiosk Substation | 0.63 | --> | 0.63 | 0.38 | 5.78 |  | --> | 0.598 | 0 | 0.016 | 0.5 | 0 |  | --> | C20 ex OAKFIELD | Oakfield [T41,T42] | SLIGO |  | 54.2712 | -8.6076
066468Z | MV/LV Substation DR***468Z |  | 20 kV | _ | LV | 100 kVA :Pole Substation | 0.1 | --> | 0.1 | 0 | 0 | Constrained, otherwise capacity available =86 kVA | --> | 0.095 | 0 | 0.015 | 0 | 0 | Constrained, otherwise capacity available =82 kW | --> | E21 ex ASHBOURNE | Ashbourne [T421,T422] | FINGLAS |  | 53.507 | -6.3039
158878X | MV/LV Substation TR***878X |  | 10 kV | _ | LV | 50 kVA :Pole Substation | 0.05 | --> | 0.05 | 0 | 0 | Constrained, otherwise capacity available =49 kVA | --> | 0.048 | 0 | 0 | 0 | 0 | Constrained, otherwise capacity available =47 kW | --> | C21 ex ENNISTYMON | Ennistymon [T41,T42] | ENNIS |  | 52.8699 | -9.3583
154213Z | MV/LV Substation CL***213Z |  | 10 kV | _ | LV | 400 kVA :Kiosk Substation | 0.4 | --> | 0.4 | 0 | 0 | Constrained, otherwise capacity available =254 kVA | --> | 0.38 | 0 | 0.03 | 0.337 | 0 |  | --> | C18 ex MACETOWN | Macetown [T101,T102] | MACETOWN |  | 53.4112 | -6.4387
137467 | MV/LV Substation KN***467 |  | 10 kV | _ | LV | 50 kVA :Pole Substation | 0.05 | --> | 0.05 | 0.043 | 2 |  | --> | 0.048 | 0 | 0 | 0 | 0 | Constrained, otherwise capacity available =46 kW | --> | C12 ex CAUSEWAY | Causeway [T41,T42] | TRALEE |  | 52.4601 | -9.6708
0184120 | MV/LV Substation TO***4120 |  | 10 kV | _ | LV | 100 kVA :Pole Substation | 0.1 | --> | 0.1 | 0.092 | 3.75 |  | --> | 0.095 | 0 | 0.003 | 0 | 0 | Constrained, otherwise capacity available =92 kW | --> | C19 ex SMEARLA | Smearla [T41,T42] | TRIEN |  | 52.3929 | -9.4156
068504X | MV/LV Substation EB***504X |  | 10 kV | _ | LV | 630 kVA :Building Structure | 0.63 | --> | 0.63 | 0 | 0 | Constrained, otherwise capacity available =626 kVA | --> | 0.598 | 0 | 0 | 0.5 | 0 |  | --> | C14 ex NEWMARKET (DR) | Newmarket (dr) [T41] | FRANCIS STREET |  | 53.3348 | -6.2835
056753X | MV/LV Substation TE***753X |  | 20 kV | _ | LV | 100 kVA :Pole Substation | 0.1 | --> | 0.1 | 0.092 | 1.26 |  | --> | 0.095 | 0 | 0 | 0 | 0 | Constrained, otherwise capacity available =94 kW | --> | E15 ex BALLYCROSSAUN | Ballycrossaun [T421,T422] | SOMERSET |  | 53.0558 | -8.207
111761Z | MV/LV Substation GO***761Z |  | 20 kV | _ | LV | 100 kVA :Pole Substation | 0.1 | --> | 0.1 | 0 | 0 | Constrained, otherwise capacity available =98 kVA | --> | 0.095 | 0 | 0 | 0 | 0 | Constrained, otherwise capacity available =95 kW | --> | E16 ex BALLYDEHOB | Ballydehob [T421] | DUNMANWAY |  | 51.499 | -9.7167
281297Y | MV/LV Substation RO***297Y |  | 10 kV | _ | LV | 200 kVA :Kiosk Substation | 0.2 | --> | 0.2 | 0 | 0 | Constrained, otherwise capacity available =119 kVA | --> | 0.19 | 0 | 0.063 | 0.132 | 0 |  | --> | C12 ex BISHOPSTOWN | Bishopstown [T41,T42] | KILBARRY |  | 51.8885 | -8.538
3054097 | MV/LV Substation CL***4097 |  | 20 kV | _ | LV | 50 kVA :Pole Substation | 0.05 | --> | 0.05 | 0.05 | 4.61 |  | --> | 0.048 | 0 | 0 | 0 | 0 | Constrained, otherwise capacity available =48 kW | --> | E11 ex LUMCLOON | Lumcloon [T421,T422] | DALLOW |  | 53.264 | -7.9869
156337Y | MV/LV Substation DR***337Y |  | 10 kV | _ | LV | 50 kVA :Pole Substation | 0.05 | --> | 0.05 | 0 | 0 | Constrained, otherwise capacity available =36 kVA | --> | 0.048 | 0 | 0.008 | 0 | 0 | Constrained, otherwise capacity available =40 kW | --> | C13 ex DRUMBEAR | Drumbear [T41,T42] | LISDRUM |  | 54.233 | -6.969
059606Y | MV/LV Substation ST***606Y |  | 10 kV | _ | LV | 100 kVA :Pole Substation | 0.1 | --> | 0.1 | 0 | 0 | Constrained, otherwise capacity available =91 kVA | --> | 0.095 | 0 | 0 | 0 | 0 | Constrained, otherwise capacity available =94 kW | --> | C20 ex CAVAN | Cavan [T42,T421] | SHANKILL |  | 53.9838 | -7.2357
0144181 | MV/LV Substation GI***4181 |  | 20 kV | _ | LV | 200 kVA :Kiosk Substation | 0.2 | --> | 0.2 | 0.2 | 0.63 |  | --> | 0.19 | 0 | 0 | 0 | 0 | Constrained, otherwise capacity available =190 kW | --> | E11 ex KILCULLEN | Kilcullen [T41,T42,T424] | STRATFORD |  | 53.114 | -6.7131
118462 | MV/LV Substation LA***462 |  | 20 kV | _ | LV | 50 kVA :Pole Substation | 0.05 | --> | 0.05 | 0.033 | 0.3 |  | --> | 0.048 | 0 | 0 | 0 | 0 | Constrained, otherwise capacity available =45 kW | --> | C17 ex BANAGHER | Banagher [T41,T42] | DALLOW |  | 53.2362 | -8.1741
067145 | MV/LV Substation RO***145 |  | 10 kV | _ | LV | 400 kVA :Building Structure | 0.4 | --> | 0.4 | 0 | 0 | Constrained, otherwise capacity available =149 kVA | --> | 0.38 | 0 | 0.033 | 0.32 | 0 |  | --> | C11 ex GARRYOWEN | Garryowen [T41,T42] | LIMERICK |  | 52.6521 | -8.6157
160824Y | MV/LV Substation VO***824Y |  | 20 kV | _ | LV | 50 kVA :Pole Substation | 0.05 | --> | 0.05 | 0 | 0 | Constrained, otherwise capacity available =47 kVA | --> | 0.048 | 0 | 0 | 0 | 0 | Constrained, otherwise capacity available =47 kW | --> | C11 ex KILDARE | Kildare [T41,T42] | NEWBRIDGE |  | 53.1405 | -7.0574
0544087 | MV/LV Substation TU***4087 |  | 20 kV | _ | LV | 50 kVA :Pole Substation | 0.05 | --> | 0.05 | 0 | 0 | Constrained, otherwise capacity available =50 kVA | --> | 0.048 | 0 | 0 | 0 | 0 | Constrained, otherwise capacity available =48 kW | --> | E13 ex ABBEYLEIX | Abbeyleix [T422] | PORTLAOISE |  | 52.9101 | -7.3725
062008Y | MV/LV Substation WO***008Y |  | 10 kV | _ | LV | 400 kVA :Kiosk Substation | 0.4 | --> | 0.4 | 0.348 | 2.33 |  | --> | 0.38 | 0 | 0.038 | 0 | 0 | Constrained, otherwise capacity available =345 kW | --> | C12 ex DUNDALK | Dundalk [T41,T42] | DUNDALK |  | 54.0139 | -6.4136
028975 | MV/LV Substation VI***975 |  | 10 kV | _ | LV | 200 kVA :Kiosk Substation | 0.2 | --> | 0.2 | 0.152 | 19.7 |  | --> | 0.19 | 0 | 0.046 | 0.149 | 0 |  | --> | C14 ex COW CROSS | Cow Cross [T102,T41] | COW CROSS |  | 51.8559 | -8.2751
251565 | MV/LV Substation CL***565 |  | 10 kV | _ | LV | 100 kVA :Pole Substation | 0.1 | --> | 0.1 | 0 | 0 | Constrained, otherwise capacity available =82 kVA | --> | 0.095 | 0 | 0.006 | 0 | 0 | Constrained, otherwise capacity available =88 kW | --> | C12 ex PARKMORE | Parkmore [T41,T42] | GALWAY 110KV |  | 53.3194 | -8.9943
156338X | MV/LV Substation KI***338X |  | 10 kV | _ | LV | 200 kVA :Kiosk Substation | 0.2 | --> | 0.2 | 0 | 0 | Constrained, otherwise capacity available =96 kVA | --> | 0.19 | 0 | 0.027 | 0 | 0 | Constrained, otherwise capacity available =155 kW | --> | C19 ex DRUMBEAR | Drumbear [T41,T42] | LISDRUM |  | 54.2421 | -6.9864
054915 | MV/LV Substation HI***915 |  | 20 kV | _ | LV | 400 kVA :Kiosk Substation | 0.4 | --> | 0.4 | 0 | 0 | Constrained, otherwise capacity available =285 kVA | --> | 0.38 | 0 | 0.015 | 0 | 0 | Constrained, otherwise capacity available =353 kW | --> | E13 ex ABBEYLEIX | Abbeyleix [T422] | PORTLAOISE |  | 52.9185 | -7.3539
0074291 | MV/LV Substation F+***4291 |  | 20 kV | _ | LV | 200 kVA :Pole Substation | 0.2 | --> | 0.2 | 0.175 | 1.4 |  | --> | 0.19 | 0 | 0 | 0 | 0 | Constrained, otherwise capacity available =187 kW | --> | E11 ex KILLINICK | Killinick [T421,T422] | WEXFORD |  | 52.2313 | -6.6027
066713Z | MV/LV Substation RA***713Z |  | 20 kV | _ | LV | 630 kVA :Building Structure | 0.63 | --> | 0.63 | 0 | 0 | Constrained, otherwise capacity available =506 kVA | --> | 0.598 | 0 | 0 | 0 | 0 | Constrained, otherwise capacity available =581 kW | --> | E20 ex BALTRASNA | Baltrasna [T121,T122] | BALTRASNA |  | 53.5217 | -6.4164
010243X | MV/LV Substation MA***243X |  | 20 kV | _ | LV | 200 kVA :Kiosk Substation | 0.2 | --> | 0.2 | 0 | 0 | Constrained, otherwise capacity available =111 kVA | --> | 0.19 | 0 | 0.011 | 0 | 0 | Constrained, otherwise capacity available =169 kW | --> | E11 ex BALLYHALE | Ballyhale [T42,T421] | KILKENNY |  | 52.5292 | -7.1384
009864Y | MV/LV Substation TR***864Y |  | 10 kV | _ | LV | 100 kVA :Pole Substation | 0.1 | --> | 0.1 | 0.074 | 0.95 |  | --> | 0.095 | 0 | 0 | 0 | 0 | Constrained, otherwise capacity available =91 kW | --> | C25 ex TYCOR | Tycor [T41,T42] | WATERFORD |  | 52.2479 | -7.173
495883 | MV/LV Substation BU***883 |  | 20 kV | _ | LV | 200 kVA :Building Structure | 0.2 | --> | 0.2 | 0.168 | 1.5 |  | --> | 0.19 | 0 | 0 | 0.186 | 0 |  | --> | E17 ex ACHILL | Achill [T422] | CARROWBEG |  | 53.9716 | -9.9822
066214 | MV/LV Substation HO***214 |  | 10 kV | _ | LV | 50 kVA :Pole Substation | 0.05 | --> | 0.05 | 0 | 0 | Constrained, otherwise capacity available =30 kVA | --> | 0.048 | 0 | 0 | 0.045 | 0 |  | --> | C11 ex SUTTON | Sutton [T41,T42] | GRANGE (DR) |  | 53.3873 | -6.0807
029265Y | MV/LV Substation CA***265Y |  | 10 kV | _ | LV | 400 kVA :Kiosk Substation | 0.4 | --> | 0.4 | 0 | 0 | Constrained, otherwise capacity available =194 kVA | --> | 0.38 | 0 | 0.035 | 0.325 | 0 |  | --> | C17 ex MIDLETON | Midleton [T101,T102] | MIDLETON |  | 51.9077 | -8.1683
162923 | MV/LV Substation AG***923 |  | 10 kV | _ | LV | 100 kVA :Pole Substation | 0.1 | --> | 0.1 | 0.089 | 7.25 |  | --> | 0.095 | 0 | 0 | 0 | 0 | Constrained, otherwise capacity available =94 kW | --> | C18 ex CONVOY | Convoy [T41,T42] | LETTERKENNY |  | 54.8668 | -7.62
281554Z | MV/LV Substation BA***554Z |  | 10 kV | _ | LV | 400 kVA :Building Structure | 0.4 | --> | 0.4 | 0.228 | 6.78 |  | --> | 0.38 | 0 | 0 | 0.356 | 0 |  | --> | C25 ex CASTLEVIEW | Castleview [T101,T102] | CASTLEVIEW |  | 51.8891 | -8.406
281289Y | MV/LV Substation ME***289Y |  | 10 kV | _ | LV | 400 kVA :Building Structure | 0.4 | --> | 0.4 | 0 | 0 | Constrained, otherwise capacity available =318 kVA | --> | 0.38 | 0 | 0.005 | 0.365 | 0 |  | --> | C21 ex BISHOPSTOWN | Bishopstown [T41,T42] | KILBARRY |  | 51.8885 | -8.5365
118684X | MV/LV Substation KI***684X |  | 20 kV | _ | LV | 200 kVA :Pole Substation | 0.2 | --> | 0.2 | 0 | 0 | Constrained, otherwise capacity available =177 kVA | --> | 0.19 | 0 | 0 | 0 | 0 | Constrained, otherwise capacity available =189 kW | --> | E17 ex CREAGH | Creagh [T421,T422] | ATHLONE |  | 53.3317 | -8.3932
029874X | MV/LV Substation BA***874X |  | 10 kV | _ | LV | 50 kVA :Pole Substation | 0.05 | --> | 0.05 | 0 | 0 | Constrained, otherwise capacity available =47 kVA | --> | 0.048 | 0 | 0 | 0 | 0 | Constrained, otherwise capacity available =47 kW | --> | C11 ex CARRIGTWOHILL |  |  |  | 51.8984 | -8.2381
0394348 | MV/LV Substation AN***4348 |  | 10 kV | _ | LV | 630 kVA :Kiosk Substation | 0.63 | --> | 0.63 | 0.5 | 11.03 |  | --> | 0.598 | 0 | 0 | 0.5 | 0 |  | --> | C32 ex SALTHILL | Salthill [T101,T102] | SALTHILL |  | 53.2816 | -9.0921
012518X | MV/LV Substation LE***518X |  | 20 kV | _ | LV | 200 kVA :Kiosk Substation | 0.2 | --> | 0.2 | 0.106 | 2.83 |  | --> | 0.19 | 0 | 0.01 | 0 | 0 | Constrained, otherwise capacity available =169 kW | --> | E17 ex BAGENALSTOWN | Bagenalstown [T421,T422] | CARLOW |  | 52.7351 | -6.9811
010610 | MV/LV Substation TO***610 |  | 10 kV | _ | LV | 50 kVA :Pole Substation | 0.05 | --> | 0.05 | 0 | 0 | Constrained, otherwise capacity available =44 kVA | --> | 0.048 | 0 | 0.01 | 0 | 0 | Constrained, otherwise capacity available =39 kW | --> | C17 ex GRAIGUENAMANAGH | Graiguenamanagh [T41,T42] | KILKENNY |  | 52.6205 | -6.8395
039342 | MV/LV Substation BR***342 |  | 10 kV | _ | LV | 1000 kVA :Building Structure | 1 | --> | 1 | 0.5 | 3.45 |  | --> | 0.95 | 0 | 0.005 | 0.5 | 0 |  | --> | C17 ex TRIMMS LANE | Trimms Lane [T41,T42] | SALTHILL |  | 53.2713 | -9.0548
2664030 | MV/LV Substation GL***4030 |  | 20 kV | _ | LV | 50 kVA :Pole Substation | 0.05 | --> | 0.05 | 0 | 0 | Constrained, otherwise capacity available =44 kVA | --> | 0.048 | 0 | 0 | 0 | 0 | Constrained, otherwise capacity available =47 kW | --> | E12 ex CARNDONAGH | Carndonagh [T421,T422] | TRILLICK |  | 55.2658 | -7.3147
154460Z | MV/LV Substation KI***460Z |  | 20 kV | _ | LV | 50 kVA :Pole Substation | 0.05 | --> | 0.05 | 0 | 0 | Constrained, otherwise capacity available =45 kVA | --> | 0.048 | 0 | 0.005 | 0 | 0 | Constrained, otherwise capacity available =43 kW | --> | E12 ex KILCOCK | Kilcock [T421,T422] | GRIFFINRATH |  | 53.4067 | -6.5754
038615X | MV/LV Substation CL***615X |  | 20 kV | _ | LV | 50 kVA :Pole Substation | 0.05 | --> | 0.05 | 0 | 0 | Constrained, otherwise capacity available =49 kVA | --> | 0.048 | 0 | 0 | 0 | 0 | Constrained, otherwise capacity available =47 kW | --> | E13 ex GORT | Gort [T41,T42] | ENNIS |  | 53.0692 | -8.7834
119256 | MV/LV Substation LI***256 |  | 10 kV | _ | LV | 75 kVA :Pole Substation | 0.075 | --> | 0.075 | 0 | 0 | Constrained, otherwise capacity available =42 kVA | --> | 0.071 | 0 | 0.006 | 0 | 0 | Constrained, otherwise capacity available =62 kW | --> | C16 ex KANTURK | Kanturk [T41,T42] | GLENLARA |  | 52.261 | -8.8026
154586Z | MV/LV Substation CO***586Z |  | 20 kV | _ | LV | 50 kVA :Pole Substation | 0.05 | --> | 0.05 | 0 | 0 | Constrained, otherwise capacity available =50 kVA | --> | 0.048 | 0 | 0 | 0 | 0 | Constrained, otherwise capacity available =48 kW | --> | E12 ex CORDUFF |  |  |  | 53.4176 | -6.3624
008639Z | MV/LV Substation TH***639Z |  | 10 kV | _ | LV | 200 kVA :Kiosk Substation | 0.2 | --> | 0.2 | 0 | 0 | Constrained, otherwise capacity available =179 kVA | --> | 0.19 | 0 | 0 | 0 | 0 | Constrained, otherwise capacity available =187 kW | --> | C18 ex KNOCKMULLEN | Knockmullen [T42,T421] | GREAT ISLAND |  | 52.3845 | -6.9468
206925 | MV/LV Substation ID***925 |  | 20 kV | _ | LV | 400 kVA :Kiosk Substation | 0.4 | --> | 0.4 | 0.396 | 7.61 |  | --> | 0.38 | 0 | 0 | 0 | 0 | Constrained, otherwise capacity available =380 kW | --> | E14 ex BELLACORICK | Bellacorick [T122] | BELLACORICK |  | 54.148 | -9.7485
0024068 | MV/LV Substation BE***4068 |  | 10 kV | _ | LV | 400 kVA :Kiosk Substation | 0.4 | --> | 0.4 | 0.278 | 2.36 |  | --> | 0.38 | 0 | 0.061 | 0.318 | 0 |  | --> | C13 ex BRAY | Bray [T41,T42] | FASSAROE |  | 53.1983 | -6.1154
067115 | MV/LV Substation MI***115 |  | 10 kV | _ | LV | 100 kVA :Pole Substation | 0.1 | --> | 0.1 | 0 | 0 | Constrained, otherwise capacity available =74 kVA | --> | 0.095 | 0 | 0.015 | 0 | 0 | Constrained, otherwise capacity available =80 kW | --> | C18 ex CORBALLY | Corbally [T41,T42] | ARDNACRUSHA |  | 52.6838 | -8.6234
1274264 | MV/LV Substation DO***4264 |  | 10 kV | _ | LV | 100 kVA :Pole Substation | 0.1 | --> | 0.1 | 0 | 0 | Constrained, otherwise capacity available =64 kVA | --> | 0.095 | 0 | 0 | 0 | 0 | Constrained, otherwise capacity available =90 kW | --> | C17 ex HOLYCROSS ROAD | Holycross Road [T41,T42] | THURLES |  | 52.7387 | -7.8768
0094053 | MV/LV Substation KI***4053 |  | 10 kV | _ | LV | 100 kVA :Pole Substation | 0.1 | --> | 0.1 | 0 | 0 | Constrained, otherwise capacity available =89 kVA | --> | 0.095 | 0 | 0 | 0 | 0 | Constrained, otherwise capacity available =93 kW | --> | C15 ex GRANAGH | Granagh [T41,T42] | WATERFORD |  | 52.3045 | -7.1683
050103Z | MV/LV Substation GL***103Z |  | 10 kV | _ | LV | 400 kVA :Kiosk Substation | 0.4 | --> | 0.4 | 0 | 0 | Constrained, otherwise capacity available =322 kVA | --> | 0.38 | 0 | 0.039 | 0 | 0 | Constrained, otherwise capacity available =340 kW | --> | C23 ex ATHLONE | Athlone [T41,T42] | ATHLONE |  | 53.4373 | -7.9392
019388X | MV/LV Substation BE***388X |  | 10 kV | _ | LV | 400 kVA :Kiosk Substation | 0.4 | --> | 0.4 | 0.387 | 1.54 |  | --> | 0.38 | 0 | 0 | 0 | 0 | Constrained, otherwise capacity available =378 kW | --> | C11 ex BALLYARD | Ballyard [T41,T42] | TRALEE |  | 52.2569 | -9.7042
066675Z | MV/LV Substation CA***675Z |  | 20 kV | _ | LV | 200 kVA :Kiosk Substation | 0.2 | --> | 0.2 | 0 | 0 | Constrained, otherwise capacity available =191 kVA | --> | 0.19 | 0 | 0 | 0 | 0 | Constrained, otherwise capacity available =189 kW | --> | E15 ex ASHBOURNE | Ashbourne [T421,T422] | FINGLAS |  | 53.5094 | -6.404
067299 | MV/LV Substation GU***299 |  | 10 kV | _ | LV | 400 kVA :Kiosk Substation | 0.4 | --> | 0.4 | 0 | 0 | Constrained, otherwise capacity available =353 kVA | --> | 0.38 | 0 | 0 | 0.374 | 0 |  | --> | C13 ex GARRYOWEN | Garryowen [T41,T42] | LIMERICK |  | 52.6561 | -8.6215
0144390 | MV/LV Substation GR***4390 |  | 10 kV | _ | LV | 630 kVA :Kiosk Substation | 0.63 | --> | 0.63 | 0 | 0 | Constrained, otherwise capacity available =408 kVA | --> | 0.598 | 0 | 0.39 | 0 | 0 | Constrained, otherwise capacity available =278 kW | --> | C18 ex KILDARE | Kildare [T41,T42] | NEWBRIDGE |  | 53.1479 | -6.9206
046266X | MV/LV Substation HO***266X |  | 10 kV | _ | LV | 630 kVA :Building Structure | 0.63 | --> | 0.63 | 0.373 | 5.78 |  | --> | 0.598 | 0 | 0 | 0.5 | 0 |  | --> | C14 ex OAKFIELD | Oakfield [T41,T42] | SLIGO |  | 54.2512 | -8.4689
049250Z | MV/LV Substation BR***250Z |  | 10 kV | _ | LV | 100 kVA :Pole Substation | 0.1 | --> | 0.1 | 0.087 | 0.13 |  | --> | 0.095 | 0 | 0 | 0 | 0 | Constrained, otherwise capacity available =93 kW | --> | C14 ex BALLYMAHON | Ballymahon [T41,T42] | ATHLONE |  | 53.6209 | -7.8132
426555 | MV/LV Substation BA***555 |  | 20 kV | _ | LV | 50 kVA :Pole Substation | 0.05 | --> | 0.05 | 0 | 0 | Constrained, otherwise capacity available =24 kVA | --> | 0.048 | 0 | 0.016 | 0 | 0 | Constrained, otherwise capacity available =32 kW | --> | E12 ex DINGLE | Dingle [T421,T422] | OUGHTRAGH |  | 52.152 | -10.2843
281242Y | MV/LV Substation LE***242Y |  | 10 kV | _ | LV | 200 kVA :Pole Substation | 0.2 | --> | 0.2 | 0 | 0 | Constrained, otherwise capacity available =144 kVA | --> | 0.19 | 0 | 0.08 | 0 | 0 | Constrained, otherwise capacity available =123 kW | --> | C22 ex TOGHER | Togher [T41,T42] | TRABEG |  | 51.869 | -8.4955
002912 | MV/LV Substation AR***912 |  | 10 kV | _ | LV | 200 kVA :Kiosk Substation | 0.2 | --> | 0.2 | 0 | 4.51 |  | --> | 0.19 | 0 | 0 | 0.135 | 0 |  | --> | C19 ex BOGHALL ROAD | Boghall Road [T41,T42] | FASSAROE |  | 53.1846 | -6.1204
052699 | MV/LV Substation RE***699 |  | 20 kV | _ | LV | 100 kVA :Pole Substation | 0.1 | --> | 0.1 | 0.076 | 2.22 |  | --> | 0.095 | 0 | 0.004 | 0.089 | 0 |  | --> | E13 ex CLARA | Clara [T421,T422] | THORNSBERRY |  | 53.4704 | -7.5188
011257X | MV/LV Substation FE***257X |  | 10 kV | _ | LV | 50 kVA :Pole Substation | 0.05 | --> | 0.05 | 0.037 | 0.04 | Constrained, otherwise capacity available =43 kVA | --> | 0.048 | 0 | 0.02 | 0 | 0 | Constrained, otherwise capacity available =32 kW | --> | C19 ex CALLAN | Callan [T41,T42] | KILKENNY |  | 52.574 | -7.4893
026455 | MV/LV Substation LA***455 |  | 10 kV | _ | LV | 400 kVA :Kiosk Substation | 0.4 | --> | 0.4 | 0.381 | 8.66 |  | --> | 0.38 | 0 | 0.011 | 0 | 0 | Constrained, otherwise capacity available =369 kW | --> | C20 ex BANDON | Bandon [T101,T42] | BANDON |  | 51.759 | -8.7904
009807Y | MV/LV Substation RO***807Y |  | 20 kV | _ | LV | 200 kVA :Pole Substation | 0.2 | --> | 0.2 | 0.11 | 8.16 |  | --> | 0.19 | 0 | 0.04 | 0 | 0 | Constrained, otherwise capacity available =148 kW | --> | C17 ex MOUNT MISERY | Mount Misery [T41,T42] | WATERFORD |  | 52.2879 | -7.0633
068795 | MV/LV Substation BL***795 |  | 10 kV | _ | LV | 400 kVA :Kiosk Substation | 0.4 | --> | 0.4 | 0 | 0 | Constrained, otherwise capacity available =211 kVA | --> | 0.38 | 0 | 0.034 | 0.328 | 0 |  | --> | C21 ex PHIBSBORO | Phibsboro [T41,T42] | FINGLAS |  | 53.3573 | -6.293
122658 | MV/LV Substation EN***658 |  | 10 kV | _ | LV | 400 kVA :Building Structure | 0.4 | --> | 0.4 | 0.239 | 4.18 |  | --> | 0.38 | 0 | 0.144 | 0 | 0 | Constrained, otherwise capacity available =251 kW | --> | C18 ex KINGSCOURT | Kingscourt [T41,T42] | MEATH HILL |  | 53.8957 | -6.8021
150336 | MV/LV Substation WO***336 |  | 20 kV | _ | LV | 50 kVA :Pole Substation | 0.05 | --> | 0.05 | 0.05 | 3.96 |  | --> | 0.048 | 0 | 0 | 0 | 0 | Constrained, otherwise capacity available =47 kW | --> | E19 ex STRANORLAR | Stranorlar [T421,T422] | LETTERKENNY |  | 54.864 | -8.0336
036028 | MV/LV Substation BR***028 |  | 10 kV | _ | LV | 630 kVA :Building Structure | 0.63 | --> | 0.63 | 0 | 0 | Constrained, otherwise capacity available =321 kVA | --> | 0.598 | 0 | 0.014 | 0 | 0 | Constrained, otherwise capacity available =544 kW | --> | E16 ex GARRANACANTY | Garranacanty [T421,T422] | TIPPERARY |  | 52.4734 | -8.1616
015551Z | MV/LV Substation NT***551Z |  | 10 kV | _ | LV | 630 kVA :Building Structure | 0.63 | --> | 0.63 | 0.349 | 12.6 |  | --> | 0.598 | 0 | 0 | 0.5 | 0 |  | --> | C12 ex MONREAD | Monread [T101,T102] | MONREAD |  | 53.2208 | -6.6598
281072Y | MV/LV Substation WY***072Y |  | 10 kV | _ | LV | 100 kVA :Pole Substation | 0.1 | --> | 0.1 | 0 | 0 | Constrained, otherwise capacity available =83 kVA | --> | 0.095 | 0 | 0.004 | 0.09 | 0 |  | --> | C12 ex BISHOPSTOWN | Bishopstown [T41,T42] | KILBARRY |  | 51.8885 | -8.5311
0024063 | MV/LV Substation FO***4063 |  | 10 kV | _ | LV | 630 kVA :Kiosk Substation | 0.63 | --> | 0.63 | 0.5 | 4.51 |  | --> | 0.598 | 0 | 0 | 0.5 | 0 |  | --> | C20 ex BOGHALL ROAD | Boghall Road [T41,T42] | FASSAROE |  | 53.1845 | -6.0998
021633X | MV/LV Substation HI***633X |  | 10 kV | _ | LV | 400 kVA :Kiosk Substation | 0.4 | --> | 0.4 | 0 | 0 | Constrained, otherwise capacity available =264 kVA | --> | 0.38 | 0 | 0.015 | 0.35 | 0 |  | --> | C25 ex KILBARRY | Kilbarry [T101,T43] | KILBARRY |  | 51.9019 | -8.505
008041 | MV/LV Substation PR***041 |  | 10 kV | _ | LV | 630 kVA :Building Structure | 0.63 | --> | 0.63 | 0 | 0 | Constrained, otherwise capacity available =430 kVA | --> | 0.598 | 0 | 0.012 | 0 | 0 | Constrained, otherwise capacity available =562 kW | --> | C18 ex KNOCKMULLEN | Knockmullen [T42,T421] | GREAT ISLAND |  | 52.3925 | -6.9475
052065 | MV/LV Substation DA***065 |  | 10 kV | _ | LV | 400 kVA :Kiosk Substation | 0.4 | --> | 0.4 | 0.331 | 10.9 |  | --> | 0.38 | 0 | 0.013 | 0.361 | 0 |  | --> | C19 ex MULLINGAR | Mullingar [T101,T102] | MULLINGAR |  | 53.5309 | -7.3293
2814110 | MV/LV Substation TE***4110 |  | 20 kV | _ | LV | 400 kVA :Building Structure | 0.4 | --> | 0.4 | 0.205 | 17.47 |  | --> | 0.38 | 0 | 0 | 0.352 | 0 |  | --> | E18 ex COOLROE | Coolroe [T121,T122] | COOLROE |  | 51.8886 | -8.5967
068458X | MV/LV Substation RE***458X |  | 10 kV | _ | LV | 630 kVA :Building Structure | 0.63 | --> | 0.63 | 0 | 0 | Constrained, otherwise capacity available =578 kVA | --> | 0.598 | 0 | 0 | 0.5 | 0 |  | --> | C14 ex CLONTARF | Clontarf [T42] | FINGLAS |  | 53.3688 | -6.1755
156310 | MV/LV Substation LA***310 |  | 10 kV | _ | LV | 50 kVA :Pole Substation | 0.05 | --> | 0.05 | 0.049 | 2.47 |  | --> | 0.048 | 0 | 0 | 0 | 0 | Constrained, otherwise capacity available =47 kW | --> | C12 ex TELAYDON | Telaydon [T42,T421] | LISDRUM |  | 54.2678 | -6.9735
139777X | MV/LV Substation CR***777X |  | 20 kV | _ | LV | 50 kVA :Pole Substation | 0.05 | --> | 0.05 | 0.047 | 2.68 |  | --> | 0.048 | 0 | 0 | 0 | 0 | Constrained, otherwise capacity available =47 kW | --> | E12 ex OLDCASTLE | Oldcastle [T41,T422] | MULLINGAR |  | 53.7485 | -7.1719
154321Y | MV/LV Substation MI***321Y |  | 10 kV | _ | LV | 400 kVA :Kiosk Substation | 0.4 | --> | 0.4 | 0 | 0 | Constrained, otherwise capacity available =331 kVA | --> | 0.38 | 0 | 0.005 | 0 | 0 | Constrained, otherwise capacity available =367 kW | --> | C21 ex MONEYCOOLEY | Moneycooley [T41,T42,T44] | GRIFFINRATH |  | 53.3824 | -6.5931
059457X | MV/LV Substation CR***457X |  | 20 kV | _ | LV | 100 kVA :Pole Substation | 0.1 | --> | 0.1 | 0 | 0 | Constrained, otherwise capacity available =95 kVA | --> | 0.095 | 0 | 0 | 0 | 0 | Constrained, otherwise capacity available =94 kW | --> | E11 ex CAVAN | Cavan [T42,T421] | SHANKILL |  | 54.0513 | -7.3085
0664322 | MV/LV Substation TH***4322 |  | 10 kV | _ | LV | 1000 kVA :Building Structure | 1 | --> | 1 | 0 | 0 | Constrained, otherwise capacity available =927 kVA | --> | 0.95 | 0 | 0.02 | 0 | 0 | Constrained, otherwise capacity available =925 kW | --> | C18 ex MALAHIDE | Malahide [T41,T42] | GLASMORE |  | 53.4438 | -6.1478
012006 | MV/LV Substation BU***006 |  | 10 kV | _ | LV | 630 kVA :Kiosk Substation | 0.63 | --> | 0.63 | 0.438 | 1.99 |  | --> | 0.598 | 0 | 0 | 0 | 0 | Constrained, otherwise capacity available =572 kW | --> | C11 ex GRAIGUE | Graigue [T41,T42] | CARLOW |  | 52.8354 | -6.9329
1394178 | MV/LV Substation TM***4178 |  | 20 kV | _ | LV | 630 kVA :Building Structure | 0.63 | --> | 0.63 | 0.45 | 2.68 |  | --> | 0.598 | 0 | 0 | 0 | 0 | Constrained, otherwise capacity available =573 kW | --> | E12 ex OLDCASTLE | Oldcastle [T41,T422] | MULLINGAR |  | 53.7112 | -7.1576
052116 | MV/LV Substation ST***116 |  | 20 kV | _ | LV | 50 kVA :Pole Substation | 0.05 | --> | 0.05 | 0 | 0 | Constrained, otherwise capacity available =42 kVA | --> | 0.048 | 0 | 0 | 0 | 0 | Constrained, otherwise capacity available =46 kW | --> | C18 ex NEWBROOK | Newbrook [T42] | MULLINGAR |  | 53.4385 | -7.6013
162301X | MV/LV Substation RO***301X |  | 10 kV | _ | LV | 100 kVA :Pole Substation | 0.1 | --> | 0.1 | 0.092 | 7.25 |  | --> | 0.095 | 0 | 0 | 0 | 0 | Constrained, otherwise capacity available =94 kW | --> | C18 ex CONVOY | Convoy [T41,T42] | LETTERKENNY |  | 54.8682 | -7.598
026133Z | MV/LV Substation CA***133Z |  | 10 kV | _ | LV | 200 kVA :Kiosk Substation | 0.2 | --> | 0.2 | 0 | 0 | Constrained, otherwise capacity available =174 kVA | --> | 0.19 | 0 | 0 | 0 | 0 | Constrained, otherwise capacity available =186 kW | --> | C18 ex KINSALE | Kinsale [T41,T42] | BANDON |  | 51.6977 | -8.6019
196270X | MV/LV Substation VI***270X |  | 10 kV | _ | LV | 630 kVA :Kiosk Substation | 0.63 | --> | 0.63 | 0 | 0 | Constrained, otherwise capacity available =456 kVA | --> | 0.598 | 0 | 0.056 | 0 | 0 | Constrained, otherwise capacity available =533 kW | --> | C17 ex TRIM | Trim [T41,T42] | NAVAN |  | 53.5521 | -6.7657
210611Y | MV/LV Substation DR***611Y |  | 10 kV | _ | LV | 50 kVA :Pole Substation | 0.05 | --> | 0.05 | 0 | 0 | Constrained, otherwise capacity available =38 kVA | --> | 0.048 | 0 | 0 | 0 | 0 | Constrained, otherwise capacity available =46 kW | --> | C19 ex CARRICKMACROSS | Carrickmacross [T41,T42] | MEATH HILL |  | 53.9392 | -6.7807
063400X | MV/LV Substation RE***400X |  | 10 kV | _ | LV | 50 kVA :Pole Substation | 0.05 | --> | 0.05 | 0 | 0 | Constrained, otherwise capacity available =49 kVA | --> | 0.048 | 0 | 0 | 0 | 0 | Constrained, otherwise capacity available =47 kW | --> | C16 ex STICKILLEN | Stickillen [T41,T42] | DRYBRIDGE |  | 53.7945 | -6.4622
118536Y | MV/LV Substation MA***536Y |  | 20 kV | _ | LV | 50 kVA :Pole Substation | 0.05 | --> | 0.05 | 0 | 0 | Constrained, otherwise capacity available =50 kVA | --> | 0.048 | 0 | 0 | 0 | 0 | Constrained, otherwise capacity available =48 kW | --> | E17 ex CREAGH | Creagh [T421,T422] | ATHLONE |  | 53.3037 | -8.2464
067815Y | MV/LV Substation OA***815Y |  | 10 kV | _ | LV | 400 kVA :Kiosk Substation | 0.4 | --> | 0.4 | 0 | 0 | Constrained, otherwise capacity available =356 kVA | --> | 0.38 | 0 | 0.005 | 0.37 | 0 |  | --> | C16 ex BALLINACURRA | Ballinacurra [T41,T42] | LIMERICK |  | 52.638 | -8.6379
160027 | MV/LV Substation PA***027 |  | 10 kV | _ | LV | 200 kVA :Pole Substation | 0.2 | --> | 0.2 | 0 | 0 | Constrained, otherwise capacity available =22 kVA | --> | 0.19 | 0 | 0.025 | 0 | 0 | Constrained, otherwise capacity available =146 kW | --> | C15 ex PORTARLINGTON | Portarlington [T41,T42] | PORTLAOISE |  | 53.1606 | -7.2021
013988Y | MV/LV Substation CA***988Y |  | 20 kV | _ | LV | 200 kVA :Kiosk Substation | 0.2 | --> | 0.2 | 0.121 | 0.12 | Constrained, otherwise capacity available =164 kVA | --> | 0.19 | 0 | 0.016 | 0.173 | 0 |  | --> | C12 ex ATHY | Athy [T101,T102] | ATHY |  | 52.9484 | -6.8916
182023 | MV/LV Substation OL***023 |  | 20 kV | _ | LV | 100 kVA :Pole Substation | 0.1 | --> | 0.1 | 0 | 0 | Constrained, otherwise capacity available =71 kVA | --> | 0.095 | 0 | 0.005 | 0 | 0 | Constrained, otherwise capacity available =87 kW | --> | C16 ex TULLA | Tulla [T41,T42] | ENNIS |  | 52.8408 | -8.673
138757 | MV/LV Substation RA***757 |  | 10 kV | _ | LV | 50 kVA :Pole Substation | 0.05 | --> | 0.05 | 0.047 | 1.52 |  | --> | 0.048 | 0 | 0 | 0 | 0 | Constrained, otherwise capacity available =47 kW | --> | C19 ex SHERCOCK | Shercock [T41,T42] | MEATH HILL |  | 53.9648 | -6.9087
158226X | MV/LV Substation MO***226X |  | 10 kV | _ | LV | 50 kVA :Pole Substation | 0.05 | --> | 0.05 | 0.05 | 0.83 |  | --> | 0.048 | 0 | 0 | 0 | 0 | Constrained, otherwise capacity available =47 kW | --> | C15 ex MILLTOWN MALBAY | Milltown Malbay [T42] | TULLABRACK |  | 52.777 | -9.4343
0684534 | MV/LV Substation NE***4534 |  | 10 kV | _ | LV | 1000 kVA :Building Structure | 1 | --> | 1 | 0 | 0 | Constrained, otherwise capacity available =581 kVA | --> | 0.95 | 0 | 0 | 0.5 | 0 |  | --> | C17 ex CAMDEN ROW | Camden Row [T41] | FRANCIS STREET |  | 53.3385 | -6.2777
433113 | MV/LV Substation LO***113 |  | 20 kV | _ | LV | 100 kVA :Pole Substation | 0.1 | --> | 0.1 | 0 | 0 | Constrained, otherwise capacity available =86 kVA | --> | 0.095 | 0 | 0 | 0 | 0 | Constrained, otherwise capacity available =93 kW | --> | C12 ex BALLAGHADERREEN | Ballaghaderreen [T41,T42] | TONROE |  | 53.8223 | -8.5632
281404Z | MV/LV Substation NO***404Z |  | 20 kV | _ | LV | 400 kVA :Kiosk Substation | 0.4 | --> | 0.4 | 0.279 | 17.47 |  | --> | 0.38 | 0 | 0.042 | 0.332 | 0 |  | --> | E13 ex COOLROE | Coolroe [T121,T122] | COOLROE |  | 51.8851 | -8.6302
042135Y | MV/LV Substation TE***135Y |  | 10 kV | _ | LV | 630 kVA :Kiosk Substation | 0.63 | --> | 0.63 | 0 | 0 | Constrained, otherwise capacity available =493 kVA | --> | 0.598 | 0 | 0 | 0 | 0 | Constrained, otherwise capacity available =580 kW | --> | C19 ex KNOCKAPHUNTA | Knockaphunta [T41,T42] | CASTLEBAR |  | 53.8504 | -9.31
1544134 | MV/LV Substation HO***4134 |  | 20 kV | _ | LV | 630 kVA :Kiosk Substation | 0.63 | --> | 0.63 | 0.5 | 41.3 |  | --> | 0.598 | 0 | 0.028 | 0.5 | 0 |  | --> | E23 ex CORDUFF | Corduff [T121,T122] | CORDUFF |  | 53.4243 | -6.3656
216109X | MV/LV Substation SH***109X |  | 10 kV | _ | LV | 50 kVA :Pole Substation | 0.05 | --> | 0.05 | 0 | 0 | Constrained, otherwise capacity available =46 kVA | --> | 0.048 | 0 | 0 | 0 | 0 | Constrained, otherwise capacity available =47 kW | --> | C26 ex GLENTIES | Glenties [T41,T42] | BINBANE |  | 54.7689 | -8.3238
099589 | MV/LV Substation WO***589 |  | 10 kV | _ | LV | 33 kVA :Pole Substation | 0.033 | --> | 0.033 | 0.021 | 2.96 |  | --> | 0.031 | 0 | 0.011 | 0 | 0 | Constrained, otherwise capacity available =22 kW | --> | C21 ex BALLYRAINE | Ballyraine [T41,T42] | LETTERKENNY |  | 54.9825 | -7.6987
081074Y | MV/LV Substation RI***074Y |  | 10 kV | _ | LV | 400 kVA :Kiosk Substation | 0.4 | --> | 0.4 | 0 | 0 | Constrained, otherwise capacity available =296 kVA | --> | 0.38 | 0 | 0.013 | 0 | 0 | Constrained, otherwise capacity available =356 kW | --> | C12 ex LEIXLIP | Leixlip [T41,T42] | GRIFFINRATH |  | 53.3738 | -6.4875
0664465 | MV/LV Substation CA***4465 |  | 20 kV | _ | LV | 630 kVA :Kiosk Substation | 0.63 | --> | 0.63 | 0 | 0 | Constrained, otherwise capacity available =617 kVA | --> | 0.598 | 0 | 0.025 | 0 | 0 | Constrained, otherwise capacity available =578 kW | --> | E11 ex GLASMORE | Glasmore [T421,T422] | GLASMORE |  | 53.4853 | -6.14
064268Y | MV/LV Substation KE***268Y |  | 10 kV | _ | LV | 400 kVA :Building Structure | 0.4 | --> | 0.4 | 0 | 0 | Constrained, otherwise capacity available =197 kVA | --> | 0.38 | 0 | 0.005 | 0 | 0 | Constrained, otherwise capacity available =348 kW | --> | C20 ex DRYBRIDGE | Drybridge [T41,T42] | DRYBRIDGE |  | 53.7151 | -6.3471
066859X | MV/LV Substation RO***859X |  | 20 kV | _ | LV | 50 kVA :Pole Substation | 0.05 | --> | 0.05 | 0 | 0 | Constrained, otherwise capacity available =28 kVA | --> | 0.048 | 0 | 0 | 0 | 0 | Constrained, otherwise capacity available =44 kW | --> | E18 ex GLASMORE | Glasmore [T421,T422] | GLASMORE |  | 53.5074 | -6.2398
026026 | MV/LV Substation GA***026 |  | 10 kV | _ | LV | 630 kVA :Kiosk Substation | 0.63 | --> | 0.63 | 0.413 | 8.66 |  | --> | 0.598 | 0 | 0.021 | 0 | 0 | Constrained, otherwise capacity available =553 kW | --> | C13 ex BANDON | Bandon [T101,T42] | BANDON |  | 51.7417 | -8.7426
365164 | MV/LV Substation PR***164 |  | 10 kV | _ | LV | 1000 kVA :Building Structure | 1 | --> | 1 | 0 | 0 | Constrained, otherwise capacity available =1000 kVA | --> | 0.95 | 0 | 0 | 0.5 | 0 |  | --> | C21 ex BELGARD | Belgard [T41,T42] | COOKSTOWN |  | 53.2878 | -6.3567
156382X | MV/LV Substation DR***382X |  | 20 kV | _ | LV | 50 kVA :Pole Substation | 0.05 | --> | 0.05 | 0 | 0 | Constrained, otherwise capacity available =49 kVA | --> | 0.048 | 0 | 0 | 0 | 0 | Constrained, otherwise capacity available =47 kW | --> | E14 ex EMYVALE | Emyvale [T422] | LISDRUM |  | 54.3682 | -6.936
0324157 | MV/LV Substation SE***4157 |  | 20 kV | _ | LV | 50 kVA :Pole Substation | 0.05 | --> | 0.05 | 0 | 0 | Constrained, otherwise capacity available =47 kVA | --> | 0.048 | 0 | 0.025 | 0 | 0 | Constrained, otherwise capacity available =29 kW | --> | E16 ex KILMACTHOMAS | Kilmacthomas [T421,T422] | DUNGARVAN |  | 52.1586 | -7.3981
0684213 | MV/LV Substation RO***4213 |  | 10 kV | _ | LV | 1000 kVA :Building Structure | 1 | --> | 1 | 0.5 | 9.02 |  | --> | 0.95 | 0 | 0 | 0.5 | 0 |  | --> | C14 ex MISERY HILL | Misery Hill [T101,T102] | POOLBEG |  | 53.3452 | -6.2325
116872X | MV/LV Substation HA***872X |  | 20 kV | _ | LV | 100 kVA :Pole Substation | 0.1 | --> | 0.1 | 0.097 | 8.1 |  | --> | 0.095 | 0 | 0 | 0 | 0 | Constrained, otherwise capacity available =95 kW | --> | E11 ex WESTPORT | Westport [T421,T422] | CASTLEBAR |  | 53.8004 | -9.9544
008415Y | MV/LV Substation CA***415Y |  | 10 kV | _ | LV | 200 kVA :Pole Substation | 0.2 | --> | 0.2 | 0 | 0 | Constrained, otherwise capacity available =155 kVA | --> | 0.19 | 0 | 0.006 | 0 | 0 | Constrained, otherwise capacity available =179 kW | --> | C14 ex KNOCKMULLEN | Knockmullen [T42,T421] | GREAT ISLAND |  | 52.4025 | -6.9348
007811Z | MV/LV Substation BE***811Z |  | 20 kV | _ | LV | 50 kVA :Pole Substation | 0.05 | --> | 0.05 | 0.039 | 16.12 |  | --> | 0.048 | 0 | 0 | 0.046 | 0 |  | --> | E12 ex WEXFORD | Wexford [T121,T122] | WEXFORD |  | 52.4131 | -6.5734
154648Z | MV/LV Substation CL***648Z |  | 20 kV | _ | LV | 50 kVA :Pole Substation | 0.05 | --> | 0.05 | 0 | 0 | Constrained, otherwise capacity available =50 kVA | --> | 0.048 | 0 | 0 | 0 | 0 | Constrained, otherwise capacity available =48 kW | --> | E12 ex KILCOCK | Kilcock [T421,T422] | GRIFFINRATH |  | 53.4228 | -6.5733
026118Z | MV/LV Substation NE***118Z |  | 10 kV | _ | LV | 50 kVA :Pole Substation | 0.05 | --> | 0.05 | 0 | 0 | Constrained, otherwise capacity available =47 kVA | --> | 0.048 | 0 | 0 | 0 | 0 | Constrained, otherwise capacity available =47 kW | --> | C15 ex KINSALE | Kinsale [T41,T42] | BANDON |  | 51.7089 | -8.5201
251023X | MV/LV Substation BA***023X |  | 10 kV | _ | LV | 1000 kVA :Building Structure | 1 | --> | 1 | 0 | 0 | Constrained, otherwise capacity available =862 kVA | --> | 0.95 | 0 | 0 | 0 | 0 | Constrained, otherwise capacity available =931 kW | --> | C19 ex PARKMORE | Parkmore [T41,T42] | GALWAY 110KV |  | 53.2992 | -8.988
062279X | MV/LV Substation NA***279X |  | 10 kV | _ | LV | 200 kVA :Kiosk Substation | 0.2 | --> | 0.2 | 0.172 | 0.72 |  | --> | 0.19 | 0 | 0 | 0 | 0 | Constrained, otherwise capacity available =186 kW | --> | C11 ex COES ROAD | Coes Road [T41,T42] | DUNDALK |  | 54.0002 | -6.3794
015123Z | MV/LV Substation SA***123Z |  | 10 kV | _ | LV | 400 kVA :Kiosk Substation | 0.4 | --> | 0.4 | 0 | 0 | Constrained, otherwise capacity available =306 kVA | --> | 0.38 | 0 | 0.015 | 0 | 0 | Constrained, otherwise capacity available =356 kW | --> | C14 ex SALLINS | Sallins [T41,T42] | GRIFFINRATH |  | 53.2558 | -6.6627
066237 | MV/LV Substation ST***237 |  | 10 kV | _ | LV | 200 kVA :Pole Substation | 0.2 | --> | 0.2 | 0 | 0 | Constrained, otherwise capacity available =148 kVA | --> | 0.19 | 0 | 0.028 | 0 | 0 | Constrained, otherwise capacity available =162 kW | --> | C23 ex SWORDS | Swords [T41,T42] | GLASMORE |  | 53.4563 | -6.2242
058147 | MV/LV Substation BA***147 |  | 10 kV | _ | LV | 200 kVA :Pole Substation | 0.2 | --> | 0.2 | 0 | 0 | Constrained, otherwise capacity available =124 kVA | --> | 0.19 | 0 | 0.05 | 0 | 0 | Constrained, otherwise capacity available =142 kW | --> | C26 ex KYLEERAGH | Kyleeragh [T41,T42] | NENAGH |  | 52.8914 | -8.2435
136635Y | MV/LV Substation CA***635Y |  | 10 kV | _ | LV | 200 kVA :Kiosk Substation | 0.2 | --> | 0.2 | 0 | 0 | Constrained, otherwise capacity available =139 kVA | --> | 0.19 | 0 | 0.01 | 0 | 0 | Constrained, otherwise capacity available =174 kW | --> | C19 ex ROSCOMMON | Roscommon [T41,T42] | LANESBORO |  | 53.6406 | -8.1992
139154 | MV/LV Substation KE***154 |  | 10 kV | _ | LV | 400 kVA :Building Structure | 0.4 | --> | 0.4 | 0.372 | 2.68 |  | --> | 0.38 | 0 | 0.2 | 0 | 0 | Constrained, otherwise capacity available =228 kW | --> | C17 ex OLDCASTLE | Oldcastle [T41,T422] | MULLINGAR |  | 53.7752 | -7.1633
081152X | MV/LV Substation WO***152X |  | 10 kV | _ | LV | 200 kVA :Kiosk Substation | 0.2 | --> | 0.2 | 0 | 0 | Constrained, otherwise capacity available =136 kVA | --> | 0.19 | 0 | 0.023 | 0.164 | 0 |  | --> | C12 ex LUCAN EAST | Lucan East [T41,T42] | GRANGE CASTLE |  | 53.3541 | -6.4612
196056 | MV/LV Substation BE***056 |  | 10 kV | _ | LV | 100 kVA :Pole Substation | 0.1 | --> | 0.1 | 0 | 0 | Constrained, otherwise capacity available =69 kVA | --> | 0.095 | 0 | 0.01 | 0 | 0 | Constrained, otherwise capacity available =83 kW | --> | C18 ex ATHBOY | Athboy [T42] | NAVAN |  | 53.6205 | -6.9184
0814160 | MV/LV Substation ST***4160 |  | 20 kV | _ | LV | 400 kVA :Kiosk Substation | 0.4 | --> | 0.4 | 0 | 0 | Constrained, otherwise capacity available =276 kVA | --> | 0.38 | 0 | 0.148 | 0.253 | 0 |  | --> | E20 ex ADAMSTOWN | Adamstown [T121,T122] | INCHICORE 220KV |  | 53.3406 | -6.466
075935X | MV/LV Substation KI***935X |  | 20 kV | _ | LV | 100 kVA :Pole Substation | 0.1 | --> | 0.1 | 0.085 | 1.13 |  | --> | 0.095 | 0 | 0 | 0 | 0 | Constrained, otherwise capacity available =93 kW | --> | E22 ex BUNCLODY | Bunclody [T421,T422] | CRANE |  | 52.691 | -6.6924
022688X | MV/LV Substation ST***688X |  | 10 kV | _ | LV | 400 kVA :Building Structure | 0.4 | --> | 0.4 | 0.37 | 4.55 |  | --> | 0.38 | 0 | 0 | 0 | 0 | Constrained, otherwise capacity available =376 kW | --> | C13 ex MALLOW | Mallow [T41,T42] | MALLOW |  | 52.1418 | -8.6418
007407X | MV/LV Substation CR***407X |  | 10 kV | _ | LV | 50 kVA :Pole Substation | 0.05 | --> | 0.05 | 0.024 | 16.12 |  | --> | 0.048 | 0 | 0.004 | 0.041 | 0 |  | --> | E19 ex WEXFORD | Wexford [T121,T122] | WEXFORD |  | 52.3396 | -6.5112
0814346 | MV/LV Substation TO***4346 |  | 10 kV | _ | LV | 400 kVA :Kiosk Substation | 0.4 | --> | 0.4 | 0 | 0 | Constrained, otherwise capacity available =382 kVA | --> | 0.38 | 0 | 0 | 0.378 | 0 |  | --> | C22 ex SEMPERIT | Semperit [T41,T42,T43] | GRANGE CASTLE |  | 53.3281 | -6.3591
012968X | MV/LV Substation BA***968X |  | 20 kV | _ | LV | 200 kVA :Kiosk Substation | 0.2 | --> | 0.2 | 0.161 | 2.83 |  | --> | 0.19 | 0 | 0.01 | 0 | 0 | Constrained, otherwise capacity available =177 kW | --> | E17 ex BAGENALSTOWN | Bagenalstown [T421,T422] | CARLOW |  | 52.7344 | -6.9843
0334079 | MV/LV Substation OL***4079 |  | 20 kV | _ | LV | 50 kVA :Pole Substation | 0.05 | --> | 0.05 | 0 | 0 | Constrained, otherwise capacity available =40 kVA | --> | 0.048 | 0 | 0 | 0 | 0 | Constrained, otherwise capacity available =46 kW | --> | E17 ex KILMACTHOMAS | Kilmacthomas [T421,T422] | DUNGARVAN |  | 52.2555 | -7.3875
288098 | MV/LV Substation ST***098 |  | 10 kV | _ | LV | 630 kVA :Kiosk Substation | 0.63 | --> | 0.63 | 0.041 | 0.04 | Constrained, otherwise capacity available =455 kVA | --> | 0.598 | 0 | 0 | 0.5 | 0 |  | --> | C13 ex LITTLE BRAY | Little Bray [T41,T42] | FASSAROE |  | 53.2054 | -6.1148
139696Y | MV/LV Substation LA***696Y |  | 10 kV | _ | LV | 200 kVA :Kiosk Substation | 0.2 | --> | 0.2 | 0 | 0 | Constrained, otherwise capacity available =195 kVA | --> | 0.19 | 0 | 0 | 0 | 0 | Constrained, otherwise capacity available =189 kW | --> | C17 ex VIRGINIA | Virginia [T41,T42] | MEATH HILL |  | 53.8294 | -7.069
3054101 | MV/LV Substation BA***4101 |  | 10 kV | _ | LV | 50 kVA :Pole Substation | 0.05 | --> | 0.05 | 0.045 | 0.3 |  | --> | 0.048 | 0 | 0 | 0 | 0 | Constrained, otherwise capacity available =47 kW | --> | C18 ex BANAGHER | Banagher [T41,T42] | DALLOW |  | 53.1523 | -7.9479
046216X | MV/LV Substation KE***216X |  | 10 kV | _ | LV | 200 kVA :Kiosk Substation | 0.2 | --> | 0.2 | 0.148 | 5.78 |  | --> | 0.19 | 0 | 0.065 | 0.135 | 0 |  | --> | C20 ex OAKFIELD | Oakfield [T41,T42] | SLIGO |  | 54.2706 | -8.5045
0504037 | MV/LV Substation MO***4037 |  | 10 kV | _ | LV | 50 kVA :Pole Substation | 0.05 | --> | 0.05 | 0 | 0 | Constrained, otherwise capacity available =50 kVA | --> | 0.048 | 0 | 0 | 0 | 0 | Constrained, otherwise capacity available =48 kW | --> | C24 ex ATHLONE | Athlone [T41,T42] | ATHLONE |  | 53.416 | -7.9794
077963 | MV/LV Substation RI***963 |  | 20 kV | _ | LV | 50 kVA :Pole Substation | 0.05 | --> | 0.05 | 0 | 0 | Constrained, otherwise capacity available =48 kVA | --> | 0.048 | 0 | 0 | 0 | 0 | Constrained, otherwise capacity available =47 kW | --> | E18 ex PATRICKSWELL | Patrickswell [T421,T422] | LIMERICK |  | 52.586 | -8.6942
253954X | MV/LV Substation JO***954X |  | 20 kV | _ | LV | 50 kVA :Pole Substation | 0.05 | --> | 0.05 | 0 | 0 | Constrained, otherwise capacity available =43 kVA | --> | 0.048 | 0 | 0 | 0 | 0 | Constrained, otherwise capacity available =46 kW | --> | E16 ex GLENAMADDY | Glenamaddy [T422] | ATHLONE |  | 53.5989 | -8.5648
021123 | MV/LV Substation HA***123 |  | 10 kV | _ | LV | 630 kVA :Building Structure | 0.63 | --> | 0.63 | 0 | 0 | Constrained, otherwise capacity available =370 kVA | --> | 0.598 | 0 | 0 | 0.5 | 0 |  | --> | C12 ex FAIRHILL | Fairhill [T42] | KILBARRY |  | 51.9009 | -8.4675
023006 | MV/LV Substation BA***006 |  | 10 kV | _ | LV | 50 kVA :Pole Substation | 0.05 | --> | 0.05 | 0 | 0 | Constrained, otherwise capacity available =38 kVA | --> | 0.048 | 0 | 0 | 0 | 0 | Constrained, otherwise capacity available =46 kW | --> | C15 ex FERMOY NORTH | Fermoy North [T41,T42] | BARRYMORE |  | 52.1408 | -8.284
276165 | MV/LV Substation LI***165 |  | 10 kV | _ | LV | 100 kVA :Pole Substation | 0.1 | --> | 0.1 | 0.096 | 0.76 |  | --> | 0.095 | 0 | 0 | 0 | 0 | Constrained, otherwise capacity available =94 kW | --> | C12 ex WOODFORD | Woodford [T41,T42] | KNOCKEARAGH |  | 52.0563 | -9.4519
068521 | MV/LV Substation NA***521 |  | 10 kV | _ | LV | 630 kVA :Building Structure | 0.63 | --> | 0.63 | 0.5 | 1.86 |  | --> | 0.598 | 0 | 0 | 0.5 | 0 |  | --> | C18 ex FAIRVIEW | Fairview [T41] | MCDERMOTT |  | 53.3721 | -6.2238
136539Y | MV/LV Substation DO***539Y |  | 10 kV | _ | LV | 630 kVA :Building Structure | 0.63 | --> | 0.63 | 0 | 0 | Constrained, otherwise capacity available =499 kVA | --> | 0.598 | 0 | 0 | 0 | 0 | Constrained, otherwise capacity available =580 kW | --> | C13 ex ROSCOMMON | Roscommon [T41,T42] | LANESBORO |  | 53.6319 | -8.1878
064466Y | MV/LV Substation CO***466Y |  | 10 kV | _ | LV | 200 kVA :Kiosk Substation | 0.2 | --> | 0.2 | 0 | 0 | Constrained, otherwise capacity available =197 kVA | --> | 0.19 | 0 | 0 | 0 | 0 | Constrained, otherwise capacity available =190 kW | --> | E11 ex SLANE | Slane [T421] | DRYBRIDGE |  | 53.7742 | -6.4802
064860Y | MV/LV Substation WE***860Y |  | 10 kV | _ | LV | 200 kVA :Kiosk Substation | 0.2 | --> | 0.2 | 0 | 0 | Constrained, otherwise capacity available =158 kVA | --> | 0.19 | 0 | 0.015 | 0 | 0 | Constrained, otherwise capacity available =173 kW | --> | C12 ex MORNINGTON ROAD | Mornington Road [T41,T42] | DRYBRIDGE |  | 53.7077 | -6.3231
039735X | MV/LV Substation WE***735X |  | 10 kV | _ | LV | 1000 kVA :Building Structure | 1 | --> | 1 | 0 | 0 | Constrained, otherwise capacity available =916 kVA | --> | 0.95 | 0 | 0 | 0 | 0 | Constrained, otherwise capacity available =938 kW | --> | C22 ex MONEENAGEISHA | Moneenageisha [T41,T42] | GALWAY 110KV |  | 53.2813 | -9.0319
056654 | MV/LV Substation RI***654 |  | 20 kV | _ | LV | 100 kVA :Pole Substation | 0.1 | --> | 0.1 | 0.066 | 0.89 |  | --> | 0.095 | 0 | 0 | 0 | 0 | Constrained, otherwise capacity available =90 kW | --> | E20 ex BIRR | Birr [T41,T422] | DALLOW |  | 53.0821 | -7.9239
050094X | MV/LV Substation AT***094X |  | 10 kV | _ | LV | 100 kVA :Pole Substation | 0.1 | --> | 0.1 | 0.1 | 7.61 |  | --> | 0.095 | 0 | 0 | 0 | 0 | Constrained, otherwise capacity available =95 kW | --> | C13 ex GARRYCASTLE | Garrycastle [T41,T42] | ATHLONE |  | 53.4264 | -7.9264
064927Y | MV/LV Substation DY***927Y |  | 10 kV | _ | LV | 630 kVA :Building Structure | 0.63 | --> | 0.63 | 0 | 0 | Constrained, otherwise capacity available =486 kVA | --> | 0.598 | 0 | 0 | 0 | 0 | Constrained, otherwise capacity available =578 kW | --> | C14 ex MORNINGTON ROAD | Mornington Road [T41,T42] | DRYBRIDGE |  | 53.7136 | -6.3509
036060 | MV/LV Substation KI***060 |  | 10 kV | _ | LV | 200 kVA :Building Structure | 0.2 | --> | 0.2 | 0.2 | 2.76 |  | --> | 0.19 | 0 | 0 | 0 | 0 | Constrained, otherwise capacity available =190 kW | --> | C16 ex KILROSS ROAD | Kilross Road [T42] | TIPPERARY |  | 52.4721 | -8.1639
050701X | MV/LV Substation EN***701X |  | 10 kV | _ | LV | 630 kVA :Building Structure | 0.63 | --> | 0.63 | 0 | 0 | Constrained, otherwise capacity available =445 kVA | --> | 0.598 | 0 | 0.016 | 0 | 0 | Constrained, otherwise capacity available =562 kW | --> | C16 ex ATHLONE | Athlone [T41,T42] | ATHLONE |  | 53.4277 | -7.9508
417406 | MV/LV Substation KE***406 |  | 20 kV | _ | LV | 100 kVA :Pole Substation | 0.1 | --> | 0.1 | 0.066 | 8.5 |  | --> | 0.095 | 0 | 0.005 | 0 | 0 | Constrained, otherwise capacity available =86 kW | --> | E14 ex ARIGNA | Arigna [T121] | ARIGNA |  | 54.0512 | -8.1372
062240X | MV/LV Substation MO***240X |  | 20 kV | _ | LV | 200 kVA :Pole Substation | 0.2 | --> | 0.2 | 0.15 | 4.25 |  | --> | 0.19 | 0 | 0 | 0 | 0 | Constrained, otherwise capacity available =183 kW | --> | E18 ex JENKINSTOWN | Jenkinstown [T421,T422] | DUNDALK |  | 54.0818 | -6.2712
002995 | MV/LV Substation RO***995 |  | 10 kV | _ | LV | 50 kVA :Pole Substation | 0.05 | --> | 0.05 | 0.046 | 2.36 |  | --> | 0.048 | 0 | 0 | 0.047 | 0 |  | --> | C11 ex BRAY | Bray [T41,T42] | FASSAROE |  | 53.1929 | -6.1427
023059 | MV/LV Substation CU***059 |  | 20 kV | _ | LV | 50 kVA :Pole Substation | 0.05 | --> | 0.05 | 0 | 0 | Constrained, otherwise capacity available =43 kVA | --> | 0.048 | 0 | 0 | 0 | 0 | Constrained, otherwise capacity available =47 kW | --> | C18 ex COOLCARRON | Coolcarron [T41,T42] | BARRYMORE |  | 52.1258 | -8.2497
281431Z | MV/LV Substation GL***431Z |  | 10 kV | _ | LV | 400 kVA :Kiosk Substation | 0.4 | --> | 0.4 | 0 | 0 | Constrained, otherwise capacity available =301 kVA | --> | 0.38 | 0 | 0.043 | 0 | 0 | Constrained, otherwise capacity available =334 kW | --> | C24 ex KILMONEY | Kilmoney [T41,T42] | TRABEG |  | 51.8213 | -8.4632
365484X | MV/LV Substation MC***484X |  | 10 kV | _ | LV | 400 kVA :Building Structure | 0.4 | --> | 0.4 | 0 | 0 | Constrained, otherwise capacity available =322 kVA | --> | 0.38 | 0 | 0 | 0.369 | 0 |  | --> | C35 ex SEMPERIT | Semperit [T41,T42,T43] | GRANGE CASTLE |  | 53.3277 | -6.3445
244910 | MV/LV Substation BE***910 |  | 20 kV | _ | LV | 50 kVA :Pole Substation | 0.05 | --> | 0.05 | 0 | 0 | Constrained, otherwise capacity available =34 kVA | --> | 0.048 | 0 | 0 | 0 | 0 | Constrained, otherwise capacity available =45 kW | --> | E21 ex MILLTOWN (SR) | Milltown (sr) [T421,T422] | OUGHTRAGH |  | 52.0739 | -9.6333
068689 | MV/LV Substation CL***689 |  | 10 kV | _ | LV | 630 kVA :Kiosk Substation | 0.63 | --> | 0.63 | 0 | 0 | Constrained, otherwise capacity available =335 kVA | --> | 0.598 | 0 | 0.033 | 0.5 | 0 |  | --> | C11 ex CLONTARF | Clontarf [T42] | FINGLAS |  | 53.3768 | -6.2134
066442Z | MV/LV Substation AP***442Z |  | 20 kV | _ | LV | 630 kVA :Building Structure | 0.63 | --> | 0.63 | 0 | 0 | Constrained, otherwise capacity available =535 kVA | --> | 0.598 | 0 | 0 | 0 | 0 | Constrained, otherwise capacity available =585 kW | --> | E13 ex GLASMORE | Glasmore [T421,T422] | GLASMORE |  | 53.47 | -6.2284
120237 | MV/LV Substation MO***237 |  | 20 kV | _ | LV | 200 kVA :Pole Substation | 0.2 | --> | 0.2 | 0.2 | 3.5 |  | --> | 0.19 | 0 | 0 | 0 | 0 | Constrained, otherwise capacity available =190 kW | --> | E12 ex DUNFIRTH | Dunfirth [T122] | DUNFIRTH |  | 53.4298 | -6.9469
154292Y | MV/LV Substation RO***292Y |  | 10 kV | _ | LV | 630 kVA :Kiosk Substation | 0.63 | --> | 0.63 | 0 | 0 | Constrained, otherwise capacity available =501 kVA | --> | 0.598 | 0 | 0.005 | 0.5 | 0 |  | --> | C23 ex MACETOWN | Macetown [T101,T102] | MACETOWN |  | 53.4167 | -6.4715
160715X | MV/LV Substation BA***715X |  | 10 kV | _ | LV | 100 kVA :Pole Substation | 0.1 | --> | 0.1 | 0 | 0 | Constrained, otherwise capacity available =85 kVA | --> | 0.095 | 0 | 0.011 | 0 | 0 | Constrained, otherwise capacity available =85 kW | --> | C16 ex PALLAS | Pallas [T41,T42] | PORTLAOISE |  | 53.0565 | -7.4095
066714 | MV/LV Substation JO***714 |  | 20 kV | _ | LV | 50 kVA :Pole Substation | 0.05 | --> | 0.05 | 0 | 0 | Constrained, otherwise capacity available =45 kVA | --> | 0.048 | 0 | 0 | 0 | 0 | Constrained, otherwise capacity available =47 kW | --> | E21 ex ASHBOURNE | Ashbourne [T421,T422] | FINGLAS |  | 53.5242 | -6.3415
117409X | MV/LV Substation DR***409X |  | 10 kV | _ | LV | 100 kVA :Pole Substation | 0.1 | --> | 0.1 | 0.091 | 5.78 |  | --> | 0.095 | 0 | 0 | 0.094 | 0 |  | --> | C14 ex OAKFIELD | Oakfield [T41,T42] | SLIGO |  | 54.2243 | -8.496
110185X | MV/LV Substation SH***185X |  | 20 kV | _ | LV | 200 kVA :Kiosk Substation | 0.2 | --> | 0.2 | 0.2 | 0.76 |  | --> | 0.19 | 0 | 0 | 0 | 0 | Constrained, otherwise capacity available =190 kW | --> | E11 ex KILGARVAN | Kilgarvan [T421] | KNOCKEARAGH |  | 51.8721 | -9.5613
365588X | MV/LV Substation JO***588X |  | 10 kV | _ | LV | 200 kVA :Building Structure | 0.2 | --> | 0.2 | 0 | 0 | Constrained, otherwise capacity available =180 kVA | --> | 0.19 | 0 | 0 | 0.187 | 0 |  | --> | C12 ex WHITESTOWN | Whitestown [T41,T42] | COOKSTOWN |  | 53.2784 | -6.4095
2884062 | MV/LV Substation AU***4062 |  | 10 kV | _ | LV | 630 kVA :Building Structure | 0.63 | --> | 0.63 | 0 | 0 | Constrained, otherwise capacity available =541 kVA | --> | 0.598 | 0 | 0 | 0.5 | 0 |  | --> | C18 ex SANDYFORD | Sandyford [T41,T42] | CARRICKMINES |  | 53.2736 | -6.2183
020709X | MV/LV Substation GL***709X |  | 10 kV | _ | LV | 50 kVA :Pole Substation | 0.05 | --> | 0.05 | 0 | 0 | Constrained, otherwise capacity available =42 kVA | --> | 0.048 | 0 | 0 | 0 | 0 | Constrained, otherwise capacity available =46 kW | --> | C17 ex COOLCORCORAN | Coolcorcoran [T41,T42] | KNOCKEARAGH |  | 52.1088 | -9.4964
0664008 | MV/LV Substation AS***4008 |  | 20 kV | _ | LV | 400 kVA :Building Structure | 0.4 | --> | 0.4 | 0 | 0 | Constrained, otherwise capacity available =347 kVA | --> | 0.38 | 0 | 0 | 0 | 0 | Constrained, otherwise capacity available =373 kW | --> | E20 ex BALTRASNA | Baltrasna [T121,T122] | BALTRASNA |  | 53.521 | -6.4149
118433Y | MV/LV Substation CU***433Y |  | 20 kV | _ | LV | 50 kVA :Pole Substation | 0.05 | --> | 0.05 | 0 | 0 | Constrained, otherwise capacity available =49 kVA | --> | 0.048 | 0 | 0 | 0 | 0 | Constrained, otherwise capacity available =47 kW | --> | E17 ex CREAGH | Creagh [T421,T422] | ATHLONE |  | 53.3132 | -8.2874
075770 | MV/LV Substation TH***770 |  | 20 kV | _ | LV | 100 kVA :Pole Substation | 0.1 | --> | 0.1 | 0.075 | 0.58 |  | --> | 0.095 | 0 | 0.018 | 0 | 0 | Constrained, otherwise capacity available =78 kW | --> | E12 ex FERNS | Ferns [T421] | CRANE |  | 52.5884 | -6.5042
3654179 | MV/LV Substation BA***4179 |  | 10 kV | _ | LV | 1000 kVA :Building Structure | 1 | --> | 1 | 0 | 0 | Constrained, otherwise capacity available =1000 kVA | --> | 0.95 | 0 | 0 | 0.5 | 0 |  | --> | C20 ex FORTUNESTOWN | Fortunestown [T101,T102] | INCHICORE 220KV |  | 53.2797 | -6.4199
081587X | MV/LV Substation HI***587X |  | 10 kV | _ | LV | 630 kVA :Building Structure | 0.63 | --> | 0.63 | 0 | 0 | Constrained, otherwise capacity available =484 kVA | --> | 0.598 | 0 | 0 | 0.5 | 0 |  | --> | C12 ex LUCAN EAST | Lucan East [T41,T42] | GRANGE CASTLE |  | 53.3531 | -6.458
006386 | MV/LV Substation KI***386 |  | 20 kV | _ | LV | 50 kVA :Pole Substation | 0.05 | --> | 0.05 | 0 | 0 | Constrained, otherwise capacity available =36 kVA | --> | 0.048 | 0 | 0 | 0 | 0 | Constrained, otherwise capacity available =46 kW | --> | E16 ex CLONROCHE | Clonroche [T421,T422] | WEXFORD |  | 52.4695 | -6.7194
039736X | MV/LV Substation B ***736X |  | 10 kV | _ | LV | 630 kVA :Building Structure | 0.63 | --> | 0.63 | 0 | 0 | Constrained, otherwise capacity available =528 kVA | --> | 0.598 | 0 | 0 | 0.5 | 0 |  | --> | C21 ex GALWAY 110KV | Galway 110kv [T102,T103] | GALWAY 110KV |  | 53.2823 | -9.0034
005181Y | MV/LV Substation OC***181Y |  | 20 kV | _ | LV | 1000 kVA :Building Structure | 1 | --> | 1 | 0.5 | 17.8 |  | --> | 0.95 | 0 | 0 | 0.5 | 0 |  | --> | E13 ex BANOGE | Banoge [T121,T122] | BANOGE |  | 52.6447 | -6.2306
0014109 | MV/LV Substation FU***4109 |  | 10 kV | _ | LV | 1000 kVA :Building Structure | 1 | --> | 1 | 0.302 | 0.86 |  | --> | 0.95 | 0 | 0 | 0.5 | 0 |  | --> | C19 ex BELFIELD | Belfield [T41,T42] | BLACKROCK |  | 53.3034 | -6.2176
0684407 | MV/LV Substation SP***4407 |  | 10 kV | _ | LV | 1000 kVA :Building Structure | 1 | --> | 1 | 0.5 | 14.34 |  | --> | 0.95 | 0 | 0 | 0.5 | 0 |  | --> | C28 ex NORTH QUAYS | North Quays [T101,T102,T103] | POOLBEG |  | 53.3496 | -6.2355
001203X | MV/LV Substation SE***203X |  | 10 kV | _ | LV | 400 kVA :Kiosk Substation | 0.4 | --> | 0.4 | 0.28 | 13.42 |  | --> | 0.38 | 0 | 0.033 | 0.339 | 0 |  | --> | C20 ex POTTERY ROAD | Pottery Road [T101,T102] | CARRICKMINES |  | 53.2597 | -6.1386
011822Z | MV/LV Substation HE***822Z |  | 10 kV | _ | LV | 400 kVA :Kiosk Substation | 0.4 | --> | 0.4 | 0 | 0 | Constrained, otherwise capacity available =396 kVA | --> | 0.38 | 0 | 0 | 0 | 0 | Constrained, otherwise capacity available =380 kW | --> | C16 ex TALBOTS INCH | Talbots Inch [T41,T42] | KILKENNY |  | 52.6534 | -7.2447
417852 | MV/LV Substation DO***852 |  | 20 kV | _ | LV | 200 kVA :Pole Substation | 0.2 | --> | 0.2 | 0.144 | 8.5 |  | --> | 0.19 | 0 | 0 | 0 | 0 | Constrained, otherwise capacity available =182 kW | --> | E12 ex ARIGNA | Arigna [T121] | ARIGNA |  | 54.1893 | -8.0151
2584066 | MV/LV Substation LU***4066 |  | 20 kV | _ | LV | 50 kVA :Pole Substation | 0.05 | --> | 0.05 | 0.05 | 1.86 |  | --> | 0.048 | 0 | 0 | 0 | 0 | Constrained, otherwise capacity available =48 kW | --> | E17 ex CREESLOUGH | Creeslough [T421] | ARDNAGAPPARY |  | 55.1896 | -7.9853
047283X | MV/LV Substation CL***283X |  | 20 kV | _ | LV | 200 kVA :Kiosk Substation | 0.2 | --> | 0.2 | 0.184 | 1.04 |  | --> | 0.19 | 0 | 0 | 0 | 0 | Constrained, otherwise capacity available =188 kW | --> | C18 ex BOYLE | Boyle [T41,T42] | CARRICK ON SHANNON |  | 53.908 | -8.2188
220222X | MV/LV Substation MU***222X |  | 20 kV | _ | LV | 50 kVA :Pole Substation | 0.05 | --> | 0.05 | 0.045 | 2.33 |  | --> | 0.048 | 0 | 0 | 0 | 0 | Constrained, otherwise capacity available =47 kW | --> | E14 ex MOY | Moy [T421,T422] | MOY |  | 54.2089 | -9.2334
0014012 | MV/LV Substation NA***4012 |  | 10 kV | _ | LV | 630 kVA :Building Structure | 0.63 | --> | 0.63 | 0.5 | 13.42 |  | --> | 0.598 | 0 | 0 | 0.5 | 0 |  | --> | C19 ex POTTERY ROAD | Pottery Road [T101,T102] | CARRICKMINES |  | 53.2789 | -6.1525
206407 | MV/LV Substation BE***407 |  | 20 kV | _ | LV | 50 kVA :Pole Substation | 0.05 | --> | 0.05 | 0.047 | 1.6 |  | --> | 0.048 | 0 | 0 | 0 | 0 | Constrained, otherwise capacity available =47 kW | --> | E17 ex BELMULLET | Belmullet [T421] | BELLACORICK |  | 54.2168 | -10.0307
3654153 | MV/LV Substation OL***4153 |  | 10 kV | _ | LV | 400 kVA :Kiosk Substation | 0.4 | --> | 0.4 | 0 | 0 | Constrained, otherwise capacity available =400 kVA | --> | 0.38 | 0 | 0 | 0.38 | 0 |  | --> | C12 ex TYMON | Tymon [T41,T42] | COOKSTOWN |  | 53.3101 | -6.3631
054550Y | MV/LV Substation LI***550Y |  | 20 kV | _ | LV | 200 kVA :Pole Substation | 0.2 | --> | 0.2 | 0 | 0 | Constrained, otherwise capacity available =124 kVA | --> | 0.19 | 0 | 0 | 0 | 0 | Constrained, otherwise capacity available =179 kW | --> | E19 ex PORTLAOISE | Portlaoise [T423,T424] | PORTLAOISE |  | 53.0312 | -7.2476
0934204 | MV/LV Substation HO***4204 |  | 10 kV | _ | LV | 1000 kVA :Building Structure | 1 | --> | 1 | 0 | 0 | Constrained, otherwise capacity available =456 kVA | --> | 0.95 | 0 | 0 | 0.5 | 0 |  | --> | C13 ex UNIDARE | Unidare [T41,T42] | FINGLAS |  | 53.4147 | -6.2833
039380 | MV/LV Substation AR***380 |  | 10 kV | _ | LV | 400 kVA :Building Structure | 0.4 | --> | 0.4 | 0.257 | 11.03 |  | --> | 0.38 | 0 | 0.106 | 0.282 | 0 |  | --> | C19 ex SALTHILL | Salthill [T101,T102] | SALTHILL |  | 53.2685 | -9.0799
0504420 | MV/LV Substation TH***4420 |  | 10 kV | _ | LV | 400 kVA :Kiosk Substation | 0.4 | --> | 0.4 | 0 | 0 | Constrained, otherwise capacity available =400 kVA | --> | 0.38 | 0 | 0 | 0 | 0 | Constrained, otherwise capacity available =380 kW | --> | C23 ex ATHLONE | Athlone [T41,T42] | ATHLONE |  | 53.423 | -7.9402
021626X | MV/LV Substation KI***626X |  | 10 kV | _ | LV | 400 kVA :Kiosk Substation | 0.4 | --> | 0.4 | 0 | 0 | Constrained, otherwise capacity available =252 kVA | --> | 0.38 | 0 | 0 | 0.359 | 0 |  | --> | C25 ex KILBARRY | Kilbarry [T101,T43] | KILBARRY |  | 51.9067 | -8.5089
249589X | MV/LV Substation LA***589X |  | 10 kV | _ | LV | 50 kVA :Pole Substation | 0.05 | --> | 0.05 | 0 | 0 | Constrained, otherwise capacity available =41 kVA | --> | 0.048 | 0 | 0 | 0 | 0 | Constrained, otherwise capacity available =46 kW | --> | C19 ex LISMORE | Lismore [T41,T42] | DUNGARVAN |  | 52.1864 | -8.0413
164776 | MV/LV Substation TO***776 |  | 10 kV | _ | LV | 200 kVA :Pole Substation | 0.2 | --> | 0.2 | 0 | 0 | Constrained, otherwise capacity available =160 kVA | --> | 0.19 | 0 | 0 | 0 | 0 | Constrained, otherwise capacity available =184 kW | --> | C17 ex SKIBBEREEN | Skibbereen [T41,T42] | DUNMANWAY |  | 51.5289 | -9.1752
1604117 | MV/LV Substation DE***4117 |  | 20 kV | _ | LV | 50 kVA :Pole Substation | 0.05 | --> | 0.05 | 0 | 0 | Constrained, otherwise capacity available =32 kVA | --> | 0.048 | 0 | 0 | 0 | 0 | Constrained, otherwise capacity available =45 kW | --> | C11 ex MOUNTMELLICK | Mountmellick [T41,T42] | PORTLAOISE |  | 53.1598 | -7.4033
025029 | MV/LV Substation BR***029 |  | 10 kV | _ | LV | 50 kVA :Pole Substation | 0.05 | --> | 0.05 | 0 | 1.93 |  | --> | 0.048 | 0 | 0.016 | 0 | 0 | Constrained, otherwise capacity available =28 kW | --> | C17 ex MILFORD (MWR) | Milford (mwr) [T41] | CHARLEVILLE |  | 52.3457 | -8.977
0094165 | MV/LV Substation AL***4165 |  | 10 kV | _ | LV | 400 kVA :Kiosk Substation | 0.4 | --> | 0.4 | 0 | 0 | Constrained, otherwise capacity available =351 kVA | --> | 0.38 | 0 | 0 | 0 | 0 | Constrained, otherwise capacity available =373 kW | --> | C16 ex GRANGE (SR) | Grange (sr) [T41,T42] | BUTLERSTOWN |  | 52.2465 | -7.086
153769 | MV/LV Substation OL***769 |  | 20 kV | _ | LV | 200 kVA :Kiosk Substation | 0.2 | --> | 0.2 | 0 | 0 | Constrained, otherwise capacity available =116 kVA | --> | 0.19 | 0 | 0.017 | 0 | 0 | Constrained, otherwise capacity available =166 kW | --> | E11 ex BIRDHILL | Birdhill [T421,T422] | ARDNACRUSHA |  | 52.7103 | -8.4028
118907 | MV/LV Substation BA***907 |  | 10 kV | _ | LV | 200 kVA :Pole Substation | 0.2 | --> | 0.2 | 0.14 | 2 |  | --> | 0.19 | 0 | 0 | 0 | 0 | Constrained, otherwise capacity available =182 kW | --> | C11 ex BALLINASLOE | Ballinasloe [T41,T42] | SOMERSET |  | 53.3317 | -8.2196
064210Y | MV/LV Substation CO***210Y |  | 10 kV | _ | LV | 100 kVA :Pole Substation | 0.1 | --> | 0.1 | 0 | 0 | Constrained, otherwise capacity available =93 kVA | --> | 0.095 | 0 | 0 | 0 | 0 | Constrained, otherwise capacity available =94 kW | --> | C14 ex DRYBRIDGE | Drybridge [T41,T42] | DRYBRIDGE |  | 53.7674 | -6.4563
127020 | MV/LV Substation TO***020 |  | 10 kV | _ | LV | 50 kVA :Pole Substation | 0.05 | --> | 0.05 | 0 | 0 | Constrained, otherwise capacity available =49 kVA | --> | 0.048 | 0 | 0 | 0 | 0 | Constrained, otherwise capacity available =47 kW | --> | C11 ex LOUGHTAGALLA | Loughtagalla [T41,T42] | THURLES |  | 52.6669 | -7.7645
054885X | MV/LV Substation BA***885X |  | 20 kV | _ | LV | 630 kVA :Building Structure | 0.63 | --> | 0.63 | 0 | 0 |  | --> | 0.598 | 0 | 0 | 0 | 0 | Constrained, otherwise capacity available =303 kW | --> | E19 ex PORTLAOISE | Portlaoise [T423,T424] | PORTLAOISE |  | 53.0315 | -7.2518
150718 | MV/LV Substation NA***718 |  | 20 kV | _ | LV | 200 kVA :Pole Substation | 0.2 | --> | 0.2 | 0.091 | 3.96 |  | --> | 0.19 | 0 | 0.004 | 0 | 0 | Constrained, otherwise capacity available =172 kW | --> | E19 ex STRANORLAR | Stranorlar [T421,T422] | LETTERKENNY |  | 54.8028 | -7.7752
125738 | MV/LV Substation KI***738 |  | 20 kV | _ | LV | 200 kVA :Pole Substation | 0.2 | --> | 0.2 | 0 | 0 | Constrained, otherwise capacity available =107 kVA | --> | 0.19 | 0 | 0.048 | 0 | 0 | Constrained, otherwise capacity available =142 kW | --> | C15 ex CLOONLOUGH | Cloonlough [T41,T42] | BARRYMORE |  | 52.2452 | -8.4263
368730 | MV/LV Substation TU***730 |  | 20 kV | _ | LV | 50 kVA :Pole Substation | 0.05 | --> | 0.05 | 0 | 0 | Constrained, otherwise capacity available =50 kVA | --> | 0.048 | 0 | 0 | 0 | 0 | Constrained, otherwise capacity available =48 kW | --> | C15 ex BALLYHAUNIS | Ballyhaunis [T41,T42] | DALTON |  | 53.7031 | -8.7898
365461X | MV/LV Substation WO***461X |  | 10 kV | _ | LV | 400 kVA :Kiosk Substation | 0.4 | --> | 0.4 | 0 | 0 | Constrained, otherwise capacity available =263 kVA | --> | 0.38 | 0 | 0 | 0.361 | 0 |  | --> | C34 ex CLONDALKIN | Clondalkin [T41,T42,T44] | INCHICORE 220KV |  | 53.3235 | -6.3799
068319X | MV/LV Substation NT***319X |  | 10 kV | _ | LV | 1000 kVA :Building Structure | 1 | --> | 1 | 0.5 | 3 |  | --> | 0.95 | 0 | 0 | 0.5 | 0 |  | --> | C37 ex INCHICORE CENTRAL | Inchicore Central [T43,T45] | INCHICORE 220KV |  | 53.336 | -6.3234
039508X | MV/LV Substation BO***508X |  | 10 kV | _ | LV | 400 kVA :Building Structure | 0.4 | --> | 0.4 | 0 | 0 | Constrained, otherwise capacity available =349 kVA | --> | 0.38 | 0 | 0 | 0 | 0 | Constrained, otherwise capacity available =373 kW | --> | C12 ex HEADFORD ROAD | Headford Road [T41,T42] | GALWAY 110KV |  | 53.2764 | -9.0505
365029Y | MV/LV Substation LO***029Y |  | 10 kV | _ | LV | 50 kVA :Pole Substation | 0.05 | --> | 0.05 | 0 | 0 | Constrained, otherwise capacity available =33 kVA | --> | 0.048 | 0 | 0.005 | 0 | 0 | Constrained, otherwise capacity available =41 kW | --> | C18 ex CELBRIDGE | Celbridge [T41,T42] | GRIFFINRATH |  | 53.3185 | -6.5002
254530 | MV/LV Substation MH***530 |  | 20 kV | _ | LV | 50 kVA :Pole Substation | 0.05 | --> | 0.05 | 0 | 0 | Constrained, otherwise capacity available =50 kVA | --> | 0.048 | 0 | 0 | 0 | 0 | Constrained, otherwise capacity available =48 kW | --> | E21 ex GLENAMADDY | Glenamaddy [T422] | ATHLONE |  | 53.6159 | -8.7496
281229 | MV/LV Substation CA***229 |  | 20 kV | _ | LV | 50 kVA :Pole Substation | 0.05 | --> | 0.05 | 0.024 | 17.47 |  | --> | 0.048 | 0 | 0.01 | 0.036 | 0 |  | --> | E12 ex COOLROE | Coolroe [T121,T122] | COOLROE |  | 51.8767 | -8.6475
039397 | MV/LV Substation LI***397 |  | 10 kV | _ | LV | 400 kVA :Building Structure | 0.4 | --> | 0.4 | 0 | 0 | Constrained, otherwise capacity available =260 kVA | --> | 0.38 | 0 | 0.075 | 0.31 | 0 |  | --> | C23 ex GALWAY 110KV | Galway 110kv [T102,T103] | GALWAY 110KV |  | 53.2867 | -9.0361
075339X | MV/LV Substation SK***339X |  | 20 kV | _ | LV | 50 kVA :Pole Substation | 0.05 | --> | 0.05 | 0.046 | 17.8 |  | --> | 0.048 | 0 | 0 | 0.047 | 0 |  | --> | E13 ex BANOGE | Banoge [T121,T122] | BANOGE |  | 52.5811 | -6.3014
266435 | MV/LV Substation AS***435 |  | 20 kV | _ | LV | 400 kVA :Kiosk Substation | 0.4 | --> | 0.4 | 0 | 0 | Constrained, otherwise capacity available =318 kVA | --> | 0.38 | 0 | 0.05 | 0 | 0 | Constrained, otherwise capacity available =332 kW | --> | E14 ex CARNDONAGH | Carndonagh [T421,T422] | TRILLICK |  | 55.253 | -7.2635
366116 | MV/LV Substation SR***116 |  | 20 kV | _ | LV | 50 kVA :Pole Substation | 0.05 | --> | 0.05 | 0.044 | 0.45 |  | --> | 0.048 | 0 | 0.008 | 0 | 0 | Constrained, otherwise capacity available =41 kW | --> | C16 ex CARRAROE | Carraroe [T42] | SCREEB |  | 53.1442 | -9.7779
152046 | MV/LV Substation MU***046 |  | 10 kV | _ | LV | 50 kVA :Pole Substation | 0.05 | --> | 0.05 | 0 | 0 | Constrained, otherwise capacity available =36 kVA | --> | 0.048 | 0 | 0 | 0 | 0 | Constrained, otherwise capacity available =46 kW | --> | C12 ex CAPPAMORE | Cappamore [T41,T42] | ARDNACRUSHA |  | 52.6597 | -8.4163
243819 | MV/LV Substation BA***819 |  | 20 kV | _ | LV | 50 kVA :Pole Substation | 0.05 | --> | 0.05 | 0 | 0 | Constrained, otherwise capacity available =39 kVA | --> | 0.048 | 0 | 0 | 0 | 0 | Constrained, otherwise capacity available =46 kW | --> | E17 ex INCH | Inch [T421,T422] | OUGHTRAGH |  | 52.2512 | -10.0357
012303Y | MV/LV Substation ST***303Y |  | 20 kV | _ | LV | 630 kVA :Kiosk Substation | 0.63 | --> | 0.63 | 0.426 | 2.83 |  | --> | 0.598 | 0 | 0.015 | 0 | 0 | Constrained, otherwise capacity available =559 kW | --> | E12 ex BAGENALSTOWN | Bagenalstown [T421,T422] | CARLOW |  | 52.6958 | -6.9799
064664Y | MV/LV Substation NU***664Y |  | 10 kV | _ | LV | 50 kVA :Pole Substation | 0.05 | --> | 0.05 | 0 | 0 | Constrained, otherwise capacity available =27 kVA | --> | 0.048 | 0 | 0.02 | 0 | 0 | Constrained, otherwise capacity available =29 kW | --> | E11 ex SLANE | Slane [T421] | DRYBRIDGE |  | 53.7792 | -6.4837
0554481 | MV/LV Substation BA***4481 |  | 10 kV | _ | LV | 50 kVA :Pole Substation | 0.05 | --> | 0.05 | 0 | 0 | Constrained, otherwise capacity available =38 kVA | --> | 0.048 | 0 | 0 | 0 | 0 | Constrained, otherwise capacity available =46 kW | --> | C19 ex ROSCREA | Roscrea [T41,T42] | IKERRIN |  | 52.9321 | -7.8544
050066 | MV/LV Substation CO***066 |  | 10 kV | _ | LV | 630 kVA :Kiosk Substation | 0.63 | --> | 0.63 | 0 | 0 | Constrained, otherwise capacity available =381 kVA | --> | 0.598 | 0 | 0 | 0 | 0 | Constrained, otherwise capacity available =564 kW | --> | C23 ex ATHLONE | Athlone [T41,T42] | ATHLONE |  | 53.4243 | -7.947
184833 | MV/LV Substation DR***833 |  | 10 kV | _ | LV | 100 kVA :Pole Substation | 0.1 | --> | 0.1 | 0.065 | 3.38 |  | --> | 0.095 | 0 | 0 | 0 | 0 | Constrained, otherwise capacity available =90 kW | --> | C13 ex CASTLEBLAYNEY | Castleblayney [T41,T42] | DUNDALK |  | 54.1234 | -6.7447
055381Y | MV/LV Substation MI***381Y |  | 20 kV | _ | LV | 200 kVA :Kiosk Substation | 0.2 | --> | 0.2 | 0 | 0 | Constrained, otherwise capacity available =149 kVA | --> | 0.19 | 0 | 0 | 0 | 0 | Constrained, otherwise capacity available =183 kW | --> | E20 ex ROSCREA | Roscrea [T41,T42] | IKERRIN |  | 52.9383 | -7.6353
099002 | MV/LV Substation NE***002 |  | 10 kV | _ | LV | 400 kVA :Kiosk Substation | 0.4 | --> | 0.4 | 0.249 | 5.45 |  | --> | 0.38 | 0 | 0.013 | 0 | 0 | Constrained, otherwise capacity available =349 kW | --> | C17 ex GORTLEE | Gortlee [T41,T42] | LETTERKENNY |  | 54.9532 | -7.741
150061X | MV/LV Substation KI***061X |  | 20 kV | _ | LV | 50 kVA :Pole Substation | 0.05 | --> | 0.05 | 0.036 | 3.96 |  | --> | 0.048 | 0 | 0 | 0 | 0 | Constrained, otherwise capacity available =46 kW | --> | E19 ex STRANORLAR | Stranorlar [T421,T422] | LETTERKENNY |  | 54.898 | -8.0472
248318X | MV/LV Substation BY***318X |  | 20 kV | _ | LV | 50 kVA :Pole Substation | 0.05 | --> | 0.05 | 0.05 | 3.5 |  | --> | 0.048 | 0 | 0 | 0 | 0 | Constrained, otherwise capacity available =48 kW | --> | E13 ex DUNFIRTH | Dunfirth [T122] | DUNFIRTH |  | 53.4065 | -6.6984
004068 | MV/LV Substation AU***068 |  | 20 kV | _ | LV | 630 kVA :Building Structure | 0.63 | --> | 0.63 | 0 | 0 | Constrained, otherwise capacity available =268 kVA | --> | 0.598 | 0 | 0 | 0 | 0 | Constrained, otherwise capacity available =547 kW | --> | E13 ex SHILLELAGH | Shillelagh [T421,T422] | CARLOW |  | 52.7962 | -6.4552
062334 | MV/LV Substation MC***334 |  | 20 kV | _ | LV | 200 kVA :Pole Substation | 0.2 | --> | 0.2 | 0.198 | 3.47 |  | --> | 0.19 | 0 | 0 | 0 | 0 | Constrained, otherwise capacity available =190 kW | --> | E18 ex BUSH | Bush [T421,T422] | DUNDALK |  | 53.9978 | -6.2284
067270 | MV/LV Substation EU***270 |  | 10 kV | _ | LV | 200 kVA :Pole Substation | 0.2 | --> | 0.2 | 0 | 0 | Constrained, otherwise capacity available =159 kVA | --> | 0.19 | 0 | 0.011 | 0.176 | 0 |  | --> | C20 ex RAHEEN | Raheen [T41,T42] | LIMERICK |  | 52.6233 | -8.6345
281899 | MV/LV Substation MA***899 |  | 10 kV | _ | LV | 1000 kVA :Building Structure | 1 | --> | 1 | 0.5 | 4.67 |  | --> | 0.95 | 0 | 0 | 0.5 | 0 |  | --> | C12 ex CENTRE PARK ROAD | Marina [T105,T106] | MARINA |  | 51.8993 | -8.4502
136212Y | MV/LV Substation BA***212Y |  | 10 kV | _ | LV | 50 kVA :Pole Substation | 0.05 | --> | 0.05 | 0.041 | 1.28 |  | --> | 0.048 | 0 | 0 | 0 | 0 | Constrained, otherwise capacity available =46 kW | --> | C21 ex CASTLEREA | Castlerea [T41,T42] | CARRICK ON SHANNON |  | 53.7192 | -8.4136
081272 | MV/LV Substation KY***272 |  | 10 kV | _ | LV | 1000 kVA :Building Structure | 1 | --> | 1 | 0 | 0 | Constrained, otherwise capacity available =706 kVA | --> | 0.95 | 0 | 0.136 | 0.5 | 0 |  | --> | C17 ex INCHICORE NORTH | Inchicore North [T41] | INCHICORE 220KV |  | 53.3337 | -6.3503
127024 | MV/LV Substation SE***024 |  | 10 kV | _ | LV | 200 kVA :Pole Substation | 0.2 | --> | 0.2 | 0 | 0 | Constrained, otherwise capacity available =103 kVA | --> | 0.19 | 0 | 0.016 | 0 | 0 | Constrained, otherwise capacity available =164 kW | --> | C17 ex LOUGHTAGALLA | Loughtagalla [T41,T42] | THURLES |  | 52.6861 | -7.7967
207188 | MV/LV Substation LO***188 |  | 10 kV | _ | LV | 100 kVA :Pole Substation | 0.1 | --> | 0.1 | 0.078 | 3.38 |  | --> | 0.095 | 0 | 0 | 0 | 0 | Constrained, otherwise capacity available =92 kW | --> | C15 ex GLENGOOLE | Glengoole [T41] | THURLES |  | 52.7585 | -7.5518
1274192 | MV/LV Substation KI***4192 |  | 20 kV | _ | LV | 400 kVA :Building Structure | 0.4 | --> | 0.4 | 0 | 0 | Constrained, otherwise capacity available =287 kVA | --> | 0.38 | 0 | 0 | 0 | 0 | Constrained, otherwise capacity available =364 kW | --> | C16 ex HOLYCROSS ROAD | Holycross Road [T41,T42] | THURLES |  | 52.6329 | -7.8954
009106Y | MV/LV Substation TH***106Y |  | 10 kV | _ | LV | 200 kVA :Building Structure | 0.2 | --> | 0.2 | 0 | 0 | Constrained, otherwise capacity available =128 kVA | --> | 0.19 | 0 | 0.011 | 0 | 0 | Constrained, otherwise capacity available =172 kW | --> | C16 ex GRANGE (SR) | Grange (sr) [T41,T42] | BUTLERSTOWN |  | 52.2478 | -7.0847
013678 | MV/LV Substation TH***678 |  | 10 kV | _ | LV | 100 kVA :Pole Substation | 0.1 | --> | 0.1 | 0.073 | 0.12 |  | --> | 0.095 | 0 | 0.009 | 0.085 | 0 |  | --> | C21 ex ATHY | Athy [T101,T102] | ATHY |  | 52.9236 | -7.0619
305802 | MV/LV Substation LA***802 |  | 20 kV | _ | LV | 50 kVA :Pole Substation | 0.05 | --> | 0.05 | 0.04 | 4.61 |  | --> | 0.048 | 0 | 0.005 | 0 | 0 | Constrained, otherwise capacity available =42 kW | --> | E11 ex LUMCLOON | Lumcloon [T421,T422] | DALLOW |  | 53.2236 | -7.8729
003002 | MV/LV Substation FA***002 |  | 10 kV | _ | LV | 400 kVA :Kiosk Substation | 0.4 | --> | 0.4 | 0.201 | 11.58 |  | --> | 0.38 | 0 | 0.024 | 0 | 0 | Constrained, otherwise capacity available =334 kW | --> | C22 ex BALLYBEG | Ballybeg [T101,T102] | CARRICKMINES |  | 52.9787 | -6.039
377759X | MV/LV Substation MA***759X |  | 20 kV | _ | LV | 100 kVA :Pole Substation | 0.1 | --> | 0.1 | 0 | 0 | Constrained, otherwise capacity available =89 kVA | --> | 0.095 | 0 | 0 | 0 | 0 | Constrained, otherwise capacity available =94 kW | --> | E15 ex GURRANEBANE | Gurranebane [T421,T422] | OUGHTRAGH |  | 51.9463 | -10.2346
120677X | MV/LV Substation HO***677X |  | 20 kV | _ | LV | 50 kVA :Pole Substation | 0.05 | --> | 0.05 | 0.047 | 3.5 |  | --> | 0.048 | 0 | 0 | 0 | 0 | Constrained, otherwise capacity available =47 kW | --> | E12 ex DUNFIRTH | Dunfirth [T122] | DUNFIRTH |  | 53.4419 | -6.8837
059797Y | MV/LV Substation CO***797Y |  | 10 kV | _ | LV | 50 kVA :Pole Substation | 0.05 | --> | 0.05 | 0 | 0 | Constrained, otherwise capacity available =50 kVA | --> | 0.048 | 0 | 0 | 0 | 0 | Constrained, otherwise capacity available =47 kW | --> | C20 ex CAVAN | Cavan [T42,T421] | SHANKILL |  | 53.9916 | -7.2652
021133 | MV/LV Substation OR***133 |  | 10 kV | _ | LV | 1000 kVA :Building Structure | 1 | --> | 1 | 0 | 0 | Constrained, otherwise capacity available =598 kVA | --> | 0.95 | 0 | 0.012 | 0.5 | 0 |  | --> | C19 ex FAIRHILL | Fairhill [T42] | KILBARRY |  | 51.9044 | -8.4972
151976X | MV/LV Substation GR***976X |  | 10 kV | _ | LV | 50 kVA :Pole Substation | 0.05 | --> | 0.05 | 0 | 0 | Constrained, otherwise capacity available =49 kVA | --> | 0.048 | 0 | 0.006 | 0 | 0 | Constrained, otherwise capacity available =43 kW | --> | C17 ex CAPPAMORE | Cappamore [T41,T42] | ARDNACRUSHA |  | 52.6023 | -8.439
011459X | MV/LV Substation KI***459X |  | 10 kV | _ | LV | 100 kVA :Pole Substation | 0.1 | --> | 0.1 | 0 | 0 | Constrained, otherwise capacity available =88 kVA | --> | 0.095 | 0 | 0 | 0 | 0 | Constrained, otherwise capacity available =93 kW | --> | C15 ex TALBOTS INCH | Talbots Inch [T41,T42] | KILKENNY |  | 52.6881 | -7.4933
049448 | MV/LV Substation TA***448 |  | 10 kV | _ | LV | 400 kVA :Kiosk Substation | 0.4 | --> | 0.4 | 0 | 0 | Constrained, otherwise capacity available =311 kVA | --> | 0.38 | 0 | 0.002 | 0 | 0 | Constrained, otherwise capacity available =366 kW | --> | C17 ex AGHAMORE | Aghamore [T41,T42] | LANESBORO |  | 53.743 | -7.9189
064660Y | MV/LV Substation TH***660Y |  | 20 kV | _ | LV | 400 kVA :Kiosk Substation | 0.4 | --> | 0.4 | 0 | 0 | Constrained, otherwise capacity available =319 kVA | --> | 0.38 | 0 | 0.044 | 0 | 0 | Constrained, otherwise capacity available =336 kW | --> | E15 ex JULIANSTOWN | Julianstown [T421,T422] | DRYBRIDGE |  | 53.6292 | -6.2655
266429 | MV/LV Substation B ***429 |  | 20 kV | _ | LV | 200 kVA :Pole Substation | 0.2 | --> | 0.2 | 0 | 0 | Constrained, otherwise capacity available =169 kVA | --> | 0.19 | 0 | 0.06 | 0 | 0 | Constrained, otherwise capacity available =141 kW | --> | E12 ex CARNDONAGH | Carndonagh [T421,T422] | TRILLICK |  | 55.2913 | -7.3719
013492 | MV/LV Substation TO***492 |  | 10 kV | _ | LV | 50 kVA :Pole Substation | 0.05 | --> | 0.05 | 0.042 | 0.12 |  | --> | 0.048 | 0 | 0 | 0.046 | 0 |  | --> | C23 ex ATHY | Athy [T101,T102] | ATHY |  | 52.9794 | -6.9886
081196Z | MV/LV Substation BL***196Z |  | 10 kV | _ | LV | 50 kVA :Pole Substation | 0.05 | --> | 0.05 | 0 | 0 | Constrained, otherwise capacity available =46 kVA | --> | 0.048 | 0 | 0 | 0.047 | 0 |  | --> | C17 ex INCHICORE NORTH | Inchicore North [T41] | INCHICORE 220KV |  | 53.3317 | -6.3441
1534227 | MV/LV Substation CL***4227 |  | 20 kV | _ | LV | 400 kVA :Kiosk Substation | 0.4 | --> | 0.4 | 0 | 0 | Constrained, otherwise capacity available =390 kVA | --> | 0.38 | 0 | 0 | 0 | 0 | Constrained, otherwise capacity available =379 kW | --> | E12 ex BIRDHILL | Birdhill [T421,T422] | ARDNACRUSHA |  | 52.8015 | -8.4402
0074007 | MV/LV Substation SH***4007 |  | 20 kV | _ | LV | 100 kVA :Pole Substation | 0.1 | --> | 0.1 | 0.096 | 16.12 |  | --> | 0.095 | 0 | 0 | 0.094 | 0 |  | --> | E21 ex WEXFORD | Wexford [T121,T122] | WEXFORD |  | 52.3876 | -6.426
005132Y | MV/LV Substation CR***132Y |  | 20 kV | _ | LV | 400 kVA :Kiosk Substation | 0.4 | --> | 0.4 | 0.314 | 17.8 |  | --> | 0.38 | 0 | 0.029 | 0.347 | 0 |  | --> | E21 ex BANOGE | Banoge [T121,T122] | BANOGE |  | 52.6765 | -6.3115
081262Z | MV/LV Substation FF***262Z |  | 10 kV | _ | LV | 200 kVA :Kiosk Substation | 0.2 | --> | 0.2 | 0 | 0 | Constrained, otherwise capacity available =187 kVA | --> | 0.19 | 0 | 0 | 0.188 | 0 |  | --> | C18 ex LUCAN EAST | Lucan East [T41,T42] | GRANGE CASTLE |  | 53.3505 | -6.4256
014874X | MV/LV Substation FR***874X |  | 20 kV | _ | LV | 200 kVA :Kiosk Substation | 0.2 | --> | 0.2 | 0.124 | 0.63 |  | --> | 0.19 | 0 | 0.05 | 0 | 0 | Constrained, otherwise capacity available =142 kW | --> | E11 ex KILCULLEN | Kilcullen [T41,T42,T424] | STRATFORD |  | 53.0563 | -6.6933
0694213 | MV/LV Substation ST***4213 |  | 10 kV | _ | LV | 630 kVA :Kiosk Substation | 0.63 | --> | 0.63 | 0 | 0 | Constrained, otherwise capacity available =630 kVA | --> | 0.598 | 0 | 0 | 0.5 | 0 |  | --> | C14 ex BALLYBODEN | Ballyboden [T41,T42] | COOKSTOWN |  | 53.2779 | -6.3004
288340X | MV/LV Substation TH***340X |  | 10 kV | _ | LV | 1000 kVA :Building Structure | 1 | --> | 1 | 0.5 | 15.18 |  | --> | 0.95 | 0 | 0 | 0.5 | 0 |  | --> | C26 ex CENTRAL PARK | Central Park [T101,T102] | CARRICKMINES |  | 53.2774 | -6.2102
095166 | MV/LV Substation BO***166 |  | 10 kV | _ | LV | 50 kVA :Pole Substation | 0.05 | --> | 0.05 | 0 | 0 | Constrained, otherwise capacity available =47 kVA | --> | 0.048 | 0 | 0 | 0 | 0 | Constrained, otherwise capacity available =47 kW | --> | C15 ex CRANNY | Cranny [T41] | ENNIS |  | 52.7249 | -9.2104
068907 | MV/LV Substation CA***907 |  | 10 kV | _ | LV | 400 kVA :Kiosk Substation | 0.4 | --> | 0.4 | 0.286 | 1.86 |  | --> | 0.38 | 0 | 0 | 0.364 | 0 |  | --> | C18 ex FAIRVIEW | Fairview [T41] | MCDERMOTT |  | 53.3731 | -6.2258
070077X | MV/LV Substation AB***077X |  | 20 kV | _ | LV | 50 kVA :Pole Substation | 0.05 | --> | 0.05 | 0.05 | 2.24 |  | --> | 0.048 | 0 | 0 | 0.048 | 0 |  | --> | E11 ex CLOONBANNIN | Cloonbannin [T421] | GLENLARA |  | 52.068 | -9.0536
004524X | MV/LV Substation MO***524X |  | 10 kV | _ | LV | 100 kVA :Pole Substation | 0.1 | --> | 0.1 | 0 | 0 | Constrained, otherwise capacity available =88 kVA | --> | 0.095 | 0 | 0.011 | 0 | 0 | Constrained, otherwise capacity available =85 kW | --> | C12 ex TINAHASK | Tinahask [T41,T42] | ARKLOW |  | 52.7783 | -6.161
2484179 | MV/LV Substation TH***4179 |  | 20 kV | _ | LV | 200 kVA :Kiosk Substation | 0.2 | --> | 0.2 | 0 | 0 | Constrained, otherwise capacity available =85 kVA | --> | 0.19 | 0 | 0.041 | 0 | 0 | Constrained, otherwise capacity available =143 kW | --> | E14 ex KILCOCK | Kilcock [T421,T422] | GRIFFINRATH |  | 53.4067 | -6.6686
068670X | MV/LV Substation TY***670X |  | 10 kV | _ | LV | 630 kVA :Building Structure | 0.63 | --> | 0.63 | 0.5 | 3 |  | --> | 0.598 | 0 | 0 | 0.5 | 0 |  | --> | C37 ex INCHICORE CENTRAL | Inchicore Central [T43,T45] | INCHICORE 220KV |  | 53.3387 | -6.3219
365409X | MV/LV Substation WO***409X |  | 10 kV | _ | LV | 400 kVA :Kiosk Substation | 0.4 | --> | 0.4 | 0 | 0 | Constrained, otherwise capacity available =248 kVA | --> | 0.38 | 0 | 0.024 | 0.341 | 0 |  | --> | C34 ex CLONDALKIN | Clondalkin [T41,T42,T44] | INCHICORE 220KV |  | 53.325 | -6.3791
196222X | MV/LV Substation OA***222X |  | 10 kV | _ | LV | 630 kVA :Kiosk Substation | 0.63 | --> | 0.63 | 0 | 0 | Constrained, otherwise capacity available =596 kVA | --> | 0.598 | 0 | 0.025 | 0 | 0 | Constrained, otherwise capacity available =575 kW | --> | C15 ex TRIM | Trim [T41,T42] | NAVAN |  | 53.5658 | -6.797
153226 | MV/LV Substation DE***226 |  | 20 kV | _ | LV | 50 kVA :Pole Substation | 0.05 | --> | 0.05 | 0 | 0 | Constrained, otherwise capacity available =38 kVA | --> | 0.048 | 0 | 0.01 | 0 | 0 | Constrained, otherwise capacity available =38 kW | --> | E18 ex BIRDHILL | Birdhill [T421,T422] | ARDNACRUSHA |  | 52.7192 | -8.4929
007352 | MV/LV Substation KI***352 |  | 10 kV | _ | LV | 50 kVA :Pole Substation | 0.05 | --> | 0.05 | 0 | 0 | Constrained, otherwise capacity available =34 kVA | --> | 0.048 | 0 | 0.056 | 0 | 0 | Constrained, otherwise capacity available =4 kW | --> | C20 ex MULGANNON | Mulgannon [T41,T42] | WEXFORD |  | 52.2919 | -6.4492
0114485 | MV/LV Substation CL***4485 |  | 10 kV | _ | LV | 630 kVA :Kiosk Substation | 0.63 | --> | 0.63 | 0 | 0 | Constrained, otherwise capacity available =568 kVA | --> | 0.598 | 0 | 0.098 | 0 | 0 | Constrained, otherwise capacity available =517 kW | --> | C11 ex ROSEHILL | Rosehill [T41,T42] | KILKENNY |  | 52.6608 | -7.2669
049611Y | MV/LV Substation TH***611Y |  | 20 kV | _ | LV | 630 kVA :Kiosk Substation | 0.63 | --> | 0.63 | 0.213 | 0.21 | Constrained, otherwise capacity available =562 kVA | --> | 0.598 | 0 | 0.018 | 0 | 0 | Constrained, otherwise capacity available =576 kW | --> | E21 ex LONGFORD | Longford [T421,T422] | RICHMOND |  | 53.7687 | -7.8345
156835X | MV/LV Substation ED***835X |  | 10 kV | _ | LV | 50 kVA :Pole Substation | 0.05 | --> | 0.05 | 0.05 | 2.04 |  | --> | 0.048 | 0 | 0 | 0 | 0 | Constrained, otherwise capacity available =48 kW | --> | C18 ex BALLYBAY | Ballybay [T41,T42] | LISDRUM |  | 54.1452 | -6.9358
042013 | MV/LV Substation A.***013 |  | 10 kV | _ | LV | 400 kVA :Kiosk Substation | 0.4 | --> | 0.4 | 0.37 | 1.93 |  | --> | 0.38 | 0 | 0 | 0 | 0 | Constrained, otherwise capacity available =376 kW | --> | C13 ex TURLOUGH ROAD | Turlough Road [T41,T42] | CASTLEBAR |  | 53.8567 | -9.2994
281278Z | MV/LV Substation LO***278Z |  | 10 kV | _ | LV | 400 kVA :Kiosk Substation | 0.4 | --> | 0.4 | 0.37 | 7.88 |  | --> | 0.38 | 0 | 0.006 | 0.372 | 0 |  | --> | C17 ex LIBERTY STREET | Liberty Street [T101,T102] | LIBERTY STREET |  | 51.8901 | -8.4842
006460Y | MV/LV Substation BA***460Y |  | 20 kV | _ | LV | 50 kVA :Pole Substation | 0.05 | --> | 0.05 | 0.039 | 4.38 |  | --> | 0.048 | 0 | 0 | 0.046 | 0 |  | --> | E13 ex CRANE | Crane [T122] | CRANE |  | 52.4792 | -6.4238
007174Z | MV/LV Substation K.***174Z |  | 10 kV | _ | LV | 200 kVA :Pole Substation | 0.2 | --> | 0.2 | 0 | 0 | Constrained, otherwise capacity available =119 kVA | --> | 0.19 | 0 | 0 | 0 | 0 | Constrained, otherwise capacity available =179 kW | --> | C20 ex MULGANNON | Mulgannon [T41,T42] | WEXFORD |  | 52.309 | -6.4553
066792X | MV/LV Substation CO***792X |  | 10 kV | _ | LV | 200 kVA :Pole Substation | 0.2 | --> | 0.2 | 0 | 0 |  | --> | 0.19 | 0 | 0 | 0 | 0 | Constrained, otherwise capacity available =168 kW | --> | E11 ex ASHBOURNE | Ashbourne [T421,T422] | FINGLAS |  | 53.46 | -6.3508
139676 | MV/LV Substation BA***676 |  | 20 kV | _ | LV | 200 kVA :Pole Substation | 0.2 | --> | 0.2 | 0.102 | 2.68 |  | --> | 0.19 | 0 | 0.019 | 0 | 0 | Constrained, otherwise capacity available =162 kW | --> | E12 ex OLDCASTLE | Oldcastle [T41,T422] | MULLINGAR |  | 53.6918 | -7.1699
049090Y | MV/LV Substation HE***090Y |  | 20 kV | _ | LV | 50 kVA :Pole Substation | 0.05 | --> | 0.05 | 0.05 | 1.31 |  | --> | 0.048 | 0 | 0 | 0 | 0 | Constrained, otherwise capacity available =48 kW | --> | C17 ex ROOSKY | Roosky [T41] | RICHMOND |  | 53.8378 | -7.9244
0684438 | MV/LV Substation PR***4438 |  | 10 kV | _ | LV | 630 kVA :Building Structure | 0.63 | --> | 0.63 | 0 | 0 | Constrained, otherwise capacity available =575 kVA | --> | 0.598 | 0 | 0 | 0.5 | 0 |  | --> | C16 ex WATLING STREET | Watling Street [T41,T42] | FRANCIS STREET |  | 53.3541 | -6.287
160035 | MV/LV Substation HA***035 |  | 10 kV | _ | LV | 100 kVA :Pole Substation | 0.1 | --> | 0.1 | 0 | 0 | Constrained, otherwise capacity available =40 kVA | --> | 0.095 | 0 | 0 | 0 | 0 | Constrained, otherwise capacity available =86 kW | --> | C15 ex MOUNTMELLICK | Mountmellick [T41,T42] | PORTLAOISE |  | 53.1179 | -7.3168
082551 | MV/LV Substation BA***551 |  | 20 kV | _ | LV | 630 kVA :Kiosk Substation | 0.63 | --> | 0.63 | 0 | 0 | Constrained, otherwise capacity available =556 kVA | --> | 0.598 | 0 | 0 | 0 | 0 | Constrained, otherwise capacity available =588 kW | --> | E16 ex ACADEMY STREET | Academy Street [T421,T422,T44] | NAVAN |  | 53.5986 | -6.6615
009238Y | MV/LV Substation BA***238Y |  | 10 kV | _ | LV | 200 kVA :Kiosk Substation | 0.2 | --> | 0.2 | 0 | 0 | Constrained, otherwise capacity available =146 kVA | --> | 0.19 | 0 | 0.026 | 0 | 0 | Constrained, otherwise capacity available =163 kW | --> | E12 ex KILCARRAGH | Kilcarragh [T421,T422] | BUTLERSTOWN |  | 52.2396 | -7.0617
139655Y | MV/LV Substation DE***655Y |  | 10 kV | _ | LV | 200 kVA :Kiosk Substation | 0.2 | --> | 0.2 | 0.16 | 4 |  | --> | 0.19 | 0 | 0.005 | 0 | 0 | Constrained, otherwise capacity available =181 kW | --> | C14 ex BALLYJAMESDUFF | Ballyjamesduff [T41,T42] | SHANKILL |  | 53.84 | -7.0945
0824429 | MV/LV Substation ME***4429 |  | 10 kV | _ | LV | 400 kVA :Kiosk Substation | 0.4 | --> | 0.4 | 0 | 0 | Constrained, otherwise capacity available =347 kVA | --> | 0.38 | 0 | 0 | 0 | 0 | Constrained, otherwise capacity available =373 kW | --> | C30 ex ACADEMY STREET | Academy Street [T421,T422,T44] | NAVAN |  | 53.6478 | -6.6542
011495Y | MV/LV Substation O ***495Y |  | 10 kV | _ | LV | 200 kVA :Building Structure | 0.2 | --> | 0.2 | 0.167 | 5.05 |  | --> | 0.19 | 0 | 0 | 0 | 0 | Constrained, otherwise capacity available =185 kW | --> | C13 ex MCDONAGH | Mcdonagh [T41,T42] | KILKENNY |  | 52.6605 | -7.2335
011077Z | MV/LV Substation WE***077Z |  | 10 kV | _ | LV | 50 kVA :Pole Substation | 0.05 | --> | 0.05 | 0.037 | 0.04 | Constrained, otherwise capacity available =47 kVA | --> | 0.048 | 0 | 0 | 0 | 0 | Constrained, otherwise capacity available =47 kW | --> | C19 ex CALLAN | Callan [T41,T42] | KILKENNY |  | 52.5488 | -7.3966
276848 | MV/LV Substation GL***848 |  | 10 kV | _ | LV | 630 kVA :Building Structure | 0.63 | --> | 0.63 | 0.5 | 0.76 |  | --> | 0.598 | 0 | 0 | 0 | 0 | Constrained, otherwise capacity available =598 kW | --> | C18 ex WOODFORD | Woodford [T41,T42] | KNOCKEARAGH |  | 52.046 | -9.5043
0534408 | MV/LV Substation KI***4408 |  | 10 kV | _ | LV | 630 kVA :Kiosk Substation | 0.63 | --> | 0.63 | 0.5 | 3.28 |  | --> | 0.598 | 0 | 0 | 0.5 | 0 |  | --> | C23 ex SRAH | Srah [T43] | THORNSBERRY |  | 53.2923 | -7.4918
153929 | MV/LV Substation HA***929 |  | 20 kV | _ | LV | 400 kVA :Kiosk Substation | 0.4 | --> | 0.4 | 0 | 0 | Constrained, otherwise capacity available =363 kVA | --> | 0.38 | 0 | 0 | 0 | 0 | Constrained, otherwise capacity available =375 kW | --> | E12 ex BIRDHILL | Birdhill [T421,T422] | ARDNACRUSHA |  | 52.8093 | -8.4511
019021X | MV/LV Substation FA***021X |  | 10 kV | _ | LV | 200 kVA :Kiosk Substation | 0.2 | --> | 0.2 | 0.047 | 0.05 | Constrained, otherwise capacity available =170 kVA | --> | 0.19 | 0 | 0 | 0 | 0 | Constrained, otherwise capacity available =186 kW | --> | C20 ex BALLYBEGGAN | Ballybeggan [T43,T44] | TRALEE |  | 52.273 | -9.6964
0074234 | MV/LV Substation OR***4234 |  | 20 kV | _ | LV | 50 kVA :Pole Substation | 0.05 | --> | 0.05 | 0.049 | 0.14 |  | --> | 0.048 | 0 | 0 | 0 | 0 | Constrained, otherwise capacity available =47 kW | --> | C12 ex CARRIGLAWN | Carriglawn [T41,T42] | WEXFORD |  | 52.3566 | -6.4499
067178Y | MV/LV Substation FO***178Y |  | 10 kV | _ | LV | 400 kVA :Kiosk Substation | 0.4 | --> | 0.4 | 0 | 0 | Constrained, otherwise capacity available =319 kVA | --> | 0.38 | 0 | 0.011 | 0.361 | 0 |  | --> | C20 ex RAHEEN | Raheen [T41,T42] | LIMERICK |  | 52.6291 | -8.6453
015174Z | MV/LV Substation AD***174Z |  | 10 kV | _ | LV | 630 kVA :Building Structure | 0.63 | --> | 0.63 | 0 | 0 | Constrained, otherwise capacity available =297 kVA | --> | 0.598 | 0 | 0 | 0 | 0 | Constrained, otherwise capacity available =551 kW | --> | C18 ex NAAS | Naas [T41,T42] | KILTEEL |  | 53.2042 | -6.7407
066769X | MV/LV Substation WO***769X |  | 20 kV | _ | LV | 100 kVA :Pole Substation | 0.1 | --> | 0.1 | 0 | 0 | Constrained, otherwise capacity available =95 kVA | --> | 0.095 | 0 | 0 | 0.094 | 0 |  | --> | C24 ex MACETOWN | Macetown [T101,T102] | MACETOWN |  | 53.4739 | -6.3769
039116 | MV/LV Substation MA***116 |  | 10 kV | _ | LV | 400 kVA :Building Structure | 0.4 | --> | 0.4 | 0 | 0 | Constrained, otherwise capacity available =129 kVA | --> | 0.38 | 0 | 0.003 | 0 | 0 | Constrained, otherwise capacity available =339 kW | --> | C14 ex HEADFORD ROAD | Headford Road [T41,T42] | GALWAY 110KV |  | 53.2745 | -9.0538
062063 | MV/LV Substation AR***063 |  | 10 kV | _ | LV | 400 kVA :Kiosk Substation | 0.4 | --> | 0.4 | 0.315 | 2.33 |  | --> | 0.38 | 0 | 0.037 | 0 | 0 | Constrained, otherwise capacity available =341 kW | --> | C21 ex DUNDALK | Dundalk [T41,T42] | DUNDALK |  | 54.0029 | -6.4141
1604311 | MV/LV Substation CL***4311 |  | 10 kV | _ | LV | 50 kVA :Pole Substation | 0.05 | --> | 0.05 | 0 | 0 | Constrained, otherwise capacity available =48 kVA | --> | 0.048 | 0 | 0 | 0 | 0 | Constrained, otherwise capacity available =47 kW | --> | C11 ex PORTARLINGTON | Portarlington [T41,T42] | PORTLAOISE |  | 53.2177 | -7.1726
122007X | MV/LV Substation CO***007X |  | 10 kV | _ | LV | 200 kVA :Kiosk Substation | 0.2 | --> | 0.2 | 0.2 | 4.18 |  | --> | 0.19 | 0 | 0 | 0 | 0 | Constrained, otherwise capacity available =190 kW | --> | C21 ex KINGSCOURT | Kingscourt [T41,T42] | MEATH HILL |  | 53.9065 | -6.7899
0934059 | MV/LV Substation GR***4059 |  | 10 kV | _ | LV | 630 kVA :Kiosk Substation | 0.63 | --> | 0.63 | 0 | 0 | Constrained, otherwise capacity available =602 kVA | --> | 0.598 | 0 | 0.006 | 0.5 | 0 |  | --> | C14 ex MERVILLE | Merville [T41,T42] | FINGLAS |  | 53.3826 | -6.2853
176881X | MV/LV Substation CE***881X |  | 20 kV | _ | LV | 400 kVA :Building Structure | 0.4 | --> | 0.4 | 0.248 | 18.78 |  | --> | 0.38 | 0 | 0 | 0.359 | 0 |  | --> | E18 ex HARTNETTS CROSS | Hartnetts Cross [T121,T422] | MACROOM |  | 52.0156 | -9.0644
256013 | MV/LV Substation BA***013 |  | 20 kV | _ | LV | 100 kVA :Pole Substation | 0.1 | --> | 0.1 | 0.06 | 1.28 |  | --> | 0.095 | 0 | 0.026 | 0 | 0 | Constrained, otherwise capacity available =70 kW | --> | C22 ex CASTLEREA | Castlerea [T41,T42] | CARRICK ON SHANNON |  | 53.7749 | -8.4898
161896X | MV/LV Substation BI***896X |  | 10 kV | _ | LV | 50 kVA :Pole Substation | 0.05 | --> | 0.05 | 0.043 | 6.53 |  | --> | 0.048 | 0 | 0 | 0.046 | 0 |  | --> | C17 ex OUGHTERARD | Oughterard [T41,T42] | SCREEB |  | 53.4204 | -9.3097
365227X | MV/LV Substation JO***227X |  | 10 kV | _ | LV | 630 kVA :Building Structure | 0.63 | --> | 0.63 | 0 | 0 | Constrained, otherwise capacity available =501 kVA | --> | 0.598 | 0 | 0 | 0.5 | 0 |  | --> | C19 ex BALLYMOUNT | Ballymount [T41,T42] | INCHICORE 220KV |  | 53.3086 | -6.3488
015998Y | MV/LV Substation ST***998Y |  | 20 kV | _ | LV | 100 kVA :Pole Substation | 0.1 | --> | 0.1 | 0 | 0 | Constrained, otherwise capacity available =94 kVA | --> | 0.095 | 0 | 0 | 0 | 0 | Constrained, otherwise capacity available =94 kW | --> | E13 ex BLESSINGTON | Blessington [T421,T422] | KILTEEL |  | 53.1416 | -6.643
156993Y | MV/LV Substation GR***993Y |  | 20 kV | _ | LV | 50 kVA :Pole Substation | 0.05 | --> | 0.05 | 0 | 0 | Constrained, otherwise capacity available =29 kVA | --> | 0.048 | 0 | 0 | 0 | 0 | Constrained, otherwise capacity available =44 kW | --> | E14 ex EMYVALE | Emyvale [T422] | LISDRUM |  | 54.3801 | -7.0776
281879Z | MV/LV Substation DO***879Z |  | 10 kV | _ | LV | 630 kVA :Kiosk Substation | 0.63 | --> | 0.63 | 0.5 | 5.49 |  | --> | 0.598 | 0 | 0.05 | 0.5 | 0 |  | --> | C18 ex TRABEG | Trabeg [T101,T102] | TRABEG |  | 51.8762 | -8.4389
0314162 | MV/LV Substation WE***4162 |  | 20 kV | _ | LV | 50 kVA :Pole Substation | 0.05 | --> | 0.05 | 0 | 0 | Constrained, otherwise capacity available =50 kVA | --> | 0.048 | 0 | 0 | 0 | 0 | Constrained, otherwise capacity available =48 kW | --> | E16 ex KILMACTHOMAS | Kilmacthomas [T421,T422] | DUNGARVAN |  | 52.1541 | -7.4242
031437Y | MV/LV Substation DU***437Y |  | 20 kV | _ | LV | 50 kVA :Pole Substation | 0.05 | --> | 0.05 | 0 | 0 | Constrained, otherwise capacity available =46 kVA | --> | 0.048 | 0 | 0.005 | 0 | 0 | Constrained, otherwise capacity available =43 kW | --> | E17 ex SPRINGS | Springs [T421,T422] | DUNGARVAN |  | 52.1122 | -7.5672
093057Z | MV/LV Substation NO***057Z |  | 10 kV | _ | LV | 400 kVA :Kiosk Substation | 0.4 | --> | 0.4 | 0 | 0 | Constrained, otherwise capacity available =268 kVA | --> | 0.38 | 0 | 0.004 | 0.359 | 0 |  | --> | C16 ex SANTRY | Santry [T41,T42] | FINGLAS |  | 53.3951 | -6.2122
350517 | MV/LV Substation RO***517 |  | 10 kV | _ | LV | 50 kVA :Pole Substation | 0.05 | --> | 0.05 | 0.04 | 1.57 |  | --> | 0.048 | 0 | 0.005 | 0 | 0 | Constrained, otherwise capacity available =42 kW | --> | C13 ex BUNDORAN | Bundoran [T41,T42] | CATHALEENS FALL |  | 54.4747 | -8.2841
0694099 | MV/LV Substation CA***4099 |  | 10 kV | _ | LV | 1000 kVA :Building Structure | 1 | --> | 1 | 0.5 | 3 |  | --> | 0.95 | 0 | 0.008 | 0.5 | 0 |  | --> | C31 ex INCHICORE CENTRAL | Inchicore Central [T43,T45] | INCHICORE 220KV |  | 53.3276 | -6.3341
002982 | MV/LV Substation RO***982 |  | 10 kV | _ | LV | 50 kVA :Pole Substation | 0.05 | --> | 0.05 | 0.028 | 0.48 |  | --> | 0.048 | 0 | 0.005 | 0 | 0 | Constrained, otherwise capacity available =41 kW | --> | C20 ex KILMARTIN | Kilmartin [T41] | ARKLOW |  | 53.0646 | -6.2285
0624315 | MV/LV Substation CL***4315 |  | 10 kV | _ | LV | 400 kVA :Kiosk Substation | 0.4 | --> | 0.4 | 0.4 | 3.12 |  | --> | 0.38 | 0 | 0 | 0 | 0 | Constrained, otherwise capacity available =380 kW | --> | C21 ex MARSHES | Marshes [T41,T42] | DUNDALK |  | 53.9602 | -6.3969
158039X | MV/LV Substation BA***039X |  | 10 kV | _ | LV | 50 kVA :Pole Substation | 0.05 | --> | 0.05 | 0 | 0 | Constrained, otherwise capacity available =44 kVA | --> | 0.048 | 0 | 0.005 | 0 | 0 | Constrained, otherwise capacity available =43 kW | --> | C16 ex ENNISTYMON | Ennistymon [T41,T42] | ENNIS |  | 52.9503 | -9.352
011012 | MV/LV Substation CE***012 |  | 10 kV | _ | LV | 200 kVA :Kiosk Substation | 0.2 | --> | 0.2 | 0.162 | 2.8 |  | --> | 0.19 | 0 | 0.013 | 0 | 0 | Constrained, otherwise capacity available =175 kW | --> | C13 ex PURCELLS INCH | Purcells Inch [T41,T42] | KILKENNY |  | 52.6389 | -7.242
461047X | MV/LV Substation CA***047X |  | 20 kV | _ | LV | 200 kVA :Kiosk Substation | 0.2 | --> | 0.2 | 0.144 | 2.33 |  | --> | 0.19 | 0 | 0.01 | 0 | 0 | Constrained, otherwise capacity available =175 kW | --> | E11 ex MOY | Moy [T421,T422] | MOY |  | 54.1307 | -9.1655
1204141 | MV/LV Substation BE***4141 |  | 10 kV | _ | LV | 50 kVA :Pole Substation | 0.05 | --> | 0.05 | 0 | 0 | Constrained, otherwise capacity available =40 kVA | --> | 0.048 | 0 | 0 | 0 | 0 | Constrained, otherwise capacity available =46 kW | --> | C15 ex BLAKE | Blake [T41,T42] | BLAKE |  | 53.3308 | -6.8295
156159X | MV/LV Substation TH***159X |  | 20 kV | _ | LV | 100 kVA :Pole Substation | 0.1 | --> | 0.1 | 0.072 | 2.1 |  | --> | 0.095 | 0 | 0 | 0 | 0 | Constrained, otherwise capacity available =91 kW | --> | E17 ex LISDRUM | Lisdrum [T422] | LISDRUM |  | 54.2158 | -7.0429
0224059 | MV/LV Substation PU***4059 |  | 10 kV | _ | LV | 400 kVA :Building Structure | 0.4 | --> | 0.4 | 0 | 4.55 |  | --> | 0.38 | 0 | 0.01 | 0 | 0 | Constrained, otherwise capacity available =352 kW | --> | C11 ex MALLOW | Mallow [T41,T42] | MALLOW |  | 52.1318 | -8.6395
067729 | MV/LV Substation GR***729 |  | 20 kV | _ | LV | 200 kVA :Pole Substation | 0.2 | --> | 0.2 | 0.192 | 13.8 |  | --> | 0.19 | 0 | 0 | 0.189 | 0 |  | --> | C14 ex SINGLAND | Singland [T101,T102] | SINGLAND |  | 52.6555 | -8.5025
365652X | MV/LV Substation BA***652X |  | 10 kV | _ | LV | 400 kVA :Building Structure | 0.4 | --> | 0.4 | 0 | 0 | Constrained, otherwise capacity available =366 kVA | --> | 0.38 | 0 | 0 | 0.375 | 0 |  | --> | C15 ex TYMON | Tymon [T41,T42] | COOKSTOWN |  | 53.2917 | -6.3348
067168 | MV/LV Substation ME***168 |  | 10 kV | _ | LV | 400 kVA :Kiosk Substation | 0.4 | --> | 0.4 | 0 | 0 | Constrained, otherwise capacity available =329 kVA | --> | 0.38 | 0 | 0.028 | 0 | 0 | Constrained, otherwise capacity available =349 kW | --> | C19 ex CAHERDAVIN | Caherdavin [T41,T42] | ARDNACRUSHA |  | 52.6729 | -8.6476
059488Y | MV/LV Substation CH***488Y |  | 10 kV | _ | LV | 400 kVA :Kiosk Substation | 0.4 | --> | 0.4 | 0 | 0 | Constrained, otherwise capacity available =318 kVA | --> | 0.38 | 0 | 0 | 0 | 0 | Constrained, otherwise capacity available =369 kW | --> | C22 ex CAVAN | Cavan [T42,T421] | SHANKILL |  | 53.9931 | -7.3592
062055Z | MV/LV Substation GR***055Z |  | 20 kV | _ | LV | 100 kVA :Pole Substation | 0.1 | --> | 0.1 | 0.084 | 3.47 |  | --> | 0.095 | 0 | 0 | 0 | 0 | Constrained, otherwise capacity available =93 kW | --> | E16 ex BUSH | Bush [T421,T422] | DUNDALK |  | 54.0279 | -6.1327
365921 | MV/LV Substation MI***921 |  | 10 kV | _ | LV | 630 kVA :Kiosk Substation | 0.63 | --> | 0.63 | 0 | 0 | Constrained, otherwise capacity available =443 kVA | --> | 0.598 | 0 | 0 | 0.5 | 0 |  | --> | C19 ex OLDBAWN | Oldbawn [T41,T42] | COOKSTOWN |  | 53.2846 | -6.3544
156483 | MV/LV Substation T/***483 |  | 10 kV | _ | LV | 200 kVA :Pole Substation | 0.2 | --> | 0.2 | 0.146 | 2.47 |  | --> | 0.19 | 0 | 0.2 | 0 | 0 | Constrained, otherwise capacity available =34 kW | --> | C12 ex TELAYDON | Telaydon [T42,T421] | LISDRUM |  | 54.2765 | -6.9612
7344007 | MV/LV Substation JO***4007 |  | 20 kV | _ | LV | 400 kVA :Building Structure | 0.4 | --> | 0.4 | 0 | 0 | Constrained, otherwise capacity available =222 kVA | --> | 0.38 | 0 | 0.1 | 0 | 0 | Constrained, otherwise capacity available =288 kW | --> | E60 ex GRANGE CASTLE |  |  |  | 53.289 | -6.4683
052859Y | MV/LV Substation BR***859Y |  | 10 kV | _ | LV | 400 kVA :Kiosk Substation | 0.4 | --> | 0.4 | 0.35 | 10.9 |  | --> | 0.38 | 0 | 0 | 0.373 | 0 |  | --> | C19 ex MULLINGAR | Mullingar [T101,T102] | MULLINGAR |  | 53.528 | -7.3345
340255X | MV/LV Substation FA***255X |  | 10 kV | _ | LV | 50 kVA :Pole Substation | 0.05 | --> | 0.05 | 0 | 0 | Constrained, otherwise capacity available =47 kVA | --> | 0.048 | 0 | 0 | 0 | 0 | Constrained, otherwise capacity available =47 kW | --> | C18 ex DUNGLOE | Dungloe [T41,T42] | ARDNAGAPPARY |  | 54.9802 | -8.4955
204234X | MV/LV Substation HE***234X |  | 20 kV | _ | LV | 100 kVA :Pole Substation | 0.1 | --> | 0.1 | 0 | 0 | Constrained, otherwise capacity available =61 kVA | --> | 0.095 | 0 | 0.015 | 0 | 0 | Constrained, otherwise capacity available =78 kW | --> | E17 ex BUNCRANA | Buncrana [T421,T422] | TRILLICK |  | 55.138 | -7.4345
251769 | MV/LV Substation CL***769 |  | 10 kV | _ | LV | 50 kVA :Pole Substation | 0.05 | --> | 0.05 | 0 | 0 | Constrained, otherwise capacity available =41 kVA | --> | 0.048 | 0 | 0 | 0 | 0 | Constrained, otherwise capacity available =46 kW | --> | C30 ex CLAREGALWAY | Claregalway [T42,T421] | GALWAY 110KV |  | 53.3737 | -9.0328
495444X | MV/LV Substation TO***444X |  | 20 kV | _ | LV | 50 kVA :Pole Substation | 0.05 | --> | 0.05 | 0.042 | 1.5 |  | --> | 0.048 | 0 | 0.005 | 0.043 | 0 |  | --> | E18 ex ACHILL | Achill [T422] | CARROWBEG |  | 53.9534 | -9.8451
0174440 | MV/LV Substation DE***4440 |  | 20 kV | _ | LV | 100 kVA :Pole Substation | 0.1 | --> | 0.1 | 0.1 | 1.98 |  | --> | 0.095 | 0 | 0 | 0 | 0 | Constrained, otherwise capacity available =95 kW | --> | E11 ex RATHKEALE | Rathkeale [T421,T422] | RATHKEALE |  | 52.606 | -8.9281
068277 | MV/LV Substation CR***277 |  | 10 kV | _ | LV | 630 kVA :Kiosk Substation | 0.63 | --> | 0.63 | 0.306 | 4.6 |  | --> | 0.598 | 0 | 0.003 | 0.5 | 0 |  | --> | C12 ex KINGSBRIDGE | Kingsbridge [T41,T42] | INCHICORE 220KV |  | 53.3423 | -6.2958
033694 | MV/LV Substation SE***694 |  | 10 kV | _ | LV | 50 kVA :Pole Substation | 0.05 | --> | 0.05 | 0 | 0 | Constrained, otherwise capacity available =38 kVA | --> | 0.048 | 0 | 0 | 0 | 0 | Constrained, otherwise capacity available =46 kW | --> | C18 ex BALLYHALE | Ballyhale [T42,T421] | KILKENNY |  | 52.4806 | -7.3955
0674049 | MV/LV Substation FI***4049 |  | 10 kV | _ | LV | 200 kVA :Kiosk Substation | 0.2 | --> | 0.2 | 0.2 | 13.8 |  | --> | 0.19 | 0 | 0 | 0.19 | 0 |  | --> | C17 ex SINGLAND | Singland [T101,T102] | SINGLAND |  | 52.6773 | -8.5773
118841X | MV/LV Substation HY***841X |  | 10 kV | _ | LV | 200 kVA :Kiosk Substation | 0.2 | --> | 0.2 | 0.117 | 2 |  | --> | 0.19 | 0 | 0.008 | 0 | 0 | Constrained, otherwise capacity available =172 kW | --> | C12 ex BALLINASLOE | Ballinasloe [T41,T42] | SOMERSET |  | 53.326 | -8.2263
055744 | MV/LV Substation CO***744 |  | 10 kV | _ | LV | 200 kVA :Pole Substation | 0.2 | --> | 0.2 | 0 | 0 | Constrained, otherwise capacity available =119 kVA | --> | 0.19 | 0 | 0 | 0 | 0 | Constrained, otherwise capacity available =179 kW | --> | C17 ex ROSCREA | Roscrea [T41,T42] | IKERRIN |  | 52.9473 | -7.7758
062661Y | MV/LV Substation BA***661Y |  | 10 kV | _ | LV | 400 kVA :Building Structure | 0.4 | --> | 0.4 | 0.4 | 0.72 |  | --> | 0.38 | 0 | 0 | 0 | 0 | Constrained, otherwise capacity available =380 kW | --> | C16 ex COES ROAD | Coes Road [T41,T42] | DUNDALK |  | 54.0013 | -6.3842
067624Y | MV/LV Substation TE***624Y |  | 10 kV | _ | LV | 200 kVA :Kiosk Substation | 0.2 | --> | 0.2 | 0.18 | 6.81 |  | --> | 0.19 | 0 | 0 | 0.187 | 0 |  | --> | C05 ex AHANE | Ahane [T102] | AHANE |  | 52.6618 | -8.5071
281896Z | MV/LV Substation BR***896Z |  | 10 kV | _ | LV | 400 kVA :Kiosk Substation | 0.4 | --> | 0.4 | 0 | 0 | Constrained, otherwise capacity available =330 kVA | --> | 0.38 | 0 | 0 | 0 | 0 | Constrained, otherwise capacity available =370 kW | --> | C24 ex KILMONEY | Kilmoney [T41,T42] | TRABEG |  | 51.8194 | -8.4066
153662 | MV/LV Substation HA***662 |  | 20 kV | _ | LV | 50 kVA :Pole Substation | 0.05 | --> | 0.05 | 0 | 0 | Constrained, otherwise capacity available =30 kVA | --> | 0.048 | 0 | 0 | 0 | 0 | Constrained, otherwise capacity available =45 kW | --> | E12 ex BIRDHILL | Birdhill [T421,T422] | ARDNACRUSHA |  | 52.8034 | -8.4488
355056 | MV/LV Substation CA***056 |  | 10 kV | _ | LV | 50 kVA :Pole Substation | 0.05 | --> | 0.05 | 0.016 | 0.06 |  | --> | 0.048 | 0 | 0 | 0 | 0 | Constrained, otherwise capacity available =43 kW | --> | C15 ex TUBBERCURRY | Tubbercurry [T41,T42] | TONROE |  | 54.0643 | -8.7092
093263 | MV/LV Substation RA***263 |  | 10 kV | _ | LV | 400 kVA :Kiosk Substation | 0.4 | --> | 0.4 | 0.277 | 5.82 |  | --> | 0.38 | 0 | 0.018 | 0.349 | 0 |  | --> | C22 ex COOLOCK | Coolock [T41,T42] | FINGLAS |  | 53.3918 | -6.1864
144455X | MV/LV Substation MO***455X |  | 10 kV | _ | LV | 50 kVA :Pole Substation | 0.05 | --> | 0.05 | 0 | 0 | Constrained, otherwise capacity available =38 kVA | --> | 0.048 | 0 | 0 | 0 | 0 | Constrained, otherwise capacity available =46 kW | --> | C11 ex CASTLECOMER | Castlecomer [T41,T42] | BALLYRAGGET |  | 52.8371 | -7.1575
064756Y | MV/LV Substation TO***756Y |  | 10 kV | _ | LV | 630 kVA :Building Structure | 0.63 | --> | 0.63 | 0 | 0 | Constrained, otherwise capacity available =404 kVA | --> | 0.598 | 0 | 0 | 0 | 0 | Constrained, otherwise capacity available =567 kW | --> | C20 ex TERMONFECKIN ROAD | Termonfeckin Road [T41,T42] | DRYBRIDGE |  | 53.7215 | -6.3076
365132X | MV/LV Substation CU***132X |  | 10 kV | _ | LV | 400 kVA :Building Structure | 0.4 | --> | 0.4 | 0 | 0 | Constrained, otherwise capacity available =392 kVA | --> | 0.38 | 0 | 0 | 0.379 | 0 |  | --> | C20 ex INCHICORE NORTH | Inchicore North [T41] | INCHICORE 220KV |  | 53.3278 | -6.3502
3654264 | MV/LV Substation SW***4264 |  | 10 kV | _ | LV | 630 kVA :Kiosk Substation | 0.63 | --> | 0.63 | 0 | 0 | Constrained, otherwise capacity available =574 kVA | --> | 0.598 | 0 | 0 | 0.5 | 0 |  | --> | C16 ex SAGGART | Saggart [T41,T42] | GRANGE CASTLE |  | 53.2855 | -6.4527
1174037 | MV/LV Substation TR***4037 |  | 20 kV | _ | LV | 100 kVA :Pole Substation | 0.1 | --> | 0.1 | 0 | 0 | Constrained, otherwise capacity available =74 kVA | --> | 0.095 | 0 | 0.01 | 0.084 | 0 |  | --> | E17 ex MANORHAMILTON | Manorhamilton [T422] | SLIGO |  | 54.234 | -8.3126
030202 | MV/LV Substation GA***202 |  | 20 kV | _ | LV | 50 kVA :Pole Substation | 0.05 | --> | 0.05 | 0 | 0 | Constrained, otherwise capacity available =46 kVA | --> | 0.048 | 0 | 0 | 0 | 0 | Constrained, otherwise capacity available =47 kW | --> | E20 ex FOXHOLE | Foxhole [T421,T422] | DUNGARVAN |  | 51.9394 | -8.0312
058123 | MV/LV Substation KI***123 |  | 10 kV | _ | LV | 50 kVA :Pole Substation | 0.05 | --> | 0.05 | 0.044 | 3 |  | --> | 0.048 | 0 | 0 | 0 | 0 | Constrained, otherwise capacity available =47 kW | --> | C25 ex NENAGH | Nenagh [T41,T42] | NENAGH |  | 52.8372 | -8.1337
012817X | MV/LV Substation BA***817X |  | 20 kV | _ | LV | 400 kVA :Kiosk Substation | 0.4 | --> | 0.4 | 0.287 | 2.83 |  | --> | 0.38 | 0 | 0 | 0 | 0 | Constrained, otherwise capacity available =364 kW | --> | E11 ex BAGENALSTOWN | Bagenalstown [T421,T422] | CARLOW |  | 52.6971 | -6.976
081452Z | MV/LV Substation RE***452Z |  | 10 kV | _ | LV | 630 kVA :Building Structure | 0.63 | --> | 0.63 | 0 | 0 | Constrained, otherwise capacity available =573 kVA | --> | 0.598 | 0 | 0 | 0.5 | 0 |  | --> | C14 ex BALLYMOUNT | Ballymount [T41,T42] | INCHICORE 220KV |  | 53.318 | -6.3605
006044Y | MV/LV Substation BA***044Y |  | 20 kV | _ | LV | 50 kVA :Pole Substation | 0.05 | --> | 0.05 | 0.043 | 1.13 |  | --> | 0.048 | 0 | 0 | 0 | 0 | Constrained, otherwise capacity available =46 kW | --> | E18 ex BUNCLODY | Bunclody [T421,T422] | CRANE |  | 52.584 | -6.7201
062367Y | MV/LV Substation NO***367Y |  | 10 kV | _ | LV | 630 kVA :Building Structure | 0.63 | --> | 0.63 | 0.5 | 0.72 |  | --> | 0.598 | 0 | 0.027 | 0 | 0 | Constrained, otherwise capacity available =572 kW | --> | C12 ex COES ROAD | Coes Road [T41,T42] | DUNDALK |  | 54.0028 | -6.3827
017990Y | MV/LV Substation DE***990Y |  | 10 kV | _ | LV | 630 kVA :Kiosk Substation | 0.63 | --> | 0.63 | 0.5 | 4.23 |  | --> | 0.598 | 0 | 0 | 0 | 0 | Constrained, otherwise capacity available =582 kW | --> | C13 ex CHURCHTOWN | Churchtown [T41] | RATHKEALE |  | 52.4594 | -9.0542
001070X | MV/LV Substation AL***070X |  | 10 kV | _ | LV | 400 kVA :Building Structure | 0.4 | --> | 0.4 | 0 | 0 | Constrained, otherwise capacity available =301 kVA | --> | 0.38 | 0 | 0 | 0.366 | 0 |  | --> | C13 ex DUNDRUM | Dundrum [T41,T42] | BLACKROCK |  | 53.2896 | -6.2383
1104008 | MV/LV Substation IN***4008 |  | 20 kV | _ | LV | 400 kVA :Kiosk Substation | 0.4 | --> | 0.4 | 0.38 | 0.76 |  | --> | 0.38 | 0 | 0 | 0 | 0 | Constrained, otherwise capacity available =377 kW | --> | E11 ex KENMARE | Kenmare [T421] | KNOCKEARAGH |  | 51.8839 | -9.5661
0114054 | MV/LV Substation CL***4054 |  | 10 kV | _ | LV | 50 kVA :Pole Substation | 0.05 | --> | 0.05 | 0.038 | 5.05 |  | --> | 0.048 | 0 | 0.03 | 0 | 0 | Constrained, otherwise capacity available =24 kW | --> | C14 ex MCDONAGH | Mcdonagh [T41,T42] | KILKENNY |  | 52.6434 | -7.1387
142540X | MV/LV Substation SH***540X |  | 10 kV | _ | LV | 50 kVA :Pole Substation | 0.05 | --> | 0.05 | 0 | 0 | Constrained, otherwise capacity available =42 kVA | --> | 0.048 | 0 | 0.011 | 0 | 0 | Constrained, otherwise capacity available =38 kW | --> | C11 ex ATHENRY | Athenry [T41,T42] | GALWAY 110KV |  | 53.2699 | -8.8389
210668Y | MV/LV Substation RO***668Y |  | 20 kV | _ | LV | 50 kVA :Pole Substation | 0.05 | --> | 0.05 | 0 | 0 | Constrained, otherwise capacity available =46 kVA | --> | 0.048 | 0 | 0 | 0 | 0 | Constrained, otherwise capacity available =47 kW | --> | C17 ex CARRICKMACROSS | Carrickmacross [T41,T42] | MEATH HILL |  | 53.9707 | -6.5937
144362X | MV/LV Substation BA***362X |  | 10 kV | _ | LV | 50 kVA :Pole Substation | 0.05 | --> | 0.05 | 0.042 | 2.78 |  | --> | 0.048 | 0 | 0 | 0 | 0 | Constrained, otherwise capacity available =46 kW | --> | E16 ex BALLYRAGGET | Ballyragget [T421,T422] | BALLYRAGGET |  | 52.8067 | -7.3576
033348 | MV/LV Substation RO***348 |  | 10 kV | _ | LV | 100 kVA :Pole Substation | 0.1 | --> | 0.1 | 0 | 0 | Constrained, otherwise capacity available =78 kVA | --> | 0.095 | 0 | 0.011 | 0.059 | 0 | Constrained, otherwise capacity available =84 kW | --> | C23 ex CREGG ROAD | Cregg Road [T41,T42] | BALLYDINE |  | 52.3591 | -7.3303
037120 | MV/LV Substation B ***120 |  | 10 kV | _ | LV | 400 kVA :Building Structure | 0.4 | --> | 0.4 | 0 | 0 | Constrained, otherwise capacity available =278 kVA | --> | 0.38 | 0 | 0 | 0 | 0 | Constrained, otherwise capacity available =363 kW | --> | C17 ex ENNIS NORTH | Ennis North [T41,T42] | ENNIS |  | 52.861 | -8.9835
064067 | MV/LV Substation MA***067 |  | 10 kV | _ | LV | 400 kVA :Kiosk Substation | 0.4 | --> | 0.4 | 0 | 0 | Constrained, otherwise capacity available =299 kVA | --> | 0.38 | 0 | 0.018 | 0 | 0 | Constrained, otherwise capacity available =353 kW | --> | C11 ex MORNINGTON ROAD | Mornington Road [T41,T42] | DRYBRIDGE |  | 53.7082 | -6.3565
033825X | MV/LV Substation PI***825X |  | 10 kV | _ | LV | 200 kVA :Pole Substation | 0.2 | --> | 0.2 | 0 | 0 |  | --> | 0.19 | 0 | 0 | 0.059 | 0 | Constrained, otherwise capacity available =158 kW | --> | C16 ex CREGG ROAD | Cregg Road [T41,T42] | BALLYDINE |  | 52.3434 | -7.3213
023785 | MV/LV Substation DU***785 |  | 20 kV | _ | LV | 50 kVA :Pole Substation | 0.05 | --> | 0.05 | 0 | 0 | Constrained, otherwise capacity available =32 kVA | --> | 0.048 | 0 | 0 | 0 | 0 | Constrained, otherwise capacity available =45 kW | --> | C14 ex FERMOY NORTH | Fermoy North [T41,T42] | BARRYMORE |  | 52.201 | -8.3273
008081Z | MV/LV Substation BL***081Z |  | 10 kV | _ | LV | 50 kVA :Pole Substation | 0.05 | --> | 0.05 | 0.042 | 0.2 |  | --> | 0.048 | 0 | 0 | 0 | 0 | Constrained, otherwise capacity available =46 kW | --> | E16 ex BEALISTOWN | Bealistown [T421,T422] | GREAT ISLAND |  | 52.233 | -6.9307
070033 | MV/LV Substation MI***033 |  | 20 kV | _ | LV | 200 kVA :Pole Substation | 0.2 | --> | 0.2 | 0.154 | 2.24 |  | --> | 0.19 | 0 | 0.018 | 0.17 | 0 |  | --> | E11 ex CLOONBANNIN | Cloonbannin [T421] | GLENLARA |  | 52.0611 | -9.0516
081165Z | MV/LV Substation CA***165Z |  | 10 kV | _ | LV | 200 kVA :Kiosk Substation | 0.2 | --> | 0.2 | 0 | 0 | Constrained, otherwise capacity available =142 kVA | --> | 0.19 | 0 | 0.004 | 0.179 | 0 |  | --> | C17 ex BALGADDY | Balgaddy [T41,T42] | GRANGE CASTLE |  | 53.3214 | -6.4229
365903X | MV/LV Substation EL***903X |  | 10 kV | _ | LV | 400 kVA :Kiosk Substation | 0.4 | --> | 0.4 | 0 | 0 | Constrained, otherwise capacity available =259 kVA | --> | 0.38 | 0 | 0.03 | 0.338 | 0 |  | --> | C15 ex SAGGART | Saggart [T41,T42] | GRANGE CASTLE |  | 53.2671 | -6.3721
075733 | MV/LV Substation KN***733 |  | 20 kV | _ | LV | 50 kVA :Pole Substation | 0.05 | --> | 0.05 | 0.049 | 1.13 |  | --> | 0.048 | 0 | 0 | 0 | 0 | Constrained, otherwise capacity available =47 kW | --> | E18 ex BUNCLODY | Bunclody [T421,T422] | CRANE |  | 52.6453 | -6.5963
031726X | MV/LV Substation FE***726X |  | 20 kV | _ | LV | 50 kVA :Pole Substation | 0.05 | --> | 0.05 | 0 | 0 | Constrained, otherwise capacity available =42 kVA | --> | 0.048 | 0 | 0.01 | 0 | 0 | Constrained, otherwise capacity available =39 kW | --> | E17 ex SPRINGS | Springs [T421,T422] | DUNGARVAN |  | 52.1222 | -7.5631
031019 | MV/LV Substation JO***019 |  | 10 kV | _ | LV | 630 kVA :Building Structure | 0.63 | --> | 0.63 | 0 | 0 | Constrained, otherwise capacity available =444 kVA | --> | 0.598 | 0 | 0.008 | 0 | 0 | Constrained, otherwise capacity available =567 kW | --> | C12 ex COLLIGAN | Colligan [T41,T42] | DUNGARVAN |  | 52.0885 | -7.6161
161211 | MV/LV Substation DR***211 |  | 20 kV | _ | LV | 50 kVA :Pole Substation | 0.05 | --> | 0.05 | 0.041 | 6.53 |  | --> | 0.048 | 0 | 0 | 0.046 | 0 |  | --> | C16 ex OUGHTERARD | Oughterard [T41,T42] | SCREEB |  | 53.3484 | -9.1998
111517Y | MV/LV Substation AG***517Y |  | 20 kV | _ | LV | 100 kVA :Pole Substation | 0.1 | --> | 0.1 | 0 | 0 | Constrained, otherwise capacity available =77 kVA | --> | 0.095 | 0 | 0 | 0 | 0 | Constrained, otherwise capacity available =92 kW | --> | C11 ex BANTRY | Bantry [T41,T42] | BALLYLICKY |  | 51.6498 | -9.3654
062058 | MV/LV Substation WI***058 |  | 10 kV | _ | LV | 630 kVA :Kiosk Substation | 0.63 | --> | 0.63 | 0.5 | 2.33 |  | --> | 0.598 | 0 | 0.049 | 0 | 0 | Constrained, otherwise capacity available =551 kW | --> | C19 ex DUNDALK | Dundalk [T41,T42] | DUNDALK |  | 53.9985 | -6.4259
041204Y | MV/LV Substation EL***204Y |  | 10 kV | _ | LV | 400 kVA :Kiosk Substation | 0.4 | --> | 0.4 | 0 | 0 | Constrained, otherwise capacity available =331 kVA | --> | 0.38 | 0 | 0 | 0 | 0 | Constrained, otherwise capacity available =370 kW | --> | E13 ex DALTON | Dalton [T421,T422] | DALTON |  | 53.7279 | -8.999
151144X | MV/LV Substation BA***144X |  | 10 kV | _ | LV | 100 kVA :Pole Substation | 0.1 | --> | 0.1 | 0 | 0 | Constrained, otherwise capacity available =91 kVA | --> | 0.095 | 0 | 0 | 0.094 | 0 |  | --> | C12 ex BRUFF | Bruff [T42,T421] | LIMERICK |  | 52.4821 | -8.4101
139384Y | MV/LV Substation PO***384Y |  | 10 kV | _ | LV | 200 kVA :Kiosk Substation | 0.2 | --> | 0.2 | 0.198 | 4 |  | --> | 0.19 | 0 | 0 | 0 | 0 | Constrained, otherwise capacity available =190 kW | --> | C17 ex BALLYJAMESDUFF | Ballyjamesduff [T41,T42] | SHANKILL |  | 53.863 | -7.208
008659 | MV/LV Substation CA***659 |  | 20 kV | _ | LV | 50 kVA :Pole Substation | 0.05 | --> | 0.05 | 0 | 0 | Constrained, otherwise capacity available =15 kVA | --> | 0.048 | 0 | 0.005 | 0 | 0 | Constrained, otherwise capacity available =39 kW | --> | E17 ex KNOCKMULLEN | Knockmullen [T42,T421] | GREAT ISLAND |  | 52.3641 | -6.7781
165051 | MV/LV Substation DE***051 |  | 10 kV | _ | LV | 100 kVA :Pole Substation | 0.1 | --> | 0.1 | 0 | 0 | Constrained, otherwise capacity available =60 kVA | --> | 0.095 | 0 | 0.029 | 0 | 0 | Constrained, otherwise capacity available =68 kW | --> | C16 ex CLONAKILTY | Clonakilty [T41,T42] | DUNMANWAY |  | 51.6265 | -8.8743
015439Z | MV/LV Substation JO***439Z |  | 10 kV | _ | LV | 200 kVA :Kiosk Substation | 0.2 | --> | 0.2 | 0 | 0 | Constrained, otherwise capacity available =125 kVA | --> | 0.19 | 0 | 0.034 | 0 | 0 | Constrained, otherwise capacity available =154 kW | --> | C12 ex JOHNSTOWN | Johnstown [T41,T42] | KILTEEL |  | 53.2323 | -6.622
184170 | MV/LV Substation AN***170 |  | 10 kV | _ | LV | 100 kVA :Pole Substation | 0.1 | --> | 0.1 | 0.099 | 3.38 |  | --> | 0.095 | 0 | 0 | 0 | 0 | Constrained, otherwise capacity available =95 kW | --> | C20 ex CASTLEBLAYNEY | Castleblayney [T41,T42] | DUNDALK |  | 54.1103 | -6.7267
281704X | MV/LV Substation BA***704X |  | 10 kV | _ | LV | 100 kVA :Pole Substation | 0.1 | --> | 0.1 | 0 | 0 | Constrained, otherwise capacity available =97 kVA | --> | 0.095 | 0 | 0 | 0 | 0 | Constrained, otherwise capacity available =94 kW | --> | C24 ex KILMONEY | Kilmoney [T41,T42] | TRABEG |  | 51.8233 | -8.4572
068696X | MV/LV Substation BE***696X |  | 10 kV | _ | LV | 630 kVA :Building Structure | 0.63 | --> | 0.63 | 0.5 | 20.78 |  | --> | 0.598 | 0 | 0 | 0.5 | 0 |  | --> | C12 ex HEUSTON SQUARE | Heuston Square [T101,T102] | INCHICORE 220KV |  | 53.347 | -6.3099
495253 | MV/LV Substation MU***253 |  | 20 kV | _ | LV | 100 kVA :Pole Substation | 0.1 | --> | 0.1 | 0.095 | 1.5 |  | --> | 0.095 | 0 | 0 | 0.094 | 0 |  | --> | E18 ex ACHILL | Achill [T422] | CARROWBEG |  | 53.9052 | -9.7968
075128 | MV/LV Substation RY***128 |  | 20 kV | _ | LV | 200 kVA :Pole Substation | 0.2 | --> | 0.2 | 0.18 | 1.13 |  | --> | 0.19 | 0 | 0 | 0 | 0 | Constrained, otherwise capacity available =187 kW | --> | E18 ex BUNCLODY | Bunclody [T421,T422] | CRANE |  | 52.6358 | -6.6295
065844 | MV/LV Substation BA***844 |  | 20 kV | _ | LV | 200 kVA :Pole Substation | 0.2 | --> | 0.2 | 0 | 0 | Constrained, otherwise capacity available =184 kVA | --> | 0.19 | 0 | 0.005 | 0 | 0 | Constrained, otherwise capacity available =184 kW | --> | E23 ex BALTRASNA | Baltrasna [T121,T122] | BALTRASNA |  | 53.5632 | -6.3556
022332 | MV/LV Substation MA***332 |  | 10 kV | _ | LV | 630 kVA :Kiosk Substation | 0.63 | --> | 0.63 | 0 | 0 | Constrained, otherwise capacity available =546 kVA | --> | 0.598 | 0 | 0 | 0 | 0 | Constrained, otherwise capacity available =587 kW | --> | C15 ex SCARTEEN | Scarteen [T41,T42] | MALLOW |  | 52.122 | -8.6948
0094123 | MV/LV Substation RE***4123 |  | 10 kV | _ | LV | 400 kVA :Building Structure | 0.4 | --> | 0.4 | 0.365 | 0.53 |  | --> | 0.38 | 0 | 0 | 0 | 0 | Constrained, otherwise capacity available =375 kW | --> | C11 ex MANOR STREET | Manor Street [T41,T42] | WATERFORD |  | 52.2488 | -7.1051
007901X | MV/LV Substation SI***901X |  | 10 kV | _ | LV | 50 kVA :Pole Substation | 0.05 | --> | 0.05 | 0 | 0 | Constrained, otherwise capacity available =47 kVA | --> | 0.048 | 0 | 0 | 0 | 0 | Constrained, otherwise capacity available =47 kW | --> | C20 ex MULGANNON | Mulgannon [T41,T42] | WEXFORD |  | 52.3054 | -6.4582
066339X | MV/LV Substation SE***339X |  | 10 kV | _ | LV | 100 kVA :Pole Substation | 0.1 | --> | 0.1 | 0 | 0 | Constrained, otherwise capacity available =50 kVA | --> | 0.095 | 0 | 0.02 | 0.073 | 0 |  | --> | C16 ex MOUNTGORRY | Mountgorry [T41,T42] | GRANGE (DR) |  | 53.4546 | -6.2059
253115X | MV/LV Substation CU***115X |  | 10 kV | _ | LV | 100 kVA :Pole Substation | 0.1 | --> | 0.1 | 0.082 | 10.7 |  | --> | 0.095 | 0 | 0 | 0 | 0 | Constrained, otherwise capacity available =93 kW | --> | C22 ex CLOON | Cloon [T42,T421] | CLOON |  | 53.5172 | -8.8434
144035Y | MV/LV Substation CR***035Y |  | 10 kV | _ | LV | 50 kVA :Pole Substation | 0.05 | --> | 0.05 | 0 | 0 | Constrained, otherwise capacity available =50 kVA | --> | 0.048 | 0 | 0 | 0 | 0 | Constrained, otherwise capacity available =47 kW | --> | C15 ex CASTLECOMER | Castlecomer [T41,T42] | BALLYRAGGET |  | 52.8451 | -7.1211
060385X | MV/LV Substation TI***385X |  | 10 kV | _ | LV | 50 kVA :Pole Substation | 0.05 | --> | 0.05 | 0 | 0 | Constrained, otherwise capacity available =43 kVA | --> | 0.048 | 0 | 0.004 | 0 | 0 | Constrained, otherwise capacity available =44 kW | --> | C16 ex CLONES | Clones [T41,T42] | SHANKILL |  | 54.1951 | -7.2273
248900X | MV/LV Substation DU***900X |  | 20 kV | _ | LV | 50 kVA :Pole Substation | 0.05 | --> | 0.05 | 0 | 0 | Constrained, otherwise capacity available =46 kVA | --> | 0.048 | 0 | 0 | 0 | 0 | Constrained, otherwise capacity available =47 kW | --> | E19 ex KILCOCK | Kilcock [T421,T422] | GRIFFINRATH |  | 53.3867 | -6.6601
281801 | MV/LV Substation BA***801 |  | 10 kV | _ | LV | 100 kVA :Pole Substation | 0.1 | --> | 0.1 | 0 | 0 | Constrained, otherwise capacity available =66 kVA | --> | 0.095 | 0 | 0 | 0 | 0 | Constrained, otherwise capacity available =90 kW | --> | C24 ex KILMONEY | Kilmoney [T41,T42] | TRABEG |  | 51.8276 | -8.464
051927 | MV/LV Substation AG***927 |  | 20 kV | _ | LV | 100 kVA :Pole Substation | 0.1 | --> | 0.1 | 0.092 | 2.22 |  | --> | 0.095 | 0 | 0.005 | 0.09 | 0 |  | --> | E20 ex CLARA | Clara [T421,T422] | THORNSBERRY |  | 53.3168 | -7.5066
060688X | MV/LV Substation CL***688X |  | 10 kV | _ | LV | 200 kVA :Pole Substation | 0.2 | --> | 0.2 | 0.168 | 2.57 |  | --> | 0.19 | 0 | 0.005 | 0 | 0 | Constrained, otherwise capacity available =182 kW | --> | C19 ex ERRIGAL | Errigal [T41,T422] | SHANKILL |  | 54.0797 | -7.0901
003680 | MV/LV Substation LA***680 |  | 10 kV | _ | LV | 200 kVA :Pole Substation | 0.2 | --> | 0.2 | 0 | 0 | Constrained, otherwise capacity available =54 kVA | --> | 0.19 | 0 | 0.016 | 0 | 0 | Constrained, otherwise capacity available =157 kW | --> | C16 ex RATHDRUM | Rathdrum [T42] | ARKLOW |  | 53.0086 | -6.2971
093315X | MV/LV Substation WA***315X |  | 10 kV | _ | LV | 400 kVA :Kiosk Substation | 0.4 | --> | 0.4 | 0 | 0 | Constrained, otherwise capacity available =341 kVA | --> | 0.38 | 0 | 0.01 | 0.364 | 0 |  | --> | C14 ex SUTTON | Sutton [T41,T42] | GRANGE (DR) |  | 53.3892 | -6.1205
053461 | MV/LV Substation LA***461 |  | 10 kV | _ | LV | 100 kVA :Pole Substation | 0.1 | --> | 0.1 | 0 | 0 | Constrained, otherwise capacity available =90 kVA | --> | 0.095 | 0 | 0.003 | 0.092 | 0 |  | --> | C23 ex CLONMINCH | Clonminch [T41,T422] | THORNSBERRY |  | 53.2784 | -7.4737
2664100 | MV/LV Substation FI***4100 |  | 20 kV | _ | LV | 100 kVA :Pole Substation | 0.1 | --> | 0.1 | 0 | 0 | Constrained, otherwise capacity available =100 kVA | --> | 0.095 | 0 | 0 | 0 | 0 | Constrained, otherwise capacity available =95 kW | --> | E17 ex CARNDONAGH | Carndonagh [T421,T422] | TRILLICK |  | 55.3155 | -7.2064
305666 | MV/LV Substation CR***666 |  | 20 kV | _ | LV | 50 kVA :Pole Substation | 0.05 | --> | 0.05 | 0 | 0 | Constrained, otherwise capacity available =40 kVA | --> | 0.048 | 0 | 0 | 0 | 0 | Constrained, otherwise capacity available =46 kW | --> | E15 ex CREAGH | Creagh [T421,T422] | ATHLONE |  | 53.2733 | -7.9981
0104095 | MV/LV Substation AL***4095 |  | 10 kV | _ | LV | 400 kVA :Kiosk Substation | 0.4 | --> | 0.4 | 0 | 0 | Constrained, otherwise capacity available =343 kVA | --> | 0.38 | 0 | 0 | 0 | 0 | Constrained, otherwise capacity available =372 kW | --> | C17 ex GRAIGUENAMANAGH | Graiguenamanagh [T41,T42] | KILKENNY |  | 52.5419 | -6.9578
118228Y | MV/LV Substation AU***228Y |  | 20 kV | _ | LV | 100 kVA :Pole Substation | 0.1 | --> | 0.1 | 0 | 0 | Constrained, otherwise capacity available =76 kVA | --> | 0.095 | 0 | 0 | 0 | 0 | Constrained, otherwise capacity available =92 kW | --> | E17 ex CREAGH | Creagh [T421,T422] | ATHLONE |  | 53.3046 | -8.3169
022755X | MV/LV Substation AR***755X |  | 10 kV | _ | LV | 100 kVA :Pole Substation | 0.1 | --> | 0.1 | 0 | 0 | Constrained, otherwise capacity available =72 kVA | --> | 0.095 | 0 | 0 | 0 | 0 | Constrained, otherwise capacity available =91 kW | --> | C15 ex SCARTEEN | Scarteen [T41,T42] | MALLOW |  | 52.101 | -8.6882
0824165 | MV/LV Substation ME***4165 |  | 20 kV | _ | LV | 200 kVA :Kiosk Substation | 0.2 | --> | 0.2 | 0 | 0 | Constrained, otherwise capacity available =181 kVA | --> | 0.19 | 0 | 0 | 0 | 0 | Constrained, otherwise capacity available =187 kW | --> | E17 ex ACADEMY STREET | Academy Street [T421,T422,T44] | NAVAN |  | 53.578 | -6.7244
176840X | MV/LV Substation MA***840X |  | 10 kV | _ | LV | 400 kVA :Kiosk Substation | 0.4 | --> | 0.4 | 0 | 0 | Constrained, otherwise capacity available =172 kVA | --> | 0.38 | 0 | 0.027 | 0 | 0 | Constrained, otherwise capacity available =328 kW | --> | E12 ex HARTNETTS CROSS |  |  |  | 51.9048 | -8.9605
154296Y | MV/LV Substation BE***296Y |  | 20 kV | _ | LV | 50 kVA :Pole Substation | 0.05 | --> | 0.05 | 0 | 0 | Constrained, otherwise capacity available =45 kVA | --> | 0.048 | 0 | 0 | 0.047 | 0 |  | --> | C21 ex MACETOWN | Macetown [T101,T102] | MACETOWN |  | 53.4477 | -6.5027
067088 | MV/LV Substation CA***088 |  | 20 kV | _ | LV | 50 kVA :Pole Substation | 0.05 | --> | 0.05 | 0.038 | 13.8 |  | --> | 0.048 | 0 | 0 | 0.046 | 0 |  | --> | C14 ex SINGLAND | Singland [T101,T102] | SINGLAND |  | 52.5998 | -8.4884
071860 | MV/LV Substation GL***860 |  | 10 kV | _ | LV | 100 kVA :Pole Substation | 0.1 | --> | 0.1 | 0.098 | 5.58 |  | --> | 0.095 | 0 | 0 | 0.095 | 0 |  | --> | C11 ex KILCOOLE | Kilcoole [T41,T42] | FASSAROE |  | 53.0736 | -6.0819
139018X | MV/LV Substation RA***018X |  | 10 kV | _ | LV | 50 kVA :Pole Substation | 0.05 | --> | 0.05 | 0.039 | 4 |  | --> | 0.048 | 0 | 0.005 | 0 | 0 | Constrained, otherwise capacity available =42 kW | --> | C17 ex BALLYJAMESDUFF | Ballyjamesduff [T41,T42] | SHANKILL |  | 53.8621 | -7.211
032098 | MV/LV Substation OR***098 |  | 10 kV | _ | LV | 100 kVA :Pole Substation | 0.1 | --> | 0.1 | 0 | 0 | Constrained, otherwise capacity available =52 kVA | --> | 0.095 | 0 | 0 | 0 | 0 | Constrained, otherwise capacity available =88 kW | --> | C18 ex TRAMORE | Tramore [T41,T42] | BUTLERSTOWN |  | 52.2246 | -7.2002
0074134 | MV/LV Substation CR***4134 |  | 20 kV | _ | LV | 50 kVA :Pole Substation | 0.05 | --> | 0.05 | 0.045 | 16.12 |  | --> | 0.048 | 0 | 0 | 0.047 | 0 |  | --> | E21 ex WEXFORD | Wexford [T121,T122] | WEXFORD |  | 52.3887 | -6.509
058213 | MV/LV Substation TA***213 |  | 20 kV | _ | LV | 630 kVA :Building Structure | 0.63 | --> | 0.63 | 0.181 | 0.18 | Constrained, otherwise capacity available =598 kVA | --> | 0.598 | 0 | 0 | 0 | 0 | Constrained, otherwise capacity available =594 kW | --> | C18 ex TOOMEVARA | Toomevara [T42] | NENAGH |  | 52.7689 | -8.0219
0234097 | MV/LV Substation AM***4097 |  | 10 kV | _ | LV | 400 kVA :Kiosk Substation | 0.4 | --> | 0.4 | 0 | 0 | Constrained, otherwise capacity available =114 kVA | --> | 0.38 | 0 | 0 | 0 | 0 | Constrained, otherwise capacity available =352 kW | --> | C13 ex FERMOY NORTH | Fermoy North [T41,T42] | BARRYMORE |  | 52.1507 | -8.2774
2814458 | MV/LV Substation BA***4458 |  | 10 kV | _ | LV | 630 kVA :Kiosk Substation | 0.63 | --> | 0.63 | 0 | 0 | Constrained, otherwise capacity available =591 kVA | --> | 0.598 | 0 | 0 | 0 | 0 | Constrained, otherwise capacity available =593 kW | --> | C17 ex DOUGLAS | Douglas [T41,T42] | TRABEG |  | 51.863 | -8.427
012014Y | MV/LV Substation BE***014Y |  | 20 kV | _ | LV | 200 kVA :Kiosk Substation | 0.2 | --> | 0.2 | 0.172 | 2.83 |  | --> | 0.19 | 0 | 0.017 | 0 | 0 | Constrained, otherwise capacity available =174 kW | --> | E12 ex BAGENALSTOWN | Bagenalstown [T421,T422] | CARLOW |  | 52.7017 | -6.9664
249292 | MV/LV Substation BA***292 |  | 10 kV | _ | LV | 50 kVA :Pole Substation | 0.05 | --> | 0.05 | 0 | 0 | Constrained, otherwise capacity available =47 kVA | --> | 0.048 | 0 | 0 | 0 | 0 | Constrained, otherwise capacity available =47 kW | --> | C19 ex LISMORE | Lismore [T41,T42] | DUNGARVAN |  | 52.1475 | -8.052
154504Z | MV/LV Substation AG***504Z |  | 10 kV | _ | LV | 630 kVA :Building Structure | 0.63 | --> | 0.63 | 0 | 0 | Constrained, otherwise capacity available =529 kVA | --> | 0.598 | 0 | 0 | 0 | 0 | Constrained, otherwise capacity available =585 kW | --> | C20 ex BALLYCOOLIN | Ballycoolin [T41,T42,T43] | FINGLAS |  | 53.4096 | -6.3479
063653X | MV/LV Substation OC***653X |  | 10 kV | _ | LV | 400 kVA :Kiosk Substation | 0.4 | --> | 0.4 | 0 | 0 | Constrained, otherwise capacity available =353 kVA | --> | 0.38 | 0 | 0.011 | 0 | 0 | Constrained, otherwise capacity available =365 kW | --> | C17 ex STICKILLEN | Stickillen [T41,T42] | DRYBRIDGE |  | 53.8586 | -6.5342
014532Z | MV/LV Substation IN***532Z |  | 20 kV | _ | LV | 100 kVA :Pole Substation | 0.1 | --> | 0.1 | 0.1 | 0.63 |  | --> | 0.095 | 0 | 0 | 0 | 0 | Constrained, otherwise capacity available =95 kW | --> | E12 ex KILCULLEN | Kilcullen [T41,T42,T424] | STRATFORD |  | 53.0335 | -6.7912
018262 | MV/LV Substation MO***262 |  | 20 kV | _ | LV | 200 kVA :Pole Substation | 0.2 | --> | 0.2 | 0.168 | 3.75 |  | --> | 0.19 | 0 | 0 | 0 | 0 | Constrained, otherwise capacity available =186 kW | --> | C14 ex SMEARLA | Smearla [T41,T42] | TRIEN |  | 52.5034 | -9.37
035693 | MV/LV Substation KN***693 |  | 20 kV | _ | LV | 50 kVA :Pole Substation | 0.05 | --> | 0.05 | 0.038 | 0.49 |  | --> | 0.048 | 0 | 0.011 | 0 | 0 | Constrained, otherwise capacity available =38 kW | --> | E15 ex ARDFINNAN | Ardfinnan [T421] | CAHIR |  | 52.3086 | -7.8144
052498Y | MV/LV Substation RA***498Y |  | 20 kV | _ | LV | 100 kVA :Pole Substation | 0.1 | --> | 0.1 | 0 | 0 | Constrained, otherwise capacity available =62 kVA | --> | 0.095 | 0 | 0.007 | 0 | 0 | Constrained, otherwise capacity available =85 kW | --> | E18 ex BALLINDERRY | Ballinderry [T41,T422] | MULLINGAR |  | 53.5086 | -7.1365
034020 | MV/LV Substation MU***020 |  | 20 kV | _ | LV | 50 kVA :Pole Substation | 0.05 | --> | 0.05 | 0.044 | 0.57 |  | --> | 0.048 | 0 | 0 | 0 | 0 | Constrained, otherwise capacity available =47 kW | --> | E23 ex LAWLESSTOWN | Lawlesstown [T42,T421] | DOON |  | 52.2919 | -7.7695
081585Z | MV/LV Substation ST***585Z |  | 10 kV | _ | LV | 50 kVA :Pole Substation | 0.05 | --> | 0.05 | 0 | 0 | Constrained, otherwise capacity available =39 kVA | --> | 0.048 | 0 | 0 | 0 | 0 | Constrained, otherwise capacity available =46 kW | --> | C12 ex LEIXLIP | Leixlip [T41,T42] | GRIFFINRATH |  | 53.3668 | -6.4633
008405Y | MV/LV Substation RA***405Y |  | 10 kV | _ | LV | 200 kVA :Pole Substation | 0.2 | --> | 0.2 | 0.192 | 0.2 |  | --> | 0.19 | 0 | 0.006 | 0 | 0 | Constrained, otherwise capacity available =184 kW | --> | E16 ex BEALISTOWN | Bealistown [T421,T422] | GREAT ISLAND |  | 52.2448 | -6.9227
067287Z | MV/LV Substation HA***287Z |  | 10 kV | _ | LV | 1000 kVA :Building Structure | 1 | --> | 1 | 0 | 0 | Constrained, otherwise capacity available =977 kVA | --> | 0.95 | 0 | 0 | 0.5 | 0 |  | --> | C20 ex ROCHES STREET | Roches Street [T41,T42] | LIMERICK |  | 52.6616 | -8.6302
005599X | MV/LV Substation RA***599X |  | 10 kV | _ | LV | 200 kVA :Kiosk Substation | 0.2 | --> | 0.2 | 0.066 | 3.03 |  | --> | 0.19 | 0 | 0.021 | 0 | 0 | Constrained, otherwise capacity available =155 kW | --> | C18 ex RAMSTOWN | Ramstown [T41,T42] | CRANE |  | 52.6699 | -6.2982
165613 | MV/LV Substation BR***613 |  | 10 kV | _ | LV | 50 kVA :Pole Substation | 0.05 | --> | 0.05 | 0 | 0 | Constrained, otherwise capacity available =35 kVA | --> | 0.048 | 0 | 0 | 0 | 0 | Constrained, otherwise capacity available =45 kW | --> | C14 ex CLONAKILTY | Clonakilty [T41,T42] | DUNMANWAY |  | 51.5915 | -8.9151
062277X | MV/LV Substation GA***277X |  | 10 kV | _ | LV | 200 kVA :Kiosk Substation | 0.2 | --> | 0.2 | 0.128 | 3.12 |  | --> | 0.19 | 0 | 0.028 | 0 | 0 | Constrained, otherwise capacity available =159 kW | --> | C12 ex MARSHES | Marshes [T41,T42] | DUNDALK |  | 53.9933 | -6.3923
176367Y | MV/LV Substation 4 ***367Y |  | 10 kV | _ | LV | 400 kVA :Kiosk Substation | 0.4 | --> | 0.4 | 0 | 0 | Constrained, otherwise capacity available =206 kVA | --> | 0.38 | 0 | 0.011 | 0 | 0 | Constrained, otherwise capacity available =350 kW | --> | E12 ex HARTNETTS CROSS |  |  |  | 51.9063 | -8.9545
066827Z | MV/LV Substation TU***827Z |  | 20 kV | _ | LV | 400 kVA :Kiosk Substation | 0.4 | --> | 0.4 | 0 | 0 | Constrained, otherwise capacity available =374 kVA | --> | 0.38 | 0 | 0 | 0 | 0 | Constrained, otherwise capacity available =376 kW | --> | E15 ex BATTER LANE TEMPORARY | Batter Lane Temporary 38kv [T421] | GLASMORE |  | 53.4868 | -6.1515
050098X | MV/LV Substation HI***098X |  | 10 kV | _ | LV | 100 kVA :Pole Substation | 0.1 | --> | 0.1 | 0.062 | 6.49 |  | --> | 0.095 | 0 | 0.021 | 0 | 0 | Constrained, otherwise capacity available =74 kW | --> | C18 ex BUSHFIELD | Bushfield [T41,T42] | ATHLONE |  | 53.4328 | -7.9315
003780X | MV/LV Substation DE***780X |  | 10 kV | _ | LV | 400 kVA :Kiosk Substation | 0.4 | --> | 0.4 | 0 | 0 | Constrained, otherwise capacity available =332 kVA | --> | 0.38 | 0 | 0.026 | 0 | 0 | Constrained, otherwise capacity available =351 kW | --> | C16 ex RATHDRUM | Rathdrum [T42] | ARKLOW |  | 53.0069 | -6.2999
006035 | MV/LV Substation TE***035 |  | 20 kV | _ | LV | 200 kVA :Pole Substation | 0.2 | --> | 0.2 | 0.182 | 4.38 |  | --> | 0.19 | 0 | 0 | 0.188 | 0 |  | --> | E13 ex CRANE | Crane [T122] | CRANE |  | 52.4314 | -6.3289
066182Z | MV/LV Substation RA***182Z |  | 20 kV | _ | LV | 400 kVA :Kiosk Substation | 0.4 | --> | 0.4 | 0 | 0 | Constrained, otherwise capacity available =318 kVA | --> | 0.38 | 0 | 0 | 0 | 0 | Constrained, otherwise capacity available =369 kW | --> | E18 ex BALTRASNA | Baltrasna [T121,T122] | BALTRASNA |  | 53.5079 | -6.4616
365172X | MV/LV Substation TY***172X |  | 10 kV | _ | LV | 400 kVA :Kiosk Substation | 0.4 | --> | 0.4 | 0 | 0 | Constrained, otherwise capacity available =324 kVA | --> | 0.38 | 0 | 0.004 | 0.366 | 0 |  | --> | C20 ex TYMON | Tymon [T41,T42] | COOKSTOWN |  | 53.3004 | -6.3503
0014143 | MV/LV Substation ST***4143 |  | 10 kV | _ | LV | 400 kVA :Kiosk Substation | 0.4 | --> | 0.4 | 0 | 0 | Constrained, otherwise capacity available =400 kVA | --> | 0.38 | 0 | 0 | 0.38 | 0 |  | --> | C13 ex LOUGHLINSTOWN | Loughlinstown [T41,T42] | CARRICKMINES |  | 53.259 | -6.1178
180707X | MV/LV Substation MC***707X |  | 10 kV | _ | LV | 100 kVA :Pole Substation | 0.1 | --> | 0.1 | 0.092 | 3.27 |  | --> | 0.095 | 0 | 0 | 0 | 0 | Constrained, otherwise capacity available =94 kW | --> | C11 ex LLOYD | Lloyd [T41,T42] | NAVAN |  | 53.7434 | -6.8974
0674274 | MV/LV Substation FA***4274 |  | 10 kV | _ | LV | 400 kVA :Kiosk Substation | 0.4 | --> | 0.4 | 0 | 0 | Constrained, otherwise capacity available =400 kVA | --> | 0.38 | 0 | 0 | 0.38 | 0 |  | --> | C13 ex GARRYOWEN | Garryowen [T41,T42] | LIMERICK |  | 52.6575 | -8.6111
001250 | MV/LV Substation GR***250 |  | 10 kV | _ | LV | 400 kVA :Kiosk Substation | 0.4 | --> | 0.4 | 0.283 | 13.42 |  | --> | 0.38 | 0 | 0.044 | 0.331 | 0 |  | --> | C20 ex POTTERY ROAD | Pottery Road [T101,T102] | CARRICKMINES |  | 53.2685 | -6.142
180784X | MV/LV Substation TE***784X |  | 10 kV | _ | LV | 100 kVA :Pole Substation | 0.1 | --> | 0.1 | 0.089 | 1.4 |  | --> | 0.095 | 0 | 0.008 | 0 | 0 | Constrained, otherwise capacity available =88 kW | --> | C23 ex KELLS | Kells [T41,T42] | NAVAN |  | 53.72 | -6.8756
251938 | MV/LV Substation PA***938 |  | 10 kV | _ | LV | 400 kVA :Building Structure | 0.4 | --> | 0.4 | 0 | 0 | Constrained, otherwise capacity available =283 kVA | --> | 0.38 | 0 | 0.006 | 0 | 0 | Constrained, otherwise capacity available =359 kW | --> | C15 ex PARKMORE | Parkmore [T41,T42] | GALWAY 110KV |  | 53.3038 | -8.9979
156682Y | MV/LV Substation SH***682Y |  | 10 kV | _ | LV | 50 kVA :Pole Substation | 0.05 | --> | 0.05 | 0 | 0 | Constrained, otherwise capacity available =45 kVA | --> | 0.048 | 0 | 0 | 0 | 0 | Constrained, otherwise capacity available =47 kW | --> | C15 ex DRUMBEAR | Drumbear [T41,T42] | LISDRUM |  | 54.227 | -6.9652
164205X | MV/LV Substation CH***205X |  | 10 kV | _ | LV | 50 kVA :Pole Substation | 0.05 | --> | 0.05 | 0 | 0 | Constrained, otherwise capacity available =43 kVA | --> | 0.048 | 0 | 0 | 0 | 0 | Constrained, otherwise capacity available =47 kW | --> | C22 ex SKIBBEREEN | Skibbereen [T41,T42] | DUNMANWAY |  | 51.5397 | -9.3514
064726X | MV/LV Substation PR***726X |  | 10 kV | _ | LV | 200 kVA :Pole Substation | 0.2 | --> | 0.2 | 0 | 0 | Constrained, otherwise capacity available =168 kVA | --> | 0.19 | 0 | 0 | 0 | 0 | Constrained, otherwise capacity available =186 kW | --> | C17 ex DRYBRIDGE | Drybridge [T41,T42] | DRYBRIDGE |  | 53.7188 | -6.4274
122921 | MV/LV Substation TI***921 |  | 10 kV | _ | LV | 400 kVA :Building Structure | 0.4 | --> | 0.4 | 0.398 | 4.18 |  | --> | 0.38 | 0 | 0 | 0 | 0 | Constrained, otherwise capacity available =380 kW | --> | C20 ex KINGSCOURT | Kingscourt [T41,T42] | MEATH HILL |  | 53.8411 | -6.6819
117474Y | MV/LV Substation BR***474Y |  | 20 kV | _ | LV | 200 kVA :Kiosk Substation | 0.2 | --> | 0.2 | 0 | 0 | Constrained, otherwise capacity available =198 kVA | --> | 0.19 | 0 | 0 | 0 | 0 | Constrained, otherwise capacity available =190 kW | --> | E14 ex COLLOONEY | Collooney [T421,T422] | SLIGO |  | 54.1789 | -8.4919
062696Y | MV/LV Substation AF***696Y |  | 10 kV | _ | LV | 400 kVA :Kiosk Substation | 0.4 | --> | 0.4 | 0.307 | 5.69 |  | --> | 0.38 | 0 | 0.026 | 0 | 0 | Constrained, otherwise capacity available =348 kW | --> | C11 ex RAMPARTS | Ramparts [T41,T42] | DUNDALK |  | 53.9972 | -6.3989
009880Y | MV/LV Substation CL***880Y |  | 10 kV | _ | LV | 400 kVA :Building Structure | 0.4 | --> | 0.4 | 0.352 | 13.6 |  | --> | 0.38 | 0 | 0 | 0.373 | 0 |  | --> | C23 ex KILLOTERAN | Killoteran [T101,T102] | KILLOTERAN |  | 52.2502 | -7.1527
030009X | MV/LV Substation ST***009X |  | 20 kV | _ | LV | 630 kVA :Building Structure | 0.63 | --> | 0.63 | 0 | 0 | Constrained, otherwise capacity available =498 kVA | --> | 0.598 | 0 | 0 | 0 | 0 | Constrained, otherwise capacity available =580 kW | --> | E14 ex FOXHOLE | Foxhole [T421,T422] | DUNGARVAN |  | 51.9403 | -7.845
049136 | MV/LV Substation NE***136 |  | 10 kV | _ | LV | 50 kVA :Pole Substation | 0.05 | --> | 0.05 | 0.021 | 0.13 |  | --> | 0.048 | 0 | 0 | 0 | 0 | Constrained, otherwise capacity available =44 kW | --> | C13 ex BALLYMAHON | Ballymahon [T41,T42] | ATHLONE |  | 53.561 | -7.7233
192629 | MV/LV Substation FA***629 |  | 20 kV | _ | LV | 200 kVA :Pole Substation | 0.2 | --> | 0.2 | 0.198 | 1.7 |  | --> | 0.19 | 0 | 0 | 0 | 0 | Constrained, otherwise capacity available =190 kW | --> | E15 ex GWEEDORE | Gweedore [T421] | ARDNAGAPPARY |  | 55.1446 | -8.0954
011356Z | MV/LV Substation WE***356Z |  | 10 kV | _ | LV | 200 kVA :Kiosk Substation | 0.2 | --> | 0.2 | 0.037 | 0.04 | Constrained, otherwise capacity available =142 kVA | --> | 0.19 | 0 | 0.004 | 0 | 0 | Constrained, otherwise capacity available =179 kW | --> | C19 ex CALLAN | Callan [T41,T42] | KILKENNY |  | 52.5485 | -7.3926
118611Y | MV/LV Substation MI***611Y |  | 10 kV | _ | LV | 400 kVA :Kiosk Substation | 0.4 | --> | 0.4 | 0.336 | 2 |  | --> | 0.38 | 0 | 0 | 0 | 0 | Constrained, otherwise capacity available =371 kW | --> | C11 ex BALLINASLOE | Ballinasloe [T41,T42] | SOMERSET |  | 53.3307 | -8.2165
117800X | MV/LV Substation MA***800X |  | 20 kV | _ | LV | 200 kVA :Pole Substation | 0.2 | --> | 0.2 | 0 | 0 | Constrained, otherwise capacity available =174 kVA | --> | 0.19 | 0 | 0 | 0 | 0 | Constrained, otherwise capacity available =186 kW | --> | E18 ex COLLOONEY | Collooney [T421,T422] | SLIGO |  | 54.1749 | -8.461
210135Y | MV/LV Substation CO***135Y |  | 10 kV | _ | LV | 200 kVA :Pole Substation | 0.2 | --> | 0.2 | 0 | 0 | Constrained, otherwise capacity available =117 kVA | --> | 0.19 | 0 | 0.149 | 0 | 0 | Constrained, otherwise capacity available =75 kW | --> | C20 ex CARRICKMACROSS | Carrickmacross [T41,T42] | MEATH HILL |  | 53.9792 | -6.8237
002730 | MV/LV Substation VA***730 |  | 10 kV | _ | LV | 400 kVA :Kiosk Substation | 0.4 | --> | 0.4 | 0.255 | 0.48 |  | --> | 0.38 | 0 | 0.044 | 0 | 0 | Constrained, otherwise capacity available =327 kW | --> | C20 ex KILMARTIN | Kilmartin [T41] | ARKLOW |  | 53.0675 | -6.2261
068566 | MV/LV Substation GL***566 |  | 10 kV | _ | LV | 630 kVA :Kiosk Substation | 0.63 | --> | 0.63 | 0.437 | 11.14 |  | --> | 0.598 | 0 | 0.102 | 0.496 | 0 |  | --> | C11 ex CABRA | Cabra [T101,T102] | FINGLAS |  | 53.3599 | -6.2948
082562X | MV/LV Substation LI***562X |  | 10 kV | _ | LV | 400 kVA :Building Structure | 0.4 | --> | 0.4 | 0.198 | 1.82 |  | --> | 0.38 | 0 | 0 | 0 | 0 | Constrained, otherwise capacity available =352 kW | --> | C15 ex RANDALSTOWN | Randalstown [T41] | NAVAN |  | 53.6688 | -6.7279
256159X | MV/LV Substation LI***159X |  | 10 kV | _ | LV | 400 kVA :Kiosk Substation | 0.4 | --> | 0.4 | 0.259 | 1.28 |  | --> | 0.38 | 0 | 0 | 0 | 0 | Constrained, otherwise capacity available =360 kW | --> | C18 ex CASTLEREA | Castlerea [T41,T42] | CARRICK ON SHANNON |  | 53.7689 | -8.4982
255012X | MV/LV Substation NU***012X |  | 20 kV | _ | LV | 50 kVA :Pole Substation | 0.05 | --> | 0.05 | 0 | 0 | Constrained, otherwise capacity available =28 kVA | --> | 0.048 | 0 | 0 | 0 | 0 | Constrained, otherwise capacity available =44 kW | --> | E12 ex KILLYBEGS | Killybegs [T422] | BINBANE |  | 54.6415 | -8.4211
3654176 | MV/LV Substation SI***4176 |  | 10 kV | _ | LV | 630 kVA :Kiosk Substation | 0.63 | --> | 0.63 | 0 | 0 | Constrained, otherwise capacity available =630 kVA | --> | 0.598 | 0 | 0 | 0.5 | 0 |  | --> | C23 ex CITYWEST | Citywest [T101,T102] | INCHICORE 220KV |  | 53.2883 | -6.437
066471 | MV/LV Substation MA***471 |  | 10 kV | _ | LV | 50 kVA :Pole Substation | 0.05 | --> | 0.05 | 0 | 0 | Constrained, otherwise capacity available =16 kVA | --> | 0.048 | 0 | 0 | 0.043 | 0 |  | --> | C17 ex GRANGE (DR) | Grange (dr) [T41,T42] | GRANGE (DR) |  | 53.409 | -6.1375
1644085 | MV/LV Substation SK***4085 |  | 10 kV | _ | LV | 200 kVA :Pole Substation | 0.2 | --> | 0.2 | 0 | 0 | Constrained, otherwise capacity available =151 kVA | --> | 0.19 | 0 | 0 | 0 | 0 | Constrained, otherwise capacity available =183 kW | --> | C12 ex SKIBBEREEN | Skibbereen [T41,T42] | DUNMANWAY |  | 51.552 | -9.2575
082746X | MV/LV Substation SH***746X |  | 10 kV | _ | LV | 1000 kVA :Building Structure | 1 | --> | 1 | 0.5 | 2.01 |  | --> | 0.95 | 0 | 0.05 | 0 | 0 | Constrained, otherwise capacity available =882 kW | --> | C15 ex ABBEYLAND | Abbeyland [T41,T42] | NAVAN |  | 53.6542 | -6.6882
0364237 | MV/LV Substation RO***4237 |  | 20 kV | _ | LV | 630 kVA :Kiosk Substation | 0.63 | --> | 0.63 | 0 | 0 | Constrained, otherwise capacity available =622 kVA | --> | 0.598 | 0 | 0.005 | 0 | 0 | Constrained, otherwise capacity available =594 kW | --> | E21 ex GARRANACANTY | Garranacanty [T421,T422] | TIPPERARY |  | 52.4795 | -8.1446
118258Y | MV/LV Substation GR***258Y |  | 20 kV | _ | LV | 100 kVA :Pole Substation | 0.1 | --> | 0.1 | 0 | 0 | Constrained, otherwise capacity available =74 kVA | --> | 0.095 | 0 | 0.005 | 0 | 0 | Constrained, otherwise capacity available =88 kW | --> | E18 ex CREAGH | Creagh [T421,T422] | ATHLONE |  | 53.3895 | -8.3564
075938X | MV/LV Substation CO***938X |  | 20 kV | _ | LV | 100 kVA :Pole Substation | 0.1 | --> | 0.1 | 0.1 | 4.38 |  | --> | 0.095 | 0 | 0 | 0.095 | 0 |  | --> | E17 ex CRANE | Crane [T122] | CRANE |  | 52.5801 | -6.4648
0264147 | MV/LV Substation HI***4147 |  | 10 kV | _ | LV | 100 kVA :Pole Substation | 0.1 | --> | 0.1 | 0 | 0 | Constrained, otherwise capacity available =83 kVA | --> | 0.095 | 0 | 0 | 0 | 0 | Constrained, otherwise capacity available =93 kW | --> | C18 ex KINSALE | Kinsale [T41,T42] | BANDON |  | 51.6459 | -8.5884
034515X | MV/LV Substation AR***515X |  | 20 kV | _ | LV | 50 kVA :Pole Substation | 0.05 | --> | 0.05 | 0.044 | 0.57 |  | --> | 0.048 | 0 | 0.01 | 0 | 0 | Constrained, otherwise capacity available =39 kW | --> | E19 ex LAWLESSTOWN | Lawlesstown [T42,T421] | DOON |  | 52.4929 | -7.7549
047165X | MV/LV Substation ME***165X |  | 10 kV | _ | LV | 630 kVA :Kiosk Substation | 0.63 | --> | 0.63 | 0.5 | 1.04 |  | --> | 0.598 | 0 | 0 | 0 | 0 | Constrained, otherwise capacity available =593 kW | --> | C17 ex BOYLE | Boyle [T41,T42] | CARRICK ON SHANNON |  | 53.9628 | -8.2987
021289X | MV/LV Substation BL***289X |  | 10 kV | _ | LV | 50 kVA :Pole Substation | 0.05 | --> | 0.05 | 0 | 0 | Constrained, otherwise capacity available =40 kVA | --> | 0.048 | 0 | 0 | 0.046 | 0 |  | --> | C15 ex RIVERSTOWN | Riverstown [T41,T42] | KILBARRY |  | 51.9423 | -8.3435
033742Y | MV/LV Substation AU***742Y |  | 10 kV | _ | LV | 50 kVA :Pole Substation | 0.05 | --> | 0.05 | 0 | 0 | Constrained, otherwise capacity available =50 kVA | --> | 0.048 | 0 | 0 | 0.048 | 0 |  | --> | C23 ex CREGG ROAD | Cregg Road [T41,T42] | BALLYDINE |  | 52.3718 | -7.3397
066792Z | MV/LV Substation BE***792Z |  | 10 kV | _ | LV | 630 kVA :Kiosk Substation | 0.63 | --> | 0.63 | 0 | 0 | Constrained, otherwise capacity available =630 kVA | --> | 0.598 | 0 | 0 | 0.5 | 0 |  | --> | C17 ex KILMORE | Kilmore [T101,T102,T103] | FINGLAS |  | 53.4026 | -6.1979
031040 | MV/LV Substation FA***040 |  | 10 kV | _ | LV | 400 kVA :Kiosk Substation | 0.4 | --> | 0.4 | 0 | 0 | Constrained, otherwise capacity available =313 kVA | --> | 0.38 | 0 | 0.008 | 0 | 0 | Constrained, otherwise capacity available =362 kW | --> | C11 ex COLLIGAN | Colligan [T41,T42] | DUNGARVAN |  | 52.0943 | -7.607
006278 | MV/LV Substation CO***278 |  | 20 kV | _ | LV | 50 kVA :Pole Substation | 0.05 | --> | 0.05 | 0 | 0 | Constrained, otherwise capacity available =34 kVA | --> | 0.048 | 0 | 0 | 0 | 0 | Constrained, otherwise capacity available =45 kW | --> | E16 ex CLONROCHE | Clonroche [T421,T422] | WEXFORD |  | 52.4918 | -6.7816
153237 | MV/LV Substation ST***237 |  | 20 kV | _ | LV | 100 kVA :Pole Substation | 0.1 | --> | 0.1 | 0 | 0 | Constrained, otherwise capacity available =78 kVA | --> | 0.095 | 0 | 0.005 | 0 | 0 | Constrained, otherwise capacity available =88 kW | --> | E18 ex BIRDHILL | Birdhill [T421,T422] | ARDNACRUSHA |  | 52.7036 | -8.4969
008074Z | MV/LV Substation BA***074Z |  | 20 kV | _ | LV | 50 kVA :Pole Substation | 0.05 | --> | 0.05 | 0 | 0 | Constrained, otherwise capacity available =39 kVA | --> | 0.048 | 0 | 0 | 0 | 0 | Constrained, otherwise capacity available =46 kW | --> | C20 ex KNOCKMULLEN | Knockmullen [T42,T421] | GREAT ISLAND |  | 52.309 | -6.8576
059987 | MV/LV Substation DR***987 |  | 20 kV | _ | LV | 50 kVA :Pole Substation | 0.05 | --> | 0.05 | 0 | 0 | Constrained, otherwise capacity available =46 kVA | --> | 0.048 | 0 | 0 | 0 | 0 | Constrained, otherwise capacity available =47 kW | --> | E11 ex CAVAN | Cavan [T42,T421] | SHANKILL |  | 54.0539 | -7.3046
066446 | MV/LV Substation RA***446 |  | 20 kV | _ | LV | 50 kVA :Pole Substation | 0.05 | --> | 0.05 | 0 | 0 | Constrained, otherwise capacity available =25 kVA | --> | 0.048 | 0 | 0.003 | 0 | 0 | Constrained, otherwise capacity available =42 kW | --> | E12 ex ASHBOURNE | Ashbourne [T421,T422] | FINGLAS |  | 53.4988 | -6.4203
014352X | MV/LV Substation CR***352X |  | 20 kV | _ | LV | 400 kVA :Kiosk Substation | 0.4 | --> | 0.4 | 0.27 | 0.63 |  | --> | 0.38 | 0 | 0 | 0 | 0 | Constrained, otherwise capacity available =362 kW | --> | E12 ex KILCULLEN | Kilcullen [T41,T42,T424] | STRATFORD |  | 53.0184 | -6.8032
067038Y | MV/LV Substation O.***038Y |  | 10 kV | _ | LV | 630 kVA :Building Structure | 0.63 | --> | 0.63 | 0 | 0 | Constrained, otherwise capacity available =375 kVA | --> | 0.598 | 0 | 0.05 | 0.5 | 0 |  | --> | C11 ex GARRYOWEN | Garryowen [T41,T42] | LIMERICK |  | 52.6507 | -8.592
022812X | MV/LV Substation QU***812X |  | 10 kV | _ | LV | 1000 kVA :Building Structure | 1 | --> | 1 | 0 | 0 | Constrained, otherwise capacity available =851 kVA | --> | 0.95 | 0 | 0 | 0 | 0 | Constrained, otherwise capacity available =929 kW | --> | C15 ex SCARTEEN | Scarteen [T41,T42] | MALLOW |  | 52.1276 | -8.6638
012408X | MV/LV Substation PO***408X |  | 20 kV | _ | LV | 50 kVA :Pole Substation | 0.05 | --> | 0.05 | 0.049 | 1.99 |  | --> | 0.048 | 0 | 0 | 0 | 0 | Constrained, otherwise capacity available =47 kW | --> | C19 ex GRAIGUE | Graigue [T41,T42] | CARLOW |  | 52.7655 | -6.9542
093268X | MV/LV Substation DR***268X |  | 10 kV | _ | LV | 630 kVA :Building Structure | 0.63 | --> | 0.63 | 0 | 0 | Constrained, otherwise capacity available =521 kVA | --> | 0.598 | 0 | 0 | 0.5 | 0 |  | --> | C14 ex POPPINTREE | Poppintree [T101,T102] | FINGLAS |  | 53.4065 | -6.2325
365216X | MV/LV Substation CL***216X |  | 10 kV | _ | LV | 630 kVA :Kiosk Substation | 0.63 | --> | 0.63 | 0 | 0 | Constrained, otherwise capacity available =458 kVA | --> | 0.598 | 0 | 0.002 | 0.5 | 0 |  | --> | C12 ex WHITESTOWN | Whitestown [T41,T42] | COOKSTOWN |  | 53.2793 | -6.3969
046233X | MV/LV Substation YE***233X |  | 10 kV | _ | LV | 630 kVA :Kiosk Substation | 0.63 | --> | 0.63 | 0.5 | 5.48 |  | --> | 0.598 | 0 | 0 | 0.5 | 0 |  | --> | C15 ex BALLYTIVNAN | Ballytivnan [T41,T42] | SLIGO |  | 54.281 | -8.4527
160028 | MV/LV Substation DR***028 |  | 10 kV | _ | LV | 100 kVA :Pole Substation | 0.1 | --> | 0.1 | 0 | 0 | Constrained, otherwise capacity available =59 kVA | --> | 0.095 | 0 | 0.007 | 0 | 0 | Constrained, otherwise capacity available =84 kW | --> | C15 ex PORTARLINGTON | Portarlington [T41,T42] | PORTLAOISE |  | 53.1624 | -7.1843
127812Y | MV/LV Substation MA***812Y |  | 10 kV | _ | LV | 400 kVA :Kiosk Substation | 0.4 | --> | 0.4 | 0 | 0 | Constrained, otherwise capacity available =333 kVA | --> | 0.38 | 0 | 0.022 | 0 | 0 | Constrained, otherwise capacity available =354 kW | --> | C18 ex HOLYCROSS ROAD | Holycross Road [T41,T42] | THURLES |  | 52.6895 | -7.8136
010355 | MV/LV Substation LA***355 |  | 20 kV | _ | LV | 100 kVA :Pole Substation | 0.1 | --> | 0.1 | 0 | 0 | Constrained, otherwise capacity available =92 kVA | --> | 0.095 | 0 | 0 | 0 | 0 | Constrained, otherwise capacity available =94 kW | --> | E11 ex BALLYHALE | Ballyhale [T42,T421] | KILKENNY |  | 52.5299 | -7.1461
068942 | MV/LV Substation CH***942 |  | 10 kV | _ | LV | 400 kVA :Kiosk Substation | 0.4 | --> | 0.4 | 0.282 | 1.86 |  | --> | 0.38 | 0 | 0.026 | 0.344 | 0 |  | --> | C14 ex FAIRVIEW | Fairview [T41] | MCDERMOTT |  | 53.3759 | -6.2292
070938 | MV/LV Substation KN***938 |  | 20 kV | _ | LV | 50 kVA :Pole Substation | 0.05 | --> | 0.05 | 0 | 0 | Constrained, otherwise capacity available =50 kVA | --> | 0.048 | 0 | 0 | 0 | 0 | Constrained, otherwise capacity available =48 kW | --> | C21 ex CASTLEISLAND | Castleisland [T41,T42] | TRALEE |  | 52.1642 | -9.3432
196153 | MV/LV Substation ID***153 |  | 10 kV | _ | LV | 50 kVA :Pole Substation | 0.05 | --> | 0.05 | 0 | 0 | Constrained, otherwise capacity available =30 kVA | --> | 0.048 | 0 | 0 | 0 | 0 | Constrained, otherwise capacity available =45 kW | --> | C18 ex ATHBOY | Athboy [T42] | NAVAN |  | 53.6209 | -6.9268
066863Z | MV/LV Substation LU***863Z |  | 20 kV | _ | LV | 200 kVA :Pole Substation | 0.2 | --> | 0.2 | 0 | 0 | Constrained, otherwise capacity available =136 kVA | --> | 0.19 | 0 | 0 | 0 | 0 | Constrained, otherwise capacity available =181 kW | --> | C11 ex LOUGHSHINNY | Loughshinny [T41,T42] | GLASMORE |  | 53.5288 | -6.158
069234 | MV/LV Substation MO***234 |  | 10 kV | _ | LV | 630 kVA :Kiosk Substation | 0.63 | --> | 0.63 | 0.373 | 9.99 |  | --> | 0.598 | 0 | 0.012 | 0.5 | 0 |  | --> | C14 ex HAROLDS CROSS | Harolds Cross [T101,T102] | POOLBEG |  | 53.3247 | -6.2603
099503X | MV/LV Substation AN***503X |  | 10 kV | _ | LV | 630 kVA :Kiosk Substation | 0.63 | --> | 0.63 | 0.5 | 5.45 |  | --> | 0.598 | 0 | 0.015 | 0 | 0 | Constrained, otherwise capacity available =572 kW | --> | C14 ex GORTLEE | Gortlee [T41,T42] | LETTERKENNY |  | 54.9697 | -7.7556
0154239 | MV/LV Substation SH***4239 |  | 10 kV | _ | LV | 400 kVA :Kiosk Substation | 0.4 | --> | 0.4 | 0 | 0 | Constrained, otherwise capacity available =319 kVA | --> | 0.38 | 0 | 0 | 0 | 0 | Constrained, otherwise capacity available =369 kW | --> | C17 ex NAAS | Naas [T41,T42] | KILTEEL |  | 53.2131 | -6.6971
011164 | MV/LV Substation GL***164 |  | 10 kV | _ | LV | 200 kVA :Pole Substation | 0.2 | --> | 0.2 | 0.13 | 5.05 |  | --> | 0.19 | 0 | 0.024 | 0 | 0 | Constrained, otherwise capacity available =162 kW | --> | C13 ex MCDONAGH | Mcdonagh [T41,T42] | KILKENNY |  | 52.6693 | -7.2489
238988 | MV/LV Substation GO***988 |  | 20 kV | _ | LV | 50 kVA :Pole Substation | 0.05 | --> | 0.05 | 0 | 0 | Constrained, otherwise capacity available =46 kVA | --> | 0.048 | 0 | 0 | 0 | 0 | Constrained, otherwise capacity available =47 kW | --> | E18 ex BALLINROBE | Ballinrobe [T421,T422] | DALTON |  | 53.6909 | -9.3417
161760X | MV/LV Substation WE***760X |  | 10 kV | _ | LV | 100 kVA :Pole Substation | 0.1 | --> | 0.1 | 0.096 | 6.53 |  | --> | 0.095 | 0 | 0 | 0.094 | 0 |  | --> | C17 ex OUGHTERARD | Oughterard [T41,T42] | SCREEB |  | 53.4236 | -9.3102
009294 | MV/LV Substation IN***294 |  | 10 kV | _ | LV | 630 kVA :Building Structure | 0.63 | --> | 0.63 | 0.5 | 13.6 |  | --> | 0.598 | 0 | 0 | 0.5 | 0 |  | --> | C27 ex KILLOTERAN | Killoteran [T101,T102] | KILLOTERAN |  | 52.2451 | -7.1582
048115 | MV/LV Substation BR***115 |  | 20 kV | _ | LV | 50 kVA :Pole Substation | 0.05 | --> | 0.05 | 0.049 | 2.03 |  | --> | 0.048 | 0 | 0 | 0 | 0 | Constrained, otherwise capacity available =47 kW | --> | E11 ex MOHILL | Mohill [T421,T422] | CARRICK ON SHANNON |  | 53.8615 | -7.815
033589 | MV/LV Substation GR***589 |  | 20 kV | _ | LV | 50 kVA :Pole Substation | 0.05 | --> | 0.05 | 0 | 0 | Constrained, otherwise capacity available =47 kVA | --> | 0.048 | 0 | 0 | 0 | 0 | Constrained, otherwise capacity available =47 kW | --> | C18 ex DEERPARK | Deerpark [T41,T42] | BALLYDINE |  | 52.4427 | -7.4769
028006Y | MV/LV Substation LI***006Y |  | 10 kV | _ | LV | 400 kVA :Kiosk Substation | 0.4 | --> | 0.4 | 0.316 | 19.7 |  | --> | 0.38 | 0 | 0.041 | 0.338 | 0 |  | --> | C12 ex COW CROSS | Cow Cross [T102,T41] | COW CROSS |  | 51.8519 | -8.3191
009396 | MV/LV Substation IN***396 |  | 10 kV | _ | LV | 630 kVA :Building Structure | 0.63 | --> | 0.63 | 0 | 0 | Constrained, otherwise capacity available =603 kVA | --> | 0.598 | 0 | 0 | 0 | 0 | Constrained, otherwise capacity available =595 kW | --> | C19 ex WATERFORD IND EST | Waterford Ind Est [T41,T42,T44] | BUTLERSTOWN |  | 52.2477 | -7.1494
056725X | MV/LV Substation SF***725X |  | 20 kV | _ | LV | 200 kVA :Building Structure | 0.2 | --> | 0.2 | 0.184 | 0.89 |  | --> | 0.19 | 0 | 0.015 | 0 | 0 | Constrained, otherwise capacity available =177 kW | --> | E18 ex BIRR | Birr [T41,T422] | DALLOW |  | 53.0908 | -7.8908
4614014 | MV/LV Substation SA***4014 |  | 10 kV | _ | LV | 400 kVA :Kiosk Substation | 0.4 | --> | 0.4 | 0.348 | 2.33 |  | --> | 0.38 | 0 | 0.01 | 0 | 0 | Constrained, otherwise capacity available =366 kW | --> | E17 ex MOY | Moy [T421,T422] | MOY |  | 54.1173 | -9.1711
021651X | MV/LV Substation BA***651X |  | 10 kV | _ | LV | 200 kVA :Kiosk Substation | 0.2 | --> | 0.2 | 0 | 0 | Constrained, otherwise capacity available =129 kVA | --> | 0.19 | 0 | 0.042 | 0.149 | 0 |  | --> | C12 ex RIVERSTOWN | Riverstown [T41,T42] | KILBARRY |  | 51.9451 | -8.3951
281114X | MV/LV Substation FI***114X |  | 10 kV | _ | LV | 630 kVA :Building Structure | 0.63 | --> | 0.63 | 0 | 0 | Constrained, otherwise capacity available =489 kVA | --> | 0.598 | 0 | 0.034 | 0 | 0 | Constrained, otherwise capacity available =554 kW | --> | C20 ex TOGHER | Togher [T41,T42] | TRABEG |  | 51.8771 | -8.4866
064630X | MV/LV Substation DU***630X |  | 20 kV | _ | LV | 200 kVA :Pole Substation | 0.2 | --> | 0.2 | 0 | 0 | Constrained, otherwise capacity available =171 kVA | --> | 0.19 | 0 | 0 | 0 | 0 | Constrained, otherwise capacity available =186 kW | --> | E15 ex DULEEK | Duleek [T421,T422] | DRYBRIDGE |  | 53.6535 | -6.407
293432 | MV/LV Substation KI***432 |  | 20 kV | _ | LV | 400 kVA :Kiosk Substation | 0.4 | --> | 0.4 | 0.4 | 0.43 |  | --> | 0.38 | 0 | 0 | 0 | 0 | Constrained, otherwise capacity available =380 kW | --> | E13 ex TULLOW | Tullow [T421,T422] | CARLOW |  | 52.8379 | -6.7892
011275Z | MV/LV Substation PA***275Z |  | 10 kV | _ | LV | 50 kVA :Pole Substation | 0.05 | --> | 0.05 | 0 | 0 | Constrained, otherwise capacity available =49 kVA | --> | 0.048 | 0 | 0 | 0 | 0 | Constrained, otherwise capacity available =47 kW | --> | C23 ex GORESBRIDGE | Goresbridge [T41,T42] | KILKENNY |  | 52.6723 | -7.0227
0394252 | MV/LV Substation SL***4252 |  | 10 kV | _ | LV | 400 kVA :Kiosk Substation | 0.4 | --> | 0.4 | 0.334 | 11.03 |  | --> | 0.38 | 0 | 0.016 | 0.359 | 0 |  | --> | C22 ex SALTHILL | Salthill [T101,T102] | SALTHILL |  | 53.2772 | -9.1073
062479 | MV/LV Substation TH***479 |  | 20 kV | _ | LV | 50 kVA :Pole Substation | 0.05 | --> | 0.05 | 0.031 | 4.25 |  | --> | 0.048 | 0 | 0 | 0 | 0 | Constrained, otherwise capacity available =45 kW | --> | E15 ex JENKINSTOWN | Jenkinstown [T421,T422] | DUNDALK |  | 54.0439 | -6.3653
042754X | MV/LV Substation MI***754X |  | 10 kV | _ | LV | 200 kVA :Kiosk Substation | 0.2 | --> | 0.2 | 0.164 | 1.93 |  | --> | 0.19 | 0 | 0.009 | 0 | 0 | Constrained, otherwise capacity available =178 kW | --> | C18 ex TURLOUGH ROAD | Turlough Road [T41,T42] | CASTLEBAR |  | 53.883 | -9.2187
1674125 | MV/LV Substation CL***4125 |  | 10 kV | _ | LV | 400 kVA :Kiosk Substation | 0.4 | --> | 0.4 | 0 | 0 | Constrained, otherwise capacity available =357 kVA | --> | 0.38 | 0 | 0 | 0 | 0 | Constrained, otherwise capacity available =374 kW | --> | E15 ex WHITECHURCH | Whitechurch [T421,T422] | KILBARRY |  | 51.9364 | -8.5659
068866 | MV/LV Substation AS***866 |  | 10 kV | _ | LV | 630 kVA :Kiosk Substation | 0.63 | --> | 0.63 | 0.285 | 7.91 |  | --> | 0.598 | 0 | 0.132 | 0.452 | 0 |  | --> | C24 ex PELLETSTOWN | Pelletstown [T101,T102] | FINGLAS |  | 53.3724 | -6.3165
111874 | MV/LV Substation DR***874 |  | 10 kV | _ | LV | 50 kVA :Pole Substation | 0.05 | --> | 0.05 | 0 | 0 | Constrained, otherwise capacity available =48 kVA | --> | 0.048 | 0 | 0 | 0 | 0 | Constrained, otherwise capacity available =47 kW | --> | C15 ex BANTRY | Bantry [T41,T42] | BALLYLICKY |  | 51.7313 | -9.4421
039704 | MV/LV Substation TE***704 |  | 10 kV | _ | LV | 400 kVA :Kiosk Substation | 0.4 | --> | 0.4 | 0.193 | 11.03 |  | --> | 0.38 | 0 | 0.057 | 0.309 | 0 |  | --> | C24 ex SALTHILL | Salthill [T101,T102] | SALTHILL |  | 53.2629 | -9.0896
049833Y | MV/LV Substation PR***833Y |  | 10 kV | _ | LV | 630 kVA :Kiosk Substation | 0.63 | --> | 0.63 | 0.492 | 2.8 |  | --> | 0.598 | 0 | 0.034 | 0 | 0 | Constrained, otherwise capacity available =554 kW | --> | C17 ex GLEBE | Glebe [T41,T42] | RICHMOND |  | 53.7176 | -7.7972
293990X | MV/LV Substation CO***990X |  | 20 kV | _ | LV | 200 kVA :Building Structure | 0.2 | --> | 0.2 | 0 | 0 | Constrained, otherwise capacity available =137 kVA | --> | 0.19 | 0 | 0.08 | 0 | 0 | Constrained, otherwise capacity available =122 kW | --> | E12 ex BALTINGLASS | Baltinglass [T421,T422] | STRATFORD |  | 52.9769 | -6.5874
046069X | MV/LV Substation RI***069X |  | 10 kV | _ | LV | 1000 kVA :Building Structure | 1 | --> | 1 | 0 | 0 | Constrained, otherwise capacity available =764 kVA | --> | 0.95 | 0 | 0.009 | 0.5 | 0 |  | --> | C18 ex CRANMORE | Cranmore [T41,T42] | SLIGO |  | 54.2714 | -8.468
009798Y | MV/LV Substation TH***798Y |  | 20 kV | _ | LV | 200 kVA :Kiosk Substation | 0.2 | --> | 0.2 | 0.146 | 8.16 |  | --> | 0.19 | 0 | 0.017 | 0 | 0 | Constrained, otherwise capacity available =170 kW | --> | C17 ex MOUNT MISERY | Mount Misery [T41,T42] | WATERFORD |  | 52.2749 | -7.1138
049444Z | MV/LV Substation ES***444Z |  | 10 kV | _ | LV | 100 kVA :Pole Substation | 0.1 | --> | 0.1 | 0.1 | 0.13 |  | --> | 0.095 | 0 | 0 | 0 | 0 | Constrained, otherwise capacity available =95 kW | --> | C12 ex BALLYMAHON | Ballymahon [T41,T42] | ATHLONE |  | 53.5872 | -7.8971
053036Z | MV/LV Substation O ***036Z |  | 10 kV | _ | LV | 400 kVA :Building Structure | 0.4 | --> | 0.4 | 0.386 | 3.28 |  | --> | 0.38 | 0 | 0 | 0.378 | 0 |  | --> | C23 ex SRAH | Srah [T43] | THORNSBERRY |  | 53.2795 | -7.4887
0684207 | MV/LV Substation RI***4207 |  | 10 kV | _ | LV | 630 kVA :Building Structure | 0.63 | --> | 0.63 | 0 | 0 | Constrained, otherwise capacity available =602 kVA | --> | 0.598 | 0 | 0 | 0.5 | 0 |  | --> | C14 ex NEWMARKET (DR) | Newmarket (dr) [T41] | FRANCIS STREET |  | 53.3351 | -6.2943
158196Y | MV/LV Substation E ***196Y |  | 10 kV | _ | LV | 400 kVA :Kiosk Substation | 0.4 | --> | 0.4 | 0.363 | 0.83 |  | --> | 0.38 | 0 | 0 | 0 | 0 | Constrained, otherwise capacity available =375 kW | --> | C18 ex MILLTOWN MALBAY | Milltown Malbay [T42] | TULLABRACK |  | 52.8518 | -9.3993
015498Z | MV/LV Substation BL***498Z |  | 20 kV | _ | LV | 200 kVA :Kiosk Substation | 0.2 | --> | 0.2 | 0 | 0 | Constrained, otherwise capacity available =160 kVA | --> | 0.19 | 0 | 0.018 | 0 | 0 | Constrained, otherwise capacity available =171 kW | --> | E13 ex BLESSINGTON | Blessington [T421,T422] | KILTEEL |  | 53.1713 | -6.5465
156941Y | MV/LV Substation CA***941Y |  | 20 kV | _ | LV | 100 kVA :Pole Substation | 0.1 | --> | 0.1 | 0.091 | 2.47 |  | --> | 0.095 | 0 | 0 | 0 | 0 | Constrained, otherwise capacity available =94 kW | --> | E13 ex TELAYDON | Telaydon [T42,T421] | LISDRUM |  | 54.2609 | -7.054
0104179 | MV/LV Substation RO***4179 |  | 20 kV | _ | LV | 50 kVA :Pole Substation | 0.05 | --> | 0.05 | 0 | 0 | Constrained, otherwise capacity available =48 kVA | --> | 0.048 | 0 | 0 | 0 | 0 | Constrained, otherwise capacity available =47 kW | --> | E11 ex BALLYHALE | Ballyhale [T42,T421] | KILKENNY |  | 52.4934 | -7.1837
127367X | MV/LV Substation DE***367X |  | 10 kV | _ | LV | 100 kVA :Pole Substation | 0.1 | --> | 0.1 | 0 | 0 | Constrained, otherwise capacity available =92 kVA | --> | 0.095 | 0 | 0 | 0 | 0 | Constrained, otherwise capacity available =94 kW | --> | C14 ex TEMPLEMORE | Templemore [T41,T42] | IKERRIN |  | 52.7437 | -7.6587
046055 | MV/LV Substation TH***055 |  | 10 kV | _ | LV | 400 kVA :Kiosk Substation | 0.4 | --> | 0.4 | 0.276 | 5.78 |  | --> | 0.38 | 0 | 0.026 | 0.343 | 0 |  | --> | C13 ex OAKFIELD | Oakfield [T41,T42] | SLIGO |  | 54.2696 | -8.4936
093115Z | MV/LV Substation ST***115Z |  | 10 kV | _ | LV | 400 kVA :Kiosk Substation | 0.4 | --> | 0.4 | 0 | 0 | Constrained, otherwise capacity available =400 kVA | --> | 0.38 | 0 | 0 | 0.38 | 0 |  | --> | C19 ex SUTTON | Sutton [T41,T42] | GRANGE (DR) |  | 53.3903 | -6.1174
365944X | MV/LV Substation CU***944X |  | 10 kV | _ | LV | 400 kVA :Kiosk Substation | 0.4 | --> | 0.4 | 0 | 0 | Constrained, otherwise capacity available =336 kVA | --> | 0.38 | 0 | 0.006 | 0.367 | 0 |  | --> | C18 ex WHITESTOWN | Whitestown [T41,T42] | COOKSTOWN |  | 53.2723 | -6.3744
130275 | MV/LV Substation AR***275 |  | 20 kV | _ | LV | 200 kVA :Pole Substation | 0.2 | --> | 0.2 | 0.106 | 2.55 |  | --> | 0.19 | 0 | 0 | 0 | 0 | Constrained, otherwise capacity available =177 kW | --> | E13 ex EDGEWORTHSTOWN | Edgeworthstown [T421,T422] | RICHMOND |  | 53.7283 | -7.5166
288241X | MV/LV Substation BE***241X |  | 10 kV | _ | LV | 1000 kVA :Building Structure | 1 | --> | 1 | 0.5 | 1.16 |  | --> | 0.95 | 0 | 0 | 0.5 | 0 |  | --> | C20 ex BREWERY ROAD | Brewery Road [T41,T42] | CARRICKMINES |  | 53.2773 | -6.2152
461044X | MV/LV Substation UN***044X |  | 10 kV | _ | LV | 630 kVA :Kiosk Substation | 0.63 | --> | 0.63 | 0.5 | 2.33 |  | --> | 0.598 | 0 | 0 | 0 | 0 | Constrained, otherwise capacity available =583 kW | --> | E17 ex MOY | Moy [T421,T422] | MOY |  | 54.115 | -9.1703
288178X | MV/LV Substation CA***178X |  | 10 kV | _ | LV | 50 kVA :Pole Substation | 0.05 | --> | 0.05 | 0 | 0 | Constrained, otherwise capacity available =34 kVA | --> | 0.048 | 0 | 0 | 0.045 | 0 |  | --> | C13 ex CARRICKMINES | Carrickmines [T41,T42] | CARRICKMINES |  | 53.2518 | -6.1704
252004 | MV/LV Substation CO***004 |  | 10 kV | _ | LV | 50 kVA :Pole Substation | 0.05 | --> | 0.05 | 0.014 | 1.32 |  | --> | 0.048 | 0 | 0.005 | 0.039 | 0 |  | --> | C15 ex CLIFDEN | Clifden [T41,T42] | SCREEB |  | 53.4788 | -10.022
281762X | MV/LV Substation CO***762X |  | 10 kV | _ | LV | 400 kVA :Building Structure | 0.4 | --> | 0.4 | 0 | 0 | Constrained, otherwise capacity available =280 kVA | --> | 0.38 | 0 | 0 | 0 | 0 | Constrained, otherwise capacity available =363 kW | --> | C22 ex TOGHER | Togher [T41,T42] | TRABEG |  | 51.8727 | -8.5075
099344X | MV/LV Substation DR***344X |  | 10 kV | _ | LV | 50 kVA :Pole Substation | 0.05 | --> | 0.05 | 0 | 0 | Constrained, otherwise capacity available =48 kVA | --> | 0.048 | 0 | 0 | 0 | 0 | Constrained, otherwise capacity available =47 kW | --> | C18 ex CULLION | Cullion [T41,T42] | LETTERKENNY |  | 54.9389 | -7.7252
281089X | MV/LV Substation CA***089X |  | 10 kV | _ | LV | 630 kVA :Kiosk Substation | 0.63 | --> | 0.63 | 0 | 0 | Constrained, otherwise capacity available =528 kVA | --> | 0.598 | 0 | 0.037 | 0.5 | 0 |  | --> | C22 ex BALLINCOLLIG | Ballincollig [T41,T42] | KILBARRY |  | 51.8839 | -8.5969
120308Y | MV/LV Substation ED***308Y |  | 20 kV | _ | LV | 400 kVA :Kiosk Substation | 0.4 | --> | 0.4 | 0.298 | 3.5 |  | --> | 0.38 | 0 | 0.046 | 0 | 0 | Constrained, otherwise capacity available =332 kW | --> | E12 ex DUNFIRTH | Dunfirth [T122] | DUNFIRTH |  | 53.4551 | -6.9266
1494133 | MV/LV Substation ST***4133 |  | 10 kV | _ | LV | 50 kVA :Pole Substation | 0.05 | --> | 0.05 | 0 | 0 | Constrained, otherwise capacity available =49 kVA | --> | 0.048 | 0 | 0.005 | 0 | 0 | Constrained, otherwise capacity available =44 kW | --> | C11 ex DONEGAL | Donegal [T41,T42] | CATHALEENS FALL |  | 54.6458 | -8.2216
495610X | MV/LV Substation CA***610X |  | 20 kV | _ | LV | 50 kVA :Pole Substation | 0.05 | --> | 0.05 | 0.05 | 1.5 |  | --> | 0.048 | 0 | 0 | 0.048 | 0 |  | --> | E17 ex ACHILL | Achill [T422] | CARROWBEG |  | 53.9814 | -10.0517
068241X | MV/LV Substation BL***241X |  | 10 kV | _ | LV | 630 kVA :Kiosk Substation | 0.63 | --> | 0.63 | 0 | 0 | Constrained, otherwise capacity available =516 kVA | --> | 0.598 | 0 | 0.021 | 0.5 | 0 |  | --> | C16 ex WATLING STREET | Watling Street [T41,T42] | FRANCIS STREET |  | 53.3493 | -6.2833
108658 | MV/LV Substation RO***658 |  | 10 kV | _ | LV | 200 kVA :Pole Substation | 0.2 | --> | 0.2 | 0.193 | 1.57 |  | --> | 0.19 | 0 | 0 | 0 | 0 | Constrained, otherwise capacity available =189 kW | --> | C16 ex BALLYSHANNON | Ballyshannon [T41,T42] | CATHALEENS FALL |  | 54.5651 | -8.2112
288341X | MV/LV Substation AR***341X |  | 10 kV | _ | LV | 1000 kVA :Building Structure | 1 | --> | 1 | 0 | 15.18 |  | --> | 0.95 | 0 | 0 | 0.5 | 0 |  | --> | C26 ex CENTRAL PARK | Central Park [T101,T102] | CARRICKMINES |  | 53.2773 | -6.2103
0154429 | MV/LV Substation PO***4429 |  | 20 kV | _ | LV | 200 kVA :Pole Substation | 0.2 | --> | 0.2 | 0 | 0 | Constrained, otherwise capacity available =200 kVA | --> | 0.19 | 0 | 0 | 0 | 0 | Constrained, otherwise capacity available =190 kW | --> | E14 ex BLESSINGTON | Blessington [T421,T422] | KILTEEL |  | 53.1172 | -6.591
082891X | MV/LV Substation GA***891X |  | 20 kV | _ | LV | 50 kVA :Pole Substation | 0.05 | --> | 0.05 | 0 | 0 | Constrained, otherwise capacity available =33 kVA | --> | 0.048 | 0 | 0.005 | 0 | 0 | Constrained, otherwise capacity available =42 kW | --> | E16 ex ACADEMY STREET | Academy Street [T421,T422,T44] | NAVAN |  | 53.6237 | -6.71
0814384 | MV/LV Substation HA***4384 |  | 20 kV | _ | LV | 630 kVA :Kiosk Substation | 0.63 | --> | 0.63 | 0 | 0 | Constrained, otherwise capacity available =630 kVA | --> | 0.598 | 0 | 0 | 0.5 | 0 |  | --> | E20 ex ADAMSTOWN | Adamstown [T121,T122] | INCHICORE 220KV |  | 53.3452 | -6.4758
066693X | MV/LV Substation BE***693X |  | 20 kV | _ | LV | 50 kVA :Pole Substation | 0.05 | --> | 0.05 | 0 | 0 | Constrained, otherwise capacity available =35 kVA | --> | 0.048 | 0 | 0.016 | 0 | 0 | Constrained, otherwise capacity available =34 kW | --> | E18 ex GLASMORE | Glasmore [T421,T422] | GLASMORE |  | 53.5346 | -6.2509
038851X | MV/LV Substation OR***851X |  | 10 kV | _ | LV | 200 kVA :Kiosk Substation | 0.2 | --> | 0.2 | 0 | 0 | Constrained, otherwise capacity available =168 kVA | --> | 0.19 | 0 | 0.005 | 0 | 0 | Constrained, otherwise capacity available =182 kW | --> | C16 ex GORT | Gort [T41,T42] | ENNIS |  | 53.0676 | -8.824
066261 | MV/LV Substation LA***261 |  | 10 kV | _ | LV | 400 kVA :Kiosk Substation | 0.4 | --> | 0.4 | 0 | 0 | Constrained, otherwise capacity available =266 kVA | --> | 0.38 | 0 | 0.063 | 0.314 | 0 |  | --> | C19 ex SUTTON | Sutton [T41,T42] | GRANGE (DR) |  | 53.3797 | -6.1002
017772X | MV/LV Substation BE***772X |  | 20 kV | _ | LV | 50 kVA :Pole Substation | 0.05 | --> | 0.05 | 0.042 | 1.98 |  | --> | 0.048 | 0 | 0 | 0 | 0 | Constrained, otherwise capacity available =46 kW | --> | E14 ex RATHKEALE | Rathkeale [T421,T422] | RATHKEALE |  | 52.5253 | -8.9188
027330X | MV/LV Substation SH***330X |  | 10 kV | _ | LV | 200 kVA :Pole Substation | 0.2 | --> | 0.2 | 0.197 | 7.79 |  | --> | 0.19 | 0 | 0 | 0 | 0 | Constrained, otherwise capacity available =190 kW | --> | C19 ex DUNMANWAY | Dunmanway [T422,T43] | DUNMANWAY |  | 51.7817 | -9.0819
365125Y | MV/LV Substation MI***125Y |  | 10 kV | _ | LV | 100 kVA :Pole Substation | 0.1 | --> | 0.1 | 0 | 0 | Constrained, otherwise capacity available =98 kVA | --> | 0.095 | 0 | 0 | 0.095 | 0 |  | --> | C29 ex GRANGE CASTLE | Grange Castle [T101,T102] | INCHICORE 220KV |  | 53.3199 | -6.4614
042587 | MV/LV Substation TU***587 |  | 10 kV | _ | LV | 100 kVA :Pole Substation | 0.1 | --> | 0.1 | 0.075 | 1.93 |  | --> | 0.095 | 0 | 0.006 | 0 | 0 | Constrained, otherwise capacity available =87 kW | --> | C18 ex TURLOUGH ROAD | Turlough Road [T41,T42] | CASTLEBAR |  | 53.8839 | -9.2161
024443 | MV/LV Substation RO***443 |  | 10 kV | _ | LV | 100 kVA :Pole Substation | 0.1 | --> | 0.1 | 0.078 | 2.14 |  | --> | 0.095 | 0 | 0 | 0 | 0 | Constrained, otherwise capacity available =92 kW | --> | C14 ex BUTTEVANT | Buttevant [T41,T42] | MALLOW |  | 52.2652 | -8.7939
039293 | MV/LV Substation BO***293 |  | 10 kV | _ | LV | 630 kVA :Kiosk Substation | 0.63 | --> | 0.63 | 0 | 0 | Constrained, otherwise capacity available =506 kVA | --> | 0.598 | 0 | 0.013 | 0 | 0 | Constrained, otherwise capacity available =572 kW | --> | C13 ex MONEENAGEISHA | Moneenageisha [T41,T42] | GALWAY 110KV |  | 53.2797 | -9.0427
049303Z | MV/LV Substation CL***303Z |  | 10 kV | _ | LV | 400 kVA :Kiosk Substation | 0.4 | --> | 0.4 | 0.133 | 0.13 | Constrained, otherwise capacity available =351 kVA | --> | 0.38 | 0 | 0.01 | 0 | 0 | Constrained, otherwise capacity available =366 kW | --> | C18 ex BALLYMAHON | Ballymahon [T41,T42] | ATHLONE |  | 53.5553 | -7.7661
062843 | MV/LV Substation LU***843 |  | 10 kV | _ | LV | 50 kVA :Pole Substation | 0.05 | --> | 0.05 | 0.042 | 1.03 |  | --> | 0.048 | 0 | 0 | 0 | 0 | Constrained, otherwise capacity available =46 kW | --> | C18 ex LITTLE MILLS | Little Mills [T41] | DUNDALK |  | 53.9483 | -6.3851
3654191 | MV/LV Substation SO***4191 |  | 10 kV | _ | LV | 630 kVA :Building Structure | 0.63 | --> | 0.63 | 0 | 0 | Constrained, otherwise capacity available =630 kVA | --> | 0.598 | 0 | 0 | 0.5 | 0 |  | --> | C18 ex CITYWEST | Citywest [T101,T102] | INCHICORE 220KV |  | 53.2938 | -6.4116
162001 | MV/LV Substation WO***001 |  | 10 kV | _ | LV | 200 kVA :Kiosk Substation | 0.2 | --> | 0.2 | 0.184 | 7.25 |  | --> | 0.19 | 0 | 0 | 0 | 0 | Constrained, otherwise capacity available =188 kW | --> | C17 ex CONVOY | Convoy [T41,T42] | LETTERKENNY |  | 54.8585 | -7.659
034215 | MV/LV Substation CO***215 |  | 20 kV | _ | LV | 100 kVA :Pole Substation | 0.1 | --> | 0.1 | 0.07 | 0.57 |  | --> | 0.095 | 0 | 0 | 0 | 0 | Constrained, otherwise capacity available =91 kW | --> | E19 ex LAWLESSTOWN | Lawlesstown [T42,T421] | DOON |  | 52.5087 | -7.6855
281032Y | MV/LV Substation RE***032Y |  | 10 kV | _ | LV | 400 kVA :Building Structure | 0.4 | --> | 0.4 | 0 | 0 | Constrained, otherwise capacity available =386 kVA | --> | 0.38 | 0 | 0 | 0 | 0 | Constrained, otherwise capacity available =378 kW | --> | C18 ex DENNEHYS CROSS | Dennehys Cross [T41,T42] | TRABEG |  | 51.8914 | -8.5198
062096 | MV/LV Substation ST***096 |  | 10 kV | _ | LV | 200 kVA :Kiosk Substation | 0.2 | --> | 0.2 | 0.12 | 0.72 |  | --> | 0.19 | 0 | 0.008 | 0 | 0 | Constrained, otherwise capacity available =173 kW | --> | C11 ex COES ROAD | Coes Road [T41,T42] | DUNDALK |  | 54.0049 | -6.372
014663Z | MV/LV Substation AB***663Z |  | 10 kV | _ | LV | 200 kVA :Kiosk Substation | 0.2 | --> | 0.2 | 0 | 0 | Constrained, otherwise capacity available =182 kVA | --> | 0.19 | 0 | 0 | 0 | 0 | Constrained, otherwise capacity available =188 kW | --> | C12 ex MORRISTOWN | Morristown [T41,T42] | NEWBRIDGE |  | 53.1907 | -6.7959
207174 | MV/LV Substation WA***174 |  | 10 kV | _ | LV | 30 kVA :Pole Substation | 0.03 | --> | 0.03 | 0.02 | 3.38 |  | --> | 0.028 | 0 | 0.005 | 0 | 0 | Constrained, otherwise capacity available =23 kW | --> | C15 ex GLENGOOLE | Glengoole [T41] | THURLES |  | 52.7311 | -7.5695
062660Y | MV/LV Substation M ***660Y |  | 10 kV | _ | LV | 400 kVA :Kiosk Substation | 0.4 | --> | 0.4 | 0.34 | 3.12 |  | --> | 0.38 | 0 | 0.01 | 0 | 0 | Constrained, otherwise capacity available =364 kW | --> | C12 ex MARSHES | Marshes [T41,T42] | DUNDALK |  | 53.9901 | -6.3854
288282X | MV/LV Substation RE***282X |  | 10 kV | _ | LV | 1000 kVA :Building Structure | 1 | --> | 1 | 0.5 | 15.18 |  | --> | 0.95 | 0 | 0 | 0.5 | 0 |  | --> | C19 ex CENTRAL PARK | Central Park [T101,T102] | CARRICKMINES |  | 53.269 | -6.1992
116017 | MV/LV Substation DI***017 |  | 10 kV | _ | LV | 400 kVA :Kiosk Substation | 0.4 | --> | 0.4 | 0.301 | 7.32 |  | --> | 0.38 | 0 | 0.01 | 0.359 | 0 |  | --> | C13 ex CARROWBEG | Carrowbeg [T41,T42] | CARROWBEG |  | 53.7998 | -9.5177
110112 | MV/LV Substation PI***112 |  | 10 kV | _ | LV | 200 kVA :Pole Substation | 0.2 | --> | 0.2 | 0.119 | 0.76 |  | --> | 0.19 | 0 | 0.09 | 0 | 0 | Constrained, otherwise capacity available =112 kW | --> | C16 ex KENMARE | Kenmare [T42] | KNOCKEARAGH |  | 51.8813 | -9.6
034938X | MV/LV Substation DE***938X |  | 20 kV | _ | LV | 100 kVA :Pole Substation | 0.1 | --> | 0.1 | 0.08 | 0.57 |  | --> | 0.095 | 0 | 0.015 | 0 | 0 | Constrained, otherwise capacity available =81 kW | --> | E23 ex LAWLESSTOWN | Lawlesstown [T42,T421] | DOON |  | 52.2675 | -7.7247
2074080 | MV/LV Substation FE***4080 |  | 10 kV | _ | LV | 50 kVA :Pole Substation | 0.05 | --> | 0.05 | 0.04 | 2.9 |  | --> | 0.048 | 0 | 0 | 0 | 0 | Constrained, otherwise capacity available =46 kW | --> | C18 ex GLENGOOLE | Glengoole [T42] | THURLES |  | 52.5694 | -7.7032
029015 | MV/LV Substation MO***015 |  | 20 kV | _ | LV | 50 kVA :Pole Substation | 0.05 | --> | 0.05 | 0 | 0 | Constrained, otherwise capacity available =8 kVA | --> | 0.048 | 0 | 0.01 | 0 | 0 | Constrained, otherwise capacity available =34 kW | --> | E20 ex FOXHOLE | Foxhole [T421,T422] | DUNGARVAN |  | 51.9316 | -8.0566
075203Y | MV/LV Substation TE***203Y |  | 20 kV | _ | LV | 200 kVA :Kiosk Substation | 0.2 | --> | 0.2 | 0.17 | 1.13 |  | --> | 0.19 | 0 | 0 | 0 | 0 | Constrained, otherwise capacity available =186 kW | --> | E12 ex BUNCLODY | Bunclody [T421,T422] | CRANE |  | 52.6492 | -6.6543
007030 | MV/LV Substation BI***030 |  | 10 kV | _ | LV | 200 kVA :Building Structure | 0.2 | --> | 0.2 | 0.068 | 0.9 |  | --> | 0.19 | 0 | 0.029 | 0 | 0 | Constrained, otherwise capacity available =150 kW | --> | C15 ex CLONARD | Clonard [T41,T42] | WEXFORD |  | 52.3288 | -6.4715
093064Y | MV/LV Substation TE***064Y |  | 10 kV | _ | LV | 400 kVA :Kiosk Substation | 0.4 | --> | 0.4 | 0 | 0 | Constrained, otherwise capacity available =308 kVA | --> | 0.38 | 0 | 0.021 | 0.352 | 0 |  | --> | C13 ex GRANGE (DR) | Grange (dr) [T41,T42] | GRANGE (DR) |  | 53.4011 | -6.1753
142013 | MV/LV Substation ES***013 |  | 20 kV | _ | LV | 50 kVA :Pole Substation | 0.05 | --> | 0.05 | 0 | 0 | Constrained, otherwise capacity available =40 kVA | --> | 0.048 | 0 | 0 | 0 | 0 | Constrained, otherwise capacity available =46 kW | --> | E23 ex ATHENRY | Athenry [T423] | GALWAY 110KV |  | 53.2821 | -8.6841
0714040 | MV/LV Substation BR***4040 |  | 10 kV | _ | LV | 630 kVA :Kiosk Substation | 0.63 | --> | 0.63 | 0.5 | 5.58 |  | --> | 0.598 | 0 | 0 | 0.5 | 0 |  | --> | C14 ex KILCOOLE | Kilcoole [T41,T42] | FASSAROE |  | 53.116 | -6.0958
049772Y | MV/LV Substation BA***772Y |  | 10 kV | _ | LV | 200 kVA :Pole Substation | 0.2 | --> | 0.2 | 0 | 0 | Constrained, otherwise capacity available =147 kVA | --> | 0.19 | 0 | 0.05 | 0 | 0 | Constrained, otherwise capacity available =146 kW | --> | C17 ex AGHAMORE | Aghamore [T41,T42] | LANESBORO |  | 53.7433 | -7.9218
011767Z | MV/LV Substation OG***767Z |  | 10 kV | _ | LV | 400 kVA :Kiosk Substation | 0.4 | --> | 0.4 | 0 | 0 | Constrained, otherwise capacity available =370 kVA | --> | 0.38 | 0 | 0.005 | 0 | 0 | Constrained, otherwise capacity available =372 kW | --> | C24 ex GORESBRIDGE | Goresbridge [T41,T42] | KILKENNY |  | 52.6302 | -7.0689
162040X | MV/LV Substation TR***040X |  | 10 kV | _ | LV | 50 kVA :Pole Substation | 0.05 | --> | 0.05 | 0 | 0 | Constrained, otherwise capacity available =45 kVA | --> | 0.048 | 0 | 0 | 0 | 0 | Constrained, otherwise capacity available =47 kW | --> | C20 ex CULLION | Cullion [T41,T42] | LETTERKENNY |  | 54.8808 | -7.742
066103 | MV/LV Substation BA***103 |  | 10 kV | _ | LV | 200 kVA :Pole Substation | 0.2 | --> | 0.2 | 0 | 0 | Constrained, otherwise capacity available =158 kVA | --> | 0.19 | 0 | 0.01 | 0 | 0 | Constrained, otherwise capacity available =177 kW | --> | C13 ex MALAHIDE | Malahide [T41,T42] | GLASMORE |  | 53.4258 | -6.1959
082710 | MV/LV Substation DU***710 |  | 20 kV | _ | LV | 50 kVA :Pole Substation | 0.05 | --> | 0.05 | 0 | 0 | Constrained, otherwise capacity available =22 kVA | --> | 0.048 | 0 | 0.019 | 0 | 0 | Constrained, otherwise capacity available =30 kW | --> | E17 ex ACADEMY STREET | Academy Street [T421,T422,T44] | NAVAN |  | 53.6072 | -6.7734
066260Z | MV/LV Substation BO***260Z |  | 10 kV | _ | LV | 200 kVA :Kiosk Substation | 0.2 | --> | 0.2 | 0 | 0 | Constrained, otherwise capacity available =158 kVA | --> | 0.19 | 0 | 0 | 0 | 0 | Constrained, otherwise capacity available =184 kW | --> | E17 ex GLASMORE | Glasmore [T421,T422] | GLASMORE |  | 53.4478 | -6.2335
015022Z | MV/LV Substation KE***022Z |  | 10 kV | _ | LV | 400 kVA :Kiosk Substation | 0.4 | --> | 0.4 | 0.244 | 12.6 |  | --> | 0.38 | 0 | 0.047 | 0.323 | 0 |  | --> | C20 ex MONREAD | Monread [T101,T102] | MONREAD |  | 53.2352 | -6.6546
1364188 | MV/LV Substation LI***4188 |  | 10 kV | _ | LV | 50 kVA :Pole Substation | 0.05 | --> | 0.05 | 0 | 0 | Constrained, otherwise capacity available =46 kVA | --> | 0.048 | 0 | 0 | 0 | 0 | Constrained, otherwise capacity available =47 kW | --> | C17 ex ROSCOMMON | Roscommon [T41,T42] | LANESBORO |  | 53.6208 | -8.2041
049271 | MV/LV Substation CA***271 |  | 10 kV | _ | LV | 630 kVA :Kiosk Substation | 0.63 | --> | 0.63 | 0.468 | 2.8 |  | --> | 0.598 | 0 | 0.005 | 0 | 0 | Constrained, otherwise capacity available =572 kW | --> | C16 ex GLEBE | Glebe [T41,T42] | RICHMOND |  | 53.7297 | -7.7991
0014029 | MV/LV Substation VA***4029 |  | 10 kV | _ | LV | 400 kVA :Kiosk Substation | 0.4 | --> | 0.4 | 0.4 | 1.16 |  | --> | 0.38 | 0 | 0 | 0.38 | 0 |  | --> | C21 ex BREWERY ROAD | Brewery Road [T41,T42] | CARRICKMINES |  | 53.2768 | -6.199
0074481 | MV/LV Substation CO***4481 |  | 10 kV | _ | LV | 630 kVA :Kiosk Substation | 0.63 | --> | 0.63 | 0.5 | 16.12 |  | --> | 0.598 | 0 | 0 | 0.5 | 0 |  | --> | E14 ex WEXFORD | Wexford [T121,T122] | WEXFORD |  | 52.3363 | -6.4934
0294133 | MV/LV Substation BA***4133 |  | 20 kV | _ | LV | 50 kVA :Pole Substation | 0.05 | --> | 0.05 | 0.05 | 2.31 |  | --> | 0.048 | 0 | 0 | 0.047 | 0 |  | --> | E13 ex AGHADA | Aghada [T721] | N/A |  | 51.8147 | -8.2381
0754100 | MV/LV Substation MO***4100 |  | 20 kV | _ | LV | 50 kVA :Pole Substation | 0.05 | --> | 0.05 | 0.049 | 4.38 |  | --> | 0.048 | 0 | 0 | 0.047 | 0 |  | --> | E18 ex CRANE | Crane [T122] | CRANE |  | 52.532 | -6.4811
305367 | MV/LV Substation BO***367 |  | 20 kV | _ | LV | 100 kVA :Pole Substation | 0.1 | --> | 0.1 | 0.095 | 4.61 |  | --> | 0.095 | 0 | 0 | 0 | 0 | Constrained, otherwise capacity available =94 kW | --> | E14 ex LUMCLOON | Lumcloon [T421,T422] | DALLOW |  | 53.2266 | -7.7331
014949Z | MV/LV Substation CA***949Z |  | 20 kV | _ | LV | 50 kVA :Pole Substation | 0.05 | --> | 0.05 | 0.033 | 0.63 |  | --> | 0.048 | 0 | 0 | 0 | 0 | Constrained, otherwise capacity available =45 kW | --> | E12 ex KILCULLEN | Kilcullen [T41,T42,T424] | STRATFORD |  | 53.1008 | -6.7778
154203Z | MV/LV Substation DU***203Z |  | 10 kV | _ | LV | 400 kVA :Building Structure | 0.4 | --> | 0.4 | 0 | 0 | Constrained, otherwise capacity available =359 kVA | --> | 0.38 | 0 | 0 | 0.374 | 0 |  | --> | C23 ex MACETOWN | Macetown [T101,T102] | MACETOWN |  | 53.4266 | -6.4779
046174X | MV/LV Substation CA***174X |  | 10 kV | _ | LV | 100 kVA :Pole Substation | 0.1 | --> | 0.1 | 0.099 | 4.13 |  | --> | 0.095 | 0 | 0.005 | 0.091 | 0 |  | --> | C14 ex AGHAGAD | Aghagad [T41,T42] | SLIGO |  | 54.3409 | -8.5281
046237X | MV/LV Substation ST***237X |  | 10 kV | _ | LV | 630 kVA :Kiosk Substation | 0.63 | --> | 0.63 | 0.5 | 5.48 |  | --> | 0.598 | 0 | 0 | 0.5 | 0 |  | --> | C11 ex BALLYTIVNAN | Ballytivnan [T41,T42] | SLIGO |  | 54.2766 | -8.4595
029624 | MV/LV Substation CA***624 |  | 10 kV | _ | LV | 50 kVA :Pole Substation | 0.05 | --> | 0.05 | 0 | 0 | Constrained, otherwise capacity available =21 kVA | --> | 0.048 | 0 | 0.02 | 0.029 | 0 |  | --> | C19 ex MIDLETON | Midleton [T101,T102] | MIDLETON |  | 51.9256 | -8.2139
1564318 | MV/LV Substation FO***4318 |  | 20 kV | _ | LV | 50 kVA :Pole Substation | 0.05 | --> | 0.05 | 0 | 0 | Constrained, otherwise capacity available =41 kVA | --> | 0.048 | 0 | 0 | 0 | 0 | Constrained, otherwise capacity available =46 kW | --> | E14 ex EMYVALE | Emyvale [T422] | LISDRUM |  | 54.3605 | -6.9791
074096X | MV/LV Substation DR***096X |  | 20 kV | _ | LV | 100 kVA :Pole Substation | 0.1 | --> | 0.1 | 0 | 0 | Constrained, otherwise capacity available =84 kVA | --> | 0.095 | 0 | 0 | 0 | 0 | Constrained, otherwise capacity available =93 kW | --> | C14 ex CARRICK ON SHANNON | Carrick On Shannon [T41,T42] | CARRICK ON SHANNON |  | 53.9943 | -8.0715
012930 | MV/LV Substation SU***930 |  | 10 kV | _ | LV | 1000 kVA :Building Structure | 1 | --> | 1 | 0 | 0 | Constrained, otherwise capacity available =882 kVA | --> | 0.95 | 0 | 0 | 0 | 0 | Constrained, otherwise capacity available =938 kW | --> | C19 ex POLLERTON | Pollerton [T41,T42] | CARLOW |  | 52.8352 | -6.9289
068471X | MV/LV Substation DR***471X |  | 10 kV | _ | LV | 630 kVA :Kiosk Substation | 0.63 | --> | 0.63 | 0.5 | 11.14 |  | --> | 0.598 | 0 | 0 | 0.5 | 0 |  | --> | C18 ex CABRA | Cabra [T101,T102] | FINGLAS |  | 53.3644 | -6.2997
020206 | MV/LV Substation PA***206 |  | 10 kV | _ | LV | 200 kVA :Building Structure | 0.2 | --> | 0.2 | 0.172 | 0.76 |  | --> | 0.19 | 0 | 0 | 0 | 0 | Constrained, otherwise capacity available =186 kW | --> | C11 ex WOODFORD | Woodford [T41,T42] | KNOCKEARAGH |  | 52.0581 | -9.5047
036332X | MV/LV Substation HO***332X |  | 20 kV | _ | LV | 50 kVA :Pole Substation | 0.05 | --> | 0.05 | 0 | 0 | Constrained, otherwise capacity available =33 kVA | --> | 0.048 | 0 | 0 | 0 | 0 | Constrained, otherwise capacity available =45 kW | --> | E20 ex GARRANACANTY | Garranacanty [T421,T422] | TIPPERARY |  | 52.5094 | -7.9165
0694070 | MV/LV Substation SH***4070 |  | 10 kV | _ | LV | 1000 kVA :Building Structure | 1 | --> | 1 | 0 | 0 | Constrained, otherwise capacity available =863 kVA | --> | 0.95 | 0 | 0 | 0.5 | 0 |  | --> | C20 ex DONNYBROOK | Donnybrook [T41,T42] | MILLTOWN (DR) |  | 53.3312 | -6.2325
071965 | MV/LV Substation BL***965 |  | 10 kV | _ | LV | 200 kVA :Kiosk Substation | 0.2 | --> | 0.2 | 0 | 0 | Constrained, otherwise capacity available =190 kVA | --> | 0.19 | 0 | 0.01 | 0.181 | 0 |  | --> | C15 ex GREYSTONES | Greystones [T41,T42] | FASSAROE |  | 53.1515 | -6.0856
039389 | MV/LV Substation AS***389 |  | 10 kV | _ | LV | 400 kVA :Kiosk Substation | 0.4 | --> | 0.4 | 0 | 0 | Constrained, otherwise capacity available =294 kVA | --> | 0.38 | 0 | 0.025 | 0.347 | 0 |  | --> | C23 ex GALWAY 110KV | Galway 110kv [T102,T103] | GALWAY 110KV |  | 53.2889 | -9.0271
216085X | MV/LV Substation ME***085X |  | 10 kV | _ | LV | 200 kVA :Pole Substation | 0.2 | --> | 0.2 | 0 | 0 | Constrained, otherwise capacity available =179 kVA | --> | 0.19 | 0 | 0 | 0 | 0 | Constrained, otherwise capacity available =187 kW | --> | C26 ex GLENTIES | Glenties [T41,T42] | BINBANE |  | 54.7834 | -8.2545
0114026 | MV/LV Substation CL***4026 |  | 10 kV | _ | LV | 50 kVA :Pole Substation | 0.05 | --> | 0.05 | 0 | 0 | Constrained, otherwise capacity available =42 kVA | --> | 0.048 | 0 | 0.005 | 0 | 0 | Constrained, otherwise capacity available =43 kW | --> | C24 ex GORESBRIDGE | Goresbridge [T41,T42] | KILKENNY |  | 52.626 | -7.0774
019990 | MV/LV Substation DU***990 |  | 10 kV | _ | LV | 400 kVA :Building Structure | 0.4 | --> | 0.4 | 0.047 | 0.05 | Constrained, otherwise capacity available =224 kVA | --> | 0.38 | 0 | 0 | 0 | 0 | Constrained, otherwise capacity available =355 kW | --> | C20 ex BALLYBEGGAN | Ballybeggan [T43,T44] | TRALEE |  | 52.2702 | -9.6905
016243Z | MV/LV Substation GR***243Z |  | 20 kV | _ | LV | 630 kVA :Building Structure | 0.63 | --> | 0.63 | 0 | 0 | Constrained, otherwise capacity available =475 kVA | --> | 0.598 | 0 | 0.05 | 0 | 0 | Constrained, otherwise capacity available =540 kW | --> | E60 ex GRANGE CASTLE |  |  |  | 53.2997 | -6.4695
039740X | MV/LV Substation OR***740X |  | 10 kV | _ | LV | 630 kVA :Kiosk Substation | 0.63 | --> | 0.63 | 0 | 0 | Constrained, otherwise capacity available =556 kVA | --> | 0.598 | 0 | 0.011 | 0 | 0 | Constrained, otherwise capacity available =580 kW | --> | C15 ex ORANMORE | Oranmore [T41,T44] | GALWAY 110KV |  | 53.2575 | -8.923
056849X | MV/LV Substation BA***849X |  | 20 kV | _ | LV | 50 kVA :Pole Substation | 0.05 | --> | 0.05 | 0.038 | 0.89 |  | --> | 0.048 | 0 | 0.029 | 0 | 0 | Constrained, otherwise capacity available =24 kW | --> | E20 ex BIRR | Birr [T41,T422] | DALLOW |  | 53.015 | -8.0317
734004 | MV/LV Substation GR***004 |  | 20 kV | _ | LV | 1000 kVA :Building Structure | 1 | --> | 1 | 0 | 0 | Constrained, otherwise capacity available =846 kVA | --> | 0.95 | 0 | 0 | 0 | 0 | Constrained, otherwise capacity available =929 kW | --> | E58 ex GRANGE CASTLE |  |  |  | 53.2959 | -6.4729
192568 | MV/LV Substation LO***568 |  | 10 kV | _ | LV | 200 kVA :Pole Substation | 0.2 | --> | 0.2 | 0.137 | 1.56 |  | --> | 0.19 | 0 | 0 | 0 | 0 | Constrained, otherwise capacity available =181 kW | --> | C13 ex DERRYBEG | Derrybeg [T41,T42] | ARDNAGAPPARY |  | 54.9989 | -8.2895
210458X | MV/LV Substation AG***458X |  | 10 kV | _ | LV | 200 kVA :Pole Substation | 0.2 | --> | 0.2 | 0.197 | 1.15 |  | --> | 0.19 | 0 | 0 | 0 | 0 | Constrained, otherwise capacity available =190 kW | --> | C18 ex TULLYNAMALRA | Tullynamalra [T41,T42] | MEATH HILL |  | 54.0622 | -6.8385
052321Y | MV/LV Substation CU***321Y |  | 10 kV | _ | LV | 50 kVA :Pole Substation | 0.05 | --> | 0.05 | 0.05 | 10.9 |  | --> | 0.048 | 0 | 0 | 0.047 | 0 |  | --> | C13 ex MULLINGAR | Mullingar [T101,T102] | MULLINGAR |  | 53.5521 | -7.3322
154137Z | MV/LV Substation PR***137Z |  | 10 kV | _ | LV | 400 kVA :Building Structure | 0.4 | --> | 0.4 | 0 | 0 | Constrained, otherwise capacity available =172 kVA | --> | 0.38 | 0 | 0.27 | 0.148 | 0 |  | --> | C17 ex MACETOWN | Macetown [T101,T102] | MACETOWN |  | 53.4091 | -6.408
0684363 | MV/LV Substation WI***4363 |  | 10 kV | _ | LV | 1000 kVA :Building Structure | 1 | --> | 1 | 0.5 | 0.98 |  | --> | 0.95 | 0 | 0 | 0.5 | 0 |  | --> | C22 ex LEESON STREET | Leeson Street [T41,T42] | MILLTOWN (DR) |  | 53.3328 | -6.2515
011386 | MV/LV Substation JE***386 |  | 10 kV | _ | LV | 50 kVA :Pole Substation | 0.05 | --> | 0.05 | 0 | 0 | Constrained, otherwise capacity available =36 kVA | --> | 0.048 | 0 | 0 | 0 | 0 | Constrained, otherwise capacity available =46 kW | --> | C21 ex TALBOTS INCH | Talbots Inch [T41,T42] | KILKENNY |  | 52.728 | -7.2857
160064Z | MV/LV Substation FE***064Z |  | 20 kV | _ | LV | 400 kVA :Kiosk Substation | 0.4 | --> | 0.4 | 0 | 0 | Constrained, otherwise capacity available =240 kVA | --> | 0.38 | 0 | 0.09 | 0 | 0 | Constrained, otherwise capacity available =291 kW | --> | C11 ex KILDARE | Kildare [T41,T42] | NEWBRIDGE |  | 53.1498 | -7.0601
039386 | MV/LV Substation RO***386 |  | 10 kV | _ | LV | 400 kVA :Kiosk Substation | 0.4 | --> | 0.4 | 0.363 | 11.03 |  | --> | 0.38 | 0 | 0 | 0.375 | 0 |  | --> | C24 ex SALTHILL | Salthill [T101,T102] | SALTHILL |  | 53.262 | -9.0857
015021 | MV/LV Substation MO***021 |  | 10 kV | _ | LV | 400 kVA :Kiosk Substation | 0.4 | --> | 0.4 | 0.248 | 12.6 |  | --> | 0.38 | 0 | 0.044 | 0.326 | 0 |  | --> | C19 ex MONREAD | Monread [T101,T102] | MONREAD |  | 53.2383 | -6.6631
0684554 | MV/LV Substation HO***4554 |  | 10 kV | _ | LV | 630 kVA :Building Structure | 0.63 | --> | 0.63 | 0 | 0 | Constrained, otherwise capacity available =610 kVA | --> | 0.598 | 0 | 0.041 | 0.5 | 0 |  | --> | C15 ex DRUMCONDRA | Drumcondra [T41,T42] | MCDERMOTT |  | 53.3635 | -6.2538
069735 | MV/LV Substation KC***735 |  | 10 kV | _ | LV | 630 kVA :Building Structure | 0.63 | --> | 0.63 | 0.5 | 9.99 |  | --> | 0.598 | 0 | 0.009 | 0.5 | 0 |  | --> | C19 ex HAROLDS CROSS | Harolds Cross [T101,T102] | POOLBEG |  | 53.3148 | -6.2996
0114043 | MV/LV Substation KI***4043 |  | 10 kV | _ | LV | 50 kVA :Pole Substation | 0.05 | --> | 0.05 | 0 | 0 | Constrained, otherwise capacity available =50 kVA | --> | 0.048 | 0 | 0 | 0 | 0 | Constrained, otherwise capacity available =47 kW | --> | C11 ex ROSEHILL | Rosehill [T41,T42] | KILKENNY |  | 52.6545 | -7.2745
004373Y | MV/LV Substation WA***373Y |  | 10 kV | _ | LV | 50 kVA :Pole Substation | 0.05 | --> | 0.05 | 0.046 | 0.45 |  | --> | 0.048 | 0 | 0 | 0 | 0 | Constrained, otherwise capacity available =47 kW | --> | C15 ex KILMAGIG | Kilmagig [T42] | ARKLOW |  | 52.8298 | -6.2685
019036X | MV/LV Substation BA***036X |  | 10 kV | _ | LV | 200 kVA :Kiosk Substation | 0.2 | --> | 0.2 | 0.047 | 0.05 | Constrained, otherwise capacity available =191 kVA | --> | 0.19 | 0 | 0 | 0 | 0 | Constrained, otherwise capacity available =189 kW | --> | C12 ex BALLYBEGGAN | Ballybeggan [T43,T44] | TRALEE |  | 52.2726 | -9.6672
116029 | MV/LV Substation BR***029 |  | 10 kV | _ | LV | 630 kVA :Kiosk Substation | 0.63 | --> | 0.63 | 0.333 | 7.32 |  | --> | 0.598 | 0 | 0 | 0.5 | 0 |  | --> | C13 ex CARROWBEG | Carrowbeg [T41,T42] | CARROWBEG |  | 53.7996 | -9.5215
281089 | MV/LV Substation AS***089 |  | 10 kV | _ | LV | 400 kVA :Kiosk Substation | 0.4 | --> | 0.4 | 0.242 | 4.67 |  | --> | 0.38 | 0 | 0.022 | 0.342 | 0 |  | --> | C20 ex CENTRE PARK ROAD | Marina [T105,T106] | MARINA |  | 51.8938 | -8.4529
116046 | MV/LV Substation KI***046 |  | 10 kV | _ | LV | 200 kVA :Kiosk Substation | 0.2 | --> | 0.2 | 0.168 | 7.32 |  | --> | 0.19 | 0 | 0.033 | 0.161 | 0 |  | --> | C11 ex CARROWBEG | Carrowbeg [T41,T42] | CARROWBEG |  | 53.8047 | -9.526
117186 | MV/LV Substation TH***186 |  | 10 kV | _ | LV | 50 kVA :Pole Substation | 0.05 | --> | 0.05 | 0.039 | 0.32 |  | --> | 0.048 | 0 | 0 | 0 | 0 | Constrained, otherwise capacity available =46 kW | --> | C18 ex BALLYMOTE | Ballymote [T41] | SLIGO |  | 54.0866 | -8.5086
010860 | MV/LV Substation TH***860 |  | 20 kV | _ | LV | 200 kVA :Kiosk Substation | 0.2 | --> | 0.2 | 0 | 0 | Constrained, otherwise capacity available =117 kVA | --> | 0.19 | 0 | 0.014 | 0 | 0 | Constrained, otherwise capacity available =168 kW | --> | E11 ex BALLYHALE | Ballyhale [T42,T421] | KILKENNY |  | 52.5219 | -7.1362
021371Z | MV/LV Substation BA***371Z |  | 10 kV | _ | LV | 400 kVA :Kiosk Substation | 0.4 | --> | 0.4 | 0 | 0 | Constrained, otherwise capacity available =294 kVA | --> | 0.38 | 0 | 0 | 0.365 | 0 |  | --> | C25 ex KILBARRY | Kilbarry [T101,T43] | KILBARRY |  | 51.903 | -8.4973
074460X | MV/LV Substation RE***460X |  | 10 kV | _ | LV | 630 kVA :Kiosk Substation | 0.63 | --> | 0.63 | 0 | 0 | Constrained, otherwise capacity available =476 kVA | --> | 0.598 | 0 | 0 | 0 | 0 | Constrained, otherwise capacity available =577 kW | --> | C17 ex CARRICK ON SHANNON | Carrick On Shannon [T41,T42] | CARRICK ON SHANNON |  | 53.9454 | -8.0775
176327 | MV/LV Substation RU***327 |  | 20 kV | _ | LV | 50 kVA :Pole Substation | 0.05 | --> | 0.05 | 0 | 0 | Constrained, otherwise capacity available =39 kVA | --> | 0.048 | 0 | 0.01 | 0 | 0 | Constrained, otherwise capacity available =38 kW | --> | E12 ex MACROOM | Macroom [T422] | MACROOM |  | 51.932 | -8.904
220936 | MV/LV Substation LA***936 |  | 10 kV | _ | LV | 100 kVA :Pole Substation | 0.1 | --> | 0.1 | 0.082 | 1.36 |  | --> | 0.095 | 0 | 0.005 | 0 | 0 | Constrained, otherwise capacity available =89 kW | --> | C11 ex CROSSMOLINA | Crossmolina [T41,T42] | MOY |  | 54.0308 | -9.3239
111097 | MV/LV Substation CA***097 |  | 20 kV | _ | LV | 50 kVA :Pole Substation | 0.05 | --> | 0.05 | 0 | 0 | Constrained, otherwise capacity available =49 kVA | --> | 0.048 | 0 | 0 | 0 | 0 | Constrained, otherwise capacity available =47 kW | --> | C11 ex BANTRY | Bantry [T41,T42] | BALLYLICKY |  | 51.6676 | -9.4852
150712 | MV/LV Substation MA***712 |  | 20 kV | _ | LV | 200 kVA :Pole Substation | 0.2 | --> | 0.2 | 0.178 | 3.96 |  | --> | 0.19 | 0 | 0.012 | 0 | 0 | Constrained, otherwise capacity available =178 kW | --> | E21 ex STRANORLAR | Stranorlar [T421,T422] | LETTERKENNY |  | 54.8015 | -7.7698
002744 | MV/LV Substation SE***744 |  | 10 kV | _ | LV | 400 kVA :Kiosk Substation | 0.4 | --> | 0.4 | 0.243 | 4.51 |  | --> | 0.38 | 0 | 0.02 | 0.343 | 0 |  | --> | C21 ex BOGHALL ROAD | Boghall Road [T41,T42] | FASSAROE |  | 53.2071 | -6.104
023326 | MV/LV Substation WO***326 |  | 20 kV | _ | LV | 50 kVA :Pole Substation | 0.05 | --> | 0.05 | 0 | 0 | Constrained, otherwise capacity available =32 kVA | --> | 0.048 | 0 | 0.005 | 0 | 0 | Constrained, otherwise capacity available =41 kW | --> | C14 ex FERMOY NORTH | Fermoy North [T41,T42] | BARRYMORE |  | 52.1874 | -8.354
142209 | MV/LV Substation ME***209 |  | 20 kV | _ | LV | 50 kVA :Pole Substation | 0.05 | --> | 0.05 | 0 | 0 | Constrained, otherwise capacity available =41 kVA | --> | 0.048 | 0 | 0 | 0 | 0 | Constrained, otherwise capacity available =46 kW | --> | E21 ex ATHENRY | Athenry [T423] | GALWAY 110KV |  | 53.4336 | -8.5704
0054117 | MV/LV Substation KA***4117 |  | 20 kV | _ | LV | 200 kVA :Pole Substation | 0.2 | --> | 0.2 | 0.2 | 17.8 |  | --> | 0.19 | 0 | 0 | 0.19 | 0 |  | --> | E21 ex BANOGE | Banoge [T121,T122] | BANOGE |  | 52.6777 | -6.3983
066278 | MV/LV Substation ST***278 |  | 10 kV | _ | LV | 400 kVA :Kiosk Substation | 0.4 | --> | 0.4 | 0 | 0 | Constrained, otherwise capacity available =241 kVA | --> | 0.38 | 0 | 0.029 | 0.336 | 0 |  | --> | C11 ex SUTTON | Sutton [T41,T42] | GRANGE (DR) |  | 53.3826 | -6.067
156424Z | MV/LV Substation CO***424Z |  | 10 kV | _ | LV | 400 kVA :Kiosk Substation | 0.4 | --> | 0.4 | 0.4 | 2.47 |  | --> | 0.38 | 0 | 0 | 0 | 0 | Constrained, otherwise capacity available =380 kW | --> | E21 ex TELAYDON | Telaydon [T42,T421] | LISDRUM |  | 54.2474 | -6.9698
142852X | MV/LV Substation KI***852X |  | 20 kV | _ | LV | 50 kVA :Pole Substation | 0.05 | --> | 0.05 | 0 | 0 | Constrained, otherwise capacity available =46 kVA | --> | 0.048 | 0 | 0 | 0 | 0 | Constrained, otherwise capacity available =47 kW | --> | E23 ex ATHENRY | Athenry [T423] | GALWAY 110KV |  | 53.3066 | -8.6041
050078Y | MV/LV Substation DU***078Y |  | 10 kV | _ | LV | 400 kVA :Building Structure | 0.4 | --> | 0.4 | 0 | 0 | Constrained, otherwise capacity available =242 kVA | --> | 0.38 | 0 | 0 | 0 | 0 | Constrained, otherwise capacity available =358 kW | --> | C23 ex ATHLONE | Athlone [T41,T42] | ATHLONE |  | 53.4283 | -7.9417
281674Z | MV/LV Substation HE***674Z |  | 10 kV | _ | LV | 400 kVA :Building Structure | 0.4 | --> | 0.4 | 0 | 0 | Constrained, otherwise capacity available =394 kVA | --> | 0.38 | 0 | 0 | 0 | 0 | Constrained, otherwise capacity available =379 kW | --> | C17 ex TOGHER | Togher [T41,T42] | TRABEG |  | 51.8755 | -8.4781
256914 | MV/LV Substation KI***914 |  | 20 kV | _ | LV | 50 kVA :Pole Substation | 0.05 | --> | 0.05 | 0.044 | 1.28 |  | --> | 0.048 | 0 | 0 | 0 | 0 | Constrained, otherwise capacity available =47 kW | --> | C22 ex CASTLEREA | Castlerea [T41,T42] | CARRICK ON SHANNON |  | 53.779 | -8.3764
064651Y | MV/LV Substation MO***651Y |  | 20 kV | _ | LV | 200 kVA :Kiosk Substation | 0.2 | --> | 0.2 | 0 | 0 | Constrained, otherwise capacity available =116 kVA | --> | 0.19 | 0 | 0.057 | 0 | 0 | Constrained, otherwise capacity available =136 kW | --> | C13 ex MORNINGTON ROAD | Mornington Road [T41,T42] | DRYBRIDGE |  | 53.7108 | -6.2837
377287 | MV/LV Substation WA***287 |  | 20 kV | _ | LV | 200 kVA :Pole Substation | 0.2 | --> | 0.2 | 0 | 0 | Constrained, otherwise capacity available =99 kVA | --> | 0.19 | 0 | 0.011 | 0 | 0 | Constrained, otherwise capacity available =168 kW | --> | E16 ex GURRANEBANE | Gurranebane [T421,T422] | OUGHTRAGH |  | 51.8287 | -10.1715
160023Z | MV/LV Substation MA***023Z |  | 10 kV | _ | LV | 200 kVA :Kiosk Substation | 0.2 | --> | 0.2 | 0 | 0 | Constrained, otherwise capacity available =180 kVA | --> | 0.19 | 0 | 0.002 | 0 | 0 | Constrained, otherwise capacity available =186 kW | --> | C15 ex MOUNTMELLICK | Mountmellick [T41,T42] | PORTLAOISE |  | 53.1157 | -7.3375
015807X | MV/LV Substation KI***807X |  | 10 kV | _ | LV | 50 kVA :Pole Substation | 0.05 | --> | 0.05 | 0 | 0 | Constrained, otherwise capacity available =40 kVA | --> | 0.048 | 0 | 0 | 0 | 0 | Constrained, otherwise capacity available =46 kW | --> | C19 ex SALLINS | Sallins [T41,T42] | GRIFFINRATH |  | 53.2838 | -6.7459
0504259 | MV/LV Substation WO***4259 |  | 10 kV | _ | LV | 400 kVA :Kiosk Substation | 0.4 | --> | 0.4 | 0.31 | 7.61 |  | --> | 0.38 | 0 | 0.26 | 0 | 0 | Constrained, otherwise capacity available =184 kW | --> | C20 ex GARRYCASTLE | Garrycastle [T41,T42] | ATHLONE |  | 53.4257 | -7.8942
066800X | MV/LV Substation CO***800X |  | 10 kV | _ | LV | 100 kVA :Pole Substation | 0.1 | --> | 0.1 | 0 | 0 | Constrained, otherwise capacity available =100 kVA | --> | 0.095 | 0 | 0 | 0 | 0 | Constrained, otherwise capacity available =95 kW | --> | E11 ex ASHBOURNE | Ashbourne [T421,T422] | FINGLAS |  | 53.4632 | -6.3448
064929Y | MV/LV Substation RO***929Y |  | 10 kV | _ | LV | 50 kVA :Pole Substation | 0.05 | --> | 0.05 | 0 | 0 | Constrained, otherwise capacity available =50 kVA | --> | 0.048 | 0 | 0 | 0 | 0 | Constrained, otherwise capacity available =48 kW | --> | C13 ex DRYBRIDGE | Drybridge [T41,T42] | DRYBRIDGE |  | 53.7321 | -6.3769
377543 | MV/LV Substation RE***543 |  | 20 kV | _ | LV | 50 kVA :Pole Substation | 0.05 | --> | 0.05 | 0 | 0 | Constrained, otherwise capacity available =15 kVA | --> | 0.048 | 0 | 0 | 0 | 0 | Constrained, otherwise capacity available =43 kW | --> | E18 ex GURRANEBANE | Gurranebane [T421,T422] | OUGHTRAGH |  | 51.9214 | -10.2945
156192Y | MV/LV Substation DR***192Y |  | 20 kV | _ | LV | 200 kVA :Pole Substation | 0.2 | --> | 0.2 | 0.195 | 2.47 |  | --> | 0.19 | 0 | 0 | 0 | 0 | Constrained, otherwise capacity available =189 kW | --> | E13 ex TELAYDON | Telaydon [T42,T421] | LISDRUM |  | 54.3116 | -7.1151
1544256 | MV/LV Substation BA***4256 |  | 10 kV | _ | LV | 200 kVA :Pole Substation | 0.2 | --> | 0.2 | 0 | 0 | Constrained, otherwise capacity available =200 kVA | --> | 0.19 | 0 | 0 | 0.19 | 0 |  | --> | C39 ex COLLEGE PARK | College Park [T101,T102,T103] | COLLEGE PARK |  | 53.4512 | -6.3684
0334307 | MV/LV Substation KN***4307 |  | 10 kV | _ | LV | 50 kVA :Pole Substation | 0.05 | --> | 0.05 | 0 | 0 | Constrained, otherwise capacity available =50 kVA | --> | 0.048 | 0 | 0 | 0 | 0 | Constrained, otherwise capacity available =48 kW | --> | C11 ex DEERPARK | Deerpark [T41,T42] | BALLYDINE |  | 52.3095 | -7.5055
251405 | MV/LV Substation KI***405 |  | 20 kV | _ | LV | 50 kVA :Pole Substation | 0.05 | --> | 0.05 | 0 | 0 | Constrained, otherwise capacity available =39 kVA | --> | 0.048 | 0 | 0.005 | 0 | 0 | Constrained, otherwise capacity available =42 kW | --> | E43 ex CLAREGALWAY | Claregalway [T42,T421] | GALWAY 110KV |  | 53.3476 | -8.9191
2484386 | MV/LV Substation DR***4386 |  | 20 kV | _ | LV | 50 kVA :Pole Substation | 0.05 | --> | 0.05 | 0 | 0 | Constrained, otherwise capacity available =47 kVA | --> | 0.048 | 0 | 0.005 | 0 | 0 | Constrained, otherwise capacity available =43 kW | --> | E14 ex KILCOCK | Kilcock [T421,T422] | GRIFFINRATH |  | 53.4562 | -6.7096
0074300 | MV/LV Substation MU***4300 |  | 10 kV | _ | LV | 200 kVA :Kiosk Substation | 0.2 | --> | 0.2 | 0 | 0 | Constrained, otherwise capacity available =196 kVA | --> | 0.19 | 0 | 0 | 0 | 0 | Constrained, otherwise capacity available =190 kW | --> | C12 ex MULGANNON | Mulgannon [T41,T42] | WEXFORD |  | 52.3243 | -6.4644
2884121 | MV/LV Substation TE***4121 |  | 10 kV | _ | LV | 630 kVA :Building Structure | 0.63 | --> | 0.63 | 0 | 0 | Constrained, otherwise capacity available =630 kVA | --> | 0.598 | 0 | 0 | 0.5 | 0 |  | --> | C18 ex SANDYFORD | Sandyford [T41,T42] | CARRICKMINES |  | 53.2738 | -6.2175
154742 | MV/LV Substation PH***742 |  | 10 kV | _ | LV | 50 kVA :Pole Substation | 0.05 | --> | 0.05 | 0 | 0 | Constrained, otherwise capacity available =33 kVA | --> | 0.048 | 0 | 0 | 0.045 | 0 |  | --> | C23 ex MACETOWN | Macetown [T101,T102] | MACETOWN |  | 53.3996 | -6.4407
062057 | MV/LV Substation DE***057 |  | 10 kV | _ | LV | 500 kVA :Building Structure | 0.5 | --> | 0.5 | 0.362 | 2.33 |  | --> | 0.475 | 0 | 0.004 | 0 | 0 | Constrained, otherwise capacity available =453 kW | --> | C13 ex DUNDALK | Dundalk [T41,T42] | DUNDALK |  | 53.9966 | -6.413
007464 | MV/LV Substation BA***464 |  | 20 kV | _ | LV | 100 kVA :Pole Substation | 0.1 | --> | 0.1 | 0.084 | 16.12 |  | --> | 0.095 | 0 | 0 | 0.093 | 0 |  | --> | E21 ex WEXFORD | Wexford [T121,T122] | WEXFORD |  | 52.4125 | -6.3543
027545 | MV/LV Substation MA***545 |  | 10 kV | _ | LV | 50 kVA :Pole Substation | 0.05 | --> | 0.05 | 0.039 | 7.79 |  | --> | 0.048 | 0 | 0.005 | 0 | 0 | Constrained, otherwise capacity available =42 kW | --> | C17 ex DUNMANWAY | Dunmanway [T422,T43] | DUNMANWAY |  | 51.7121 | -9.0268
253450Z | MV/LV Substation CO***450Z |  | 10 kV | _ | LV | 50 kVA :Pole Substation | 0.05 | --> | 0.05 | 0.031 | 10.7 |  | --> | 0.048 | 0 | 0.004 | 0 | 0 | Constrained, otherwise capacity available =42 kW | --> | C14 ex CLOON | Cloon [T42,T421] | CLOON |  | 53.4399 | -8.8758
074091X | MV/LV Substation BE***091X |  | 20 kV | _ | LV | 100 kVA :Pole Substation | 0.1 | --> | 0.1 | 0.078 | 8.5 |  | --> | 0.095 | 0 | 0.004 | 0 | 0 | Constrained, otherwise capacity available =89 kW | --> | E14 ex ARIGNA | Arigna [T121] | ARIGNA |  | 54.0188 | -7.9468
176942 | MV/LV Substation TE***942 |  | 20 kV | _ | LV | 200 kVA :Pole Substation | 0.2 | --> | 0.2 | 0.15 | 18.78 |  | --> | 0.19 | 0 | 0.009 | 0.176 | 0 |  | --> | E13 ex HARTNETTS CROSS | Hartnetts Cross [T121,T422] | HARTNETTS CROSS |  | 51.8386 | -8.9894
1204051 | MV/LV Substation DU***4051 |  | 20 kV | _ | LV | 200 kVA :Kiosk Substation | 0.2 | --> | 0.2 | 0.2 | 3.5 |  | --> | 0.19 | 0 | 0 | 0 | 0 | Constrained, otherwise capacity available =190 kW | --> | E12 ex DUNFIRTH | Dunfirth [T122] | DUNFIRTH |  | 53.3882 | -6.8292
152739X | MV/LV Substation LO***739X |  | 10 kV | _ | LV | 100 kVA :Pole Substation | 0.1 | --> | 0.1 | 0 | 0 | Constrained, otherwise capacity available =100 kVA | --> | 0.095 | 0 | 0 | 0 | 0 | Constrained, otherwise capacity available =95 kW | --> | C17 ex CAPPAMORE | Cappamore [T41,T42] | ARDNACRUSHA |  | 52.5638 | -8.4056
0664010 | MV/LV Substation P/***4010 |  | 10 kV | _ | LV | 50 kVA :Pole Substation | 0.05 | --> | 0.05 | 0 | 0 | Constrained, otherwise capacity available =44 kVA | --> | 0.048 | 0 | 0 | 0 | 0 | Constrained, otherwise capacity available =47 kW | --> | C15 ex MALAHIDE | Malahide [T41,T42] | GLASMORE |  | 53.4184 | -6.1436
258460 | MV/LV Substation CR***460 |  | 20 kV | _ | LV | 200 kVA :Pole Substation | 0.2 | --> | 0.2 | 0.119 | 1.86 |  | --> | 0.19 | 0 | 0.02 | 0 | 0 | Constrained, otherwise capacity available =164 kW | --> | E18 ex CREESLOUGH | Creeslough [T421] | ARDNAGAPPARY |  | 55.1213 | -7.9083
046040 | MV/LV Substation AR***040 |  | 10 kV | _ | LV | 630 kVA :Kiosk Substation | 0.63 | --> | 0.63 | 0.424 | 5.78 |  | --> | 0.598 | 0 | 0.109 | 0.489 | 0 |  | --> | C20 ex OAKFIELD | Oakfield [T41,T42] | SLIGO |  | 54.2713 | -8.4932
4054070 | MV/LV Substation CA***4070 |  | 20 kV | _ | LV | 50 kVA :Pole Substation | 0.05 | --> | 0.05 | 0.05 | 3.03 |  | --> | 0.048 | 0 | 0 | 0 | 0 | Constrained, otherwise capacity available =48 kW | --> | E12 ex MOVILLE | Moville [T421,T422] | TRILLICK |  | 55.2186 | -6.961
254354 | MV/LV Substation LA***354 |  | 20 kV | _ | LV | 100 kVA :Pole Substation | 0.1 | --> | 0.1 | 0 | 0 | Constrained, otherwise capacity available =85 kVA | --> | 0.095 | 0 | 0 | 0 | 0 | Constrained, otherwise capacity available =93 kW | --> | C23 ex TUAM NORTH | Tuam North [T41,T42] | CLOON |  | 53.6176 | -8.8902
377410 | MV/LV Substation ST***410 |  | 20 kV | _ | LV | 100 kVA :Pole Substation | 0.1 | --> | 0.1 | 0 | 0 | Constrained, otherwise capacity available =58 kVA | --> | 0.095 | 0 | 0 | 0 | 0 | Constrained, otherwise capacity available =89 kW | --> | E16 ex GURRANEBANE | Gurranebane [T421,T422] | OUGHTRAGH |  | 51.8507 | -10.1698
046053 | MV/LV Substation CR***053 |  | 10 kV | _ | LV | 630 kVA :Building Structure | 0.63 | --> | 0.63 | 0 | 0 | Constrained, otherwise capacity available =614 kVA | --> | 0.598 | 0 | 0 | 0.5 | 0 |  | --> | C13 ex CRANMORE | Cranmore [T41,T42] | SLIGO |  | 54.2668 | -8.4601
046073 | MV/LV Substation CO***073 |  | 10 kV | _ | LV | 400 kVA :Kiosk Substation | 0.4 | --> | 0.4 | 0 | 0 | Constrained, otherwise capacity available =278 kVA | --> | 0.38 | 0 | 0 | 0.363 | 0 |  | --> | C18 ex CRANMORE | Cranmore [T41,T42] | SLIGO |  | 54.2705 | -8.4621
073539 | MV/LV Substation MT***539 |  | 20 kV | _ | LV | 100 kVA :Pole Substation | 0.1 | --> | 0.1 | 0 | 0 | Constrained, otherwise capacity available =63 kVA | --> | 0.095 | 0 | 0.016 | 0 | 0 | Constrained, otherwise capacity available =78 kW | --> | C15 ex MOATE | Moate [T41,T42] | ATHLONE |  | 53.428 | -7.775
138033X | MV/LV Substation TH***033X |  | 10 kV | _ | LV | 50 kVA :Pole Substation | 0.05 | --> | 0.05 | 0.05 | 1.52 |  | --> | 0.048 | 0 | 0 | 0 | 0 | Constrained, otherwise capacity available =48 kW | --> | C18 ex SHERCOCK | Shercock [T41,T42] | MEATH HILL |  | 53.9989 | -6.8935
012814X | MV/LV Substation SP***814X |  | 10 kV | _ | LV | 400 kVA :Building Structure | 0.4 | --> | 0.4 | 0 | 0 | Constrained, otherwise capacity available =351 kVA | --> | 0.38 | 0 | 0.015 | 0 | 0 | Constrained, otherwise capacity available =362 kW | --> | C11 ex POLLERTON | Pollerton [T41,T42] | CARLOW |  | 52.8382 | -6.8988
089169X | MV/LV Substation ST***169X |  | 10 kV | _ | LV | 400 kVA :Kiosk Substation | 0.4 | --> | 0.4 | 0.368 | 2.33 |  | --> | 0.38 | 0 | 0 | 0 | 0 | Constrained, otherwise capacity available =376 kW | --> | E17 ex MOY | Moy [T421,T422] | MOY |  | 54.1152 | -9.1631
250678 | MV/LV Substation PA***678 |  | 20 kV | _ | LV | 400 kVA :Kiosk Substation | 0.4 | --> | 0.4 | 0.17 | 1.26 |  | --> | 0.38 | 0 | 0.01 | 0 | 0 | Constrained, otherwise capacity available =340 kW | --> | E16 ex BALLYCROSSAUN | Ballycrossaun [T421,T422] | SOMERSET |  | 53.0919 | -8.2184
293501X | MV/LV Substation RI***501X |  | 20 kV | _ | LV | 100 kVA :Pole Substation | 0.1 | --> | 0.1 | 0 | 0 | Constrained, otherwise capacity available =77 kVA | --> | 0.095 | 0 | 0.024 | 0 | 0 | Constrained, otherwise capacity available =74 kW | --> | E13 ex BALTINGLASS | Baltinglass [T421,T422] | STRATFORD |  | 52.89 | -6.7288
120993X | MV/LV Substation AB***993X |  | 20 kV | _ | LV | 50 kVA :Pole Substation | 0.05 | --> | 0.05 | 0 | 0 | Constrained, otherwise capacity available =34 kVA | --> | 0.048 | 0 | 0 | 0 | 0 | Constrained, otherwise capacity available =45 kW | --> | C14 ex BLAKE | Blake [T41,T42] | BLAKE |  | 53.3155 | -6.9516
156251Z | MV/LV Substation CH***251Z |  | 20 kV | _ | LV | 200 kVA :Kiosk Substation | 0.2 | --> | 0.2 | 0 | 0 | Constrained, otherwise capacity available =198 kVA | --> | 0.19 | 0 | 0 | 0 | 0 | Constrained, otherwise capacity available =190 kW | --> | E14 ex EMYVALE | Emyvale [T422] | LISDRUM |  | 54.3583 | -7.026
2884079 | MV/LV Substation BE***4079 |  | 10 kV | _ | LV | 400 kVA :Kiosk Substation | 0.4 | --> | 0.4 | 0 | 0 | Constrained, otherwise capacity available =400 kVA | --> | 0.38 | 0 | 0 | 0.38 | 0 |  | --> | C18 ex LOUGHLINSTOWN | Loughlinstown [T41,T42] | CARRICKMINES |  | 53.2486 | -6.1592
156252X | MV/LV Substation GL***252X |  | 20 kV | _ | LV | 200 kVA :Pole Substation | 0.2 | --> | 0.2 | 0.143 | 2.47 |  | --> | 0.19 | 0 | 0 | 0 | 0 | Constrained, otherwise capacity available =182 kW | --> | E19 ex TELAYDON | Telaydon [T42,T421] | LISDRUM |  | 54.3345 | -6.938
0114145 | MV/LV Substation AL***4145 |  | 10 kV | _ | LV | 200 kVA :Kiosk Substation | 0.2 | --> | 0.2 | 0.037 | 0.04 | Constrained, otherwise capacity available =78 kVA | --> | 0.19 | 0 | 0 | 0 | 0 | Constrained, otherwise capacity available =184 kW | --> | C19 ex CALLAN | Callan [T41,T42] | KILKENNY |  | 52.5447 | -7.3946
025733Y | MV/LV Substation AS***733Y |  | 10 kV | _ | LV | 400 kVA :Kiosk Substation | 0.4 | --> | 0.4 | 0 | 0 | Constrained, otherwise capacity available =389 kVA | --> | 0.38 | 0 | 0.005 | 0 | 0 | Constrained, otherwise capacity available =375 kW | --> | C12 ex KILMALLOCK | Kilmallock [T41,T42] | CHARLEVILLE |  | 52.3982 | -8.5776
233021 | MV/LV Substation RI***021 |  | 10 kV | _ | LV | 200 kVA :Pole Substation | 0.2 | --> | 0.2 | 0 | 0 | Constrained, otherwise capacity available =186 kVA | --> | 0.19 | 0 | 0 | 0 | 0 | Constrained, otherwise capacity available =188 kW | --> | C23 ex CASTLEISLAND | Castleisland [T41,T42] | TRALEE |  | 52.2329 | -9.4681
074576X | MV/LV Substation BR***576X |  | 10 kV | _ | LV | 1000 kVA :Building Structure | 1 | --> | 1 | 0 | 0 | Constrained, otherwise capacity available =923 kVA | --> | 0.95 | 0 | 0 | 0 | 0 | Constrained, otherwise capacity available =939 kW | --> | C13 ex CARRICK ON SHANNON | Carrick On Shannon [T41,T42] | CARRICK ON SHANNON |  | 53.9442 | -8.0944
0394090 | MV/LV Substation FI***4090 |  | 10 kV | _ | LV | 630 kVA :Kiosk Substation | 0.63 | --> | 0.63 | 0 | 0 | Constrained, otherwise capacity available =570 kVA | --> | 0.598 | 0 | 0 | 0.5 | 0 |  | --> | C21 ex GALWAY 110KV | Galway 110kv [T102,T103] | GALWAY 110KV |  | 53.2858 | -8.9889
365040X | MV/LV Substation FO***040X |  | 10 kV | _ | LV | 400 kVA :Kiosk Substation | 0.4 | --> | 0.4 | 0 | 0 | Constrained, otherwise capacity available =262 kVA | --> | 0.38 | 0 | 0.03 | 0.338 | 0 |  | --> | C12 ex TYMON | Tymon [T41,T42] | COOKSTOWN |  | 53.3085 | -6.3635
065613 | MV/LV Substation HE***613 |  | 20 kV | _ | LV | 200 kVA :Pole Substation | 0.2 | --> | 0.2 | 0 | 0 | Constrained, otherwise capacity available =118 kVA | --> | 0.19 | 0 | 0.05 | 0 | 0 | Constrained, otherwise capacity available =141 kW | --> | E18 ex GLASMORE | Glasmore [T421,T422] | GLASMORE |  | 53.5558 | -6.2118
288342 | MV/LV Substation EN***342 |  | 10 kV | _ | LV | 100 kVA :Pole Substation | 0.1 | --> | 0.1 | 0.096 | 2.36 |  | --> | 0.095 | 0 | 0 | 0.094 | 0 |  | --> | C11 ex BRAY | Bray [T41,T42] | FASSAROE |  | 53.1929 | -6.1622
009194X | MV/LV Substation QU***194X |  | 10 kV | _ | LV | 630 kVA :Building Structure | 0.63 | --> | 0.63 | 0.5 | 0.53 | Constrained, otherwise capacity available =532 kVA | --> | 0.598 | 0 | 0 | 0 | 0 | Constrained, otherwise capacity available =585 kW | --> | C14 ex MANOR STREET | Manor Street [T41,T42] | WATERFORD |  | 52.2544 | -7.112
281670Z | MV/LV Substation WE***670Z |  | 10 kV | _ | LV | 630 kVA :Kiosk Substation | 0.63 | --> | 0.63 | 0 | 0 | Constrained, otherwise capacity available =528 kVA | --> | 0.598 | 0 | 0 | 0.5 | 0 |  | --> | C17 ex BISHOPSTOWN | Bishopstown [T41,T42] | KILBARRY |  | 51.8853 | -8.5824
077555 | MV/LV Substation KI***555 |  | 20 kV | _ | LV | 100 kVA :Pole Substation | 0.1 | --> | 0.1 | 0 | 0 | Constrained, otherwise capacity available =50 kVA | --> | 0.095 | 0 | 0.006 | 0 | 0 | Constrained, otherwise capacity available =84 kW | --> | E25 ex PATRICKSWELL | Patrickswell [T421,T422] | LIMERICK |  | 52.6249 | -8.8113
0934191 | MV/LV Substation RO***4191 |  | 10 kV | _ | LV | 630 kVA :Building Structure | 0.63 | --> | 0.63 | 0 | 0 | Constrained, otherwise capacity available =630 kVA | --> | 0.598 | 0 | 0 | 0 | 0 | Constrained, otherwise capacity available =598 kW | --> | C17 ex BALLYCOOLIN | Ballycoolin [T41,T42,T43] | FINGLAS |  | 53.4059 | -6.3365
036031 | MV/LV Substation CA***031 |  | 10 kV | _ | LV | 630 kVA :Kiosk Substation | 0.63 | --> | 0.63 | 0 | 0 | Constrained, otherwise capacity available =478 kVA | --> | 0.598 | 0 | 0.016 | 0 | 0 | Constrained, otherwise capacity available =566 kW | --> | E16 ex GARRANACANTY | Garranacanty [T421,T422] | TIPPERARY |  | 52.4748 | -8.1509
119854 | MV/LV Substation ME***854 |  | 10 kV | _ | LV | 50 kVA :Pole Substation | 0.05 | --> | 0.05 | 0.007 | 4.16 |  | --> | 0.048 | 0 | 0.01 | 0.034 | 0 |  | --> | C20 ex NEWMARKET (SR) | Newmarket (sr) [T41,T42] | GLENLARA |  | 52.2642 | -9.0314
015054 | MV/LV Substation GL***054 |  | 10 kV | _ | LV | 400 kVA :Kiosk Substation | 0.4 | --> | 0.4 | 0.246 | 12.6 |  | --> | 0.38 | 0 | 0.062 | 0.312 | 0 |  | --> | C12 ex MONREAD | Monread [T101,T102] | MONREAD |  | 53.2307 | -6.649
281445 | MV/LV Substation RO***445 |  | 10 kV | _ | LV | 400 kVA :Kiosk Substation | 0.4 | --> | 0.4 | 0 | 0 | Constrained, otherwise capacity available =218 kVA | --> | 0.38 | 0 | 0.01 | 0 | 0 | Constrained, otherwise capacity available =347 kW | --> | C17 ex DENNEHYS CROSS | Dennehys Cross [T41,T42] | TRABEG |  | 51.8951 | -8.4936
058086X | MV/LV Substation KI***086X |  | 10 kV | _ | LV | 50 kVA :Pole Substation | 0.05 | --> | 0.05 | 0.038 | 3 |  | --> | 0.048 | 0 | 0 | 0 | 0 | Constrained, otherwise capacity available =46 kW | --> | C23 ex NENAGH | Nenagh [T41,T42] | NENAGH |  | 52.8153 | -8.1903
249485X | MV/LV Substation CA***485X |  | 10 kV | _ | LV | 400 kVA :Kiosk Substation | 0.4 | --> | 0.4 | 0 | 0 | Constrained, otherwise capacity available =74 kVA | --> | 0.38 | 0 | 0 | 0 | 0 | Constrained, otherwise capacity available =338 kW | --> | C15 ex KILCLOHER | Kilcloher [T41,T42] | DUNGARVAN |  | 52.1049 | -7.7785
074090X | MV/LV Substation NC***090X |  | 10 kV | _ | LV | 50 kVA :Pole Substation | 0.05 | --> | 0.05 | 0 | 0 | Constrained, otherwise capacity available =41 kVA | --> | 0.048 | 0 | 0 | 0 | 0 | Constrained, otherwise capacity available =46 kW | --> | C17 ex CARRICK ON SHANNON | Carrick On Shannon [T41,T42] | CARRICK ON SHANNON |  | 53.9442 | -8.0792
074417 | MV/LV Substation WI***417 |  | 20 kV | _ | LV | 50 kVA :Pole Substation | 0.05 | --> | 0.05 | 0.042 | 8.5 |  | --> | 0.048 | 0 | 0 | 0 | 0 | Constrained, otherwise capacity available =46 kW | --> | E14 ex ARIGNA | Arigna [T121] | ARIGNA |  | 54.0549 | -8.0185
2814229 | MV/LV Substation SH***4229 |  | 10 kV | _ | LV | 630 kVA :Kiosk Substation | 0.63 | --> | 0.63 | 0 | 0 | Constrained, otherwise capacity available =630 kVA | --> | 0.598 | 0 | 0 | 0 | 0 | Constrained, otherwise capacity available =598 kW | --> | C19 ex DENNEHYS CROSS | Dennehys Cross [T41,T42] | TRABEG |  | 51.8797 | -8.4939
461998 | MV/LV Substation LO***998 |  | 10 kV | _ | LV | 200 kVA :Pole Substation | 0.2 | --> | 0.2 | 0.121 | 2.33 |  | --> | 0.19 | 0 | 0 | 0 | 0 | Constrained, otherwise capacity available =179 kW | --> | E17 ex MOY | Moy [T421,T422] | MOY |  | 54.1131 | -9.1667
204310 | MV/LV Substation CL***310 |  | 20 kV | _ | LV | 200 kVA :Pole Substation | 0.2 | --> | 0.2 | 0 | 0 | Constrained, otherwise capacity available =43 kVA | --> | 0.19 | 0 | 0.023 | 0 | 0 | Constrained, otherwise capacity available =150 kW | --> | E13 ex CARNDONAGH | Carndonagh [T421,T422] | TRILLICK |  | 55.2639 | -7.4116
007817Y | MV/LV Substation PU***817Y |  | 20 kV | _ | LV | 50 kVA :Pole Substation | 0.05 | --> | 0.05 | 0.05 | 16.12 |  | --> | 0.048 | 0 | 0 | 0.048 | 0 |  | --> | E21 ex WEXFORD | Wexford [T121,T122] | WEXFORD |  | 52.4119 | -6.4267
2604028 | MV/LV Substation BA***4028 |  | 20 kV | _ | LV | 50 kVA :Pole Substation | 0.05 | --> | 0.05 | 0.044 | 1.67 |  | --> | 0.048 | 0 | 0 | 0.047 | 0 |  | --> | E13 ex NEWPORT | Newport [T421] | CARROWBEG |  | 53.9244 | -9.4443
265757X | MV/LV Substation RA***757X |  | 20 kV | _ | LV | 50 kVA :Pole Substation | 0.05 | --> | 0.05 | 0.011 | 0.07 |  | --> | 0.048 | 0 | 0 | 0 | 0 | Constrained, otherwise capacity available =42 kW | --> | E15 ex BALLYCONNELL | Ballyconnell [T421,T422] | GORTAWEE |  | 54.1247 | -7.5746
055567Y | MV/LV Substation OA***567Y |  | 10 kV | _ | LV | 400 kVA :Kiosk Substation | 0.4 | --> | 0.4 | 0 | 0 | Constrained, otherwise capacity available =372 kVA | --> | 0.38 | 0 | 0.007 | 0 | 0 | Constrained, otherwise capacity available =371 kW | --> | C20 ex TEMPLEMORE | Templemore [T41,T42] | IKERRIN |  | 52.8024 | -7.827
026200Z | MV/LV Substation BA***200Z |  | 10 kV | _ | LV | 400 kVA :Kiosk Substation | 0.4 | --> | 0.4 | 0 | 0 | Constrained, otherwise capacity available =389 kVA | --> | 0.38 | 0 | 0 | 0 | 0 | Constrained, otherwise capacity available =378 kW | --> | C18 ex KINSALE | Kinsale [T41,T42] | BANDON |  | 51.6667 | -8.5991
116749X | MV/LV Substation AT***749X |  | 10 kV | _ | LV | 630 kVA :Kiosk Substation | 0.63 | --> | 0.63 | 0.5 | 7.32 |  | --> | 0.598 | 0 | 0 | 0.5 | 0 |  | --> | C11 ex CARROWBEG | Carrowbeg [T41,T42] | CARROWBEG |  | 53.7995 | -9.5496
067565X | MV/LV Substation PA***565X |  | 10 kV | _ | LV | 200 kVA :Pole Substation | 0.2 | --> | 0.2 | 0 | 0 | Constrained, otherwise capacity available =147 kVA | --> | 0.19 | 0 | 0.016 | 0 | 0 | Constrained, otherwise capacity available =171 kW | --> | C16 ex GILLOGUE | Gillogue [T41,T42] | ARDNACRUSHA |  | 52.6979 | -8.6132
429018X | MV/LV Substation TH***018X |  | 10 kV | _ | LV | 100 kVA :Pole Substation | 0.1 | --> | 0.1 | 0.071 | 0.33 |  | --> | 0.095 | 0 | 0 | 0 | 0 | Constrained, otherwise capacity available =91 kW | --> | C12 ex ABBEYFEALE | Abbeyfeale [T42] | TRIEN |  | 52.3738 | -9.3096
039688 | MV/LV Substation BA***688 |  | 10 kV | _ | LV | 50 kVA :Pole Substation | 0.05 | --> | 0.05 | 0 | 0 | Constrained, otherwise capacity available =48 kVA | --> | 0.048 | 0 | 0 | 0.047 | 0 |  | --> | C28 ex GALWAY 110KV | Galway 110kv [T102,T103] | GALWAY 110KV |  | 53.3069 | -9.0299
253044X | MV/LV Substation WE***044X |  | 20 kV | _ | LV | 200 kVA :Pole Substation | 0.2 | --> | 0.2 | 0 | 0 | Constrained, otherwise capacity available =179 kVA | --> | 0.19 | 0 | 0 | 0 | 0 | Constrained, otherwise capacity available =187 kW | --> | C23 ex TUAM NORTH | Tuam North [T41,T42] | CLOON |  | 53.6189 | -8.9144
0054191 | MV/LV Substation DO***4191 |  | 20 kV | _ | LV | 100 kVA :Pole Substation | 0.1 | --> | 0.1 | 0 | 0 | Constrained, otherwise capacity available =100 kVA | --> | 0.095 | 0 | 0 | 0 | 0 | Constrained, otherwise capacity available =95 kW | --> | E19 ex SHILLELAGH | Shillelagh [T421,T422] | CARLOW |  | 52.7096 | -6.4951
014864Z | MV/LV Substation MI***864Z |  | 10 kV | _ | LV | 200 kVA :Kiosk Substation | 0.2 | --> | 0.2 | 0 | 0 | Constrained, otherwise capacity available =163 kVA | --> | 0.19 | 0 | 0 | 0 | 0 | Constrained, otherwise capacity available =185 kW | --> | C12 ex ATHGARVAN | Athgarvan [T41,T44] | NEWBRIDGE |  | 53.1702 | -6.8012
136025Y | MV/LV Substation HA***025Y |  | 10 kV | _ | LV | 200 kVA :Pole Substation | 0.2 | --> | 0.2 | 0 | 0 | Constrained, otherwise capacity available =160 kVA | --> | 0.19 | 0 | 0.008 | 0 | 0 | Constrained, otherwise capacity available =178 kW | --> | C17 ex ROSCOMMON | Roscommon [T41,T42] | LANESBORO |  | 53.6221 | -8.1731
0894195 | MV/LV Substation ST***4195 |  | 10 kV | _ | LV | 400 kVA :Building Structure | 0.4 | --> | 0.4 | 0.345 | 2.33 |  | --> | 0.38 | 0 | 0.03 | 0 | 0 | Constrained, otherwise capacity available =350 kW | --> | E18 ex MOY | Moy [T421,T422] | MOY |  | 54.1186 | -9.1669
3774109 | MV/LV Substation LO***4109 |  | 20 kV | _ | LV | 630 kVA :Building Structure | 0.63 | --> | 0.63 | 0 | 0 | Constrained, otherwise capacity available =577 kVA | --> | 0.598 | 0 | 0 | 0 | 0 | Constrained, otherwise capacity available =591 kW | --> | E16 ex GURRANEBANE | Gurranebane [T421,T422] | OUGHTRAGH |  | 51.8213 | -10.1655
0394336 | MV/LV Substation SE***4336 |  | 10 kV | _ | LV | 400 kVA :Kiosk Substation | 0.4 | --> | 0.4 | 0.4 | 11.03 |  | --> | 0.38 | 0 | 0 | 0.38 | 0 |  | --> | C28 ex SALTHILL | Salthill [T101,T102] | SALTHILL |  | 53.2517 | -9.1474
031086 | MV/LV Substation CO***086 |  | 10 kV | _ | LV | 400 kVA :Kiosk Substation | 0.4 | --> | 0.4 | 0 | 0 | Constrained, otherwise capacity available =337 kVA | --> | 0.38 | 0 | 0.04 | 0 | 0 | Constrained, otherwise capacity available =342 kW | --> | C17 ex COLLIGAN | Colligan [T41,T42] | DUNGARVAN |  | 52.0947 | -7.6261
068324 | MV/LV Substation U.***324 |  | 10 kV | _ | LV | 630 kVA :Building Structure | 0.63 | --> | 0.63 | 0.5 | 0.98 |  | --> | 0.598 | 0 | 0 | 0.5 | 0 |  | --> | C20 ex LEESON STREET | Leeson Street [T41,T42] | MILLTOWN (DR) |  | 53.3355 | -6.2584
120779X | MV/LV Substation B ***779X |  | 10 kV | _ | LV | 200 kVA :Pole Substation | 0.2 | --> | 0.2 | 0.2 | 3.5 |  | --> | 0.19 | 0 | 0 | 0 | 0 | Constrained, otherwise capacity available =190 kW | --> | E14 ex DUNFIRTH | Dunfirth [T122] | DUNFIRTH |  | 53.3499 | -6.806
099606X | MV/LV Substation CI***606X |  | 10 kV | _ | LV | 400 kVA :Kiosk Substation | 0.4 | --> | 0.4 | 0 | 0 | Constrained, otherwise capacity available =310 kVA | --> | 0.38 | 0 | 0.015 | 0 | 0 | Constrained, otherwise capacity available =356 kW | --> | C12 ex CULLION | Cullion [T41,T42] | LETTERKENNY |  | 54.94 | -7.7338
064213Y | MV/LV Substation CL***213Y |  | 20 kV | _ | LV | 400 kVA :Kiosk Substation | 0.4 | --> | 0.4 | 0 | 0 | Constrained, otherwise capacity available =270 kVA | --> | 0.38 | 0 | 0.083 | 0 | 0 | Constrained, otherwise capacity available =300 kW | --> | E17 ex JULIANSTOWN | Julianstown [T421,T422] | DRYBRIDGE |  | 53.7003 | -6.2574
065024 | MV/LV Substation UP***024 |  | 10 kV | _ | LV | 200 kVA :Pole Substation | 0.2 | --> | 0.2 | 0 | 0 | Constrained, otherwise capacity available =78 kVA | --> | 0.19 | 0 | 0.03 | 0 | 0 | Constrained, otherwise capacity available =150 kW | --> | E15 ex BATTER LANE TEMPORARY | Batter Lane Temporary 38kv [T421] | GLASMORE |  | 53.5184 | -6.1119
015278Z | MV/LV Substation FU***278Z |  | 10 kV | _ | LV | 200 kVA :Kiosk Substation | 0.2 | --> | 0.2 | 0 | 0 | Constrained, otherwise capacity available =156 kVA | --> | 0.19 | 0 | 0.036 | 0 | 0 | Constrained, otherwise capacity available =157 kW | --> | C22 ex JOHNSTOWN | Johnstown [T41,T42] | KILTEEL |  | 53.2321 | -6.6191
119129Y | MV/LV Substation LA***129Y |  | 10 kV | _ | LV | 200 kVA :Pole Substation | 0.2 | --> | 0.2 | 0 | 0 | Constrained, otherwise capacity available =200 kVA | --> | 0.19 | 0 | 0 | 0 | 0 | Constrained, otherwise capacity available =190 kW | --> | C11 ex KANTURK | Kanturk [T41,T42] | GLENLARA |  | 52.1684 | -8.802
004002 | MV/LV Substation BR***002 |  | 10 kV | _ | LV | 630 kVA :Kiosk Substation | 0.63 | --> | 0.63 | 0.5 | 18.08 |  | --> | 0.598 | 0 | 0 | 0.5 | 0 |  | --> | C17 ex ARKLOW | Arklow [T101,T102] | ARKLOW |  | 52.7984 | -6.1463
077220X | MV/LV Substation SP***220X |  | 20 kV | _ | LV | 400 kVA :Kiosk Substation | 0.4 | --> | 0.4 | 0 | 0 | Constrained, otherwise capacity available =400 kVA | --> | 0.38 | 0 | 0 | 0 | 0 | Constrained, otherwise capacity available =380 kW | --> | E16 ex PATRICKSWELL | Patrickswell [T421,T422] | LIMERICK |  | 52.566 | -8.7917
365797X | MV/LV Substation CI***797X |  | 10 kV | _ | LV | 400 kVA :Building Structure | 0.4 | --> | 0.4 | 0 | 0 | Constrained, otherwise capacity available =301 kVA | --> | 0.38 | 0 | 0 | 0.366 | 0 |  | --> | C11 ex FORTUNESTOWN | Fortunestown [T101,T102] | INCHICORE 220KV |  | 53.293 | -6.426
093558Z | MV/LV Substation BE***558Z |  | 10 kV | _ | LV | 1000 kVA :Building Structure | 1 | --> | 1 | 0 | 0 | Constrained, otherwise capacity available =872 kVA | --> | 0.95 | 0 | 0 | 0.5 | 0 |  | --> | C22 ex GRANGE (DR) | Grange (dr) [T41,T42] | GRANGE (DR) |  | 53.4037 | -6.1727
026221Z | MV/LV Substation CO***221Z |  | 10 kV | _ | LV | 630 kVA :Kiosk Substation | 0.63 | --> | 0.63 | 0 | 0 | Constrained, otherwise capacity available =396 kVA | --> | 0.598 | 0 | 0.038 | 0 | 0 | Constrained, otherwise capacity available =538 kW | --> | C16 ex KINSALE | Kinsale [T41,T42] | BANDON |  | 51.7027 | -8.5241
0644208 | MV/LV Substation MA***4208 |  | 20 kV | _ | LV | 400 kVA :Kiosk Substation | 0.4 | --> | 0.4 | 0 | 0 | Constrained, otherwise capacity available =244 kVA | --> | 0.38 | 0 | 0.086 | 0 | 0 | Constrained, otherwise capacity available =294 kW | --> | C13 ex MORNINGTON ROAD | Mornington Road [T41,T42] | DRYBRIDGE |  | 53.7148 | -6.2865
015023Z | MV/LV Substation CA***023Z |  | 10 kV | _ | LV | 200 kVA :Kiosk Substation | 0.2 | --> | 0.2 | 0 | 0 | Constrained, otherwise capacity available =92 kVA | --> | 0.19 | 0 | 0.049 | 0 | 0 | Constrained, otherwise capacity available =138 kW | --> | C14 ex SALLINS | Sallins [T41,T42] | GRIFFINRATH |  | 53.2543 | -6.6699
049309Y | MV/LV Substation BU***309Y |  | 10 kV | _ | LV | 200 kVA :Pole Substation | 0.2 | --> | 0.2 | 0.133 | 0.13 | Constrained, otherwise capacity available =139 kVA | --> | 0.19 | 0 | 0 | 0 | 0 | Constrained, otherwise capacity available =181 kW | --> | C18 ex BALLYMAHON | Ballymahon [T41,T42] | ATHLONE |  | 53.5678 | -7.7621
095729X | MV/LV Substation CU***729X |  | 10 kV | _ | LV | 200 kVA :Kiosk Substation | 0.2 | --> | 0.2 | 0.19 | 1.1 |  | --> | 0.19 | 0 | 0 | 0 | 0 | Constrained, otherwise capacity available =189 kW | --> | C25 ex KILKEE | Kilkee [T41] | TULLABRACK |  | 52.6758 | -9.6562
0504133 | MV/LV Substation ER***4133 |  | 10 kV | _ | LV | 400 kVA :Building Structure | 0.4 | --> | 0.4 | 0.189 | 6.49 |  | --> | 0.38 | 0 | 0 | 0 | 0 | Constrained, otherwise capacity available =350 kW | --> | C20 ex BUSHFIELD | Bushfield [T41,T42] | ATHLONE |  | 53.4294 | -7.8993
116048 | MV/LV Substation PA***048 |  | 10 kV | _ | LV | 200 kVA :Pole Substation | 0.2 | --> | 0.2 | 0.16 | 7.32 |  | --> | 0.19 | 0 | 0.005 | 0.181 | 0 |  | --> | C13 ex CARROWBEG | Carrowbeg [T41,T42] | CARROWBEG |  | 53.8024 | -9.5181
132883X | MV/LV Substation CA***883X |  | 10 kV | _ | LV | 100 kVA :Pole Substation | 0.1 | --> | 0.1 | 0 | 0 | Constrained, otherwise capacity available =84 kVA | --> | 0.095 | 0 | 0 | 0 | 0 | Constrained, otherwise capacity available =93 kW | --> | C16 ex LOUGHREA | Loughrea [T41,T42] | SOMERSET |  | 53.1865 | -8.5176
281900 | MV/LV Substation FI***900 |  | 10 kV | _ | LV | 400 kVA :Building Structure | 0.4 | --> | 0.4 | 0.263 | 7.88 |  | --> | 0.38 | 0 | 0 | 0.361 | 0 |  | --> | C24 ex LIBERTY STREET | Liberty Street [T101,T102] | LIBERTY STREET |  | 51.8966 | -8.47
110691 | MV/LV Substation KI***691 |  | 20 kV | _ | LV | 200 kVA :Pole Substation | 0.2 | --> | 0.2 | 0.165 | 0.76 |  | --> | 0.19 | 0 | 0.01 | 0 | 0 | Constrained, otherwise capacity available =178 kW | --> | E11 ex KENMARE | Kenmare [T421] | KNOCKEARAGH |  | 51.8864 | -9.5678
023638Y | MV/LV Substation LI***638Y |  | 10 kV | _ | LV | 200 kVA :Kiosk Substation | 0.2 | --> | 0.2 | 0 | 0 | Constrained, otherwise capacity available =177 kVA | --> | 0.19 | 0 | 0 | 0 | 0 | Constrained, otherwise capacity available =187 kW | --> | C13 ex FERMOY NORTH | Fermoy North [T41,T42] | BARRYMORE |  | 52.1471 | -8.2713
590432 | MV/LV Substation RA***432 |  | 20 kV | _ | LV | 50 kVA :Pole Substation | 0.05 | --> | 0.05 | 0 | 0 | Constrained, otherwise capacity available =49 kVA | --> | 0.048 | 0 | 0 | 0 | 0 | Constrained, otherwise capacity available =47 kW | --> | E15 ex CONG |  |  |  | 53.5269 | -9.619
162616 | MV/LV Substation TI***616 |  | 20 kV | _ | LV | 50 kVA :Pole Substation | 0.05 | --> | 0.05 | 0.05 | 0.25 |  | --> | 0.048 | 0 | 0 | 0 | 0 | Constrained, otherwise capacity available =48 kW | --> | C12 ex ROSSGEIR | Rossgeir [T41,T42] | LETTERKENNY |  | 54.7947 | -7.613
139202Z | MV/LV Substation CR***202Z |  | 10 kV | _ | LV | 50 kVA :Pole Substation | 0.05 | --> | 0.05 | 0.046 | 4 |  | --> | 0.048 | 0 | 0 | 0 | 0 | Constrained, otherwise capacity available =47 kW | --> | C17 ex BALLYJAMESDUFF | Ballyjamesduff [T41,T42] | SHANKILL |  | 53.916 | -7.2623
0294073 | MV/LV Substation IN***4073 |  | 10 kV | _ | LV | 50 kVA :Pole Substation | 0.05 | --> | 0.05 | 0.035 | 2.31 |  | --> | 0.048 | 0 | 0 | 0.045 | 0 |  | --> | E13 ex AGHADA | Aghada [T721] | N/A |  | 51.8055 | -8.1862
039337X | MV/LV Substation ID***337X |  | 10 kV | _ | LV | 630 kVA :Building Structure | 0.63 | --> | 0.63 | 0.5 | 11.03 |  | --> | 0.598 | 0 | 0.01 | 0.5 | 0 |  | --> | C32 ex SALTHILL | Salthill [T101,T102] | SALTHILL |  | 53.2914 | -9.0744
041528X | MV/LV Substation KN***528X |  | 20 kV | _ | LV | 200 kVA :Pole Substation | 0.2 | --> | 0.2 | 0 | 0 | Constrained, otherwise capacity available =170 kVA | --> | 0.19 | 0 | 0 | 0 | 0 | Constrained, otherwise capacity available =186 kW | --> | E14 ex DALTON | Dalton [T421,T422] | DALTON |  | 53.7887 | -8.9228
365843X | MV/LV Substation BE***843X |  | 10 kV | _ | LV | 400 kVA :Kiosk Substation | 0.4 | --> | 0.4 | 0 | 0 | Constrained, otherwise capacity available =275 kVA | --> | 0.38 | 0 | 0.03 | 0.34 | 0 |  | --> | C15 ex TYMON | Tymon [T41,T42] | COOKSTOWN |  | 53.2911 | -6.3278
053014 | MV/LV Substation CH***014 |  | 10 kV | _ | LV | 200 kVA :Pole Substation | 0.2 | --> | 0.2 | 0.144 | 2.39 |  | --> | 0.19 | 0 | 0.028 | 0 | 0 | Constrained, otherwise capacity available =162 kW | --> | C11 ex SRAH | Srah [T41,T42] | THORNSBERRY |  | 53.2658 | -7.5068
068573X | MV/LV Substation GR***573X |  | 10 kV | _ | LV | 1000 kVA :Building Structure | 1 | --> | 1 | 0.5 | 9.02 |  | --> | 0.95 | 0 | 0 | 0.5 | 0 |  | --> | C16 ex MISERY HILL | Misery Hill [T101,T102] | POOLBEG |  | 53.3433 | -6.2397
074059X | MV/LV Substation SH***059X |  | 10 kV | _ | LV | 400 kVA :Kiosk Substation | 0.4 | --> | 0.4 | 0 | 0 | Constrained, otherwise capacity available =330 kVA | --> | 0.38 | 0 | 0 | 0 | 0 | Constrained, otherwise capacity available =370 kW | --> | C13 ex CARRICK ON SHANNON | Carrick On Shannon [T41,T42] | CARRICK ON SHANNON |  | 53.9457 | -8.0912
068287 | MV/LV Substation SE***287 |  | 10 kV | _ | LV | 400 kVA :Kiosk Substation | 0.4 | --> | 0.4 | 0 | 0 | Constrained, otherwise capacity available =205 kVA | --> | 0.38 | 0 | 0.062 | 0.306 | 0 |  | --> | C14 ex CLONTARF | Clontarf [T42] | FINGLAS |  | 53.3641 | -6.1877
004033 | MV/LV Substation TE***033 |  | 10 kV | _ | LV | 200 kVA :Pole Substation | 0.2 | --> | 0.2 | 0.083 | 18.08 |  | --> | 0.19 | 0 | 0.062 | 0.127 | 0 |  | --> | C19 ex ARKLOW | Arklow [T101,T102] | ARKLOW |  | 52.8075 | -6.1507
503444 | MV/LV Substation AN***444 |  | 20 kV | _ | LV | 200 kVA :Pole Substation | 0.2 | --> | 0.2 | 0.127 | 1.69 |  | --> | 0.19 | 0 | 0.011 | 0 | 0 | Constrained, otherwise capacity available =172 kW | --> | C18 ex NEWTOWNCUNNINGHAM | Newtowncunningham [T41,T42] | LETTERKENNY |  | 55.0393 | -7.4347
250583 | MV/LV Substation ST***583 |  | 20 kV | _ | LV | 400 kVA :Kiosk Substation | 0.4 | --> | 0.4 | 0.337 | 1.26 |  | --> | 0.38 | 0 | 0.031 | 0 | 0 | Constrained, otherwise capacity available =348 kW | --> | E16 ex BALLYCROSSAUN | Ballycrossaun [T421,T422] | SOMERSET |  | 53.0966 | -8.2216
253944Z | MV/LV Substation WO***944Z |  | 10 kV | _ | LV | 400 kVA :Kiosk Substation | 0.4 | --> | 0.4 | 0 | 0 | Constrained, otherwise capacity available =358 kVA | --> | 0.38 | 0 | 0.009 | 0 | 0 | Constrained, otherwise capacity available =368 kW | --> | C15 ex TUAM NORTH | Tuam North [T41,T42] | CLOON |  | 53.5115 | -8.8729
037058 | MV/LV Substation BA***058 |  | 10 kV | _ | LV | 50 kVA :Pole Substation | 0.05 | --> | 0.05 | 0.036 | 13.05 |  | --> | 0.048 | 0 | 0.005 | 0.042 | 0 |  | --> | C21 ex ENNIS | Ennis [T101,T102] | ENNIS |  | 52.9226 | -8.9166
119014 | MV/LV Substation LO***014 |  | 20 kV | _ | LV | 200 kVA :Pole Substation | 0.2 | --> | 0.2 | 0 | 0 | Constrained, otherwise capacity available =172 kVA | --> | 0.19 | 0 | 0 | 0 | 0 | Constrained, otherwise capacity available =186 kW | --> | C15 ex KANTURK | Kanturk [T41,T42] | GLENLARA |  | 52.1174 | -8.781
366560 | MV/LV Substation CA***560 |  | 10 kV | _ | LV | 50 kVA :Pole Substation | 0.05 | --> | 0.05 | 0.027 | 1.47 |  | --> | 0.048 | 0 | 0 | 0.044 | 0 |  | --> | C15 ex SCREEB | Screeb [T41] | SCREEB |  | 53.3238 | -9.8374
158933X | MV/LV Substation TR***933X |  | 10 kV | _ | LV | 50 kVA :Pole Substation | 0.05 | --> | 0.05 | 0 | 0 | Constrained, otherwise capacity available =39 kVA | --> | 0.048 | 0 | 0 | 0 | 0 | Constrained, otherwise capacity available =46 kW | --> | C16 ex ENNISTYMON | Ennistymon [T41,T42] | ENNIS |  | 52.9353 | -9.3024
265177 | MV/LV Substation FA***177 |  | 20 kV | _ | LV | 100 kVA :Pole Substation | 0.1 | --> | 0.1 | 0.085 | 2.56 |  | --> | 0.095 | 0 | 0 | 0.093 | 0 |  | --> | C18 ex KILLESHANDRA | Killeshandra [T41,T42] | GORTAWEE |  | 53.9216 | -7.5695
153768 | MV/LV Substation TO***768 |  | 20 kV | _ | LV | 400 kVA :Kiosk Substation | 0.4 | --> | 0.4 | 0 | 0 | Constrained, otherwise capacity available =351 kVA | --> | 0.38 | 0 | 0.009 | 0 | 0 | Constrained, otherwise capacity available =366 kW | --> | E18 ex BIRDHILL | Birdhill [T421,T422] | ARDNACRUSHA |  | 52.7148 | -8.5002
0684080 | MV/LV Substation KI***4080 |  | 10 kV | _ | LV | 630 kVA :Kiosk Substation | 0.63 | --> | 0.63 | 0.5 | 1.37 |  | --> | 0.598 | 0 | 0 | 0.5 | 0 |  | --> | C11 ex SOUTH KING STREET | South King Street [T41,T42] | FRANCIS STREET |  | 53.3396 | -6.2552
0364196 | MV/LV Substation BA***4196 |  | 20 kV | _ | LV | 50 kVA :Pole Substation | 0.05 | --> | 0.05 | 0 | 0 | Constrained, otherwise capacity available =37 kVA | --> | 0.048 | 0 | 0.027 | 0 | 0 | Constrained, otherwise capacity available =26 kW | --> | E18 ex GARRANACANTY | Garranacanty [T421,T422] | TIPPERARY |  | 52.5165 | -8.2439
288975 | MV/LV Substation SI***975 |  | 10 kV | _ | LV | 630 kVA :Building Structure | 0.63 | --> | 0.63 | 0.5 | 15.18 |  | --> | 0.598 | 0 | 0 | 0.5 | 0 |  | --> | C19 ex CENTRAL PARK | Central Park [T101,T102] | CARRICKMINES |  | 53.2672 | -6.1973
015820X | MV/LV Substation CH***820X |  | 10 kV | _ | LV | 200 kVA :Kiosk Substation | 0.2 | --> | 0.2 | 0.128 | 12.6 |  | --> | 0.19 | 0 | 0.062 | 0.134 | 0 |  | --> | C12 ex MONREAD | Monread [T101,T102] | MONREAD |  | 53.2304 | -6.659
265869 | MV/LV Substation CO***869 |  | 20 kV | _ | LV | 50 kVA :Pole Substation | 0.05 | --> | 0.05 | 0.047 | 0.07 |  | --> | 0.048 | 0 | 0 | 0 | 0 | Constrained, otherwise capacity available =47 kW | --> | E17 ex BALLYCONNELL | Ballyconnell [T421,T422] | GORTAWEE |  | 54.2014 | -7.7154
081674X | MV/LV Substation LI***674X |  | 10 kV | _ | LV | 400 kVA :Building Structure | 0.4 | --> | 0.4 | 0.243 | 7.91 |  | --> | 0.38 | 0 | 0.05 | 0.321 | 0 |  | --> | C26 ex PELLETSTOWN | Pelletstown [T101,T102] | FINGLAS |  | 53.381 | -6.355
026194Z | MV/LV Substation RO***194Z |  | 10 kV | _ | LV | 50 kVA :Pole Substation | 0.05 | --> | 0.05 | 0.047 | 8.66 |  | --> | 0.048 | 0 | 0 | 0 | 0 | Constrained, otherwise capacity available =47 kW | --> | C12 ex BANDON | Bandon [T101,T42] | BANDON |  | 51.7544 | -8.7426
340274X | MV/LV Substation FA***274X |  | 10 kV | _ | LV | 400 kVA :Building Structure | 0.4 | --> | 0.4 | 0 | 0 | Constrained, otherwise capacity available =368 kVA | --> | 0.38 | 0 | 0 | 0 | 0 | Constrained, otherwise capacity available =376 kW | --> | C16 ex DUNGLOE | Dungloe [T41,T42] | ARDNAGAPPARY |  | 54.9537 | -8.3614
029332 | MV/LV Substation BA***332 |  | 10 kV | _ | LV | 100 kVA :Pole Substation | 0.1 | --> | 0.1 | 0.059 | 2.31 |  | --> | 0.095 | 0 | 0.017 | 0.077 | 0 |  | --> | E13 ex AGHADA | Aghada [T721] | N/A |  | 51.8354 | -8.2103
068693X | MV/LV Substation LA***693X |  | 10 kV | _ | LV | 630 kVA :Building Structure | 0.63 | --> | 0.63 | 0.5 | 7.91 |  | --> | 0.598 | 0 | 0 | 0.5 | 0 |  | --> | C29 ex PELLETSTOWN | Pelletstown [T101,T102] | FINGLAS |  | 53.3779 | -6.324
069045 | MV/LV Substation ME***045 |  | 10 kV | _ | LV | 1000 kVA :Building Structure | 1 | --> | 1 | 0.5 | 9.28 |  | --> | 0.95 | 0 | 0.059 | 0.5 | 0 |  | --> | C21 ex PEMBROKE | Pembroke [T41,T42,T43,T44] | RINGSEND |  | 53.3233 | -6.2189
007039 | MV/LV Substation BE***039 |  | 10 kV | _ | LV | 400 kVA :Kiosk Substation | 0.4 | --> | 0.4 | 0.238 | 0.9 |  | --> | 0.38 | 0 | 0.026 | 0 | 0 | Constrained, otherwise capacity available =338 kW | --> | C15 ex CLONARD | Clonard [T41,T42] | WEXFORD |  | 52.3327 | -6.4803
054408Y | MV/LV Substation GO***408Y |  | 10 kV | _ | LV | 630 kVA :Kiosk Substation | 0.63 | --> | 0.63 | 0 | 0 | Constrained, otherwise capacity available =471 kVA | --> | 0.598 | 0 | 0 | 0 | 0 | Constrained, otherwise capacity available =592 kW | --> | C21 ex PALLAS | Pallas [T41,T42] | PORTLAOISE |  | 53.0321 | -7.3042
250916 | MV/LV Substation CR***916 |  | 10 kV | _ | LV | 50 kVA :Pole Substation | 0.05 | --> | 0.05 | 0.048 | 1.26 |  | --> | 0.048 | 0 | 0 | 0 | 0 | Constrained, otherwise capacity available =47 kW | --> | E16 ex BALLYCROSSAUN | Ballycrossaun [T421,T422] | SOMERSET |  | 53.1083 | -8.2855
069696 | MV/LV Substation NO***696 |  | 10 kV | _ | LV | 400 kVA :Kiosk Substation | 0.4 | --> | 0.4 | 0.302 | 9.28 |  | --> | 0.38 | 0 | 0 | 0.366 | 0 |  | --> | C14 ex PEMBROKE | Pembroke [T41,T42,T43,T44] | RINGSEND |  | 53.3376 | -6.2397
0094415 | MV/LV Substation BR***4415 |  | 10 kV | _ | LV | 630 kVA :Kiosk Substation | 0.63 | --> | 0.63 | 0 | 0 | Constrained, otherwise capacity available =630 kVA | --> | 0.598 | 0 | 0 | 0 | 0 | Constrained, otherwise capacity available =598 kW | --> | C21 ex WATERFORD IND EST | Waterford Ind Est [T41,T42,T44] | BUTLERSTOWN |  | 52.2359 | -7.1345
265819 | MV/LV Substation CU***819 |  | 20 kV | _ | LV | 50 kVA :Pole Substation | 0.05 | --> | 0.05 | 0 | 0.07 |  | --> | 0.048 | 0 | 0.02 | 0 | 0 | Constrained, otherwise capacity available =23 kW | --> | E12 ex BALLYCONNELL | Ballyconnell [T421,T422] | GORTAWEE |  | 54.1134 | -7.5797
015412Z | MV/LV Substation KI***412Z |  | 10 kV | _ | LV | 200 kVA :Kiosk Substation | 0.2 | --> | 0.2 | 0 | 0 | Constrained, otherwise capacity available =132 kVA | --> | 0.19 | 0 | 0.005 | 0 | 0 | Constrained, otherwise capacity available =177 kW | --> | C16 ex JOHNSTOWN | Johnstown [T41,T42] | KILTEEL |  | 53.249 | -6.5899
0094117 | MV/LV Substation GU***4117 |  | 20 kV | _ | LV | 50 kVA :Pole Substation | 0.05 | --> | 0.05 | 0.049 | 3.76 |  | --> | 0.048 | 0 | 0 | 0 | 0 | Constrained, otherwise capacity available =47 kW | --> | E16 ex BELVIEW | Belview [T421,T422] | WATERFORD |  | 52.273 | -7.0403
014070Z | MV/LV Substation WO***070Z |  | 20 kV | _ | LV | 200 kVA :Pole Substation | 0.2 | --> | 0.2 | 0 | 0 | Constrained, otherwise capacity available =128 kVA | --> | 0.19 | 0 | 0.05 | 0 | 0 | Constrained, otherwise capacity available =143 kW | --> | C14 ex KILDARE | Kildare [T41,T42] | NEWBRIDGE |  | 53.2371 | -7.0115
209364X | MV/LV Substation GO***364X |  | 20 kV | _ | LV | 50 kVA :Pole Substation | 0.05 | --> | 0.05 | 0 | 0 | Constrained, otherwise capacity available =50 kVA | --> | 0.048 | 0 | 0 | 0 | 0 | Constrained, otherwise capacity available =48 kW | --> | C14 ex MILFORD (NR) | Milford (nr) [T41,T42] | LETTERKENNY |  | 55.2037 | -7.6335
288091X | MV/LV Substation TO***091X |  | 10 kV | _ | LV | 630 kVA :Building Structure | 0.63 | --> | 0.63 | 0 | 0 | Constrained, otherwise capacity available =546 kVA | --> | 0.598 | 0 | 0.19 | 0.446 | 0 |  | --> | C13 ex SANDYFORD | Sandyford [T41,T42] | CARRICKMINES |  | 53.2673 | -6.2364
069324 | MV/LV Substation AI***324 |  | 10 kV | _ | LV | 630 kVA :Kiosk Substation | 0.63 | --> | 0.63 | 0 | 0 | Constrained, otherwise capacity available =83 kVA | --> | 0.598 | 0 | 0.016 | 0.5 | 0 |  | --> | C14 ex DONNYBROOK | Donnybrook [T41,T42] | MILLTOWN (DR) |  | 53.3201 | -6.2223
1084049 | MV/LV Substation TE***4049 |  | 20 kV | _ | LV | 200 kVA :Pole Substation | 0.2 | --> | 0.2 | 0.184 | 1.57 |  | --> | 0.19 | 0 | 0.006 | 0 | 0 | Constrained, otherwise capacity available =183 kW | --> | C17 ex BALLYSHANNON | Ballyshannon [T41,T42] | CATHALEENS FALL |  | 54.5475 | -7.8329
149211X | MV/LV Substation FA***211X |  | 10 kV | _ | LV | 400 kVA :Kiosk Substation | 0.4 | --> | 0.4 | 0 | 0 | Constrained, otherwise capacity available =362 kVA | --> | 0.38 | 0 | 0 | 0 | 0 | Constrained, otherwise capacity available =375 kW | --> | C13 ex DONEGAL | Donegal [T41,T42] | CATHALEENS FALL |  | 54.653 | -8.0967
036242X | MV/LV Substation NE***242X |  | 20 kV | _ | LV | 50 kVA :Pole Substation | 0.05 | --> | 0.05 | 0 | 0 | Constrained, otherwise capacity available =46 kVA | --> | 0.048 | 0 | 0 | 0 | 0 | Constrained, otherwise capacity available =47 kW | --> | E18 ex GARRANACANTY | Garranacanty [T421,T422] | TIPPERARY |  | 52.5201 | -8.1809
054808Y | MV/LV Substation BA***808Y |  | 20 kV | _ | LV | 50 kVA :Pole Substation | 0.05 | --> | 0.05 | 0 | 0 | Constrained, otherwise capacity available =36 kVA | --> | 0.048 | 0 | 0 | 0 | 0 | Constrained, otherwise capacity available =46 kW | --> | E13 ex ABBEYLEIX | Abbeyleix [T422] | PORTLAOISE |  | 52.9526 | -7.3147
022784 | MV/LV Substation CA***784 |  | 10 kV | _ | LV | 200 kVA :Pole Substation | 0.2 | --> | 0.2 | 0.123 | 2.24 |  | --> | 0.19 | 0 | 0 | 0 | 0 | Constrained, otherwise capacity available =179 kW | --> | C19 ex CASTLETOWNROCHE | Castletownroche [T41] | MALLOW |  | 52.1725 | -8.461
120567Y | MV/LV Substation GR***567Y |  | 20 kV | _ | LV | 200 kVA :Kiosk Substation | 0.2 | --> | 0.2 | 0 | 0 | Constrained, otherwise capacity available =145 kVA | --> | 0.19 | 0 | 0.005 | 0 | 0 | Constrained, otherwise capacity available =179 kW | --> | E14 ex EDENDERRY | Edenderry [T421,T422] | BLAKE |  | 53.3367 | -6.9345
014039Z | MV/LV Substation BE***039Z |  | 20 kV | _ | LV | 200 kVA :Kiosk Substation | 0.2 | --> | 0.2 | 0 | 0 | Constrained, otherwise capacity available =107 kVA | --> | 0.19 | 0 | 0.005 | 0 | 0 | Constrained, otherwise capacity available =173 kW | --> | C14 ex KILDARE | Kildare [T41,T42] | NEWBRIDGE |  | 53.2179 | -6.9882
365985 | MV/LV Substation D.***985 |  | 10 kV | _ | LV | 400 kVA :Building Structure | 0.4 | --> | 0.4 | 0 | 0 | Constrained, otherwise capacity available =346 kVA | --> | 0.38 | 0 | 0 | 0.373 | 0 |  | --> | C17 ex BELGARD | Belgard [T41,T42] | COOKSTOWN |  | 53.2955 | -6.3754
0664141 | MV/LV Substation BI***4141 |  | 10 kV | _ | LV | 50 kVA :Pole Substation | 0.05 | --> | 0.05 | 0 | 0 | Constrained, otherwise capacity available =45 kVA | --> | 0.048 | 0 | 0 | 0 | 0 | Constrained, otherwise capacity available =47 kW | --> | E11 ex ASHBOURNE | Ashbourne [T421,T422] | FINGLAS |  | 53.4375 | -6.3329
009057 | MV/LV Substation G ***057 |  | 10 kV | _ | LV | 400 kVA :Building Structure | 0.4 | --> | 0.4 | 0.284 | 0.53 |  | --> | 0.38 | 0 | 0 | 0 | 0 | Constrained, otherwise capacity available =364 kW | --> | C17 ex MANOR STREET | Manor Street [T41,T42] | WATERFORD |  | 52.2609 | -7.1094
034658X | MV/LV Substation FE***658X |  | 20 kV | _ | LV | 50 kVA :Pole Substation | 0.05 | --> | 0.05 | 0.042 | 0.57 |  | --> | 0.048 | 0 | 0 | 0 | 0 | Constrained, otherwise capacity available =46 kW | --> | E19 ex LAWLESSTOWN | Lawlesstown [T42,T421] | DOON |  | 52.4696 | -7.7034
022286 | MV/LV Substation CA***286 |  | 10 kV | _ | LV | 100 kVA :Pole Substation | 0.1 | --> | 0.1 | 0.061 | 4.55 |  | --> | 0.095 | 0 | 0.005 | 0 | 0 | Constrained, otherwise capacity available =86 kW | --> | C11 ex MALLOW | Mallow [T41,T42] | MALLOW |  | 52.1232 | -8.6463
082007Z | MV/LV Substation AT***007Z |  | 20 kV | _ | LV | 400 kVA :Building Structure | 0.4 | --> | 0.4 | 0 | 0 | Constrained, otherwise capacity available =317 kVA | --> | 0.38 | 0 | 0 | 0 | 0 | Constrained, otherwise capacity available =368 kW | --> | E12 ex ACADEMY STREET | Academy Street [T421,T422,T44] | NAVAN |  | 53.638 | -6.6623
033001 | MV/LV Substation CA***001 |  | 10 kV | _ | LV | 400 kVA :Kiosk Substation | 0.4 | --> | 0.4 | 0 | 0 | Constrained, otherwise capacity available =263 kVA | --> | 0.38 | 0 | 0 | 0.059 | 0 | Constrained, otherwise capacity available =361 kW | --> | C25 ex CREGG ROAD | Cregg Road [T41,T42] | BALLYDINE |  | 52.3453 | -7.4095
252462 | MV/LV Substation ZE***462 |  | 10 kV | _ | LV | 100 kVA :Pole Substation | 0.1 | --> | 0.1 | 0.096 | 2.76 |  | --> | 0.095 | 0 | 0 | 0.094 | 0 |  | --> | C19 ex RECESS | Recess [T41] | SCREEB |  | 53.416 | -9.7948
0034219 | MV/LV Substation HE***4219 |  | 10 kV | _ | LV | 630 kVA :Kiosk Substation | 0.63 | --> | 0.63 | 0 | 0 | Constrained, otherwise capacity available =625 kVA | --> | 0.598 | 0 | 0 | 0 | 0 | Constrained, otherwise capacity available =598 kW | --> | C16 ex RATHDRUM | Rathdrum [T42] | ARKLOW |  | 52.9315 | -6.2325
365969X | MV/LV Substation CA***969X |  | 10 kV | _ | LV | 400 kVA :Kiosk Substation | 0.4 | --> | 0.4 | 0 | 0 | Constrained, otherwise capacity available =397 kVA | --> | 0.38 | 0 | 0 | 0.38 | 0 |  | --> | C14 ex FORTUNESTOWN | Fortunestown [T101,T102] | INCHICORE 220KV |  | 53.2818 | -6.4273
054703 | MV/LV Substation BA***703 |  | 10 kV | _ | LV | 100 kVA :Pole Substation | 0.1 | --> | 0.1 | 0 | 0 | Constrained, otherwise capacity available =72 kVA | --> | 0.095 | 0 | 0.003 | 0 | 0 | Constrained, otherwise capacity available =89 kW | --> | C16 ex CASTLECOMER | Castlecomer [T41,T42] | BALLYRAGGET |  | 52.8713 | -7.3086
074270 | MV/LV Substation RE***270 |  | 20 kV | _ | LV | 50 kVA :Pole Substation | 0.05 | --> | 0.05 | 0.047 | 8.5 |  | --> | 0.048 | 0 | 0 | 0 | 0 | Constrained, otherwise capacity available =47 kW | --> | E14 ex ARIGNA | Arigna [T121] | ARIGNA |  | 54.0673 | -7.949
071754 | MV/LV Substation KI***754 |  | 10 kV | _ | LV | 50 kVA :Pole Substation | 0.05 | --> | 0.05 | 0 | 5.58 |  | --> | 0.048 | 0 | 0.004 | 0.037 | 0 |  | --> | C11 ex KILCOOLE | Kilcoole [T41,T42] | FASSAROE |  | 53.081 | -6.1017
281526 | MV/LV Substation FO***526 |  | 10 kV | _ | LV | 200 kVA :Pole Substation | 0.2 | --> | 0.2 | 0 | 0 | Constrained, otherwise capacity available =170 kVA | --> | 0.19 | 0 | 0.038 | 0 | 0 | Constrained, otherwise capacity available =158 kW | --> | C17 ex CARRIGALINE | Carrigaline [T41,T42] | BARNAHELY |  | 51.7849 | -8.3383
016207Z | MV/LV Substation ST***207Z |  | 10 kV | _ | LV | 400 kVA :Kiosk Substation | 0.4 | --> | 0.4 | 0 | 0 | Constrained, otherwise capacity available =370 kVA | --> | 0.38 | 0 | 0.019 | 0 | 0 | Constrained, otherwise capacity available =362 kW | --> | C18 ex CELBRIDGE | Celbridge [T41,T42] | GRIFFINRATH |  | 53.3347 | -6.5311
118059 | MV/LV Substation PO***059 |  | 10 kV | _ | LV | 100 kVA :Pole Substation | 0.1 | --> | 0.1 | 0.024 | 2 |  | --> | 0.095 | 0 | 0 | 0 | 0 | Constrained, otherwise capacity available =84 kW | --> | C17 ex BALLINASLOE | Ballinasloe [T41,T42] | SOMERSET |  | 53.3214 | -8.2107
281914 | MV/LV Substation KI***914 |  | 10 kV | _ | LV | 50 kVA :Pole Substation | 0.05 | --> | 0.05 | 0 | 0 | Constrained, otherwise capacity available =48 kVA | --> | 0.048 | 0 | 0 | 0.047 | 0 |  | --> | C11 ex BALLINCOLLIG | Ballincollig [T41,T42] | KILBARRY |  | 51.8679 | -8.617
032288Y | MV/LV Substation GL***288Y |  | 10 kV | _ | LV | 400 kVA :Kiosk Substation | 0.4 | --> | 0.4 | 0 | 0 | Constrained, otherwise capacity available =324 kVA | --> | 0.38 | 0 | 0.009 | 0 | 0 | Constrained, otherwise capacity available =363 kW | --> | C23 ex TRAMORE | Tramore [T41,T42] | BUTLERSTOWN |  | 52.175 | -7.1441
156010 | MV/LV Substation DA***010 |  | 10 kV | _ | LV | 630 kVA :Building Structure | 0.63 | --> | 0.63 | 0 | 0 | Constrained, otherwise capacity available =362 kVA | --> | 0.598 | 0 | 0.005 | 0 | 0 | Constrained, otherwise capacity available =557 kW | --> | C13 ex DRUMBEAR | Drumbear [T41,T42] | LISDRUM |  | 54.2465 | -6.9709
109061 | MV/LV Substation FA***061 |  | 10 kV | _ | LV | 630 kVA :Building Structure | 0.63 | --> | 0.63 | 0 | 0 | Constrained, otherwise capacity available =467 kVA | --> | 0.598 | 0 | 0.01 | 0.5 | 0 |  | --> | C18 ex SHANNON | Shannon [T41,T42] | DRUMLINE |  | 52.7068 | -8.8991
039726 | MV/LV Substation DE***726 |  | 10 kV | _ | LV | 630 kVA :Kiosk Substation | 0.63 | --> | 0.63 | 0 | 0 | Constrained, otherwise capacity available =559 kVA | --> | 0.598 | 0 | 0.04 | 0 | 0 | Constrained, otherwise capacity available =559 kW | --> | C17 ex ORANMORE | Oranmore [T41,T44] | GALWAY 110KV |  | 53.2821 | -8.9314
095044 | MV/LV Substation BO***044 |  | 10 kV | _ | LV | 400 kVA :Building Structure | 0.4 | --> | 0.4 | 0.376 | 0.7 |  | --> | 0.38 | 0 | 0 | 0 | 0 | Constrained, otherwise capacity available =377 kW | --> | C15 ex KILRUSH | Kilrush [T41,T42] | TULLABRACK |  | 52.6342 | -9.4901
001629 | MV/LV Substation AV***629 |  | 10 kV | _ | LV | 400 kVA :Kiosk Substation | 0.4 | --> | 0.4 | 0.28 | 1.55 |  | --> | 0.38 | 0 | 0.086 | 0.3 | 0 |  | --> | C21 ex MONKSTOWN | Monkstown [T41,T42] | BLACKROCK |  | 53.2752 | -6.1866
165789 | MV/LV Substation LA***789 |  | 10 kV | _ | LV | 50 kVA :Pole Substation | 0.05 | --> | 0.05 | 0 | 0 | Constrained, otherwise capacity available =39 kVA | --> | 0.048 | 0 | 0.01 | 0 | 0 | Constrained, otherwise capacity available =39 kW | --> | C14 ex CLONAKILTY | Clonakilty [T41,T42] | DUNMANWAY |  | 51.6079 | -8.8922
066798Z | MV/LV Substation WE***798Z |  | 20 kV | _ | LV | 400 kVA :Kiosk Substation | 0.4 | --> | 0.4 | 0 | 0 | Constrained, otherwise capacity available =371 kVA | --> | 0.38 | 0 | 0.008 | 0 | 0 | Constrained, otherwise capacity available =370 kW | --> | E21 ex ASHBOURNE | Ashbourne [T421,T422] | FINGLAS |  | 53.5203 | -6.3156
1604420 | MV/LV Substation HE***4420 |  | 20 kV | _ | LV | 400 kVA :Kiosk Substation | 0.4 | --> | 0.4 | 0 | 0 | Constrained, otherwise capacity available =400 kVA | --> | 0.38 | 0 | 0 | 0 | 0 | Constrained, otherwise capacity available =380 kW | --> | C23 ex PORTARLINGTON | Portarlington [T43] | BLAKE |  | 53.1383 | -7.1479
007613Z | MV/LV Substation HA***613Z |  | 20 kV | _ | LV | 50 kVA :Pole Substation | 0.05 | --> | 0.05 | 0.034 | 1.4 |  | --> | 0.048 | 0 | 0 | 0 | 0 | Constrained, otherwise capacity available =45 kW | --> | E20 ex KILLINICK | Killinick [T421,T422] | WEXFORD |  | 52.2547 | -6.5042
281077Y | MV/LV Substation OA***077Y |  | 10 kV | _ | LV | 400 kVA :Kiosk Substation | 0.4 | --> | 0.4 | 0 | 0 | Constrained, otherwise capacity available =346 kVA | --> | 0.38 | 0 | 0 | 0.373 | 0 |  | --> | C21 ex BALLINCOLLIG | Ballincollig [T41,T42] | KILBARRY |  | 51.8837 | -8.5928
1324171 | MV/LV Substation GA***4171 |  | 10 kV | _ | LV | 50 kVA :Pole Substation | 0.05 | --> | 0.05 | 0 | 0 | Constrained, otherwise capacity available =50 kVA | --> | 0.048 | 0 | 0 | 0 | 0 | Constrained, otherwise capacity available =48 kW | --> | C17 ex LOUGHREA | Loughrea [T41,T42] | SOMERSET |  | 53.206 | -8.5847
058911X | MV/LV Substation RA***911X |  | 20 kV | _ | LV | 50 kVA :Pole Substation | 0.05 | --> | 0.05 | 0 | 0 | Constrained, otherwise capacity available =33 kVA | --> | 0.048 | 0 | 0 | 0 | 0 | Constrained, otherwise capacity available =45 kW | --> | C17 ex KYLEERAGH | Kyleeragh [T41,T42] | NENAGH |  | 53.0078 | -8.1558
068407X | MV/LV Substation SO***407X |  | 10 kV | _ | LV | 1000 kVA :Building Structure | 1 | --> | 1 | 0.5 | 9.28 |  | --> | 0.95 | 0 | 0 | 0.5 | 0 |  | --> | C24 ex PEMBROKE | Pembroke [T41,T42,T43,T44] | RINGSEND |  | 53.3398 | -6.2309
251507 | MV/LV Substation CU***507 |  | 10 kV | _ | LV | 100 kVA :Pole Substation | 0.1 | --> | 0.1 | 0 | 0 | Constrained, otherwise capacity available =45 kVA | --> | 0.095 | 0 | 0.041 | 0 | 0 | Constrained, otherwise capacity available =57 kW | --> | C30 ex CLAREGALWAY | Claregalway [T42,T421] | GALWAY 110KV |  | 53.3992 | -8.9948
0014124 | MV/LV Substation AP***4124 |  | 10 kV | _ | LV | 630 kVA :Kiosk Substation | 0.63 | --> | 0.63 | 0 | 0 | Constrained, otherwise capacity available =630 kVA | --> | 0.598 | 0 | 0 | 0.5 | 0 |  | --> | C18 ex LOUGHLINSTOWN | Loughlinstown [T41,T42] | CARRICKMINES |  | 53.2531 | -6.1451
022664X | MV/LV Substation DU***664X |  | 10 kV | _ | LV | 630 kVA :Building Structure | 0.63 | --> | 0.63 | 0 | 0 | Constrained, otherwise capacity available =540 kVA | --> | 0.598 | 0 | 0 | 0 | 0 | Constrained, otherwise capacity available =586 kW | --> | C15 ex SCARTEEN | Scarteen [T41,T42] | MALLOW |  | 52.1253 | -8.6637
156674X | MV/LV Substation ST***674X |  | 10 kV | _ | LV | 100 kVA :Pole Substation | 0.1 | --> | 0.1 | 0 | 2.47 |  | --> | 0.095 | 0 | 0 | 0 | 0 | Constrained, otherwise capacity available =71 kW | --> | C12 ex TELAYDON | Telaydon [T42,T421] | LISDRUM |  | 54.264 | -6.9589
041907X | MV/LV Substation MA***907X |  | 10 kV | _ | LV | 400 kVA :Kiosk Substation | 0.4 | --> | 0.4 | 0 | 0 | Constrained, otherwise capacity available =322 kVA | --> | 0.38 | 0 | 0.018 | 0 | 0 | Constrained, otherwise capacity available =356 kW | --> | E13 ex DALTON | Dalton [T421,T422] | DALTON |  | 53.7162 | -9.0071
0504145 | MV/LV Substation CO***4145 |  | 10 kV | _ | LV | 400 kVA :Building Structure | 0.4 | --> | 0.4 | 0.331 | 7.61 |  | --> | 0.38 | 0 | 0 | 0 | 0 | Constrained, otherwise capacity available =370 kW | --> | C14 ex GARRYCASTLE | Garrycastle [T41,T42] | ATHLONE |  | 53.4241 | -7.919
2064092 | MV/LV Substation TR***4092 |  | 20 kV | _ | LV | 100 kVA :Pole Substation | 0.1 | --> | 0.1 | 0.1 | 1.6 |  | --> | 0.095 | 0 | 0 | 0 | 0 | Constrained, otherwise capacity available =95 kW | --> | E12 ex BELMULLET | Belmullet [T421] | BELLACORICK |  | 54.2092 | -9.9704
252353 | MV/LV Substation RE***353 |  | 20 kV | _ | LV | 100 kVA :Pole Substation | 0.1 | --> | 0.1 | 0.09 | 1.32 |  | --> | 0.095 | 0 | 0 | 0.094 | 0 |  | --> | C24 ex CLIFDEN | Clifden [T41,T42] | SCREEB |  | 53.6049 | -10.0004
034538X | MV/LV Substation DE***538X |  | 10 kV | _ | LV | 50 kVA :Pole Substation | 0.05 | --> | 0.05 | 0.047 | 0.95 |  | --> | 0.048 | 0 | 0 | 0 | 0 | Constrained, otherwise capacity available =47 kW | --> | C18 ex SPA ROAD | Spa Road [T41,T42] | DOON |  | 52.3532 | -7.6496
288229X | MV/LV Substation BE***229X |  | 10 kV | _ | LV | 1000 kVA :Building Structure | 1 | --> | 1 | 0.006 | 1.16 |  | --> | 0.95 | 0 | 0 | 0.5 | 0 |  | --> | C17 ex BREWERY ROAD | Brewery Road [T41,T42] | CARRICKMINES |  | 53.2766 | -6.2188
017870 | MV/LV Substation CL***870 |  | 10 kV | _ | LV | 50 kVA :Pole Substation | 0.05 | --> | 0.05 | 0.032 | 1.05 |  | --> | 0.048 | 0 | 0.005 | 0 | 0 | Constrained, otherwise capacity available =41 kW | --> | C19 ex NEWCASTLEWEST | Newcastlewest [T41,T42] | RATHKEALE |  | 52.4003 | -9.043
111935Z | MV/LV Substation EY***935Z |  | 20 kV | _ | LV | 50 kVA :Pole Substation | 0.05 | --> | 0.05 | 0.047 | 0.94 |  | --> | 0.048 | 0 | 0 | 0 | 0 | Constrained, otherwise capacity available =47 kW | --> | E11 ex CASTLETOWNBERE | Castletownbere [T421] | BALLYLICKY |  | 51.6934 | -9.9549
244503 | MV/LV Substation LA***503 |  | 20 kV | _ | LV | 50 kVA :Pole Substation | 0.05 | --> | 0.05 | 0 | 0 | Constrained, otherwise capacity available =25 kVA | --> | 0.048 | 0 | 0.01 | 0 | 0 | Constrained, otherwise capacity available =36 kW | --> | E21 ex MILLTOWN (SR) | Milltown (sr) [T421,T422] | OUGHTRAGH |  | 52.0767 | -9.6541
252427 | MV/LV Substation ER***427 |  | 10 kV | _ | LV | 50 kVA :Pole Substation | 0.05 | --> | 0.05 | 0.05 | 2.76 |  | --> | 0.048 | 0 | 0 | 0.048 | 0 |  | --> | C19 ex RECESS | Recess [T41] | SCREEB |  | 53.3874 | -9.9279
006677X | MV/LV Substation BA***677X |  | 20 kV | _ | LV | 50 kVA :Pole Substation | 0.05 | --> | 0.05 | 0.046 | 16.12 |  | --> | 0.048 | 0 | 0 | 0.047 | 0 |  | --> | E21 ex WEXFORD | Wexford [T121,T122] | WEXFORD |  | 52.3983 | -6.521
014147X | MV/LV Substation ST***147X |  | 10 kV | _ | LV | 50 kVA :Pole Substation | 0.05 | --> | 0.05 | 0 | 0 | Constrained, otherwise capacity available =50 kVA | --> | 0.048 | 0 | 0 | 0 | 0 | Constrained, otherwise capacity available =48 kW | --> | C18 ex KILDARE | Kildare [T41,T42] | NEWBRIDGE |  | 53.1455 | -6.8646
2814403 | MV/LV Substation CO***4403 |  | 10 kV | _ | LV | 200 kVA :Kiosk Substation | 0.2 | --> | 0.2 | 0 | 0 | Constrained, otherwise capacity available =200 kVA | --> | 0.19 | 0 | 0 | 0.19 | 0 |  | --> | C12 ex BALLINCOLLIG | Ballincollig [T41,T42] | KILBARRY |  | 51.8896 | -8.6051
074023 | MV/LV Substation TO***023 |  | 10 kV | _ | LV | 200 kVA :Pole Substation | 0.2 | --> | 0.2 | 0 | 0 | Constrained, otherwise capacity available =186 kVA | --> | 0.19 | 0 | 0 | 0 | 0 | Constrained, otherwise capacity available =188 kW | --> | C14 ex CARRICK ON SHANNON | Carrick On Shannon [T41,T42] | CARRICK ON SHANNON |  | 53.9506 | -8.097
007061Z | MV/LV Substation TA***061Z |  | 10 kV | _ | LV | 400 kVA :Kiosk Substation | 0.4 | --> | 0.4 | 0 | 0 | Constrained, otherwise capacity available =75 kVA | --> | 0.38 | 0 | 0.011 | 0 | 0 | Constrained, otherwise capacity available =346 kW | --> | C19 ex MULGANNON | Mulgannon [T41,T42] | WEXFORD |  | 52.3354 | -6.4576
007161 | MV/LV Substation NE***161 |  | 20 kV | _ | LV | 100 kVA :Pole Substation | 0.1 | --> | 0.1 | 0.089 | 16.12 |  | --> | 0.095 | 0 | 0 | 0.093 | 0 |  | --> | E21 ex WEXFORD | Wexford [T121,T122] | WEXFORD |  | 52.3874 | -6.3754
0214270 | MV/LV Substation TH***4270 |  | 10 kV | _ | LV | 400 kVA :Kiosk Substation | 0.4 | --> | 0.4 | 0 | 0 | Constrained, otherwise capacity available =385 kVA | --> | 0.38 | 0 | 0.016 | 0 | 0 | Constrained, otherwise capacity available =366 kW | --> | C16 ex KILLACLOYNE | Killacloyne [T41,T42] | MIDLETON |  | 51.9165 | -8.3351
068384X | MV/LV Substation WA***384X |  | 10 kV | _ | LV | 1000 kVA :Building Structure | 1 | --> | 1 | 0.5 | 9.28 |  | --> | 0.95 | 0 | 0 | 0.5 | 0 |  | --> | C02 ex PEMBROKE | Pembroke [T41,T42,T43,T44] | RINGSEND |  | 53.3412 | -6.2314
139631Y | MV/LV Substation CA***631Y |  | 10 kV | _ | LV | 200 kVA :Kiosk Substation | 0.2 | --> | 0.2 | 0.134 | 4 |  | --> | 0.19 | 0 | 0.004 | 0 | 0 | Constrained, otherwise capacity available =178 kW | --> | C17 ex BALLYJAMESDUFF | Ballyjamesduff [T41,T42] | SHANKILL |  | 53.8579 | -7.2044
0744134 | MV/LV Substation RA***4134 |  | 20 kV | _ | LV | 400 kVA :Building Structure | 0.4 | --> | 0.4 | 0 | 0 | Constrained, otherwise capacity available =400 kVA | --> | 0.38 | 0 | 0 | 0 | 0 | Constrained, otherwise capacity available =380 kW | --> | C16 ex CARRICK ON SHANNON | Carrick On Shannon [T41,T42] | CARRICK ON SHANNON |  | 53.8209 | -8.0711
252410 | MV/LV Substation GA***410 |  | 10 kV | _ | LV | 50 kVA :Pole Substation | 0.05 | --> | 0.05 | 0.048 | 2.76 |  | --> | 0.048 | 0 | 0 | 0.047 | 0 |  | --> | C19 ex RECESS | Recess [T41] | SCREEB |  | 53.4356 | -9.8773
002040X | MV/LV Substation MA***040X |  | 10 kV | _ | LV | 50 kVA :Pole Substation | 0.05 | --> | 0.05 | 0 | 0 | Constrained, otherwise capacity available =50 kVA | --> | 0.048 | 0 | 0 | 0.048 | 0 |  | --> | C14 ex GREYSTONES | Greystones [T41,T42] | FASSAROE |  | 53.112 | -6.162
265219Y | MV/LV Substation QU***219Y |  | 20 kV | _ | LV | 50 kVA :Pole Substation | 0.05 | --> | 0.05 | 0.05 | 2.56 |  | --> | 0.048 | 0 | 0 | 0.048 | 0 |  | --> | C18 ex KILLESHANDRA | Killeshandra [T41,T42] | GORTAWEE |  | 53.9547 | -7.5121
068441 | MV/LV Substation ST***441 |  | 10 kV | _ | LV | 630 kVA :Building Structure | 0.63 | --> | 0.63 | 0 | 0 | Constrained, otherwise capacity available =507 kVA | --> | 0.598 | 0 | 0 | 0.5 | 0 |  | --> | C23 ex PHIBSBORO | Phibsboro [T41,T42] | FINGLAS |  | 53.351 | -6.28
069863 | MV/LV Substation SA***863 |  | 10 kV | _ | LV | 400 kVA :Kiosk Substation | 0.4 | --> | 0.4 | 0.347 | 0.91 |  | --> | 0.38 | 0 | 0 | 0.373 | 0 |  | --> | C15 ex KIMMAGE | Kimmage [T41,T42] | INCHICORE 220KV |  | 53.3033 | -6.3117
0294282 | MV/LV Substation BI***4282 |  | 20 kV | _ | LV | 50 kVA :Pole Substation | 0.05 | --> | 0.05 | 0 | 0 | Constrained, otherwise capacity available =39 kVA | --> | 0.048 | 0 | 0 | 0 | 0 | Constrained, otherwise capacity available =46 kW | --> | E12 ex CARRIGSHANE | Carrigshane [T422] | MIDLETON |  | 51.9312 | -8.1335
093078Y | MV/LV Substation EL***078Y |  | 10 kV | _ | LV | 50 kVA :Pole Substation | 0.05 | --> | 0.05 | 0.049 | 7.91 |  | --> | 0.048 | 0 | 0 | 0.047 | 0 |  | --> | C26 ex PELLETSTOWN | Pelletstown [T101,T102] | FINGLAS |  | 53.3847 | -6.3452
081140Y | MV/LV Substation WI***140Y |  | 10 kV | _ | LV | 400 kVA :Kiosk Substation | 0.4 | --> | 0.4 | 0 | 0 | Constrained, otherwise capacity available =325 kVA | --> | 0.38 | 0 | 0.022 | 0 | 0 | Constrained, otherwise capacity available =353 kW | --> | C12 ex MONEYCOOLEY | Moneycooley [T41,T42,T44] | GRIFFINRATH |  | 53.346 | -6.5487
066568 | MV/LV Substation KI***568 |  | 20 kV | _ | LV | 200 kVA :Pole Substation | 0.2 | --> | 0.2 | 0 | 0 | Constrained, otherwise capacity available =180 kVA | --> | 0.19 | 0 | 0.038 | 0 | 0 | Constrained, otherwise capacity available =159 kW | --> | E16 ex ASHBOURNE | Ashbourne [T421,T422] | FINGLAS |  | 53.5032 | -6.3891
180035 | MV/LV Substation HE***035 |  | 10 kV | _ | LV | 400 kVA :Kiosk Substation | 0.4 | --> | 0.4 | 0.33 | 1.4 |  | --> | 0.38 | 0 | 0.083 | 0 | 0 | Constrained, otherwise capacity available =309 kW | --> | C25 ex KELLS | Kells [T41,T42] | NAVAN |  | 53.7284 | -6.8708
281655X | MV/LV Substation TR***655X |  | 10 kV | _ | LV | 400 kVA :Kiosk Substation | 0.4 | --> | 0.4 | 0 | 0 | Constrained, otherwise capacity available =253 kVA | --> | 0.38 | 0 | 0.005 | 0 | 0 | Constrained, otherwise capacity available =356 kW | --> | C17 ex TOGHER | Togher [T41,T42] | TRABEG |  | 51.8764 | -8.4814
216587 | MV/LV Substation BA***587 |  | 10 kV | _ | LV | 100 kVA :Pole Substation | 0.1 | --> | 0.1 | 0 | 0 | Constrained, otherwise capacity available =74 kVA | --> | 0.095 | 0 | 0.01 | 0 | 0 | Constrained, otherwise capacity available =84 kW | --> | C26 ex GLENTIES | Glenties [T41,T42] | BINBANE |  | 54.7921 | -8.2759
027027 | MV/LV Substation GE***027 |  | 10 kV | _ | LV | 50 kVA :Pole Substation | 0.05 | --> | 0.05 | 0.043 | 7.79 |  | --> | 0.048 | 0 | 0 | 0 | 0 | Constrained, otherwise capacity available =47 kW | --> | C19 ex DUNMANWAY | Dunmanway [T422,T43] | DUNMANWAY |  | 51.7337 | -9.0942
004237Y | MV/LV Substation KN***237Y |  | 10 kV | _ | LV | 200 kVA :Kiosk Substation | 0.2 | --> | 0.2 | 0 | 0 | Constrained, otherwise capacity available =111 kVA | --> | 0.19 | 0 | 0.045 | 0 | 0 | Constrained, otherwise capacity available =144 kW | --> | C24 ex TINAHASK | Tinahask [T41,T42] | ARKLOW |  | 52.7847 | -6.1705
093189 | MV/LV Substation WI***189 |  | 10 kV | _ | LV | 400 kVA :Kiosk Substation | 0.4 | --> | 0.4 | 0 | 0 | Constrained, otherwise capacity available =255 kVA | --> | 0.38 | 0 | 0.054 | 0.32 | 0 |  | --> | C20 ex UNIDARE | Unidare [T41,T42] | FINGLAS |  | 53.3939 | -6.2825
058026 | MV/LV Substation SH***026 |  | 10 kV | _ | LV | 630 kVA :Building Structure | 0.63 | --> | 0.63 | 0.449 | 3 |  | --> | 0.598 | 0 | 0.011 | 0 | 0 | Constrained, otherwise capacity available =565 kW | --> | C18 ex NENAGH | Nenagh [T41,T42] | NENAGH |  | 52.8634 | -8.193
196701 | MV/LV Substation CO***701 |  | 20 kV | _ | LV | 50 kVA :Pole Substation | 0.05 | --> | 0.05 | 0.048 | 0.33 |  | --> | 0.048 | 0 | 0 | 0 | 0 | Constrained, otherwise capacity available =47 kW | --> | E31 ex TRIM | Trim [T421] | NAVAN |  | 53.5385 | -6.8068
162270 | MV/LV Substation CA***270 |  | 20 kV | _ | LV | 50 kVA :Pole Substation | 0.05 | --> | 0.05 | 0.048 | 0.25 |  | --> | 0.048 | 0 | 0 | 0 | 0 | Constrained, otherwise capacity available =47 kW | --> | C12 ex ROSSGEIR | Rossgeir [T41,T42] | LETTERKENNY |  | 54.79 | -7.5962
025423X | MV/LV Substation BA***423X |  | 10 kV | _ | LV | 50 kVA :Pole Substation | 0.05 | --> | 0.05 | 0.037 | 1.93 |  | --> | 0.048 | 0 | 0 | 0 | 0 | Constrained, otherwise capacity available =46 kW | --> | C17 ex MILFORD (MWR) | Milford (mwr) [T41] | CHARLEVILLE |  | 52.3451 | -8.9344
281930X | MV/LV Substation LO***930X |  | 10 kV | _ | LV | 400 kVA :Kiosk Substation | 0.4 | --> | 0.4 | 0.399 | 10.79 |  | --> | 0.38 | 0 | 0 | 0.38 | 0 |  | --> | C12 ex FACTORY CROSS | Factory Cross [T41,T42] | BARNAHELY |  | 51.8234 | -8.3078
065510X | MV/LV Substation AR***510X |  | 20 kV | _ | LV | 50 kVA :Pole Substation | 0.05 | --> | 0.05 | 0 | 0 | Constrained, otherwise capacity available =16 kVA | --> | 0.048 | 0 | 0.006 | 0 | 0 | Constrained, otherwise capacity available =38 kW | --> | E23 ex BALTRASNA | Baltrasna [T121,T122] | BALTRASNA |  | 53.6043 | -6.3874
2494147 | MV/LV Substation KI***4147 |  | 20 kV | _ | LV | 50 kVA :Pole Substation | 0.05 | --> | 0.05 | 0 | 0 | Constrained, otherwise capacity available =50 kVA | --> | 0.048 | 0 | 0 | 0 | 0 | Constrained, otherwise capacity available =48 kW | --> | C25 ex KILCLOHER | Kilcloher [T41,T42] | DUNGARVAN |  | 52.191 | -7.7136
2374161 | MV/LV Substation SK***4161 |  | 10 kV | _ | LV | 50 kVA :Pole Substation | 0.05 | --> | 0.05 | 0 | 0 | Constrained, otherwise capacity available =50 kVA | --> | 0.048 | 0 | 0 | 0 | 0 | Constrained, otherwise capacity available =48 kW | --> | C17 ex DUNLEER | Dunleer [T41,T42] | DRYBRIDGE |  | 53.8382 | -6.3365
008487 | MV/LV Substation BA***487 |  | 20 kV | _ | LV | 200 kVA :Pole Substation | 0.2 | --> | 0.2 | 0.165 | 0.2 |  | --> | 0.19 | 0 | 0 | 0 | 0 | Constrained, otherwise capacity available =185 kW | --> | E16 ex BEALISTOWN | Bealistown [T421,T422] | GREAT ISLAND |  | 52.246 | -6.9662
017150X | MV/LV Substation CA***150X |  | 20 kV | _ | LV | 50 kVA :Pole Substation | 0.05 | --> | 0.05 | 0.036 | 1.58 |  | --> | 0.048 | 0 | 0.005 | 0 | 0 | Constrained, otherwise capacity available =42 kW | --> | C17 ex FOYNES | Foynes [T41,T42] | RATHKEALE |  | 52.5906 | -9.1932
122784 | MV/LV Substation CH***784 |  | 10 kV | _ | LV | 50 kVA :Pole Substation | 0.05 | --> | 0.05 | 0.048 | 4.18 |  | --> | 0.048 | 0 | 0 | 0 | 0 | Constrained, otherwise capacity available =47 kW | --> | C18 ex KINGSCOURT | Kingscourt [T41,T42] | MEATH HILL |  | 53.9039 | -6.8028
032205Y | MV/LV Substation CA***205Y |  | 20 kV | _ | LV | 200 kVA :Kiosk Substation | 0.2 | --> | 0.2 | 0 | 0 | Constrained, otherwise capacity available =112 kVA | --> | 0.19 | 0 | 0.036 | 0 | 0 | Constrained, otherwise capacity available =151 kW | --> | C19 ex TRAMORE | Tramore [T41,T42] | BUTLERSTOWN |  | 52.2087 | -7.107
165764 | MV/LV Substation KI***764 |  | 10 kV | _ | LV | 100 kVA :Pole Substation | 0.1 | --> | 0.1 | 0.081 | 0.88 |  | --> | 0.095 | 0 | 0.005 | 0 | 0 | Constrained, otherwise capacity available =89 kW | --> | C21 ex ROSS CARBERY | Ross Carbery [T41,T42] | DUNMANWAY |  | 51.6604 | -9.0097
1254201 | MV/LV Substation LI***4201 |  | 10 kV | _ | LV | 400 kVA :Building Structure | 0.4 | --> | 0.4 | 0 | 0 | Constrained, otherwise capacity available =310 kVA | --> | 0.38 | 0 | 0 | 0 | 0 | Constrained, otherwise capacity available =368 kW | --> | C20 ex CLOONLOUGH | Cloonlough [T41,T42] | BARRYMORE |  | 52.2612 | -8.2705
305643 | MV/LV Substation FA***643 |  | 10 kV | _ | LV | 50 kVA :Pole Substation | 0.05 | --> | 0.05 | 0.049 | 2.39 |  | --> | 0.048 | 0 | 0 | 0 | 0 | Constrained, otherwise capacity available =47 kW | --> | C18 ex SRAH | Srah [T41,T42] | THORNSBERRY |  | 53.2887 | -7.5929
0334364 | MV/LV Substation BA***4364 |  | 10 kV | _ | LV | 50 kVA :Pole Substation | 0.05 | --> | 0.05 | 0 | 0 | Constrained, otherwise capacity available =50 kVA | --> | 0.048 | 0 | 0 | 0 | 0 | Constrained, otherwise capacity available =48 kW | --> | C11 ex DEERPARK | Deerpark [T41,T42] | BALLYDINE |  | 52.3064 | -7.4004
118436 | MV/LV Substation MO***436 |  | 20 kV | _ | LV | 50 kVA :Pole Substation | 0.05 | --> | 0.05 | 0 | 0 | Constrained, otherwise capacity available =24 kVA | --> | 0.048 | 0 | 0.006 | 0 | 0 | Constrained, otherwise capacity available =39 kW | --> | E17 ex CREAGH | Creagh [T421,T422] | ATHLONE |  | 53.3128 | -8.2403
001116X | MV/LV Substation ME***116X |  | 10 kV | _ | LV | 630 kVA :Kiosk Substation | 0.63 | --> | 0.63 | 0.359 | 1.16 |  | --> | 0.598 | 0 | 0.013 | 0.5 | 0 |  | --> | C14 ex MOUNT MERRION | Mount Merrion [T41,T42] | CARRICKMINES |  | 53.3175 | -6.2092
288311X | MV/LV Substation BE***311X |  | 10 kV | _ | LV | 1000 kVA :Building Structure | 1 | --> | 1 | 0.5 | 1.16 |  | --> | 0.95 | 0 | 0 | 0.5 | 0 |  | --> | C20 ex BREWERY ROAD | Brewery Road [T41,T42] | CARRICKMINES |  | 53.278 | -6.2174
007827Z | MV/LV Substation AT***827Z |  | 10 kV | _ | LV | 630 kVA :Building Structure | 0.63 | --> | 0.63 | 0.5 | 0.9 |  | --> | 0.598 | 0 | 0.011 | 0 | 0 | Constrained, otherwise capacity available =576 kW | --> | C19 ex CLONARD | Clonard [T41,T42] | WEXFORD |  | 52.3243 | -6.4933
065060 | MV/LV Substation RO***060 |  | 10 kV | _ | LV | 200 kVA :Pole Substation | 0.2 | --> | 0.2 | 0 | 0 | Constrained, otherwise capacity available =126 kVA | --> | 0.19 | 0 | 0.054 | 0 | 0 | Constrained, otherwise capacity available =140 kW | --> | E15 ex BATTER LANE TEMPORARY | Batter Lane Temporary 38kv [T421] | GLASMORE |  | 53.5121 | -6.1161
093285Z | MV/LV Substation SA***285Z |  | 10 kV | _ | LV | 1000 kVA :Building Structure | 1 | --> | 1 | 0 | 0 | Constrained, otherwise capacity available =812 kVA | --> | 0.95 | 0 | 0 | 0.5 | 0 |  | --> | C18 ex POPPINTREE | Poppintree [T101,T102] | FINGLAS |  | 53.3966 | -6.2447
081108Z | MV/LV Substation ME***108Z |  | 10 kV | _ | LV | 1000 kVA :Building Structure | 1 | --> | 1 | 0 | 0 | Constrained, otherwise capacity available =738 kVA | --> | 0.95 | 0 | 0 | 0.5 | 0 |  | --> | C27 ex GRANGE CASTLE | Grange Castle [T101,T102] | INCHICORE 220KV |  | 53.3196 | -6.4399
281832X | MV/LV Substation BA***832X |  | 10 kV | _ | LV | 200 kVA :Building Structure | 0.2 | --> | 0.2 | 0 | 0 | Constrained, otherwise capacity available =96 kVA | --> | 0.19 | 0 | 0 | 0.175 | 0 |  | --> | C26 ex BISHOPSTOWN | Bishopstown [T41,T42] | KILBARRY |  | 51.8914 | -8.5931
039226X | MV/LV Substation OR***226X |  | 10 kV | _ | LV | 200 kVA :Kiosk Substation | 0.2 | --> | 0.2 | 0 | 0 | Constrained, otherwise capacity available =127 kVA | --> | 0.19 | 0 | 0.058 | 0 | 0 | Constrained, otherwise capacity available =137 kW | --> | C15 ex ORANMORE | Oranmore [T41,T44] | GALWAY 110KV |  | 53.2614 | -8.937
055036 | MV/LV Substation NE***036 |  | 20 kV | _ | LV | 50 kVA :Pole Substation | 0.05 | --> | 0.05 | 0 | 0 | Constrained, otherwise capacity available =44 kVA | --> | 0.048 | 0 | 0.005 | 0 | 0 | Constrained, otherwise capacity available =43 kW | --> | E20 ex ROSCREA | Roscrea [T41,T42] | IKERRIN |  | 52.9499 | -7.7903
041326Y | MV/LV Substation NE***326Y |  | 20 kV | _ | LV | 100 kVA :Pole Substation | 0.1 | --> | 0.1 | 0 | 0 | Constrained, otherwise capacity available =87 kVA | --> | 0.095 | 0 | 0.005 | 0 | 0 | Constrained, otherwise capacity available =90 kW | --> | E18 ex DALTON | Dalton [T421,T422] | DALTON |  | 53.667 | -8.9647
0194136 | MV/LV Substation SC***4136 |  | 10 kV | _ | LV | 100 kVA :Pole Substation | 0.1 | --> | 0.1 | 0.09 | 1.54 |  | --> | 0.095 | 0 | 0 | 0 | 0 | Constrained, otherwise capacity available =94 kW | --> | C22 ex BALLYARD | Ballyard [T41,T42] | TRALEE |  | 52.2422 | -9.7902
2534300 | MV/LV Substation CU***4300 |  | 10 kV | _ | LV | 630 kVA :Kiosk Substation | 0.63 | --> | 0.63 | 0.5 | 10.7 |  | --> | 0.598 | 0 | 0.083 | 0 | 0 | Constrained, otherwise capacity available =525 kW | --> | C22 ex CLOON | Cloon [T42,T421] | CLOON |  | 53.5103 | -8.858
069253 | MV/LV Substation FO***253 |  | 10 kV | _ | LV | 630 kVA :Kiosk Substation | 0.63 | --> | 0.63 | 0.5 | 4.47 |  | --> | 0.598 | 0 | 0.014 | 0.5 | 0 |  | --> | C11 ex TEMPLEOGUE | Templeogue [T41,T42] | MILLTOWN (DR) |  | 53.3042 | -6.2994
281523X | MV/LV Substation RO***523X |  | 10 kV | _ | LV | 1000 kVA :Building Structure | 1 | --> | 1 | 0.5 | 7.88 |  | --> | 0.95 | 0 | 0 | 0.5 | 0 |  | --> | C13 ex LIBERTY STREET | Liberty Street [T101,T102] | LIBERTY STREET |  | 51.8982 | -8.4712
001093 | MV/LV Substation WH***093 |  | 10 kV | _ | LV | 400 kVA :Building Structure | 0.4 | --> | 0.4 | 0.202 | 1.16 |  | --> | 0.38 | 0 | 0.027 | 0.332 | 0 |  | --> | C14 ex DEANSGRANGE | Deansgrange [T41,T42] | CARRICKMINES |  | 53.2786 | -6.1862
082598X | MV/LV Substation AL***598X |  | 10 kV | _ | LV | 50 kVA :Pole Substation | 0.05 | --> | 0.05 | 0 | 0 | Constrained, otherwise capacity available =44 kVA | --> | 0.048 | 0 | 0 | 0 | 0 | Constrained, otherwise capacity available =47 kW | --> | C30 ex ACADEMY STREET | Academy Street [T421,T422,T44] | NAVAN |  | 53.647 | -6.6426
233426 | MV/LV Substation KN***426 |  | 10 kV | _ | LV | 100 kVA :Pole Substation | 0.1 | --> | 0.1 | 0 | 0 | Constrained, otherwise capacity available =95 kVA | --> | 0.095 | 0 | 0 | 0 | 0 | Constrained, otherwise capacity available =94 kW | --> | C23 ex CASTLEISLAND | Castleisland [T41,T42] | TRALEE |  | 52.2429 | -9.4519
007594Y | MV/LV Substation FE***594Y |  | 10 kV | _ | LV | 200 kVA :Kiosk Substation | 0.2 | --> | 0.2 | 0.03 | 0.9 |  | --> | 0.19 | 0 | 0 | 0 | 0 | Constrained, otherwise capacity available =165 kW | --> | C15 ex CLONARD | Clonard [T41,T42] | WEXFORD |  | 52.3343 | -6.4855
5034014 | MV/LV Substation MO***4014 |  | 20 kV | _ | LV | 50 kVA :Pole Substation | 0.05 | --> | 0.05 | 0.048 | 1.69 |  | --> | 0.048 | 0 | 0 | 0 | 0 | Constrained, otherwise capacity available =47 kW | --> | C18 ex NEWTOWNCUNNINGHAM | Newtowncunningham [T41,T42] | LETTERKENNY |  | 55.0595 | -7.4035
035404 | MV/LV Substation SP***404 |  | 20 kV | _ | LV | 200 kVA :Pole Substation | 0.2 | --> | 0.2 | 0.158 | 0.49 |  | --> | 0.19 | 0 | 0.005 | 0 | 0 | Constrained, otherwise capacity available =180 kW | --> | E15 ex ARDFINNAN | Ardfinnan [T421] | CAHIR |  | 52.315 | -7.8736
054058Z | MV/LV Substation MO***058Z |  | 10 kV | _ | LV | 50 kVA :Pole Substation | 0.05 | --> | 0.05 | 0 | 0 | Constrained, otherwise capacity available =37 kVA | --> | 0.048 | 0 | 0.003 | 0 | 0 | Constrained, otherwise capacity available =43 kW | --> | E14 ex ABBEYLEIX | Abbeyleix [T422] | PORTLAOISE |  | 52.8744 | -7.3126
2884185 | MV/LV Substation TH***4185 |  | 10 kV | _ | LV | 630 kVA :Kiosk Substation | 0.63 | --> | 0.63 | 0 | 0 | Constrained, otherwise capacity available =405 kVA | --> | 0.598 | 0 | 0.004 | 0.5 | 0 |  | --> | C17 ex CARRICKMINES | Carrickmines [T41,T42] | CARRICKMINES |  | 53.2407 | -6.1971
0694112 | MV/LV Substation GA***4112 |  | 10 kV | _ | LV | 1000 kVA :Building Structure | 1 | --> | 1 | 0.5 | 0.87 | Constrained, otherwise capacity available =1000 kVA | --> | 0.95 | 0 | 0 | 0.5 | 0 |  | --> | C14 ex GARVILLE AVENUE | Garville Avenue [T42] | MILLTOWN (DR) |  | 53.3164 | -6.2727
138058 | MV/LV Substation BO***058 |  | 10 kV | _ | LV | 50 kVA :Pole Substation | 0.05 | --> | 0.05 | 0.044 | 2.18 |  | --> | 0.048 | 0 | 0 | 0 | 0 | Constrained, otherwise capacity available =47 kW | --> | C26 ex BAILIEBORO | Bailieboro [T41,T42] | MEATH HILL |  | 53.9267 | -6.9692
206890 | MV/LV Substation DA***890 |  | 20 kV | _ | LV | 200 kVA :Pole Substation | 0.2 | --> | 0.2 | 0.18 | 7.61 |  | --> | 0.19 | 0 | 0.011 | 0 | 0 | Constrained, otherwise capacity available =179 kW | --> | E14 ex BELLACORICK | Bellacorick [T122] | BELLACORICK |  | 54.2083 | -9.9437
093097 | MV/LV Substation LO***097 |  | 10 kV | _ | LV | 400 kVA :Kiosk Substation | 0.4 | --> | 0.4 | 0 | 0 | Constrained, otherwise capacity available =294 kVA | --> | 0.38 | 0 | 0.039 | 0.336 | 0 |  | --> | C14 ex SANTRY | Santry [T41,T42] | FINGLAS |  | 53.3938 | -6.2325
0034238 | MV/LV Substation CO***4238 |  | 10 kV | _ | LV | 630 kVA :Building Structure | 0.63 | --> | 0.63 | 0 | 0 | Constrained, otherwise capacity available =186 kVA | --> | 0.598 | 0 | 0 | 0 | 0 | Constrained, otherwise capacity available =580 kW | --> | C11 ex RATHDRUM | Rathdrum [T42] | ARKLOW |  | 52.9144 | -6.2246
082089Z | MV/LV Substation AD***089Z |  | 20 kV | _ | LV | 200 kVA :Pole Substation | 0.2 | --> | 0.2 | 0.2 | 0.64 |  | --> | 0.19 | 0 | 0 | 0 | 0 | Constrained, otherwise capacity available =190 kW | --> | E14 ex RANDALSTOWN | Randalstown [T422] | NAVAN |  | 53.7076 | -6.7388
099049X | MV/LV Substation HA***049X |  | 10 kV | _ | LV | 200 kVA :Kiosk Substation | 0.2 | --> | 0.2 | 0.13 | 5.45 |  | --> | 0.19 | 0 | 0.01 | 0 | 0 | Constrained, otherwise capacity available =173 kW | --> | C13 ex GORTLEE | Gortlee [T41,T42] | LETTERKENNY |  | 54.9669 | -7.726
037086 | MV/LV Substation AB***086 |  | 10 kV | _ | LV | 630 kVA :Kiosk Substation | 0.63 | --> | 0.63 | 0.255 | 13.05 |  | --> | 0.598 | 0 | 0.017 | 0.5 | 0 |  | --> | C20 ex ENNIS | Ennis [T101,T102] | ENNIS |  | 52.8454 | -8.9822
120581Y | MV/LV Substation UN***581Y |  | 20 kV | _ | LV | 400 kVA :Kiosk Substation | 0.4 | --> | 0.4 | 0 | 0 | Constrained, otherwise capacity available =261 kVA | --> | 0.38 | 0 | 0.006 | 0 | 0 | Constrained, otherwise capacity available =356 kW | --> | E11 ex EDENDERRY | Edenderry [T421,T422] | BLAKE |  | 53.3355 | -7.0621
038917X | MV/LV Substation CO***917X |  | 10 kV | _ | LV | 400 kVA :Kiosk Substation | 0.4 | --> | 0.4 | 0 | 0 | Constrained, otherwise capacity available =297 kVA | --> | 0.38 | 0 | 0.014 | 0 | 0 | Constrained, otherwise capacity available =355 kW | --> | C15 ex GORT | Gort [T41,T42] | ENNIS |  | 53.0726 | -8.8229
281437Y | MV/LV Substation RA***437Y |  | 10 kV | _ | LV | 50 kVA :Pole Substation | 0.05 | --> | 0.05 | 0 | 0 | Constrained, otherwise capacity available =35 kVA | --> | 0.048 | 0 | 0.012 | 0 | 0 | Constrained, otherwise capacity available =36 kW | --> | C16 ex CARRIGALINE | Carrigaline [T41,T42] | BARNAHELY |  | 51.8656 | -8.3631
293261 | MV/LV Substation WI***261 |  | 20 kV | _ | LV | 200 kVA :Pole Substation | 0.2 | --> | 0.2 | 0 | 0 | Constrained, otherwise capacity available =118 kVA | --> | 0.19 | 0 | 0.018 | 0 | 0 | Constrained, otherwise capacity available =165 kW | --> | E13 ex BALTINGLASS | Baltinglass [T421,T422] | STRATFORD |  | 52.9084 | -6.8454
111924X | MV/LV Substation BA***924X |  | 20 kV | _ | LV | 100 kVA :Pole Substation | 0.1 | --> | 0.1 | 0.083 | 0.94 |  | --> | 0.095 | 0 | 0 | 0 | 0 | Constrained, otherwise capacity available =93 kW | --> | E21 ex CASTLETOWNBERE | Castletownbere [T421] | BALLYLICKY |  | 51.6595 | -9.8341
081476Z | MV/LV Substation OR***476Z |  | 10 kV | _ | LV | 630 kVA :Building Structure | 0.63 | --> | 0.63 | 0 | 0 | Constrained, otherwise capacity available =500 kVA | --> | 0.598 | 0 | 0 | 0.5 | 0 |  | --> | C15 ex CLONDALKIN | Clondalkin [T41,T42,T44] | INCHICORE 220KV |  | 53.3215 | -6.3923
281127Y | MV/LV Substation MA***127Y |  | 10 kV | _ | LV | 400 kVA :Kiosk Substation | 0.4 | --> | 0.4 | 0.288 | 4.3 |  | --> | 0.38 | 0 | 0.004 | 0.361 | 0 |  | --> | C11 ex RINGASKIDDY 110KV | Ringaskiddy 110kv [T42] | BARNAHELY |  | 51.8657 | -8.3409
069774 | MV/LV Substation CL***774 |  | 10 kV | _ | LV | 630 kVA :Kiosk Substation | 0.63 | --> | 0.63 | 0.5 | 9.28 |  | --> | 0.598 | 0 | 0 | 0.5 | 0 |  | --> | C15 ex PEMBROKE | Pembroke [T41,T42,T43,T44] | RINGSEND |  | 53.3311 | -6.219
130180X | MV/LV Substation KI***180X |  | 10 kV | _ | LV | 50 kVA :Pole Substation | 0.05 | --> | 0.05 | 0.046 | 2.55 |  | --> | 0.048 | 0 | 0.012 | 0 | 0 | Constrained, otherwise capacity available =38 kW | --> | C25 ex EDGEWORTHSTOWN | Edgeworthstown [T421,T422] | RICHMOND |  | 53.6966 | -7.4828
158294 | MV/LV Substation LU***294 |  | 20 kV | _ | LV | 50 kVA :Pole Substation | 0.05 | --> | 0.05 | 0 | 0 | Constrained, otherwise capacity available =30 kVA | --> | 0.048 | 0 | 0 | 0 | 0 | Constrained, otherwise capacity available =45 kW | --> | C22 ex ENNISTYMON | Ennistymon [T41,T42] | ENNIS |  | 52.9852 | -9.4152
020157 | MV/LV Substation LA***157 |  | 10 kV | _ | LV | 100 kVA :Pole Substation | 0.1 | --> | 0.1 | 0 | 0 | Constrained, otherwise capacity available =76 kVA | --> | 0.095 | 0 | 0 | 0 | 0 | Constrained, otherwise capacity available =92 kW | --> | C18 ex COOLCORCORAN | Coolcorcoran [T41,T42] | KNOCKEARAGH |  | 52.0673 | -9.5552
293768X | MV/LV Substation KE***768X |  | 20 kV | _ | LV | 1000 kVA :Kiosk Substation | 1 | --> | 1 | 0 | 0 | Constrained, otherwise capacity available =966 kVA | --> | 0.95 | 0 | 0 | 0 | 0 | Constrained, otherwise capacity available =945 kW | --> | E12 ex BALTINGLASS | Baltinglass [T421,T422] | STRATFORD |  | 52.9824 | -6.5872
288021 | MV/LV Substation TH***021 |  | 10 kV | _ | LV | 400 kVA :Kiosk Substation | 0.4 | --> | 0.4 | 0.319 | 1.16 |  | --> | 0.38 | 0 | 0 | 0.369 | 0 |  | --> | C19 ex BREWERY ROAD | Brewery Road [T41,T42] | CARRICKMINES |  | 53.2736 | -6.1987
022021 | MV/LV Substation NA***021 |  | 10 kV | _ | LV | 400 kVA :Kiosk Substation | 0.4 | --> | 0.4 | 0 | 0 | Constrained, otherwise capacity available =293 kVA | --> | 0.38 | 0 | 0.057 | 0 | 0 | Constrained, otherwise capacity available =323 kW | --> | C21 ex SCARTEEN | Scarteen [T41,T42] | MALLOW |  | 52.1378 | -8.6607
0644220 | MV/LV Substation TB***4220 |  | 20 kV | _ | LV | 50 kVA :Pole Substation | 0.05 | --> | 0.05 | 0 | 0 | Constrained, otherwise capacity available =50 kVA | --> | 0.048 | 0 | 0 | 0 | 0 | Constrained, otherwise capacity available =48 kW | --> | C13 ex MORNINGTON ROAD | Mornington Road [T41,T42] | DRYBRIDGE |  | 53.7146 | -6.2889
111452 | MV/LV Substation EY***452 |  | 20 kV | _ | LV | 200 kVA :Pole Substation | 0.2 | --> | 0.2 | 0.157 | 0.94 |  | --> | 0.19 | 0 | 0 | 0 | 0 | Constrained, otherwise capacity available =184 kW | --> | E11 ex CASTLETOWNBERE | Castletownbere [T421] | BALLYLICKY |  | 51.6943 | -9.9572
0624099 | MV/LV Substation GR***4099 |  | 10 kV | _ | LV | 200 kVA :Building Structure | 0.2 | --> | 0.2 | 0.095 | 2.33 |  | --> | 0.19 | 0 | 0.005 | 0 | 0 | Constrained, otherwise capacity available =171 kW | --> | C13 ex DUNDALK | Dundalk [T41,T42] | DUNDALK |  | 53.9978 | -6.4113
0814378 | MV/LV Substation LI***4378 |  | 10 kV | _ | LV | 630 kVA :Building Structure | 0.63 | --> | 0.63 | 0 | 0 | Constrained, otherwise capacity available =494 kVA | --> | 0.598 | 0 | 0.018 | 0 | 0 | Constrained, otherwise capacity available =566 kW | --> | C18 ex CELBRIDGE | Celbridge [T41,T42] | GRIFFINRATH |  | 53.2985 | -6.5026
030138X | MV/LV Substation HE***138X |  | 10 kV | _ | LV | 50 kVA :Pole Substation | 0.05 | --> | 0.05 | 0 | 0 | Constrained, otherwise capacity available =10 kVA | --> | 0.048 | 0 | 0 | 0 | 0 | Constrained, otherwise capacity available =42 kW | --> | E19 ex FOXHOLE | Foxhole [T421,T422] | DUNGARVAN |  | 52.0791 | -7.8923
016202Z | MV/LV Substation ST***202Z |  | 10 kV | _ | LV | 400 kVA :Kiosk Substation | 0.4 | --> | 0.4 | 0 | 0 | Constrained, otherwise capacity available =284 kVA | --> | 0.38 | 0 | 0.042 | 0 | 0 | Constrained, otherwise capacity available =333 kW | --> | C24 ex CELBRIDGE | Celbridge [T41,T42] | GRIFFINRATH |  | 53.3365 | -6.5321
049561Y | MV/LV Substation TH***561Y |  | 10 kV | _ | LV | 630 kVA :Kiosk Substation | 0.63 | --> | 0.63 | 0.133 | 0.13 | Constrained, otherwise capacity available =400 kVA | --> | 0.598 | 0 | 0.006 | 0 | 0 | Constrained, otherwise capacity available =562 kW | --> | C18 ex BALLYMAHON | Ballymahon [T41,T42] | ATHLONE |  | 53.5621 | -7.7621
036156X | MV/LV Substation CO***156X |  | 20 kV | _ | LV | 50 kVA :Pole Substation | 0.05 | --> | 0.05 | 0.042 | 1.4 |  | --> | 0.048 | 0 | 0 | 0 | 0 | Constrained, otherwise capacity available =46 kW | --> | E17 ex KILROSS ROAD | Kilross Road [T421] | TIPPERARY |  | 52.4602 | -8.3372
256958 | MV/LV Substation LE***958 |  | 10 kV | _ | LV | 50 kVA :Pole Substation | 0.05 | --> | 0.05 | 0.048 | 1.04 |  | --> | 0.048 | 0 | 0 | 0 | 0 | Constrained, otherwise capacity available =47 kW | --> | C12 ex BOYLE | Boyle [T41,T42] | CARRICK ON SHANNON |  | 53.8599 | -8.4007
293214X | MV/LV Substation DE***214X |  | 20 kV | _ | LV | 100 kVA :Pole Substation | 0.1 | --> | 0.1 | 0 | 0 | Constrained, otherwise capacity available =96 kVA | --> | 0.095 | 0 | 0 | 0 | 0 | Constrained, otherwise capacity available =94 kW | --> | E19 ex SHILLELAGH | Shillelagh [T421,T422] | CARLOW |  | 52.7365 | -6.5319
266718 | MV/LV Substation AR***718 |  | 20 kV | _ | LV | 100 kVA :Pole Substation | 0.1 | --> | 0.1 | 0 | 0 | Constrained, otherwise capacity available =62 kVA | --> | 0.095 | 0 | 0.011 | 0 | 0 | Constrained, otherwise capacity available =82 kW | --> | E14 ex CARNDONAGH | Carndonagh [T421,T422] | TRILLICK |  | 55.2516 | -7.2721
021741 | MV/LV Substation TH***741 |  | 10 kV | _ | LV | 200 kVA :Kiosk Substation | 0.2 | --> | 0.2 | 0 | 0 | Constrained, otherwise capacity available =95 kVA | --> | 0.19 | 0 | 0.049 | 0 | 0 | Constrained, otherwise capacity available =139 kW | --> | C16 ex KILLACLOYNE | Killacloyne [T41,T42] | MIDLETON |  | 51.9182 | -8.3392
156678X | MV/LV Substation CA***678X |  | 20 kV | _ | LV | 400 kVA :Kiosk Substation | 0.4 | --> | 0.4 | 0 | 0 | Constrained, otherwise capacity available =322 kVA | --> | 0.38 | 0 | 0.003 | 0 | 0 | Constrained, otherwise capacity available =367 kW | --> | E14 ex EMYVALE | Emyvale [T422] | LISDRUM |  | 54.3411 | -6.9621
004468Y | MV/LV Substation CA***468Y |  | 10 kV | _ | LV | 200 kVA :Kiosk Substation | 0.2 | --> | 0.2 | 0 | 0 | Constrained, otherwise capacity available =184 kVA | --> | 0.19 | 0 | 0 | 0 | 0 | Constrained, otherwise capacity available =188 kW | --> | C23 ex TINAHASK | Tinahask [T41,T42] | ARKLOW |  | 52.7299 | -6.2821
0194163 | MV/LV Substation KI***4163 |  | 10 kV | _ | LV | 100 kVA :Pole Substation | 0.1 | --> | 0.1 | 0.047 | 0.05 | Constrained, otherwise capacity available =93 kVA | --> | 0.095 | 0 | 0 | 0 | 0 | Constrained, otherwise capacity available =94 kW | --> | C12 ex BALLYBEGGAN | Ballybeggan [T43,T44] | TRALEE |  | 52.2526 | -9.5859
016068Z | MV/LV Substation YE***068Z |  | 10 kV | _ | LV | 400 kVA :Kiosk Substation | 0.4 | --> | 0.4 | 0 | 0 | Constrained, otherwise capacity available =270 kVA | --> | 0.38 | 0 | 0.049 | 0.326 | 0 |  | --> | C23 ex MACETOWN | Macetown [T101,T102] | MACETOWN |  | 53.4207 | -6.4765
365866X | MV/LV Substation M ***866X |  | 10 kV | _ | LV | 200 kVA :Building Structure | 0.2 | --> | 0.2 | 0 | 0 | Constrained, otherwise capacity available =183 kVA | --> | 0.19 | 0 | 0 | 0.188 | 0 |  | --> | C22 ex FORTUNESTOWN | Fortunestown [T101,T102] | INCHICORE 220KV |  | 53.2908 | -6.4371
120340 | MV/LV Substation DR***340 |  | 20 kV | _ | LV | 50 kVA :Pole Substation | 0.05 | --> | 0.05 | 0 | 0 | Constrained, otherwise capacity available =28 kVA | --> | 0.048 | 0 | 0 | 0 | 0 | Constrained, otherwise capacity available =44 kW | --> | E20 ex EDENDERRY | Edenderry [T421,T422] | BLAKE |  | 53.3227 | -7.0639
032464Y | MV/LV Substation CU***464Y |  | 20 kV | _ | LV | 400 kVA :Kiosk Substation | 0.4 | --> | 0.4 | 0 | 0 | Constrained, otherwise capacity available =334 kVA | --> | 0.38 | 0 | 0.024 | 0 | 0 | Constrained, otherwise capacity available =353 kW | --> | E11 ex KILCARRAGH | Kilcarragh [T421,T422] | BUTLERSTOWN |  | 52.2307 | -6.9772
036459 | MV/LV Substation DO***459 |  | 20 kV | _ | LV | 200 kVA :Pole Substation | 0.2 | --> | 0.2 | 0 | 0 | Constrained, otherwise capacity available =188 kVA | --> | 0.19 | 0 | 0.008 | 0 | 0 | Constrained, otherwise capacity available =182 kW | --> | E20 ex GARRANACANTY | Garranacanty [T421,T422] | TIPPERARY |  | 52.5222 | -8.0834
293659Z | MV/LV Substation ST***659Z |  | 20 kV | _ | LV | 200 kVA :Kiosk Substation | 0.2 | --> | 0.2 | 0.179 | 2.83 |  | --> | 0.19 | 0 | 0 | 0 | 0 | Constrained, otherwise capacity available =187 kW | --> | E13 ex BAGENALSTOWN | Bagenalstown [T421,T422] | CARLOW |  | 52.6889 | -6.7806
015978X | MV/LV Substation ST***978X |  | 10 kV | _ | LV | 50 kVA :Pole Substation | 0.05 | --> | 0.05 | 0 | 0 | Constrained, otherwise capacity available =16 kVA | --> | 0.048 | 0 | 0.01 | 0 | 0 | Constrained, otherwise capacity available =35 kW | --> | C19 ex SALLINS | Sallins [T41,T42] | GRIFFINRATH |  | 53.2453 | -6.7392
001114X | MV/LV Substation OA***114X |  | 10 kV | _ | LV | 1000 kVA :Building Structure | 1 | --> | 1 | 0.5 | 19.52 |  | --> | 0.95 | 0 | 0 | 0.5 | 0 |  | --> | C13 ex TANEY | Taney [T101,T102] | CARRICKMINES |  | 53.2859 | -6.2358
065427 | MV/LV Substation HO***427 |  | 10 kV | _ | LV | 50 kVA :Pole Substation | 0.05 | --> | 0.05 | 0 | 0 | Constrained, otherwise capacity available =43 kVA | --> | 0.048 | 0 | 0.005 | 0 | 0 | Constrained, otherwise capacity available =43 kW | --> | C16 ex LOUGHSHINNY | Loughshinny [T41,T42] | GLASMORE |  | 53.5697 | -6.1562
093358Z | MV/LV Substation GR***358Z |  | 10 kV | _ | LV | 630 kVA :Building Structure | 0.63 | --> | 0.63 | 0 | 0 | Constrained, otherwise capacity available =452 kVA | --> | 0.598 | 0 | 0 | 0.5 | 0 |  | --> | C21 ex GRANGE (DR) | Grange (dr) [T41,T42] | GRANGE (DR) |  | 53.4025 | -6.1543
066517Z | MV/LV Substation TR***517Z |  | 10 kV | _ | LV | 200 kVA :Kiosk Substation | 0.2 | --> | 0.2 | 0 | 0 | Constrained, otherwise capacity available =200 kVA | --> | 0.19 | 0 | 0 | 0 | 0 | Constrained, otherwise capacity available =190 kW | --> | C13 ex MALAHIDE | Malahide [T41,T42] | GLASMORE |  | 53.414 | -6.1656
049051 | MV/LV Substation AR***051 |  | 10 kV | _ | LV | 400 kVA :Kiosk Substation | 0.4 | --> | 0.4 | 0.296 | 2.8 |  | --> | 0.38 | 0 | 0.035 | 0 | 0 | Constrained, otherwise capacity available =340 kW | --> | C17 ex GLEBE | Glebe [T41,T42] | RICHMOND |  | 53.7293 | -7.7834
281121 | MV/LV Substation PE***121 |  | 10 kV | _ | LV | 630 kVA :Building Structure | 0.63 | --> | 0.63 | 0.291 | 7.88 |  | --> | 0.598 | 0 | 0 | 0.5 | 0 |  | --> | C23 ex LIBERTY STREET | Liberty Street [T101,T102] | LIBERTY STREET |  | 51.9 | -8.4715
2494091 | MV/LV Substation DO***4091 |  | 20 kV | _ | LV | 50 kVA :Pole Substation | 0.05 | --> | 0.05 | 0 | 0 | Constrained, otherwise capacity available =50 kVA | --> | 0.048 | 0 | 0 | 0 | 0 | Constrained, otherwise capacity available =48 kW | --> | E18 ex FOXHOLE | Foxhole [T421,T422] | DUNGARVAN |  | 52.0391 | -7.8015
009362Y | MV/LV Substation PA***362Y |  | 10 kV | _ | LV | 400 kVA :Kiosk Substation | 0.4 | --> | 0.4 | 0 | 0 | Constrained, otherwise capacity available =375 kVA | --> | 0.38 | 0 | 0 | 0 | 0 | Constrained, otherwise capacity available =376 kW | --> | C30 ex WATERFORD IND EST | Waterford Ind Est [T41,T42,T44] | BUTLERSTOWN |  | 52.2508 | -7.138
016204Z | MV/LV Substation ST***204Z |  | 10 kV | _ | LV | 400 kVA :Kiosk Substation | 0.4 | --> | 0.4 | 0 | 0 | Constrained, otherwise capacity available =316 kVA | --> | 0.38 | 0 | 0 | 0 | 0 | Constrained, otherwise capacity available =368 kW | --> | C24 ex CELBRIDGE | Celbridge [T41,T42] | GRIFFINRATH |  | 53.3379 | -6.5314
099495X | MV/LV Substation CO***495X |  | 10 kV | _ | LV | 400 kVA :Kiosk Substation | 0.4 | --> | 0.4 | 0.39 | 5.45 |  | --> | 0.38 | 0 | 0 | 0 | 0 | Constrained, otherwise capacity available =379 kW | --> | C13 ex GORTLEE | Gortlee [T41,T42] | LETTERKENNY |  | 54.973 | -7.7262
081316Z | MV/LV Substation RI***316Z |  | 10 kV | _ | LV | 630 kVA :Kiosk Substation | 0.63 | --> | 0.63 | 0 | 0 | Constrained, otherwise capacity available =523 kVA | --> | 0.598 | 0 | 0.006 | 0 | 0 | Constrained, otherwise capacity available =579 kW | --> | C17 ex CELBRIDGE | Celbridge [T41,T42] | GRIFFINRATH |  | 53.3375 | -6.5377
064891Y | MV/LV Substation FO***891Y |  | 20 kV | _ | LV | 200 kVA :Kiosk Substation | 0.2 | --> | 0.2 | 0 | 0 | Constrained, otherwise capacity available =150 kVA | --> | 0.19 | 0 | 0.021 | 0 | 0 | Constrained, otherwise capacity available =168 kW | --> | E15 ex JULIANSTOWN | Julianstown [T421,T422] | DRYBRIDGE |  | 53.6308 | -6.2696
127616Y | MV/LV Substation RO***616Y |  | 10 kV | _ | LV | 200 kVA :Pole Substation | 0.2 | --> | 0.2 | 0.154 | 5.89 |  | --> | 0.19 | 0 | 0.022 | 0 | 0 | Constrained, otherwise capacity available =167 kW | --> | C11 ex CASHEL | Cashel [T41,T42] | CAHIR |  | 52.4693 | -7.8319
081196Y | MV/LV Substation BA***196Y |  | 10 kV | _ | LV | 50 kVA :Pole Substation | 0.05 | --> | 0.05 | 0 | 0 | Constrained, otherwise capacity available =46 kVA | --> | 0.048 | 0 | 0 | 0 | 0 | Constrained, otherwise capacity available =47 kW | --> | C12 ex MONEYCOOLEY | Moneycooley [T41,T42,T44] | GRIFFINRATH |  | 53.3629 | -6.5566
015885Y | MV/LV Substation GL***885Y |  | 10 kV | _ | LV | 50 kVA :Pole Substation | 0.05 | --> | 0.05 | 0 | 0 | Constrained, otherwise capacity available =29 kVA | --> | 0.048 | 0 | 0.014 | 0 | 0 | Constrained, otherwise capacity available =34 kW | --> | E20 ex BLESSINGTON | Blessington [T421,T422] | KILTEEL |  | 53.1695 | -6.5416
046326X | MV/LV Substation MI***326X |  | 10 kV | _ | LV | 630 kVA :Building Structure | 0.63 | --> | 0.63 | 0 | 0 | Constrained, otherwise capacity available =556 kVA | --> | 0.598 | 0 | 0 | 0.5 | 0 |  | --> | C11 ex CRANMORE | Cranmore [T41,T42] | SLIGO |  | 54.2738 | -8.472
164778 | MV/LV Substation MY***778 |  | 10 kV | _ | LV | 50 kVA :Pole Substation | 0.05 | --> | 0.05 | 0 | 0 | Constrained, otherwise capacity available =40 kVA | --> | 0.048 | 0 | 0 | 0 | 0 | Constrained, otherwise capacity available =46 kW | --> | C17 ex SKIBBEREEN | Skibbereen [T41,T42] | DUNMANWAY |  | 51.5698 | -9.1512
184018X | MV/LV Substation DR***018X |  | 10 kV | _ | LV | 50 kVA :Pole Substation | 0.05 | --> | 0.05 | 0.048 | 3.38 |  | --> | 0.048 | 0 | 0 | 0 | 0 | Constrained, otherwise capacity available =47 kW | --> | C18 ex CASTLEBLAYNEY | Castleblayney [T41,T42] | DUNDALK |  | 54.1285 | -6.6971
237843 | MV/LV Substation AS***843 |  | 20 kV | _ | LV | 200 kVA :Pole Substation | 0.2 | --> | 0.2 | 0 | 0 | Constrained, otherwise capacity available =148 kVA | --> | 0.19 | 0 | 0 | 0 | 0 | Constrained, otherwise capacity available =183 kW | --> | C12 ex DUNLEER | Dunleer [T41,T42] | DRYBRIDGE |  | 53.7885 | -6.2402
117440 | MV/LV Substation PA***440 |  | 20 kV | _ | LV | 50 kVA :Pole Substation | 0.05 | --> | 0.05 | 0 | 0 | Constrained, otherwise capacity available =44 kVA | --> | 0.048 | 0 | 0 | 0 | 0 | Constrained, otherwise capacity available =47 kW | --> | E20 ex COLLOONEY | Collooney [T421,T422] | SLIGO |  | 54.2027 | -8.5
162239X | MV/LV Substation BO***239X |  | 10 kV | _ | LV | 100 kVA :Pole Substation | 0.1 | --> | 0.1 | 0.098 | 7.25 |  | --> | 0.095 | 0 | 0 | 0 | 0 | Constrained, otherwise capacity available =95 kW | --> | C12 ex CONVOY | Convoy [T41,T42] | LETTERKENNY |  | 54.8581 | -7.7361
006200Y | MV/LV Substation EN***200Y |  | 10 kV | _ | LV | 100 kVA :Pole Substation | 0.1 | --> | 0.1 | 0.067 | 3.12 |  | --> | 0.095 | 0 | 0.007 | 0 | 0 | Constrained, otherwise capacity available =85 kW | --> | C14 ex BELLFIELD | Bellfield [T41,T42] | CRANE |  | 52.5115 | -6.5842
069021 | MV/LV Substation SA***021 |  | 10 kV | _ | LV | 1000 kVA :Building Structure | 1 | --> | 1 | 0.309 | 9.28 |  | --> | 0.95 | 0 | 0.063 | 0.5 | 0 |  | --> | C15 ex PEMBROKE | Pembroke [T41,T42,T43,T44] | RINGSEND |  | 53.3317 | -6.2156
042045 | MV/LV Substation PI***045 |  | 10 kV | _ | LV | 50 kVA :Pole Substation | 0.05 | --> | 0.05 | 0.031 | 1.93 |  | --> | 0.048 | 0 | 0 | 0 | 0 | Constrained, otherwise capacity available =45 kW | --> | C13 ex TURLOUGH ROAD | Turlough Road [T41,T42] | CASTLEBAR |  | 53.8603 | -9.2885
160688Y | MV/LV Substation IS***688Y |  | 10 kV | _ | LV | 100 kVA :Pole Substation | 0.1 | --> | 0.1 | 0 | 0 | Constrained, otherwise capacity available =82 kVA | --> | 0.095 | 0 | 0 | 0 | 0 | Constrained, otherwise capacity available =92 kW | --> | C11 ex PORTARLINGTON | Portarlington [T41,T42] | PORTLAOISE |  | 53.2295 | -7.221
0424119 | MV/LV Substation AB***4119 |  | 20 kV | _ | LV | 630 kVA :Building Structure | 0.63 | --> | 0.63 | 0 | 0 | Constrained, otherwise capacity available =565 kVA | --> | 0.598 | 0 | 0 | 0 | 0 | Constrained, otherwise capacity available =590 kW | --> | E15 ex WINDSOR | Windsor [T421,T422] | CASTLEBAR |  | 53.8568 | -9.2732
024404 | MV/LV Substation BA***404 |  | 10 kV | _ | LV | 50 kVA :Pole Substation | 0.05 | --> | 0.05 | 0.032 | 2.14 |  | --> | 0.048 | 0 | 0 | 0 | 0 | Constrained, otherwise capacity available =45 kW | --> | C14 ex BUTTEVANT | Buttevant [T41,T42] | MALLOW |  | 52.2673 | -8.7308
039913X | MV/LV Substation AB***913X |  | 10 kV | _ | LV | 400 kVA :Kiosk Substation | 0.4 | --> | 0.4 | 0 | 0 | Constrained, otherwise capacity available =356 kVA | --> | 0.38 | 0 | 0 | 0 | 0 | Constrained, otherwise capacity available =374 kW | --> | C18 ex ORANMORE | Oranmore [T41,T44] | GALWAY 110KV |  | 53.2672 | -8.9258
068151X | MV/LV Substation CH***151X |  | 10 kV | _ | LV | 1000 kVA :Building Structure | 1 | --> | 1 | 0.5 | 9.02 |  | --> | 0.95 | 0 | 0 | 0.5 | 0 |  | --> | C16 ex MISERY HILL | Misery Hill [T101,T102] | POOLBEG |  | 53.3422 | -6.2361
067110 | MV/LV Substation PA***110 |  | 10 kV | _ | LV | 50 kVA :Pole Substation | 0.05 | --> | 0.05 | 0 | 0 | Constrained, otherwise capacity available =39 kVA | --> | 0.048 | 0 | 0 | 0.046 | 0 |  | --> | C14 ex GARRYOWEN | Garryowen [T41,T42] | LIMERICK |  | 52.6685 | -8.6076
064143Y | MV/LV Substation ON***143Y |  | 20 kV | _ | LV | 200 kVA :Pole Substation | 0.2 | --> | 0.2 | 0 | 0 | Constrained, otherwise capacity available =192 kVA | --> | 0.19 | 0 | 0.053 | 0 | 0 | Constrained, otherwise capacity available =150 kW | --> | E18 ex JULIANSTOWN | Julianstown [T421,T422] | DRYBRIDGE |  | 53.6346 | -6.3601
014741Z | MV/LV Substation CU***741Z |  | 10 kV | _ | LV | 100 kVA :Pole Substation | 0.1 | --> | 0.1 | 0 | 0 | Constrained, otherwise capacity available =94 kVA | --> | 0.095 | 0 | 0 | 0 | 0 | Constrained, otherwise capacity available =94 kW | --> | C18 ex KILDARE | Kildare [T41,T42] | NEWBRIDGE |  | 53.1444 | -6.8657
001042X | MV/LV Substation SU***042X |  | 10 kV | _ | LV | 1000 kVA :Building Structure | 1 | --> | 1 | 0 | 0 | Constrained, otherwise capacity available =804 kVA | --> | 0.95 | 0 | 0 | 0.5 | 0 |  | --> | C19 ex LOUGHLINSTOWN | Loughlinstown [T41,T42] | CARRICKMINES |  | 53.2501 | -6.1428
014852Z | MV/LV Substation PO***852Z |  | 20 kV | _ | LV | 200 kVA :Kiosk Substation | 0.2 | --> | 0.2 | 0 | 0 | Constrained, otherwise capacity available =128 kVA | --> | 0.19 | 0 | 0.009 | 0 | 0 | Constrained, otherwise capacity available =173 kW | --> | C14 ex KILDARE | Kildare [T41,T42] | NEWBRIDGE |  | 53.2195 | -6.9871
160793Y | MV/LV Substation MA***793Y |  | 20 kV | _ | LV | 200 kVA :Kiosk Substation | 0.2 | --> | 0.2 | 0 | 0 | Constrained, otherwise capacity available =134 kVA | --> | 0.19 | 0 | 0.032 | 0 | 0 | Constrained, otherwise capacity available =157 kW | --> | C11 ex KILDARE | Kildare [T41,T42] | NEWBRIDGE |  | 53.1399 | -7.0485
293342 | MV/LV Substation TH***342 |  | 20 kV | _ | LV | 50 kVA :Pole Substation | 0.05 | --> | 0.05 | 0 | 0 | Constrained, otherwise capacity available =34 kVA | --> | 0.048 | 0 | 0 | 0 | 0 | Constrained, otherwise capacity available =45 kW | --> | E12 ex BALTINGLASS | Baltinglass [T421,T422] | STRATFORD |  | 53.0018 | -6.6351
099363 | MV/LV Substation KE***363 |  | 10 kV | _ | LV | 630 kVA :Building Structure | 0.63 | --> | 0.63 | 0 | 0 | Constrained, otherwise capacity available =617 kVA | --> | 0.598 | 0 | 0 | 0 | 0 | Constrained, otherwise capacity available =597 kW | --> | C12 ex CULLION | Cullion [T41,T42] | LETTERKENNY |  | 54.9798 | -7.8892
0124022 | MV/LV Substation LE***4022 |  | 10 kV | _ | LV | 200 kVA :Kiosk Substation | 0.2 | --> | 0.2 | 0.199 | 1.99 |  | --> | 0.19 | 0 | 0 | 0 | 0 | Constrained, otherwise capacity available =190 kW | --> | C11 ex GRAIGUE | Graigue [T41,T42] | CARLOW |  | 52.83 | -6.9366
001286 | MV/LV Substation AS***286 |  | 10 kV | _ | LV | 400 kVA :Kiosk Substation | 0.4 | --> | 0.4 | 0 | 0 | Constrained, otherwise capacity available =315 kVA | --> | 0.38 | 0 | 0.007 | 0.363 | 0 |  | --> | C13 ex LOUGHLINSTOWN | Loughlinstown [T41,T42] | CARRICKMINES |  | 53.2528 | -6.1337
003421Y | MV/LV Substation AN***421Y |  | 10 kV | _ | LV | 400 kVA :Kiosk Substation | 0.4 | --> | 0.4 | 0.355 | 11.58 |  | --> | 0.38 | 0 | 0.005 | 0 | 0 | Constrained, otherwise capacity available =370 kW | --> | C18 ex BALLYBEG | Ballybeg [T101,T102] | CARRICKMINES |  | 52.9676 | -6.1411
042452 | MV/LV Substation DE***452 |  | 20 kV | _ | LV | 50 kVA :Pole Substation | 0.05 | --> | 0.05 | 0 | 0 | Constrained, otherwise capacity available =38 kVA | --> | 0.048 | 0 | 0 | 0 | 0 | Constrained, otherwise capacity available =46 kW | --> | E17 ex WINDSOR | Windsor [T421,T422] | CASTLEBAR |  | 53.8448 | -9.2361
461955 | MV/LV Substation TE***955 |  | 10 kV | _ | LV | 50 kVA :Pole Substation | 0.05 | --> | 0.05 | 0.032 | 2.33 |  | --> | 0.048 | 0 | 0 | 0 | 0 | Constrained, otherwise capacity available =45 kW | --> | E17 ex MOY | Moy [T421,T422] | MOY |  | 54.1098 | -9.1665
265911 | MV/LV Substation KI***911 |  | 20 kV | _ | LV | 50 kVA :Pole Substation | 0.05 | --> | 0.05 | 0.04 | 0.07 |  | --> | 0.048 | 0 | 0 | 0 | 0 | Constrained, otherwise capacity available =46 kW | --> | E17 ex BALLYCONNELL | Ballyconnell [T421,T422] | GORTAWEE |  | 54.1177 | -7.6802
062808Y | MV/LV Substation LI***808Y |  | 10 kV | _ | LV | 630 kVA :Building Structure | 0.63 | --> | 0.63 | 0.5 | 5.69 |  | --> | 0.598 | 0 | 0.025 | 0 | 0 | Constrained, otherwise capacity available =563 kW | --> | C19 ex RAMPARTS | Ramparts [T41,T42] | DUNDALK |  | 54.015 | -6.4015
196219X | MV/LV Substation TR***219X |  | 10 kV | _ | LV | 50 kVA :Pole Substation | 0.05 | --> | 0.05 | 0 | 0 | Constrained, otherwise capacity available =46 kVA | --> | 0.048 | 0 | 0 | 0 | 0 | Constrained, otherwise capacity available =47 kW | --> | C18 ex TRIM | Trim [T41,T42] | NAVAN |  | 53.5471 | -6.7933
020621X | MV/LV Substation DR***621X |  | 10 kV | _ | LV | 100 kVA :Pole Substation | 0.1 | --> | 0.1 | 0 | 0 | Constrained, otherwise capacity available =67 kVA | --> | 0.095 | 0 | 0.023 | 0 | 0 | Constrained, otherwise capacity available =73 kW | --> | C18 ex COOLCORCORAN | Coolcorcoran [T41,T42] | KNOCKEARAGH |  | 52.0737 | -9.587
132104 | MV/LV Substation BA***104 |  | 10 kV | _ | LV | 400 kVA :Kiosk Substation | 0.4 | --> | 0.4 | 0 | 0 | Constrained, otherwise capacity available =241 kVA | --> | 0.38 | 0 | 0.03 | 0 | 0 | Constrained, otherwise capacity available =336 kW | --> | C16 ex LOUGHREA | Loughrea [T41,T42] | SOMERSET |  | 53.1976 | -8.5737
037298Y | MV/LV Substation HE***298Y |  | 10 kV | _ | LV | 200 kVA :Building Structure | 0.2 | --> | 0.2 | 0 | 0 | Constrained, otherwise capacity available =194 kVA | --> | 0.19 | 0 | 0 | 0 | 0 | Constrained, otherwise capacity available =189 kW | --> | C20 ex CAHIRCALLA | Cahircalla [T41,T42] | ENNIS |  | 52.8266 | -8.9794
015836X | MV/LV Substation SA***836X |  | 10 kV | _ | LV | 200 kVA :Kiosk Substation | 0.2 | --> | 0.2 | 0 | 0 | Constrained, otherwise capacity available =146 kVA | --> | 0.19 | 0 | 0.005 | 0 | 0 | Constrained, otherwise capacity available =179 kW | --> | C14 ex SALLINS | Sallins [T41,T42] | GRIFFINRATH |  | 53.2564 | -6.6653
034774 | MV/LV Substation BA***774 |  | 20 kV | _ | LV | 200 kVA :Pole Substation | 0.2 | --> | 0.2 | 0.2 | 5.88 |  | --> | 0.19 | 0 | 0 | 0 | 0 | Constrained, otherwise capacity available =190 kW | --> | C14 ex ARDGEEHA | Ardgeeha [T41,T42] | DOON |  | 52.5166 | -7.5537
281437Z | MV/LV Substation AI***437Z |  | 10 kV | _ | LV | 400 kVA :Building Structure | 0.4 | --> | 0.4 | 0 | 0 | Constrained, otherwise capacity available =326 kVA | --> | 0.38 | 0 | 0 | 0 | 0 | Constrained, otherwise capacity available =370 kW | --> | C24 ex KILMONEY | Kilmoney [T41,T42] | TRABEG |  | 51.846 | -8.4674
008607Z | MV/LV Substation LO***607Z |  | 20 kV | _ | LV | 100 kVA :Pole Substation | 0.1 | --> | 0.1 | 0.094 | 0.2 |  | --> | 0.095 | 0 | 0 | 0 | 0 | Constrained, otherwise capacity available =94 kW | --> | E15 ex BEALISTOWN | Bealistown [T421,T422] | GREAT ISLAND |  | 52.3041 | -6.7685
064258Z | MV/LV Substation NE***258Z |  | 10 kV | _ | LV | 100 kVA :Pole Substation | 0.1 | --> | 0.1 | 0 | 0 | Constrained, otherwise capacity available =79 kVA | --> | 0.095 | 0 | 0.046 | 0 | 0 | Constrained, otherwise capacity available =58 kW | --> | C22 ex TERMONFECKIN ROAD | Termonfeckin Road [T41,T42] | DRYBRIDGE |  | 53.7229 | -6.3272
1544326 | MV/LV Substation ID***4326 |  | 10 kV | _ | LV | 400 kVA :Kiosk Substation | 0.4 | --> | 0.4 | 0 | 0 | Constrained, otherwise capacity available =400 kVA | --> | 0.38 | 0 | 0 | 0 | 0 | Constrained, otherwise capacity available =380 kW | --> | C18 ex BALLYCOOLIN | Ballycoolin [T41,T42,T43] | FINGLAS |  | 53.4038 | -6.3703
365667 | MV/LV Substation KI***667 |  | 10 kV | _ | LV | 200 kVA :Building Structure | 0.2 | --> | 0.2 | 0 | 0 | Constrained, otherwise capacity available =172 kVA | --> | 0.19 | 0 | 0.004 | 0.183 | 0 |  | --> | C21 ex TYMON | Tymon [T41,T42] | COOKSTOWN |  | 53.301 | -6.3582
355428 | MV/LV Substation GA***428 |  | 10 kV | _ | LV | 50 kVA :Pole Substation | 0.05 | --> | 0.05 | 0.044 | 0.06 |  | --> | 0.048 | 0 | 0.006 | 0 | 0 | Constrained, otherwise capacity available =42 kW | --> | C17 ex TUBBERCURRY | Tubbercurry [T41,T42] | TONROE |  | 54.0391 | -8.8357
015819Z | MV/LV Substation HU***819Z |  | 10 kV | _ | LV | 400 kVA :Kiosk Substation | 0.4 | --> | 0.4 | 0 | 0 | Constrained, otherwise capacity available =324 kVA | --> | 0.38 | 0 | 0.006 | 0 | 0 | Constrained, otherwise capacity available =365 kW | --> | C11 ex SALLINS | Sallins [T41,T42] | GRIFFINRATH |  | 53.2443 | -6.6686
158095Y | MV/LV Substation HO***095Y |  | 10 kV | _ | LV | 100 kVA :Pole Substation | 0.1 | --> | 0.1 | 0 | 0 | Constrained, otherwise capacity available =99 kVA | --> | 0.095 | 0 | 0 | 0 | 0 | Constrained, otherwise capacity available =95 kW | --> | C21 ex ENNISTYMON | Ennistymon [T41,T42] | ENNIS |  | 52.933 | -9.3408
093002X | MV/LV Substation BE***002X |  | 10 kV | _ | LV | 630 kVA :Kiosk Substation | 0.63 | --> | 0.63 | 0 | 0 | Constrained, otherwise capacity available =573 kVA | --> | 0.598 | 0 | 0 | 0.5 | 0 |  | --> | C12 ex MERVILLE | Merville [T41,T42] | FINGLAS |  | 53.3821 | -6.3095
345035X | MV/LV Substation CL***035X |  | 20 kV | _ | LV | 50 kVA :Pole Substation | 0.05 | --> | 0.05 | 0 | 0 | Constrained, otherwise capacity available =18 kVA | --> | 0.048 | 0 | 0.01 | 0.036 | 0 |  | --> | E18 ex MANORHAMILTON | Manorhamilton [T422] | SLIGO |  | 54.3089 | -8.1782
001078X | MV/LV Substation GI***078X |  | 10 kV | _ | LV | 400 kVA :Building Structure | 0.4 | --> | 0.4 | 0 | 0 | Constrained, otherwise capacity available =285 kVA | --> | 0.38 | 0 | 0 | 0.364 | 0 |  | --> | C19 ex LOUGHLINSTOWN | Loughlinstown [T41,T42] | CARRICKMINES |  | 53.244 | -6.1401
0684247 | MV/LV Substation HO***4247 |  | 10 kV | _ | LV | 1000 kVA :Building Structure | 1 | --> | 1 | 0.5 | 9.02 |  | --> | 0.95 | 0 | 0 | 0.5 | 0 |  | --> | C16 ex MISERY HILL | Misery Hill [T101,T102] | POOLBEG |  | 53.3448 | -6.2347
192453 | MV/LV Substation CL***453 |  | 10 kV | _ | LV | 200 kVA :Pole Substation | 0.2 | --> | 0.2 | 0.126 | 1.56 |  | --> | 0.19 | 0 | 0.005 | 0 | 0 | Constrained, otherwise capacity available =176 kW | --> | C13 ex DERRYBEG | Derrybeg [T41,T42] | ARDNAGAPPARY |  | 55.0616 | -8.3001
253058Z | MV/LV Substation BE***058Z |  | 20 kV | _ | LV | 50 kVA :Pole Substation | 0.05 | --> | 0.05 | 0 | 0 | Constrained, otherwise capacity available =49 kVA | --> | 0.048 | 0 | 0 | 0 | 0 | Constrained, otherwise capacity available =47 kW | --> | C23 ex TUAM NORTH | Tuam North [T41,T42] | CLOON |  | 53.5753 | -8.9683
156204Z | MV/LV Substation KI***204Z |  | 20 kV | _ | LV | 200 kVA :Pole Substation | 0.2 | --> | 0.2 | 0.187 | 2.47 |  | --> | 0.19 | 0 | 0 | 0 | 0 | Constrained, otherwise capacity available =188 kW | --> | E13 ex TELAYDON | Telaydon [T42,T421] | LISDRUM |  | 54.2308 | -7.1257
0504092 | MV/LV Substation LA***4092 |  | 20 kV | _ | LV | 50 kVA :Pole Substation | 0.05 | --> | 0.05 | 0.05 | 6.49 |  | --> | 0.048 | 0 | 0 | 0 | 0 | Constrained, otherwise capacity available =48 kW | --> | C22 ex BUSHFIELD | Bushfield [T41,T42] | ATHLONE |  | 53.5036 | -7.8407
251440 | MV/LV Substation FL***440 |  | 20 kV | _ | LV | 630 kVA :Building Structure | 0.63 | --> | 0.63 | 0 | 0 | Constrained, otherwise capacity available =468 kVA | --> | 0.598 | 0 | 0.02 | 0 | 0 | Constrained, otherwise capacity available =561 kW | --> | E47 ex CLAREGALWAY | Claregalway [T42,T421] | GALWAY 110KV |  | 53.3692 | -8.8917
039592X | MV/LV Substation CA***592X |  | 10 kV | _ | LV | 200 kVA :Kiosk Substation | 0.2 | --> | 0.2 | 0 | 0 | Constrained, otherwise capacity available =140 kVA | --> | 0.19 | 0 | 0.024 | 0 | 0 | Constrained, otherwise capacity available =164 kW | --> | C15 ex ORANMORE | Oranmore [T41,T44] | GALWAY 110KV |  | 53.2766 | -8.9347
069648 | MV/LV Substation LE***648 |  | 10 kV | _ | LV | 400 kVA :Kiosk Substation | 0.4 | --> | 0.4 | 0.293 | 9.99 |  | --> | 0.38 | 0 | 0 | 0.365 | 0 |  | --> | C16 ex HAROLDS CROSS | Harolds Cross [T101,T102] | POOLBEG |  | 53.3251 | -6.2696
214532 | MV/LV Substation HE***532 |  | 10 kV | _ | LV | 100 kVA :Pole Substation | 0.1 | --> | 0.1 | 0 | 0 | Constrained, otherwise capacity available =82 kVA | --> | 0.095 | 0 | 0 | 0 | 0 | Constrained, otherwise capacity available =92 kW | --> | C14 ex DRUMQUIN | Drumquin [T42] | ENNIS |  | 52.8066 | -8.9817
067628Y | MV/LV Substation LA***628Y |  | 10 kV | _ | LV | 630 kVA :Building Structure | 0.63 | --> | 0.63 | 0 | 0 | Constrained, otherwise capacity available =553 kVA | --> | 0.598 | 0 | 0 | 0 | 0 | Constrained, otherwise capacity available =588 kW | --> | C14 ex CAHERDAVIN | Caherdavin [T41,T42] | ARDNACRUSHA |  | 52.6642 | -8.6351
196580 | MV/LV Substation FR***580 |  | 20 kV | _ | LV | 50 kVA :Pole Substation | 0.05 | --> | 0.05 | 0.04 | 0.33 |  | --> | 0.048 | 0 | 0.005 | 0 | 0 | Constrained, otherwise capacity available =42 kW | --> | E31 ex TRIM | Trim [T421] | NAVAN |  | 53.5426 | -6.8228
050261X | MV/LV Substation RE***261X |  | 10 kV | _ | LV | 50 kVA :Pole Substation | 0.05 | --> | 0.05 | 0.036 | 6.49 |  | --> | 0.048 | 0 | 0 | 0 | 0 | Constrained, otherwise capacity available =46 kW | --> | C19 ex BUSHFIELD | Bushfield [T41,T42] | ATHLONE |  | 53.4288 | -7.9032
260911 | MV/LV Substation CU***911 |  | 10 kV | _ | LV | 50 kVA :Pole Substation | 0.05 | --> | 0.05 | 0.049 | 1.67 |  | --> | 0.048 | 0 | 0 | 0.047 | 0 |  | --> | E14 ex NEWPORT | Newport [T421] | CARROWBEG |  | 53.8477 | -9.5614
001188X | MV/LV Substation TA***188X |  | 10 kV | _ | LV | 630 kVA :Building Structure | 0.63 | --> | 0.63 | 0.5 | 0.86 |  | --> | 0.598 | 0 | 0 | 0.5 | 0 |  | --> | C17 ex BELFIELD | Belfield [T41,T42] | BLACKROCK |  | 53.3128 | -6.206
014824Z | MV/LV Substation W ***824Z |  | 10 kV | _ | LV | 1000 kVA :Building Structure | 1 | --> | 1 | 0 | 0 | Constrained, otherwise capacity available =780 kVA | --> | 0.95 | 0 | 0 | 0 | 0 | Constrained, otherwise capacity available =920 kW | --> | C20 ex ATHGARVAN | Athgarvan [T41,T44] | NEWBRIDGE |  | 53.1771 | -6.7979
0254174 | MV/LV Substation DA***4174 |  | 20 kV | _ | LV | 100 kVA :Pole Substation | 0.1 | --> | 0.1 | 0.1 | 2.96 |  | --> | 0.095 | 0 | 0 | 0 | 0 | Constrained, otherwise capacity available =95 kW | --> | E11 ex CHARLEVILLE | Charleville [T421,T422] | CHARLEVILLE |  | 52.4592 | -8.6483
053722Y | MV/LV Substation ME***722Y |  | 20 kV | _ | LV | 200 kVA :Kiosk Substation | 0.2 | --> | 0.2 | 0 | 0 | Constrained, otherwise capacity available =158 kVA | --> | 0.19 | 0 | 0.019 | 0.17 | 0 |  | --> | E20 ex CLONMINCH | Clonminch [T41,T422] | THORNSBERRY |  | 53.3035 | -7.2847
009091 | MV/LV Substation BA***091 |  | 10 kV | _ | LV | 400 kVA :Building Structure | 0.4 | --> | 0.4 | 0.175 | 0.53 |  | --> | 0.38 | 0 | 0.006 | 0 | 0 | Constrained, otherwise capacity available =344 kW | --> | C12 ex MANOR STREET | Manor Street [T41,T42] | WATERFORD |  | 52.259 | -7.1144
0194105 | MV/LV Substation FO***4105 |  | 10 kV | _ | LV | 400 kVA :Kiosk Substation | 0.4 | --> | 0.4 | 0.367 | 1.54 |  | --> | 0.38 | 0 | 0 | 0 | 0 | Constrained, otherwise capacity available =375 kW | --> | C17 ex BALLYARD | Ballyard [T41,T42] | TRALEE |  | 52.2627 | -9.6859
0254411 | MV/LV Substation GA***4411 |  | 20 kV | _ | LV | 50 kVA :Pole Substation | 0.05 | --> | 0.05 | 0.048 | 2.96 |  | --> | 0.048 | 0 | 0 | 0 | 0 | Constrained, otherwise capacity available =47 kW | --> | E11 ex CHARLEVILLE | Charleville [T421,T422] | CHARLEVILLE |  | 52.4107 | -8.6547
011522 | MV/LV Substation TA***522 |  | 10 kV | _ | LV | 50 kVA :Pole Substation | 0.05 | --> | 0.05 | 0 | 0 | Constrained, otherwise capacity available =34 kVA | --> | 0.048 | 0 | 0 | 0 | 0 | Constrained, otherwise capacity available =45 kW | --> | C16 ex TALBOTS INCH | Talbots Inch [T41,T42] | KILKENNY |  | 52.6737 | -7.269
127082Z | MV/LV Substation CL***082Z |  | 20 kV | _ | LV | 50 kVA :Pole Substation | 0.05 | --> | 0.05 | 0 | 0 | Constrained, otherwise capacity available =38 kVA | --> | 0.048 | 0 | 0 | 0 | 0 | Constrained, otherwise capacity available =46 kW | --> | C16 ex HOLYCROSS ROAD | Holycross Road [T41,T42] | THURLES |  | 52.6031 | -7.9534
248688 | MV/LV Substation CO***688 |  | 20 kV | _ | LV | 50 kVA :Pole Substation | 0.05 | --> | 0.05 | 0 | 0 | Constrained, otherwise capacity available =29 kVA | --> | 0.048 | 0 | 0.01 | 0 | 0 | Constrained, otherwise capacity available =37 kW | --> | E14 ex KILCOCK | Kilcock [T421,T422] | GRIFFINRATH |  | 53.452 | -6.7277
0654047 | MV/LV Substation KI***4047 |  | 20 kV | _ | LV | 200 kVA :Pole Substation | 0.2 | --> | 0.2 | 0 | 0 | Constrained, otherwise capacity available =178 kVA | --> | 0.19 | 0 | 0 | 0 | 0 | Constrained, otherwise capacity available =187 kW | --> | E23 ex BALTRASNA | Baltrasna [T121,T122] | BALTRASNA |  | 53.5682 | -6.4602
042743X | MV/LV Substation FO***743X |  | 20 kV | _ | LV | 630 kVA :Kiosk Substation | 0.63 | --> | 0.63 | 0 | 0 | Constrained, otherwise capacity available =598 kVA | --> | 0.598 | 0 | 0 | 0 | 0 | Constrained, otherwise capacity available =594 kW | --> | E16 ex WINDSOR | Windsor [T421,T422] | CASTLEBAR |  | 53.8529 | -9.2732
0324055 | MV/LV Substation CA***4055 |  | 20 kV | _ | LV | 50 kVA :Pole Substation | 0.05 | --> | 0.05 | 0 | 0 | Constrained, otherwise capacity available =50 kVA | --> | 0.048 | 0 | 0 | 0 | 0 | Constrained, otherwise capacity available =48 kW | --> | C14 ex KILMEADEN | Kilmeaden [T42] | BUTLERSTOWN |  | 52.2026 | -7.2975
248819X | MV/LV Substation KI***819X |  | 20 kV | _ | LV | 50 kVA :Pole Substation | 0.05 | --> | 0.05 | 0 | 0 | Constrained, otherwise capacity available =46 kVA | --> | 0.048 | 0 | 0 | 0 | 0 | Constrained, otherwise capacity available =47 kW | --> | E14 ex KILCOCK | Kilcock [T421,T422] | GRIFFINRATH |  | 53.4256 | -6.6945
139009 | MV/LV Substation KE***009 |  | 10 kV | _ | LV | 100 kVA :Pole Substation | 0.1 | --> | 0.1 | 0 | 0 | Constrained, otherwise capacity available =83 kVA | --> | 0.095 | 0 | 0.003 | 0 | 0 | Constrained, otherwise capacity available =90 kW | --> | C17 ex VIRGINIA | Virginia [T41,T42] | MEATH HILL |  | 53.8308 | -7.067
214165 | MV/LV Substation CL***165 |  | 10 kV | _ | LV | 50 kVA :Pole Substation | 0.05 | --> | 0.05 | 0 | 0 | Constrained, otherwise capacity available =29 kVA | --> | 0.048 | 0 | 0.01 | 0 | 0 | Constrained, otherwise capacity available =37 kW | --> | C14 ex DRUMQUIN | Drumquin [T42] | ENNIS |  | 52.8033 | -8.9696
093382 | MV/LV Substation BE***382 |  | 10 kV | _ | LV | 400 kVA :Kiosk Substation | 0.4 | --> | 0.4 | 0.21 | 12.96 |  | --> | 0.38 | 0 | 0.01 | 0.346 | 0 |  | --> | C17 ex ARTANE | Artane [T101,T102] | FINGLAS |  | 53.3895 | -6.2001
052724X | MV/LV Substation KN***724X |  | 10 kV | _ | LV | 100 kVA :Pole Substation | 0.1 | --> | 0.1 | 0.094 | 10.9 |  | --> | 0.095 | 0 | 0 | 0.094 | 0 |  | --> | C13 ex MULLINGAR | Mullingar [T101,T102] | MULLINGAR |  | 53.5753 | -7.3146
009381 | MV/LV Substation IN***381 |  | 10 kV | _ | LV | 400 kVA :Building Structure | 0.4 | --> | 0.4 | 0 | 0 | Constrained, otherwise capacity available =274 kVA | --> | 0.38 | 0 | 0.1 | 0 | 0 | Constrained, otherwise capacity available =288 kW | --> | C12 ex WATERFORD IND EST | Waterford Ind Est [T41,T42,T44] | BUTLERSTOWN |  | 52.2444 | -7.1631
116230Y | MV/LV Substation KN***230Y |  | 10 kV | _ | LV | 50 kVA :Pole Substation | 0.05 | --> | 0.05 | 0.043 | 7.32 |  | --> | 0.048 | 0 | 0 | 0.046 | 0 |  | --> | C14 ex CARROWBEG | Carrowbeg [T41,T42] | CARROWBEG |  | 53.8126 | -9.5557
039794X | MV/LV Substation AS***794X |  | 10 kV | _ | LV | 200 kVA :Kiosk Substation | 0.2 | --> | 0.2 | 0 | 0 | Constrained, otherwise capacity available =187 kVA | --> | 0.19 | 0 | 0.017 | 0 | 0 | Constrained, otherwise capacity available =176 kW | --> | C15 ex ORANMORE | Oranmore [T41,T44] | GALWAY 110KV |  | 53.2616 | -8.9352
065354Z | MV/LV Substation CA***354Z |  | 10 kV | _ | LV | 630 kVA :Building Structure | 0.63 | --> | 0.63 | 0 | 0 | Constrained, otherwise capacity available =536 kVA | --> | 0.598 | 0 | 0 | 0.5 | 0 |  | --> | C22 ex STEPHENSTOWN | Stephenstown [T101,T102] | FINGLAS |  | 53.6128 | -6.2071
008962Y | MV/LV Substation ST***962Y |  | 10 kV | _ | LV | 200 kVA :Kiosk Substation | 0.2 | --> | 0.2 | 0 | 0 | Constrained, otherwise capacity available =131 kVA | --> | 0.19 | 0 | 0.009 | 0 | 0 | Constrained, otherwise capacity available =174 kW | --> | C14 ex KNOCKMULLEN | Knockmullen [T42,T421] | GREAT ISLAND |  | 52.389 | -6.932
149451 | MV/LV Substation GL***451 |  | 10 kV | _ | LV | 50 kVA :Pole Substation | 0.05 | --> | 0.05 | 0 | 0 | Constrained, otherwise capacity available =34 kVA | --> | 0.048 | 0 | 0.005 | 0 | 0 | Constrained, otherwise capacity available =42 kW | --> | C11 ex DONEGAL | Donegal [T41,T42] | CATHALEENS FALL |  | 54.6502 | -8.2
011863Z | MV/LV Substation RE***863Z |  | 10 kV | _ | LV | 400 kVA :Kiosk Substation | 0.4 | --> | 0.4 | 0 | 0 | Constrained, otherwise capacity available =376 kVA | --> | 0.38 | 0 | 0 | 0 | 0 | Constrained, otherwise capacity available =377 kW | --> | C14 ex ROSEHILL | Rosehill [T41,T42] | KILKENNY |  | 52.6509 | -7.2544
277026 | MV/LV Substation SC***026 |  | 10 kV | _ | LV | 100 kVA :Building Structure | 0.1 | --> | 0.1 | 0 | 0 | Constrained, otherwise capacity available =57 kVA | --> | 0.095 | 0 | 0.022 | 0.073 | 0 |  | --> | C22 ex GRANGE (DR) | Grange (dr) [T41,T42] | GRANGE (DR) |  | 53.4009 | -6.1936
067563X | MV/LV Substation BA***563X |  | 20 kV | _ | LV | 50 kVA :Pole Substation | 0.05 | --> | 0.05 | 0 | 0 | Constrained, otherwise capacity available =43 kVA | --> | 0.048 | 0 | 0.006 | 0 | 0 | Constrained, otherwise capacity available =42 kW | --> | E21 ex CRATLOE | Cratloe [T421,T422] | ARDNACRUSHA |  | 52.7148 | -8.7658
011052Z | MV/LV Substation RO***052Z |  | 10 kV | _ | LV | 400 kVA :Kiosk Substation | 0.4 | --> | 0.4 | 0.282 | 5.05 |  | --> | 0.38 | 0 | 0.007 | 0 | 0 | Constrained, otherwise capacity available =358 kW | --> | C13 ex MCDONAGH | Mcdonagh [T41,T42] | KILKENNY |  | 52.664 | -7.2347
066413Z | MV/LV Substation LI***413Z |  | 10 kV | _ | LV | 630 kVA :Kiosk Substation | 0.63 | --> | 0.63 | 0 | 0 | Constrained, otherwise capacity available =534 kVA | --> | 0.598 | 0 | 0 | 0 | 0 | Constrained, otherwise capacity available =585 kW | --> | C15 ex MALAHIDE | Malahide [T41,T42] | GLASMORE |  | 53.4193 | -6.1474
281949Z | MV/LV Substation MA***949Z |  | 10 kV | _ | LV | 400 kVA :Kiosk Substation | 0.4 | --> | 0.4 | 0.392 | 4.3 |  | --> | 0.38 | 0 | 0 | 0.379 | 0 |  | --> | C11 ex RINGASKIDDY 110KV | Ringaskiddy 110kv [T42] | BARNAHELY |  | 51.8729 | -8.3426
015003 | MV/LV Substation CL***003 |  | 10 kV | _ | LV | 400 kVA :Building Structure | 0.4 | --> | 0.4 | 0 | 0 | Constrained, otherwise capacity available =187 kVA | --> | 0.38 | 0 | 0.2 | 0 | 0 | Constrained, otherwise capacity available =202 kW | --> | C18 ex SALLINS | Sallins [T41,T42] | GRIFFINRATH |  | 53.3104 | -6.6849
139083Y | MV/LV Substation GO***083Y |  | 20 kV | _ | LV | 100 kVA :Pole Substation | 0.1 | --> | 0.1 | 0 | 0 | Constrained, otherwise capacity available =86 kVA | --> | 0.095 | 0 | 0.01 | 0 | 0 | Constrained, otherwise capacity available =86 kW | --> | E16 ex FINEA | Finea [T421,T422] | SHANKILL |  | 53.8749 | -7.5346
044420 | MV/LV Substation AN***420 |  | 20 kV | _ | LV | 100 kVA :Pole Substation | 0.1 | --> | 0.1 | 0.097 | 2.33 |  | --> | 0.095 | 0 | 0 | 0 | 0 | Constrained, otherwise capacity available =95 kW | --> | E13 ex MOY | Moy [T421,T422] | MOY |  | 53.9772 | -9.2112
014890 | MV/LV Substation RA***890 |  | 20 kV | _ | LV | 50 kVA :Pole Substation | 0.05 | --> | 0.05 | 0.037 | 0.63 |  | --> | 0.048 | 0 | 0 | 0 | 0 | Constrained, otherwise capacity available =46 kW | --> | E11 ex KILCULLEN | Kilcullen [T41,T42,T424] | STRATFORD |  | 53.0872 | -6.7106
192883 | MV/LV Substation DO***883 |  | 10 kV | _ | LV | 50 kVA :Pole Substation | 0.05 | --> | 0.05 | 0.024 | 1.7 |  | --> | 0.048 | 0 | 0.036 | 0 | 0 | Constrained, otherwise capacity available =17 kW | --> | E16 ex GWEEDORE | Gweedore [T421] | ARDNAGAPPARY |  | 55.038 | -8.2556
005952X | MV/LV Substation HI***952X |  | 20 kV | _ | LV | 200 kVA :Pole Substation | 0.2 | --> | 0.2 | 0 | 0 | Constrained, otherwise capacity available =150 kVA | --> | 0.19 | 0 | 0 | 0 | 0 | Constrained, otherwise capacity available =183 kW | --> | E19 ex SHILLELAGH | Shillelagh [T421,T422] | CARLOW |  | 52.7127 | -6.5046
1764137 | MV/LV Substation RE***4137 |  | 20 kV | _ | LV | 50 kVA :Pole Substation | 0.05 | --> | 0.05 | 0.05 | 18.78 |  | --> | 0.048 | 0 | 0 | 0.048 | 0 |  | --> | E14 ex HARTNETTS CROSS | Hartnetts Cross [T121,T422] | MACROOM |  | 51.9007 | -9.1623
001174X | MV/LV Substation QU***174X |  | 10 kV | _ | LV | 1000 kVA :Building Structure | 1 | --> | 1 | 0.5 | 15.18 |  | --> | 0.95 | 0 | 0 | 0.5 | 0 |  | --> | C14 ex CENTRAL PARK | Central Park [T101,T102] | CARRICKMINES |  | 53.28 | -6.1925
048152 | MV/LV Substation EL***152 |  | 20 kV | _ | LV | 50 kVA :Pole Substation | 0.05 | --> | 0.05 | 0.045 | 2.03 |  | --> | 0.048 | 0 | 0 | 0 | 0 | Constrained, otherwise capacity available =47 kW | --> | E16 ex MOHILL | Mohill [T421,T422] | CARRICK ON SHANNON |  | 53.9105 | -7.8674
2814040 | MV/LV Substation BE***4040 |  | 10 kV | _ | LV | 50 kVA :Pole Substation | 0.05 | --> | 0.05 | 0 | 0 | Constrained, otherwise capacity available =50 kVA | --> | 0.048 | 0 | 0 | 0 | 0 | Constrained, otherwise capacity available =48 kW | --> | C17 ex DOUGLAS | Douglas [T41,T42] | TRABEG |  | 51.8547 | -8.4638
069557 | MV/LV Substation PU***557 |  | 10 kV | _ | LV | 400 kVA :Kiosk Substation | 0.4 | --> | 0.4 | 0.29 | 7.75 |  | --> | 0.38 | 0 | 0 | 0.365 | 0 |  | --> | C16 ex MILLTOWN (DR) | Milltown (dr) [T101,T102] | INCHICORE 220KV |  | 53.3199 | -6.263
014970Z | MV/LV Substation W ***970Z |  | 10 kV | _ | LV | 630 kVA :Building Structure | 0.63 | --> | 0.63 | 0 | 0 | Constrained, otherwise capacity available =630 kVA | --> | 0.598 | 0 | 0 | 0 | 0 | Constrained, otherwise capacity available =598 kW | --> | C20 ex ATHGARVAN | Athgarvan [T41,T44] | NEWBRIDGE |  | 53.1775 | -6.7964
1604411 | MV/LV Substation BE***4411 |  | 10 kV | _ | LV | 50 kVA :Pole Substation | 0.05 | --> | 0.05 | 0 | 0 | Constrained, otherwise capacity available =42 kVA | --> | 0.048 | 0 | 0 | 0 | 0 | Constrained, otherwise capacity available =46 kW | --> | C18 ex PORTARLINGTON | Portarlington [T41,T42] | PORTLAOISE |  | 53.1609 | -7.2711
041477X | MV/LV Substation LU***477X |  | 20 kV | _ | LV | 100 kVA :Pole Substation | 0.1 | --> | 0.1 | 0 | 0 | Constrained, otherwise capacity available =85 kVA | --> | 0.095 | 0 | 0.005 | 0 | 0 | Constrained, otherwise capacity available =89 kW | --> | E18 ex DALTON | Dalton [T421,T422] | DALTON |  | 53.674 | -8.9534
065168Z | MV/LV Substation WA***168Z |  | 10 kV | _ | LV | 50 kVA :Pole Substation | 0.05 | --> | 0.05 | 0 | 0 | Constrained, otherwise capacity available =36 kVA | --> | 0.048 | 0 | 0.009 | 0 | 0 | Constrained, otherwise capacity available =39 kW | --> | E15 ex BATTER LANE TEMPORARY | Batter Lane Temporary 38kv [T421] | GLASMORE |  | 53.5196 | -6.1062
065003Z | MV/LV Substation DR***003Z |  | 10 kV | _ | LV | 50 kVA :Pole Substation | 0.05 | --> | 0.05 | 0 | 0 | Constrained, otherwise capacity available =50 kVA | --> | 0.048 | 0 | 0 | 0 | 0 | Constrained, otherwise capacity available =47 kW | --> | C15 ex LOUGHSHINNY | Loughshinny [T41,T42] | GLASMORE |  | 53.5371 | -6.0884
002437 | MV/LV Substation KI***437 |  | 10 kV | _ | LV | 50 kVA :Pole Substation | 0.05 | --> | 0.05 | 0 | 0 | Constrained, otherwise capacity available =35 kVA | --> | 0.048 | 0 | 0.006 | 0.041 | 0 |  | --> | C14 ex GREYSTONES | Greystones [T41,T42] | FASSAROE |  | 53.1657 | -6.1654
009622X | MV/LV Substation CU***622X |  | 20 kV | _ | LV | 50 kVA :Pole Substation | 0.05 | --> | 0.05 | 0.038 | 8.16 |  | --> | 0.048 | 0 | 0 | 0 | 0 | Constrained, otherwise capacity available =46 kW | --> | C17 ex MOUNT MISERY | Mount Misery [T41,T42] | WATERFORD |  | 52.3003 | -7.0471
050146X | MV/LV Substation VA***146X |  | 10 kV | _ | LV | 400 kVA :Kiosk Substation | 0.4 | --> | 0.4 | 0.273 | 7.61 |  | --> | 0.38 | 0 | 0.01 | 0 | 0 | Constrained, otherwise capacity available =355 kW | --> | C11 ex GARRYCASTLE | Garrycastle [T41,T42] | ATHLONE |  | 53.4178 | -7.9142
005177Y | MV/LV Substation BA***177Y |  | 10 kV | _ | LV | 50 kVA :Pole Substation | 0.05 | --> | 0.05 | 0 | 0 | Constrained, otherwise capacity available =50 kVA | --> | 0.048 | 0 | 0 | 0 | 0 | Constrained, otherwise capacity available =47 kW | --> | C11 ex GARDEN CITY | Garden City [T41,T42] | ARKLOW |  | 52.723 | -6.2367
050629 | MV/LV Substation GL***629 |  | 20 kV | _ | LV | 100 kVA :Pole Substation | 0.1 | --> | 0.1 | 0.024 | 6.49 |  | --> | 0.095 | 0 | 0.01 | 0 | 0 | Constrained, otherwise capacity available =77 kW | --> | C22 ex BUSHFIELD | Bushfield [T41,T42] | ATHLONE |  | 53.4704 | -7.8646
007041Z | MV/LV Substation TH***041Z |  | 10 kV | _ | LV | 400 kVA :Kiosk Substation | 0.4 | --> | 0.4 | 0.294 | 0.9 |  | --> | 0.38 | 0 | 0.011 | 0 | 0 | Constrained, otherwise capacity available =357 kW | --> | C15 ex CLONARD | Clonard [T41,T42] | WEXFORD |  | 52.3282 | -6.4841
052596 | MV/LV Substation RO***596 |  | 20 kV | _ | LV | 200 kVA :Pole Substation | 0.2 | --> | 0.2 | 0 | 0 | Constrained, otherwise capacity available =92 kVA | --> | 0.19 | 0 | 0 | 0 | 0 | Constrained, otherwise capacity available =175 kW | --> | E14 ex BALLINDERRY | Ballinderry [T41,T422] | MULLINGAR |  | 53.415 | -7.3002
0094392 | MV/LV Substation WE***4392 |  | 10 kV | _ | LV | 400 kVA :Kiosk Substation | 0.4 | --> | 0.4 | 0.4 | 13.6 |  | --> | 0.38 | 0 | 0 | 0.38 | 0 |  | --> | C17 ex KILLOTERAN | Killoteran [T101,T102] | KILLOTERAN |  | 52.2481 | -7.1633
130231 | MV/LV Substation MO***231 |  | 20 kV | _ | LV | 50 kVA :Pole Substation | 0.05 | --> | 0.05 | 0.044 | 2.55 |  | --> | 0.048 | 0 | 0.006 | 0 | 0 | Constrained, otherwise capacity available =42 kW | --> | E17 ex EDGEWORTHSTOWN | Edgeworthstown [T421,T422] | RICHMOND |  | 53.6699 | -7.7074
029343 | MV/LV Substation CH***343 |  | 20 kV | _ | LV | 200 kVA :Pole Substation | 0.2 | --> | 0.2 | 0 | 0 | Constrained, otherwise capacity available =120 kVA | --> | 0.19 | 0 | 0.017 | 0 | 0 | Constrained, otherwise capacity available =166 kW | --> | C13 ex CLOYNE | Cloyne [T41] | MIDLETON |  | 51.83 | -8.0218
081654Z | MV/LV Substation RA***654Z |  | 20 kV | _ | LV | 50 kVA :Pole Substation | 0.05 | --> | 0.05 | 0 | 0 | Constrained, otherwise capacity available =46 kVA | --> | 0.048 | 0 | 0 | 0 | 0 | Constrained, otherwise capacity available =47 kW | --> | C17 ex MONEYCOOLEY | Moneycooley [T41,T42,T44] | GRIFFINRATH |  | 53.3736 | -6.5688
003644X | MV/LV Substation BA***644X |  | 10 kV | _ | LV | 1000 kVA :Building Structure | 1 | --> | 1 | 0.5 | 11.58 |  | --> | 0.95 | 0 | 0 | 0 | 0 | Constrained, otherwise capacity available =950 kW | --> | C18 ex BALLYBEG | Ballybeg [T101,T102] | CARRICKMINES |  | 52.9657 | -6.1477
167333 | MV/LV Substation KI***333 |  | 20 kV | _ | LV | 50 kVA :Pole Substation | 0.05 | --> | 0.05 | 0 | 0 | Constrained, otherwise capacity available =33 kVA | --> | 0.048 | 0 | 0 | 0 | 0 | Constrained, otherwise capacity available =45 kW | --> | E12 ex WHITECHURCH | Whitechurch [T421,T422] | KILBARRY |  | 52.0038 | -8.4499
2504136 | MV/LV Substation LI***4136 |  | 10 kV | _ | LV | 200 kVA :Pole Substation | 0.2 | --> | 0.2 | 0.2 | 0.3 |  | --> | 0.19 | 0 | 0 | 0 | 0 | Constrained, otherwise capacity available =190 kW | --> | C17 ex BANAGHER | Banagher [T41,T42] | DALLOW |  | 53.2417 | -8.105
051523X | MV/LV Substation AU***523X |  | 10 kV | _ | LV | 400 kVA :Kiosk Substation | 0.4 | --> | 0.4 | 0.384 | 2.22 |  | --> | 0.38 | 0 | 0 | 0.378 | 0 |  | --> | E14 ex CLARA | Clara [T421,T422] | THORNSBERRY |  | 53.3396 | -7.6093
066559Z | MV/LV Substation TO***559Z |  | 10 kV | _ | LV | 200 kVA :Kiosk Substation | 0.2 | --> | 0.2 | 0 | 0 | Constrained, otherwise capacity available =180 kVA | --> | 0.19 | 0 | 0 | 0 | 0 | Constrained, otherwise capacity available =187 kW | --> | C12 ex SWORDS | Swords [T41,T42] | GLASMORE |  | 53.4639 | -6.2195
032447X | MV/LV Substation RO***447X |  | 20 kV | _ | LV | 50 kVA :Pole Substation | 0.05 | --> | 0.05 | 0 | 0 | Constrained, otherwise capacity available =24 kVA | --> | 0.048 | 0 | 0.004 | 0 | 0 | Constrained, otherwise capacity available =41 kW | --> | E11 ex KILCARRAGH | Kilcarragh [T421,T422] | BUTLERSTOWN |  | 52.198 | -7.0126
210870X | MV/LV Substation LO***870X |  | 10 kV | _ | LV | 200 kVA :Pole Substation | 0.2 | --> | 0.2 | 0 | 0 | Constrained, otherwise capacity available =69 kVA | --> | 0.19 | 0 | 0 | 0 | 0 | Constrained, otherwise capacity available =171 kW | --> | C19 ex CARRICKMACROSS | Carrickmacross [T41,T42] | MEATH HILL |  | 53.9526 | -6.7571
055179Y | MV/LV Substation CL***179Y |  | 20 kV | _ | LV | 400 kVA :Kiosk Substation | 0.4 | --> | 0.4 | 0 | 0 | Constrained, otherwise capacity available =357 kVA | --> | 0.38 | 0 | 0 | 0 | 0 | Constrained, otherwise capacity available =374 kW | --> | E22 ex ROSCREA | Roscrea [T41,T42] | IKERRIN |  | 52.9834 | -7.9237
095657X | MV/LV Substation RA***657X |  | 10 kV | _ | LV | 50 kVA :Pole Substation | 0.05 | --> | 0.05 | 0.047 | 1.1 |  | --> | 0.048 | 0 | 0 | 0 | 0 | Constrained, otherwise capacity available =47 kW | --> | C23 ex KILKEE | Kilkee [T41] | TULLABRACK |  | 52.605 | -9.7254
260708X | MV/LV Substation WH***708X |  | 20 kV | _ | LV | 200 kVA :Kiosk Substation | 0.2 | --> | 0.2 | 0.188 | 1.67 |  | --> | 0.19 | 0 | 0.009 | 0.182 | 0 |  | --> | E18 ex NEWPORT | Newport [T421] | CARROWBEG |  | 53.8869 | -9.5501
066173Z | MV/LV Substation PA***173Z |  | 10 kV | _ | LV | 630 kVA :Building Structure | 0.63 | --> | 0.63 | 0 | 0 | Constrained, otherwise capacity available =461 kVA | --> | 0.598 | 0 | 0 | 0.5 | 0 |  | --> | C12 ex MOUNTGORRY | Mountgorry [T41,T42] | GRANGE (DR) |  | 53.4544 | -6.2209
005544X | MV/LV Substation CL***544X |  | 10 kV | _ | LV | 400 kVA :Kiosk Substation | 0.4 | --> | 0.4 | 0 | 0 | Constrained, otherwise capacity available =335 kVA | --> | 0.38 | 0 | 0.024 | 0 | 0 | Constrained, otherwise capacity available =353 kW | --> | C14 ex GARDEN CITY | Garden City [T41,T42] | ARKLOW |  | 52.6799 | -6.2791
220439X | MV/LV Substation MO***439X |  | 20 kV | _ | LV | 50 kVA :Pole Substation | 0.05 | --> | 0.05 | 0.043 | 7.61 |  | --> | 0.048 | 0 | 0 | 0 | 0 | Constrained, otherwise capacity available =46 kW | --> | E12 ex BELLACORICK | Bellacorick [T122] | BELLACORICK |  | 54.1199 | -9.5668
093119Y | MV/LV Substation DU***119Y |  | 10 kV | _ | LV | 400 kVA :Building Structure | 0.4 | --> | 0.4 | 0 | 0 | Constrained, otherwise capacity available =299 kVA | --> | 0.38 | 0 | 0 | 0.366 | 0 |  | --> | C24 ex UNIDARE | Unidare [T41,T42] | FINGLAS |  | 53.399 | -6.3018
064319Z | MV/LV Substation BE***319Z |  | 20 kV | _ | LV | 400 kVA :Building Structure | 0.4 | --> | 0.4 | 0 | 0 | Constrained, otherwise capacity available =295 kVA | --> | 0.38 | 0 | 0 | 0 | 0 | Constrained, otherwise capacity available =365 kW | --> | E16 ex JULIANSTOWN | Julianstown [T421,T422] | DRYBRIDGE |  | 53.6964 | -6.248
008761X | MV/LV Substation BA***761X |  | 20 kV | _ | LV | 50 kVA :Pole Substation | 0.05 | --> | 0.05 | 0 | 0 | Constrained, otherwise capacity available =35 kVA | --> | 0.048 | 0 | 0 | 0 | 0 | Constrained, otherwise capacity available =45 kW | --> | C20 ex KNOCKMULLEN | Knockmullen [T42,T421] | GREAT ISLAND |  | 52.3131 | -6.8518
065814 | MV/LV Substation CU***814 |  | 20 kV | _ | LV | 50 kVA :Pole Substation | 0.05 | --> | 0.05 | 0 | 0 | Constrained, otherwise capacity available =24 kVA | --> | 0.048 | 0 | 0.011 | 0 | 0 | Constrained, otherwise capacity available =36 kW | --> | E19 ex BALTRASNA | Baltrasna [T121,T122] | BALTRASNA |  | 53.5394 | -6.442
001085 | MV/LV Substation WO***085 |  | 10 kV | _ | LV | 630 kVA :Building Structure | 0.63 | --> | 0.63 | 0.286 | 0.86 |  | --> | 0.598 | 0 | 0.119 | 0.462 | 0 |  | --> | C14 ex BELFIELD | Belfield [T41,T42] | BLACKROCK |  | 53.3089 | -6.209
012978X | MV/LV Substation FL***978X |  | 10 kV | _ | LV | 100 kVA :Pole Substation | 0.1 | --> | 0.1 | 0 | 0 | Constrained, otherwise capacity available =97 kVA | --> | 0.095 | 0 | 0 | 0 | 0 | Constrained, otherwise capacity available =95 kW | --> | C23 ex POLLERTON | Pollerton [T41,T42] | CARLOW |  | 52.8104 | -6.9218
256918 | MV/LV Substation BO***918 |  | 20 kV | _ | LV | 50 kVA :Pole Substation | 0.05 | --> | 0.05 | 0.05 | 1.28 |  | --> | 0.048 | 0 | 0 | 0 | 0 | Constrained, otherwise capacity available =48 kW | --> | C22 ex CASTLEREA | Castlerea [T41,T42] | CARRICK ON SHANNON |  | 53.8002 | -8.2755
099630X | MV/LV Substation WA***630X |  | 10 kV | _ | LV | 200 kVA :Pole Substation | 0.2 | --> | 0.2 | 0 | 0 | Constrained, otherwise capacity available =200 kVA | --> | 0.19 | 0 | 0 | 0 | 0 | Constrained, otherwise capacity available =190 kW | --> | C12 ex CULLION | Cullion [T41,T42] | LETTERKENNY |  | 54.9391 | -7.7576
064398Z | MV/LV Substation AN***398Z |  | 20 kV | _ | LV | 50 kVA :Pole Substation | 0.05 | --> | 0.05 | 0 | 0 | Constrained, otherwise capacity available =35 kVA | --> | 0.048 | 0 | 0 | 0 | 0 | Constrained, otherwise capacity available =45 kW | --> | E18 ex JULIANSTOWN | Julianstown [T421,T422] | DRYBRIDGE |  | 53.6752 | -6.3577
009783Y | MV/LV Substation CL***783Y |  | 10 kV | _ | LV | 630 kVA :Kiosk Substation | 0.63 | --> | 0.63 | 0.491 | 13.6 |  | --> | 0.598 | 0 | 0 | 0.5 | 0 |  | --> | C21 ex KILLOTERAN | Killoteran [T101,T102] | KILLOTERAN |  | 52.2512 | -7.1529
0294297 | MV/LV Substation SM***4297 |  | 10 kV | _ | LV | 630 kVA :Building Structure | 0.63 | --> | 0.63 | 0 | 0 | Constrained, otherwise capacity available =186 kVA | --> | 0.598 | 0 | 0 | 0 | 0 | Constrained, otherwise capacity available =590 kW | --> | C18 ex KILLACLOYNE | Killacloyne [T41,T42] | MIDLETON |  | 51.9123 | -8.2886
068162 | MV/LV Substation OS***162 |  | 10 kV | _ | LV | 630 kVA :Kiosk Substation | 0.63 | --> | 0.63 | 0 | 0 | Constrained, otherwise capacity available =211 kVA | --> | 0.598 | 0 | 0.018 | 0.5 | 0 |  | --> | C13 ex GLOUCESTER PLACE | Gloucester Place [T41,T42] | MCDERMOTT |  | 53.3601 | -6.245
0144122 | MV/LV Substation BL***4122 |  | 20 kV | _ | LV | 200 kVA :Pole Substation | 0.2 | --> | 0.2 | 0.124 | 0.63 |  | --> | 0.19 | 0 | 0.05 | 0 | 0 | Constrained, otherwise capacity available =142 kW | --> | E11 ex KILCULLEN | Kilcullen [T41,T42,T424] | STRATFORD |  | 53.0545 | -6.7655
063686 | MV/LV Substation BE***686 |  | 10 kV | _ | LV | 50 kVA :Pole Substation | 0.05 | --> | 0.05 | 0 | 0 | Constrained, otherwise capacity available =42 kVA | --> | 0.048 | 0 | 0 | 0 | 0 | Constrained, otherwise capacity available =46 kW | --> | C15 ex STICKILLEN | Stickillen [T41,T42] | DRYBRIDGE |  | 53.7981 | -6.5316
206206X | MV/LV Substation BO***206X |  | 20 kV | _ | LV | 200 kVA :Kiosk Substation | 0.2 | --> | 0.2 | 0.2 | 7.61 |  | --> | 0.19 | 0 | 0 | 0 | 0 | Constrained, otherwise capacity available =190 kW | --> | E14 ex BELLACORICK | Bellacorick [T122] | BELLACORICK |  | 54.1499 | -9.7672
281139Z | MV/LV Substation CO***139Z |  | 10 kV | _ | LV | 200 kVA :Kiosk Substation | 0.2 | --> | 0.2 | 0 | 0 | Constrained, otherwise capacity available =157 kVA | --> | 0.19 | 0 | 0.02 | 0.169 | 0 |  | --> | C12 ex BALLINCOLLIG | Ballincollig [T41,T42] | KILBARRY |  | 51.884 | -8.6184
048236X | MV/LV Substation LO***236X |  | 20 kV | _ | LV | 630 kVA :Building Structure | 0.63 | --> | 0.63 | 0.5 | 2.03 |  | --> | 0.598 | 0 | 0.04 | 0 | 0 | Constrained, otherwise capacity available =559 kW | --> | E16 ex MOHILL | Mohill [T421,T422] | CARRICK ON SHANNON |  | 53.894 | -7.8499
022163 | MV/LV Substation MA***163 |  | 10 kV | _ | LV | 400 kVA :Building Structure | 0.4 | --> | 0.4 | 0.323 | 4.55 |  | --> | 0.38 | 0 | 0 | 0 | 0 | Constrained, otherwise capacity available =369 kW | --> | C11 ex MALLOW | Mallow [T41,T42] | MALLOW |  | 52.1321 | -8.6251
0694164 | MV/LV Substation LA***4164 |  | 10 kV | _ | LV | 400 kVA :Kiosk Substation | 0.4 | --> | 0.4 | 0 | 0 | Constrained, otherwise capacity available =381 kVA | --> | 0.38 | 0 | 0 | 0.377 | 0 |  | --> | C14 ex BALLYBODEN | Ballyboden [T41,T42] | COOKSTOWN |  | 53.2743 | -6.3038
082183 | MV/LV Substation MA***183 |  | 20 kV | _ | LV | 100 kVA :Pole Substation | 0.1 | --> | 0.1 | 0 | 0 | Constrained, otherwise capacity available =95 kVA | --> | 0.095 | 0 | 0 | 0 | 0 | Constrained, otherwise capacity available =94 kW | --> | E11 ex ACADEMY STREET | Academy Street [T421,T422,T44] | NAVAN |  | 53.5729 | -6.4949
032453Y | MV/LV Substation PU***453Y |  | 10 kV | _ | LV | 400 kVA :Building Structure | 0.4 | --> | 0.4 | 0 | 0 | Constrained, otherwise capacity available =343 kVA | --> | 0.38 | 0 | 0 | 0 | 0 | Constrained, otherwise capacity available =372 kW | --> | C16 ex TRAMORE | Tramore [T41,T42] | BUTLERSTOWN |  | 52.1596 | -7.1379
054014 | MV/LV Substation TE***014 |  | 10 kV | _ | LV | 200 kVA :Building Structure | 0.2 | --> | 0.2 | 0 | 0 | Constrained, otherwise capacity available =59 kVA | --> | 0.19 | 0 | 0 | 0 | 0 | Constrained, otherwise capacity available =170 kW | --> | C21 ex PALLAS | Pallas [T41,T42] | PORTLAOISE |  | 53.0315 | -7.3074
012386Y | MV/LV Substation MO***386Y |  | 20 kV | _ | LV | 200 kVA :Building Structure | 0.2 | --> | 0.2 | 0.131 | 2.83 |  | --> | 0.19 | 0 | 0 | 0 | 0 | Constrained, otherwise capacity available =180 kW | --> | E12 ex BAGENALSTOWN | Bagenalstown [T421,T422] | CARLOW |  | 52.686 | -6.9734
1194060 | MV/LV Substation BR***4060 |  | 20 kV | _ | LV | 50 kVA :Pole Substation | 0.05 | --> | 0.05 | 0 | 0 | Constrained, otherwise capacity available =50 kVA | --> | 0.048 | 0 | 0 | 0 | 0 | Constrained, otherwise capacity available =48 kW | --> | C15 ex KANTURK | Kanturk [T41,T42] | GLENLARA |  | 52.1151 | -8.7751
158541X | MV/LV Substation CL***541X |  | 10 kV | _ | LV | 33 kVA :Building Structure | 0.033 | --> | 0.033 | 0 | 0 |  | --> | 0.031 | 0 | 0 | 0 | 0 | Constrained, otherwise capacity available =13 kW | --> | C16 ex ENNISTYMON | Ennistymon [T41,T42] | ENNIS |  | 52.9719 | -9.4262
037051X | MV/LV Substation CO***051X |  | 20 kV | _ | LV | 50 kVA :Pole Substation | 0.05 | --> | 0.05 | 0 | 0 | Constrained, otherwise capacity available =44 kVA | --> | 0.048 | 0 | 0 | 0 | 0 | Constrained, otherwise capacity available =47 kW | --> | C11 ex ENNIS NORTH | Ennis North [T41,T42] | ENNIS |  | 52.9466 | -9.0648
0814371 | MV/LV Substation ST***4371 |  | 20 kV | _ | LV | 630 kVA :Kiosk Substation | 0.63 | --> | 0.63 | 0 | 0 | Constrained, otherwise capacity available =389 kVA | --> | 0.598 | 0 | 0 | 0.5 | 0 |  | --> | E20 ex ADAMSTOWN | Adamstown [T121,T122] | INCHICORE 220KV |  | 53.3453 | -6.4828
136763X | MV/LV Substation CL***763X |  | 20 kV | _ | LV | 45 kVA :Pole Substation | 0.045 | --> | 0.045 | 0 | 0 | Constrained, otherwise capacity available =44 kVA | --> | 0.043 | 0 | 0 | 0 | 0 | Constrained, otherwise capacity available =43 kW | --> | C20 ex ROSCOMMON | Roscommon [T41,T42] | LANESBORO |  | 53.7442 | -8.2258
154347 | MV/LV Substation CA***347 |  | 20 kV | _ | LV | 100 kVA :Pole Substation | 0.1 | --> | 0.1 | 0 | 0 | Constrained, otherwise capacity available =83 kVA | --> | 0.095 | 0 | 0.028 | 0.072 | 0 |  | --> | C21 ex MACETOWN | Macetown [T101,T102] | MACETOWN |  | 53.4523 | -6.4525
009005Y | MV/LV Substation IE***005Y |  | 10 kV | _ | LV | 630 kVA :Building Structure | 0.63 | --> | 0.63 | 0.303 | 0.95 |  | --> | 0.598 | 0 | 0 | 0 | 0 | Constrained, otherwise capacity available =587 kW | --> | C22 ex TYCOR | Tycor [T41,T42] | WATERFORD |  | 52.2573 | -7.1469
058355Y | MV/LV Substation CA***355Y |  | 10 kV | _ | LV | 400 kVA :Kiosk Substation | 0.4 | --> | 0.4 | 0 | 0 | Constrained, otherwise capacity available =322 kVA | --> | 0.38 | 0 | 0.005 | 0 | 0 | Constrained, otherwise capacity available =366 kW | --> | C12 ex KYLEERAGH | Kyleeragh [T41,T42] | NENAGH |  | 52.8693 | -8.2182
293756Z | MV/LV Substation CO***756Z |  | 20 kV | _ | LV | 400 kVA :Kiosk Substation | 0.4 | --> | 0.4 | 0.255 | 0.43 |  | --> | 0.38 | 0 | 0.049 | 0 | 0 | Constrained, otherwise capacity available =324 kW | --> | E15 ex TULLOW | Tullow [T421,T422] | CARLOW |  | 52.7945 | -6.7524
001656 | MV/LV Substation QU***656 |  | 10 kV | _ | LV | 400 kVA :Kiosk Substation | 0.4 | --> | 0.4 | 0.299 | 1.55 |  | --> | 0.38 | 0 | 0.04 | 0.336 | 0 |  | --> | C16 ex MONKSTOWN | Monkstown [T41,T42] | BLACKROCK |  | 53.293 | -6.1635
365973 | MV/LV Substation P.***973 |  | 10 kV | _ | LV | 400 kVA :Building Structure | 0.4 | --> | 0.4 | 0 | 0 | Constrained, otherwise capacity available =400 kVA | --> | 0.38 | 0 | 0 | 0.38 | 0 |  | --> | C11 ex BELGARD | Belgard [T41,T42] | COOKSTOWN |  | 53.2915 | -6.3681
042570X | MV/LV Substation HO***570X |  | 10 kV | _ | LV | 400 kVA :Kiosk Substation | 0.4 | --> | 0.4 | 0 | 0 | Constrained, otherwise capacity available =359 kVA | --> | 0.38 | 0 | 0.005 | 0 | 0 | Constrained, otherwise capacity available =371 kW | --> | E18 ex WINDSOR | Windsor [T421,T422] | CASTLEBAR |  | 53.8517 | -9.2711
495799 | MV/LV Substation KE***799 |  | 20 kV | _ | LV | 100 kVA :Pole Substation | 0.1 | --> | 0.1 | 0.041 | 1.5 |  | --> | 0.095 | 0 | 0.004 | 0.084 | 0 |  | --> | E17 ex ACHILL | Achill [T422] | CARROWBEG |  | 53.9754 | -10.0824
020048 | MV/LV Substation FI***048 |  | 10 kV | _ | LV | 630 kVA :Kiosk Substation | 0.63 | --> | 0.63 | 0 | 0 | Constrained, otherwise capacity available =484 kVA | --> | 0.598 | 0 | 0.022 | 0 | 0 | Constrained, otherwise capacity available =562 kW | --> | C12 ex COOLCORCORAN | Coolcorcoran [T41,T42] | KNOCKEARAGH |  | 52.0657 | -9.5074
426560 | MV/LV Substation BA***560 |  | 20 kV | _ | LV | 100 kVA :Pole Substation | 0.1 | --> | 0.1 | 0 | 0 | Constrained, otherwise capacity available =89 kVA | --> | 0.095 | 0 | 0 | 0 | 0 | Constrained, otherwise capacity available =94 kW | --> | E15 ex DINGLE | Dingle [T421,T422] | OUGHTRAGH |  | 52.1767 | -10.3826
281095Z | MV/LV Substation UN***095Z |  | 10 kV | _ | LV | 400 kVA :Building Structure | 0.4 | --> | 0.4 | 0 | 0 | Constrained, otherwise capacity available =312 kVA | --> | 0.38 | 0 | 0 | 0 | 0 | Constrained, otherwise capacity available =368 kW | --> | C18 ex DENNEHYS CROSS | Dennehys Cross [T41,T42] | TRABEG |  | 51.8906 | -8.526
009981X | MV/LV Substation WA***981X |  | 10 kV | _ | LV | 200 kVA :Pole Substation | 0.2 | --> | 0.2 | 0.188 | 13.6 |  | --> | 0.19 | 0 | 0.01 | 0.181 | 0 |  | --> | C22 ex KILLOTERAN | Killoteran [T101,T102] | KILLOTERAN |  | 52.2291 | -7.1452
276916 | MV/LV Substation DE***916 |  | 10 kV | _ | LV | 1000 kVA :Building Structure | 1 | --> | 1 | 0 | 0 | Constrained, otherwise capacity available =870 kVA | --> | 0.95 | 0 | 0 | 0 | 0 | Constrained, otherwise capacity available =932 kW | --> | C11 ex COOLCORCORAN | Coolcorcoran [T41,T42] | KNOCKEARAGH |  | 52.0628 | -9.4968
0014016 | MV/LV Substation LE***4016 |  | 10 kV | _ | LV | 400 kVA :Kiosk Substation | 0.4 | --> | 0.4 | 0 | 0 | Constrained, otherwise capacity available =373 kVA | --> | 0.38 | 0 | 0 | 0.376 | 0 |  | --> | C11 ex LOUGHLINSTOWN | Loughlinstown [T41,T42] | CARRICKMINES |  | 53.2465 | -6.1301
0624338 | MV/LV Substation MU***4338 |  | 10 kV | _ | LV | 400 kVA :Building Structure | 0.4 | --> | 0.4 | 0.345 | 1.03 |  | --> | 0.38 | 0 | 0 | 0 | 0 | Constrained, otherwise capacity available =372 kW | --> | C15 ex LITTLE MILLS | Little Mills [T41] | DUNDALK |  | 53.9743 | -6.4025
081179Y | MV/LV Substation TH***179Y |  | 10 kV | _ | LV | 50 kVA :Pole Substation | 0.05 | --> | 0.05 | 0 | 0 | Constrained, otherwise capacity available =50 kVA | --> | 0.048 | 0 | 0 | 0 | 0 | Constrained, otherwise capacity available =48 kW | --> | C26 ex MONEYCOOLEY | Moneycooley [T41,T42,T44] | GRIFFINRATH |  | 53.3787 | -6.6251
015089 | MV/LV Substation TU***089 |  | 20 kV | _ | LV | 200 kVA :Kiosk Substation | 0.2 | --> | 0.2 | 0 | 0 | Constrained, otherwise capacity available =89 kVA | --> | 0.19 | 0 | 0.003 | 0 | 0 | Constrained, otherwise capacity available =172 kW | --> | E14 ex BLESSINGTON | Blessington [T421,T422] | KILTEEL |  | 53.1255 | -6.5608
056218Y | MV/LV Substation OR***218Y |  | 10 kV | _ | LV | 100 kVA :Pole Substation | 0.1 | --> | 0.1 | 0.023 | 0.89 |  | --> | 0.095 | 0 | 0 | 0 | 0 | Constrained, otherwise capacity available =84 kW | --> | C21 ex BIRR | Birr [T41,T422] | DALLOW |  | 53.0757 | -7.8678
068693 | MV/LV Substation CR***693 |  | 10 kV | _ | LV | 400 kVA :Building Structure | 0.4 | --> | 0.4 | 0 | 0 | Constrained, otherwise capacity available =195 kVA | --> | 0.38 | 0 | 0.008 | 0.345 | 0 |  | --> | C12 ex WHITEHALL | Whitehall [T41] | FINGLAS |  | 53.3778 | -6.2468
060566Y | MV/LV Substation HA***566Y |  | 10 kV | _ | LV | 100 kVA :Pole Substation | 0.1 | --> | 0.1 | 0 | 0 | Constrained, otherwise capacity available =87 kVA | --> | 0.095 | 0 | 0 | 0 | 0 | Constrained, otherwise capacity available =93 kW | --> | C16 ex CLONES | Clones [T41,T42] | SHANKILL |  | 54.1893 | -7.241
067078X | MV/LV Substation LI***078X |  | 10 kV | _ | LV | 400 kVA :Kiosk Substation | 0.4 | --> | 0.4 | 0 | 0 | Constrained, otherwise capacity available =365 kVA | --> | 0.38 | 0 | 0 | 0.375 | 0 |  | --> | C14 ex GARRYOWEN | Garryowen [T41,T42] | LIMERICK |  | 52.6655 | -8.6111
156968Y | MV/LV Substation CA***968Y |  | 20 kV | _ | LV | 100 kVA :Pole Substation | 0.1 | --> | 0.1 | 0 | 0 | Constrained, otherwise capacity available =98 kVA | --> | 0.095 | 0 | 0 | 0 | 0 | Constrained, otherwise capacity available =95 kW | --> | E14 ex EMYVALE | Emyvale [T422] | LISDRUM |  | 54.3566 | -7.0265
248646X | MV/LV Substation CU***646X |  | 20 kV | _ | LV | 200 kVA :Kiosk Substation | 0.2 | --> | 0.2 | 0 | 0 | Constrained, otherwise capacity available =195 kVA | --> | 0.19 | 0 | 0 | 0 | 0 | Constrained, otherwise capacity available =189 kW | --> | E14 ex KILCOCK | Kilcock [T421,T422] | GRIFFINRATH |  | 53.4375 | -6.6985
064631 | MV/LV Substation ST***631 |  | 20 kV | _ | LV | 100 kVA :Pole Substation | 0.1 | --> | 0.1 | 0 | 0 | Constrained, otherwise capacity available =27 kVA | --> | 0.095 | 0 | 0 | 0 | 0 | Constrained, otherwise capacity available =84 kW | --> | E15 ex JULIANSTOWN | Julianstown [T421,T422] | DRYBRIDGE |  | 53.6279 | -6.2645
154351 | MV/LV Substation RE***351 |  | 10 kV | _ | LV | 630 kVA :Building Structure | 0.63 | --> | 0.63 | 0 | 0 | Constrained, otherwise capacity available =630 kVA | --> | 0.598 | 0 | 0 | 0.5 | 0 |  | --> | C22 ex MACETOWN | Macetown [T101,T102] | MACETOWN |  | 53.3926 | -6.4472
162704 | MV/LV Substation CO***704 |  | 10 kV | _ | LV | 50 kVA :Pole Substation | 0.05 | --> | 0.05 | 0.037 | 0.25 |  | --> | 0.048 | 0 | 0.004 | 0 | 0 | Constrained, otherwise capacity available =43 kW | --> | C11 ex ROSSGEIR | Rossgeir [T41,T42] | LETTERKENNY |  | 54.8533 | -7.4794
047730 | MV/LV Substation KI***730 |  | 20 kV | _ | LV | 50 kVA :Pole Substation | 0.05 | --> | 0.05 | 0.037 | 1.04 |  | --> | 0.048 | 0 | 0.005 | 0 | 0 | Constrained, otherwise capacity available =42 kW | --> | C16 ex BOYLE | Boyle [T41,T42] | CARRICK ON SHANNON |  | 54.0728 | -8.2151
1584072 | MV/LV Substation SL***4072 |  | 10 kV | _ | LV | 100 kVA :Pole Substation | 0.1 | --> | 0.1 | 0.095 | 0.83 |  | --> | 0.095 | 0 | 0 | 0 | 0 | Constrained, otherwise capacity available =94 kW | --> | C17 ex MILLTOWN MALBAY | Milltown Malbay [T42] | TULLABRACK |  | 52.8284 | -9.2849
503765 | MV/LV Substation RO***765 |  | 10 kV | _ | LV | 50 kVA :Pole Substation | 0.05 | --> | 0.05 | 0.014 | 1.69 |  | --> | 0.048 | 0 | 0 | 0 | 0 | Constrained, otherwise capacity available =42 kW | --> | C16 ex NEWTOWNCUNNINGHAM | Newtowncunningham [T41,T42] | LETTERKENNY |  | 54.9779 | -7.5543
081124X | MV/LV Substation IR***124X |  | 10 kV | _ | LV | 400 kVA :Building Structure | 0.4 | --> | 0.4 | 0 | 0 | Constrained, otherwise capacity available =289 kVA | --> | 0.38 | 0 | 0.35 | 0.116 | 0 |  | --> | C19 ex SEMPERIT | Semperit [T41,T42,T43] | GRANGE CASTLE |  | 53.3494 | -6.351
093102 | MV/LV Substation SH***102 |  | 10 kV | _ | LV | 400 kVA :Kiosk Substation | 0.4 | --> | 0.4 | 0 | 0 | Constrained, otherwise capacity available =299 kVA | --> | 0.38 | 0 | 0.019 | 0.352 | 0 |  | --> | C20 ex SANTRY | Santry [T41,T42] | FINGLAS |  | 53.3979 | -6.2522
1674072 | MV/LV Substation KI***4072 |  | 20 kV | _ | LV | 50 kVA :Pole Substation | 0.05 | --> | 0.05 | 0 | 0 | Constrained, otherwise capacity available =48 kVA | --> | 0.048 | 0 | 0 | 0 | 0 | Constrained, otherwise capacity available =47 kW | --> | E15 ex WHITECHURCH | Whitechurch [T421,T422] | KILBARRY |  | 51.9614 | -8.5306
214547 | MV/LV Substation OL***547 |  | 10 kV | _ | LV | 50 kVA :Pole Substation | 0.05 | --> | 0.05 | 0 | 0 | Constrained, otherwise capacity available =42 kVA | --> | 0.048 | 0 | 0 | 0 | 0 | Constrained, otherwise capacity available =46 kW | --> | C15 ex DRUMQUIN | Drumquin [T42] | ENNIS |  | 52.6863 | -9.094
039562 | MV/LV Substation TU***562 |  | 10 kV | _ | LV | 400 kVA :Kiosk Substation | 0.4 | --> | 0.4 | 0.334 | 11.03 |  | --> | 0.38 | 0 | 0 | 0.371 | 0 |  | --> | C29 ex SALTHILL | Salthill [T101,T102] | SALTHILL |  | 53.2774 | -9.0869
139754X | MV/LV Substation KI***754X |  | 10 kV | _ | LV | 100 kVA :Pole Substation | 0.1 | --> | 0.1 | 0.081 | 4 |  | --> | 0.095 | 0 | 0.005 | 0 | 0 | Constrained, otherwise capacity available =89 kW | --> | C18 ex BALLYJAMESDUFF | Ballyjamesduff [T41,T42] | SHANKILL |  | 53.8689 | -7.2041
120498X | MV/LV Substation WO***498X |  | 20 kV | _ | LV | 100 kVA :Pole Substation | 0.1 | --> | 0.1 | 0 | 0 | Constrained, otherwise capacity available =73 kVA | --> | 0.095 | 0 | 0.013 | 0 | 0 | Constrained, otherwise capacity available =82 kW | --> | E18 ex EDENDERRY | Edenderry [T421,T422] | BLAKE |  | 53.3372 | -7.0538
093553Z | MV/LV Substation BU***553Z |  | 10 kV | _ | LV | 630 kVA :Building Structure | 0.63 | --> | 0.63 | 0 | 0 | Constrained, otherwise capacity available =530 kVA | --> | 0.598 | 0 | 0 | 0.5 | 0 |  | --> | C28 ex KILMORE | Kilmore [T101,T102,T103] | FINGLAS |  | 53.4058 | -6.1792
034963X | MV/LV Substation LI***963X |  | 10 kV | _ | LV | 200 kVA :Pole Substation | 0.2 | --> | 0.2 | 0.114 | 0.95 |  | --> | 0.19 | 0 | 0 | 0 | 0 | Constrained, otherwise capacity available =178 kW | --> | C18 ex SPA ROAD | Spa Road [T41,T42] | DOON |  | 52.356 | -7.6824
5034005 | MV/LV Substation KI***4005 |  | 10 kV | _ | LV | 100 kVA :Pole Substation | 0.1 | --> | 0.1 | 0.09 | 1.69 |  | --> | 0.095 | 0 | 0 | 0 | 0 | Constrained, otherwise capacity available =94 kW | --> | C11 ex NEWTOWNCUNNINGHAM | Newtowncunningham [T41,T42] | LETTERKENNY |  | 54.9787 | -7.4176
293763X | MV/LV Substation WH***763X |  | 20 kV | _ | LV | 50 kVA :Pole Substation | 0.05 | --> | 0.05 | 0 | 0 | Constrained, otherwise capacity available =32 kVA | --> | 0.048 | 0 | 0 | 0 | 0 | Constrained, otherwise capacity available =45 kW | --> | E12 ex BALTINGLASS | Baltinglass [T421,T422] | STRATFORD |  | 53.0121 | -6.662
005866 | MV/LV Substation KI***866 |  | 10 kV | _ | LV | 100 kVA :Pole Substation | 0.1 | --> | 0.1 | 0.091 | 17.8 |  | --> | 0.095 | 0 | 0 | 0.094 | 0 |  | --> | E24 ex BANOGE | Banoge [T121,T122] | BANOGE |  | 52.666 | -6.2167
281051Z | MV/LV Substation RO***051Z |  | 10 kV | _ | LV | 630 kVA :Kiosk Substation | 0.63 | --> | 0.63 | 0 | 0 | Constrained, otherwise capacity available =630 kVA | --> | 0.598 | 0 | 0 | 0 | 0 | Constrained, otherwise capacity available =598 kW | --> | C12 ex TOGHER | Togher [T41,T42] | TRABEG |  | 51.8802 | -8.4913
034812X | MV/LV Substation BE***812X |  | 10 kV | _ | LV | 200 kVA :Kiosk Substation | 0.2 | --> | 0.2 | 0.167 | 0.57 |  | --> | 0.19 | 0 | 0.005 | 0 | 0 | Constrained, otherwise capacity available =182 kW | --> | E25 ex LAWLESSTOWN | Lawlesstown [T42,T421] | DOON |  | 52.3621 | -7.6754
1114081 | MV/LV Substation LI***4081 |  | 20 kV | _ | LV | 50 kVA :Pole Substation | 0.05 | --> | 0.05 | 0 | 0 | Constrained, otherwise capacity available =50 kVA | --> | 0.048 | 0 | 0 | 0 | 0 | Constrained, otherwise capacity available =47 kW | --> | C12 ex BANTRY | Bantry [T41,T42] | BALLYLICKY |  | 51.5824 | -9.5667
0354124 | MV/LV Substation BA***4124 |  | 10 kV | _ | LV | 100 kVA :Pole Substation | 0.1 | --> | 0.1 | 0.052 | 3.91 |  | --> | 0.095 | 0 | 0.05 | 0 | 0 | Constrained, otherwise capacity available =51 kW | --> | C16 ex ARDFINNAN | Ardfinnan [T42] | CAHIR |  | 52.3477 | -7.8431
059544Y | MV/LV Substation CO***544Y |  | 20 kV | _ | LV | 400 kVA :Kiosk Substation | 0.4 | --> | 0.4 | 0 | 0 | Constrained, otherwise capacity available =366 kVA | --> | 0.38 | 0 | 0 | 0 | 0 | Constrained, otherwise capacity available =375 kW | --> | E17 ex CAVAN | Cavan [T42,T421] | SHANKILL |  | 54.0978 | -7.4391
071757 | MV/LV Substation KI***757 |  | 10 kV | _ | LV | 50 kVA :Pole Substation | 0.05 | --> | 0.05 | 0.041 | 5.58 |  | --> | 0.048 | 0 | 0 | 0.046 | 0 |  | --> | C11 ex KILCOOLE | Kilcoole [T41,T42] | FASSAROE |  | 53.0752 | -6.1296
127242Y | MV/LV Substation LI***242Y |  | 20 kV | _ | LV | 100 kVA :Pole Substation | 0.1 | --> | 0.1 | 0.066 | 5.89 |  | --> | 0.095 | 0 | 0.009 | 0 | 0 | Constrained, otherwise capacity available =84 kW | --> | C14 ex CASHEL | Cashel [T41,T42] | CAHIR |  | 52.522 | -7.8681
1104071 | MV/LV Substation AL***4071 |  | 10 kV | _ | LV | 400 kVA :Kiosk Substation | 0.4 | --> | 0.4 | 0.365 | 0.76 |  | --> | 0.38 | 0 | 0 | 0 | 0 | Constrained, otherwise capacity available =375 kW | --> | C16 ex KENMARE | Kenmare [T42] | KNOCKEARAGH |  | 51.8836 | -9.5785
164738 | MV/LV Substation TR***738 |  | 10 kV | _ | LV | 100 kVA :Pole Substation | 0.1 | --> | 0.1 | 0 | 0 | Constrained, otherwise capacity available =76 kVA | --> | 0.095 | 0 | 0 | 0 | 0 | Constrained, otherwise capacity available =92 kW | --> | C17 ex SKIBBEREEN | Skibbereen [T41,T42] | DUNMANWAY |  | 51.5024 | -9.2628
065852 | MV/LV Substation CO***852 |  | 20 kV | _ | LV | 50 kVA :Pole Substation | 0.05 | --> | 0.05 | 0 | 0 | Constrained, otherwise capacity available =41 kVA | --> | 0.048 | 0 | 0.004 | 0 | 0 | Constrained, otherwise capacity available =43 kW | --> | E23 ex BALTRASNA | Baltrasna [T121,T122] | BALTRASNA |  | 53.5574 | -6.4347
099710 | MV/LV Substation GR***710 |  | 10 kV | _ | LV | 100 kVA :Pole Substation | 0.1 | --> | 0.1 | 0 | 0 | Constrained, otherwise capacity available =64 kVA | --> | 0.095 | 0 | 0 | 0 | 0 | Constrained, otherwise capacity available =90 kW | --> | C15 ex CULLION | Cullion [T41,T42] | LETTERKENNY |  | 54.9562 | -7.6216
033485X | MV/LV Substation DE***485X |  | 10 kV | _ | LV | 200 kVA :Pole Substation | 0.2 | --> | 0.2 | 0 | 0 | Constrained, otherwise capacity available =186 kVA | --> | 0.19 | 0 | 0.005 | 0 | 0 | Constrained, otherwise capacity available =184 kW | --> | C16 ex DEERPARK | Deerpark [T41,T42] | BALLYDINE |  | 52.3504 | -7.4335
365110 | MV/LV Substation NE***110 |  | 10 kV | _ | LV | 100 kVA :Pole Substation | 0.1 | --> | 0.1 | 0 | 0 | Constrained, otherwise capacity available =93 kVA | --> | 0.095 | 0 | 0 | 0.094 | 0 |  | --> | C12 ex SAGGART | Saggart [T41,T42] | GRANGE CASTLE |  | 53.268 | -6.536
2554031 | MV/LV Substation PR***4031 |  | 20 kV | _ | LV | 200 kVA :Building Structure | 0.2 | --> | 0.2 | 0 | 0 | Constrained, otherwise capacity available =171 kVA | --> | 0.19 | 0 | 0 | 0 | 0 | Constrained, otherwise capacity available =186 kW | --> | E20 ex KILLYBEGS | Killybegs [T422] | BINBANE |  | 54.6289 | -8.4557
041610X | MV/LV Substation DA***610X |  | 20 kV | _ | LV | 50 kVA :Pole Substation | 0.05 | --> | 0.05 | 0 | 0 | Constrained, otherwise capacity available =22 kVA | --> | 0.048 | 0 | 0 | 0 | 0 | Constrained, otherwise capacity available =44 kW | --> | E18 ex DALTON | Dalton [T421,T422] | DALTON |  | 53.6254 | -8.8591
233033 | MV/LV Substation DI***033 |  | 20 kV | _ | LV | 200 kVA :Pole Substation | 0.2 | --> | 0.2 | 0 | 0 | Constrained, otherwise capacity available =191 kVA | --> | 0.19 | 0 | 0.006 | 0 | 0 | Constrained, otherwise capacity available =184 kW | --> | C21 ex CASTLEISLAND | Castleisland [T41,T42] | TRALEE |  | 52.1794 | -9.4974
067858Y | MV/LV Substation GR***858Y |  | 10 kV | _ | LV | 630 kVA :Kiosk Substation | 0.63 | --> | 0.63 | 0.5 | 13.8 |  | --> | 0.598 | 0 | 0 | 0.5 | 0 |  | --> | C19 ex SINGLAND | Singland [T101,T102] | SINGLAND |  | 52.6582 | -8.5746
004446Y | MV/LV Substation MA***446Y |  | 10 kV | _ | LV | 200 kVA :Kiosk Substation | 0.2 | --> | 0.2 | 0.2 | 0.45 |  | --> | 0.19 | 0 | 0 | 0 | 0 | Constrained, otherwise capacity available =190 kW | --> | C15 ex KILMAGIG | Kilmagig [T42] | ARKLOW |  | 52.8838 | -6.3352
064065 | MV/LV Substation YE***065 |  | 10 kV | _ | LV | 630 kVA :Building Structure | 0.63 | --> | 0.63 | 0 | 0 | Constrained, otherwise capacity available =333 kVA | --> | 0.598 | 0 | 0.013 | 0 | 0 | Constrained, otherwise capacity available =547 kW | --> | C20 ex DRYBRIDGE | Drybridge [T41,T42] | DRYBRIDGE |  | 53.7218 | -6.3445
1564291 | MV/LV Substation PE***4291 |  | 10 kV | _ | LV | 400 kVA :Building Structure | 0.4 | --> | 0.4 | 0.324 | 2.47 |  | --> | 0.38 | 0 | 0.03 | 0 | 0 | Constrained, otherwise capacity available =347 kW | --> | E21 ex TELAYDON | Telaydon [T42,T421] | LISDRUM |  | 54.2513 | -6.9669
077689 | MV/LV Substation DE***689 |  | 20 kV | _ | LV | 50 kVA :Pole Substation | 0.05 | --> | 0.05 | 0 | 0 | Constrained, otherwise capacity available =28 kVA | --> | 0.048 | 0 | 0 | 0 | 0 | Constrained, otherwise capacity available =44 kW | --> | E16 ex PATRICKSWELL | Patrickswell [T421,T422] | LIMERICK |  | 52.5426 | -8.7697
1394275 | MV/LV Substation GL***4275 |  | 10 kV | _ | LV | 50 kVA :Pole Substation | 0.05 | --> | 0.05 | 0 | 0 | Constrained, otherwise capacity available =50 kVA | --> | 0.048 | 0 | 0 | 0 | 0 | Constrained, otherwise capacity available =48 kW | --> | C11 ex DERRYCRAMPH | Derrycramph [T41,T42] | SHANKILL |  | 53.9413 | -7.3083
405105 | MV/LV Substation I ***105 |  | 20 kV | _ | LV | 100 kVA :Pole Substation | 0.1 | --> | 0.1 | 0.08 | 3.03 |  | --> | 0.095 | 0 | 0.01 | 0 | 0 | Constrained, otherwise capacity available =85 kW | --> | E14 ex MOVILLE | Moville [T421,T422] | TRILLICK |  | 55.1906 | -7.049
017021 | MV/LV Substation RA***021 |  | 10 kV | _ | LV | 400 kVA :Kiosk Substation | 0.4 | --> | 0.4 | 0.264 | 1.05 |  | --> | 0.38 | 0 | 0.005 | 0 | 0 | Constrained, otherwise capacity available =357 kW | --> | C15 ex NEWCASTLEWEST | Newcastlewest [T41,T42] | RATHKEALE |  | 52.4484 | -9.0505
164426 | MV/LV Substation MY***426 |  | 10 kV | _ | LV | 50 kVA :Pole Substation | 0.05 | --> | 0.05 | 0 | 0 | Constrained, otherwise capacity available =47 kVA | --> | 0.048 | 0 | 0 | 0 | 0 | Constrained, otherwise capacity available =47 kW | --> | C17 ex SKIBBEREEN | Skibbereen [T41,T42] | DUNMANWAY |  | 51.5609 | -9.1487
248480X | MV/LV Substation AS***480X |  | 20 kV | _ | LV | 50 kVA :Pole Substation | 0.05 | --> | 0.05 | 0 | 0 | Constrained, otherwise capacity available =50 kVA | --> | 0.048 | 0 | 0 | 0 | 0 | Constrained, otherwise capacity available =47 kW | --> | E14 ex KILCOCK | Kilcock [T421,T422] | GRIFFINRATH |  | 53.477 | -6.7172
045911 | MV/LV Substation GO***911 |  | 10 kV | _ | LV | 200 kVA :Pole Substation | 0.2 | --> | 0.2 | 0.076 | 2.45 |  | --> | 0.19 | 0 | 0.035 | 0 | 0 | Constrained, otherwise capacity available =146 kW | --> | C20 ex GURTEEN | Gurteen [T41] | TONROE |  | 53.9947 | -8.5214
058066Y | MV/LV Substation GL***066Y |  | 10 kV | _ | LV | 50 kVA :Pole Substation | 0.05 | --> | 0.05 | 0.047 | 0.18 |  | --> | 0.048 | 0 | 0 | 0 | 0 | Constrained, otherwise capacity available =47 kW | --> | C16 ex TOOMEVARA | Toomevara [T42] | NENAGH |  | 52.8442 | -8.0322
0674018 | MV/LV Substation LT***4018 |  | 10 kV | _ | LV | 1000 kVA :Kiosk Substation | 1 | --> | 1 | 0 | 0 | Constrained, otherwise capacity available =688 kVA | --> | 0.95 | 0 | 0 | 0.5 | 0 |  | --> | C12 ex ROCHES STREET | Roches Street [T41,T42] | LIMERICK |  | 52.6631 | -8.6261
069358 | MV/LV Substation WI***358 |  | 10 kV | _ | LV | 630 kVA :Kiosk Substation | 0.63 | --> | 0.63 | 0.412 | 7.75 |  | --> | 0.598 | 0 | 0.026 | 0.5 | 0 |  | --> | C12 ex MILLTOWN (DR) | Milltown (dr) [T101,T102] | INCHICORE 220KV |  | 53.3173 | -6.2551
034736X | MV/LV Substation TH***736X |  | 10 kV | _ | LV | 630 kVA :Kiosk Substation | 0.63 | --> | 0.63 | 0.447 | 5.88 |  | --> | 0.598 | 0 | 0 | 0 | 0 | Constrained, otherwise capacity available =573 kW | --> | C11 ex ARDGEEHA | Ardgeeha [T41,T42] | DOON |  | 52.3522 | -7.7028
022715X | MV/LV Substation KI***715X |  | 20 kV | _ | LV | 50 kVA :Pole Substation | 0.05 | --> | 0.05 | 0 | 0 | Constrained, otherwise capacity available =47 kVA | --> | 0.048 | 0 | 0 | 0 | 0 | Constrained, otherwise capacity available =47 kW | --> | C18 ex SCARTEEN | Scarteen [T41,T42] | MALLOW |  | 52.1426 | -8.7253
281391Z | MV/LV Substation LA***391Z |  | 10 kV | _ | LV | 200 kVA :Kiosk Substation | 0.2 | --> | 0.2 | 0 | 0 | Constrained, otherwise capacity available =149 kVA | --> | 0.19 | 0 | 0.019 | 0 | 0 | Constrained, otherwise capacity available =169 kW | --> | C22 ex TOGHER | Togher [T41,T42] | TRABEG |  | 51.8643 | -8.4952
014912 | MV/LV Substation TU***912 |  | 10 kV | _ | LV | 100 kVA :Pole Substation | 0.1 | --> | 0.1 | 0.077 | 0.63 |  | --> | 0.095 | 0 | 0.015 | 0 | 0 | Constrained, otherwise capacity available =81 kW | --> | C16 ex KILCULLEN | Kilcullen [T41,T42,T424] | STRATFORD |  | 53.1331 | -6.8135
020067 | MV/LV Substation PO***067 |  | 10 kV | _ | LV | 400 kVA :Building Structure | 0.4 | --> | 0.4 | 0 | 0 | Constrained, otherwise capacity available =318 kVA | --> | 0.38 | 0 | 0 | 0 | 0 | Constrained, otherwise capacity available =369 kW | --> | C16 ex COOLCORCORAN | Coolcorcoran [T41,T42] | KNOCKEARAGH |  | 52.0581 | -9.512
050458Y | MV/LV Substation CI***458Y |  | 10 kV | _ | LV | 630 kVA :Building Structure | 0.63 | --> | 0.63 | 0 | 0 | Constrained, otherwise capacity available =586 kVA | --> | 0.598 | 0 | 0.03 | 0 | 0 | Constrained, otherwise capacity available =570 kW | --> | C17 ex ATHLONE | Athlone [T41,T42] | ATHLONE |  | 53.424 | -7.9379
047184X | MV/LV Substation DR***184X |  | 20 kV | _ | LV | 50 kVA :Pole Substation | 0.05 | --> | 0.05 | 0.046 | 1.04 |  | --> | 0.048 | 0 | 0 | 0 | 0 | Constrained, otherwise capacity available =47 kW | --> | C16 ex BOYLE | Boyle [T41,T42] | CARRICK ON SHANNON |  | 54.029 | -8.3015
276903 | MV/LV Substation CL***903 |  | 10 kV | _ | LV | 50 kVA :Pole Substation | 0.05 | --> | 0.05 | 0.036 | 0.76 |  | --> | 0.048 | 0 | 0 | 0 | 0 | Constrained, otherwise capacity available =46 kW | --> | C12 ex WOODFORD | Woodford [T41,T42] | KNOCKEARAGH |  | 51.9844 | -9.2994
281339Z | MV/LV Substation EU***339Z |  | 10 kV | _ | LV | 200 kVA :Kiosk Substation | 0.2 | --> | 0.2 | 0.147 | 10.79 |  | --> | 0.19 | 0 | 0 | 0.183 | 0 |  | --> | C12 ex FACTORY CROSS | Factory Cross [T41,T42] | BARNAHELY |  | 51.8328 | -8.3161
037666X | MV/LV Substation ER***666X |  | 20 kV | _ | LV | 50 kVA :Pole Substation | 0.05 | --> | 0.05 | 0 | 0 | Constrained, otherwise capacity available =48 kVA | --> | 0.048 | 0 | 0 | 0 | 0 | Constrained, otherwise capacity available =47 kW | --> | C16 ex ENNIS NORTH | Ennis North [T41,T42] | ENNIS |  | 52.8709 | -9.0264
0044226 | MV/LV Substation CI***4226 |  | 10 kV | _ | LV | 400 kVA :Kiosk Substation | 0.4 | --> | 0.4 | 0.253 | 18.08 |  | --> | 0.38 | 0 | 0.031 | 0.336 | 0 |  | --> | C19 ex ARKLOW | Arklow [T101,T102] | ARKLOW |  | 52.8032 | -6.1481
117479X | MV/LV Substation CA***479X |  | 20 kV | _ | LV | 200 kVA :Pole Substation | 0.2 | --> | 0.2 | 0 | 0 | Constrained, otherwise capacity available =176 kVA | --> | 0.19 | 0 | 0.014 | 0 | 0 | Constrained, otherwise capacity available =176 kW | --> | E14 ex COLLOONEY | Collooney [T421,T422] | SLIGO |  | 54.1822 | -8.4881
161200Y | MV/LV Substation CO***200Y |  | 20 kV | _ | LV | 200 kVA :Kiosk Substation | 0.2 | --> | 0.2 | 0.135 | 11.03 |  | --> | 0.19 | 0 | 0.02 | 0.166 | 0 |  | --> | C27 ex SALTHILL | Salthill [T101,T102] | SALTHILL |  | 53.3337 | -9.185
013004 | MV/LV Substation CA***004 |  | 10 kV | _ | LV | 400 kVA :Kiosk Substation | 0.4 | --> | 0.4 | 0 | 0.12 |  | --> | 0.38 | 0 | 0 | 0.288 | 0 |  | --> | C20 ex ATHY | Athy [T101,T102] | ATHY |  | 52.9996 | -6.9972
070552X | MV/LV Substation TU***552X |  | 20 kV | _ | LV | 50 kVA :Pole Substation | 0.05 | --> | 0.05 | 0.049 | 0.76 |  | --> | 0.048 | 0 | 0 | 0 | 0 | Constrained, otherwise capacity available =47 kW | --> | E15 ex RATHMORE | Rathmore [T42,T421] | KNOCKEARAGH |  | 52.1472 | -9.1818
160333Y | MV/LV Substation LA***333Y |  | 20 kV | _ | LV | 50 kVA :Pole Substation | 0.05 | --> | 0.05 | 0 | 0 | Constrained, otherwise capacity available =47 kVA | --> | 0.048 | 0 | 0.005 | 0 | 0 | Constrained, otherwise capacity available =44 kW | --> | E11 ex PORTLAOISE |  |  |  | 53.0764 | -7.2321
064180Z | MV/LV Substation TO***180Z |  | 20 kV | _ | LV | 100 kVA :Pole Substation | 0.1 | --> | 0.1 | 0 | 0 | Constrained, otherwise capacity available =94 kVA | --> | 0.095 | 0 | 0 | 0 | 0 | Constrained, otherwise capacity available =94 kW | --> | E15 ex JULIANSTOWN | Julianstown [T421,T422] | DRYBRIDGE |  | 53.6449 | -6.3121
0134059 | MV/LV Substation TH***4059 |  | 20 kV | _ | LV | 50 kVA :Pole Substation | 0.05 | --> | 0.05 | 0.05 | 0.12 |  | --> | 0.048 | 0 | 0 | 0.048 | 0 |  | --> | E62 ex ATHY | Athy [T101,T102] | ATHY |  | 53.0251 | -6.9131
099409 | MV/LV Substation LU***409 |  | 10 kV | _ | LV | 100 kVA :Pole Substation | 0.1 | --> | 0.1 | 0 | 0 | Constrained, otherwise capacity available =91 kVA | --> | 0.095 | 0 | 0 | 0 | 0 | Constrained, otherwise capacity available =94 kW | --> | C15 ex CULLION | Cullion [T41,T42] | LETTERKENNY |  | 54.9371 | -7.696
074469X | MV/LV Substation LI***469X |  | 10 kV | _ | LV | 630 kVA :Kiosk Substation | 0.63 | --> | 0.63 | 0 | 0 | Constrained, otherwise capacity available =528 kVA | --> | 0.598 | 0 | 0 | 0 | 0 | Constrained, otherwise capacity available =584 kW | --> | C14 ex CARRICK ON SHANNON | Carrick On Shannon [T41,T42] | CARRICK ON SHANNON |  | 53.9408 | -8.1063
059293Y | MV/LV Substation RA***293Y |  | 20 kV | _ | LV | 200 kVA :Building Structure | 0.2 | --> | 0.2 | 0 | 0 | Constrained, otherwise capacity available =184 kVA | --> | 0.19 | 0 | 0.006 | 0 | 0 | Constrained, otherwise capacity available =183 kW | --> | E17 ex CAVAN | Cavan [T42,T421] | SHANKILL |  | 54.0979 | -7.4416
066736 | MV/LV Substation CU***736 |  | 20 kV | _ | LV | 100 kVA :Pole Substation | 0.1 | --> | 0.1 | 0 | 0 | Constrained, otherwise capacity available =94 kVA | --> | 0.095 | 0 | 0.011 | 0 | 0 | Constrained, otherwise capacity available =86 kW | --> | E18 ex BALTRASNA | Baltrasna [T121,T122] | BALTRASNA |  | 53.5126 | -6.4577
156842Y | MV/LV Substation TA***842Y |  | 20 kV | _ | LV | 50 kVA :Pole Substation | 0.05 | --> | 0.05 | 0.038 | 2.1 |  | --> | 0.048 | 0 | 0.029 | 0 | 0 | Constrained, otherwise capacity available =24 kW | --> | E16 ex LISDRUM | Lisdrum [T422] | LISDRUM |  | 54.2709 | -6.8732
160381Y | MV/LV Substation CO***381Y |  | 20 kV | _ | LV | 100 kVA :Pole Substation | 0.1 | --> | 0.1 | 0 | 0 | Constrained, otherwise capacity available =30 kVA | --> | 0.095 | 0 | 0.005 | 0 | 0 | Constrained, otherwise capacity available =81 kW | --> | C11 ex KILDARE | Kildare [T41,T42] | NEWBRIDGE |  | 53.1435 | -7.0554
0754364 | MV/LV Substation CL***4364 |  | 20 kV | _ | LV | 50 kVA :Pole Substation | 0.05 | --> | 0.05 | 0.05 | 4.38 |  | --> | 0.048 | 0 | 0 | 0.048 | 0 |  | --> | E17 ex CRANE | Crane [T122] | CRANE |  | 52.5405 | -6.3688
288789 | MV/LV Substation UP***789 |  | 10 kV | _ | LV | 200 kVA :Pole Substation | 0.2 | --> | 0.2 | 0.041 | 0.04 | Constrained, otherwise capacity available =200 kVA | --> | 0.19 | 0 | 0 | 0.19 | 0 |  | --> | C21 ex LITTLE BRAY | Little Bray [T41,T42] | FASSAROE |  | 53.2103 | -6.2176
365714X | MV/LV Substation SA***714X |  | 10 kV | _ | LV | 400 kVA :Kiosk Substation | 0.4 | --> | 0.4 | 0 | 0 | Constrained, otherwise capacity available =235 kVA | --> | 0.38 | 0 | 0.049 | 0.321 | 0 |  | --> | C11 ex FORTUNESTOWN | Fortunestown [T101,T102] | INCHICORE 220KV |  | 53.2892 | -6.4272
120857X | MV/LV Substation BA***857X |  | 20 kV | _ | LV | 50 kVA :Pole Substation | 0.05 | --> | 0.05 | 0 | 0 | Constrained, otherwise capacity available =48 kVA | --> | 0.048 | 0 | 0 | 0 | 0 | Constrained, otherwise capacity available =47 kW | --> | E20 ex EDENDERRY | Edenderry [T421,T422] | BLAKE |  | 53.2947 | -7.0875
070076 | MV/LV Substation BA***076 |  | 10 kV | _ | LV | 50 kVA :Pole Substation | 0.05 | --> | 0.05 | 0.049 | 4.16 |  | --> | 0.048 | 0 | 0 | 0.047 | 0 |  | --> | C22 ex NEWMARKET (SR) | Newmarket (sr) [T41,T42] | GLENLARA |  | 52.1665 | -8.9913
081001Y | MV/LV Substation GL***001Y |  | 10 kV | _ | LV | 200 kVA :Kiosk Substation | 0.2 | --> | 0.2 | 0 | 0 | Constrained, otherwise capacity available =149 kVA | --> | 0.19 | 0 | 0.036 | 0 | 0 | Constrained, otherwise capacity available =156 kW | --> | C12 ex LEIXLIP | Leixlip [T41,T42] | GRIFFINRATH |  | 53.3731 | -6.4827
281121Y | MV/LV Substation EL***121Y |  | 10 kV | _ | LV | 100 kVA :Pole Substation | 0.1 | --> | 0.1 | 0 | 0 | Constrained, otherwise capacity available =78 kVA | --> | 0.095 | 0 | 0 | 0 | 0 | Constrained, otherwise capacity available =92 kW | --> | C17 ex DOUGLAS | Douglas [T41,T42] | TRABEG |  | 51.8481 | -8.4567
003589Y | MV/LV Substation SA***589Y |  | 10 kV | _ | LV | 630 kVA :Kiosk Substation | 0.63 | --> | 0.63 | 0.5 | 11.58 |  | --> | 0.598 | 0 | 0 | 0 | 0 | Constrained, otherwise capacity available =591 kW | --> | C22 ex BALLYBEG | Ballybeg [T101,T102] | CARRICKMINES |  | 52.9802 | -6.0386
042070 | MV/LV Substation KN***070 |  | 10 kV | _ | LV | 200 kVA :Kiosk Substation | 0.2 | --> | 0.2 | 0.139 | 1.93 |  | --> | 0.19 | 0 | 0 | 0 | 0 | Constrained, otherwise capacity available =182 kW | --> | C13 ex TURLOUGH ROAD | Turlough Road [T41,T42] | CASTLEBAR |  | 53.8609 | -9.2939
021909X | MV/LV Substation WO***909X |  | 20 kV | _ | LV | 200 kVA :Pole Substation | 0.2 | --> | 0.2 | 0 | 0 | Constrained, otherwise capacity available =168 kVA | --> | 0.19 | 0 | 0.02 | 0 | 0 | Constrained, otherwise capacity available =171 kW | --> | E18 ex CURRALEIGH | Curraleigh [T421,T422] | KILBARRY |  | 51.9142 | -8.5754
066217X | MV/LV Substation BE***217X |  | 10 kV | _ | LV | 400 kVA :Kiosk Substation | 0.4 | --> | 0.4 | 0 | 0 | Constrained, otherwise capacity available =278 kVA | --> | 0.38 | 0 | 0.066 | 0 | 0 | Constrained, otherwise capacity available =314 kW | --> | C15 ex MALAHIDE | Malahide [T41,T42] | GLASMORE |  | 53.4286 | -6.1309
734007 | MV/LV Substation AE***007 |  | 20 kV | _ | LV | 630 kVA :Building Structure | 0.63 | --> | 0.63 | 0 | 0 | Constrained, otherwise capacity available =534 kVA | --> | 0.598 | 0 | 0 | 0 | 0 | Constrained, otherwise capacity available =585 kW | --> | E60 ex GRANGE CASTLE |  |  |  | 53.2941 | -6.466
243189X | MV/LV Substation TE***189X |  | 20 kV | _ | LV | 50 kVA :Pole Substation | 0.05 | --> | 0.05 | 0 | 0 | Constrained, otherwise capacity available =50 kVA | --> | 0.048 | 0 | 0 | 0 | 0 | Constrained, otherwise capacity available =48 kW | --> | E17 ex INCH | Inch [T421,T422] | OUGHTRAGH |  | 52.2572 | -10.1711
0014204 | MV/LV Substation TC***4204 |  | 10 kV | _ | LV | 1000 kVA :Building Structure | 1 | --> | 1 | 0 | 0 | Constrained, otherwise capacity available =1000 kVA | --> | 0.95 | 0 | 0 | 0.5 | 0 |  | --> | C19 ex LOUGHLINSTOWN | Loughlinstown [T41,T42] | CARRICKMINES |  | 53.2447 | -6.1471
054068 | MV/LV Substation SW***068 |  | 20 kV | _ | LV | 50 kVA :Pole Substation | 0.05 | --> | 0.05 | 0 | 0 | Constrained, otherwise capacity available =28 kVA | --> | 0.048 | 0 | 0.006 | 0 | 0 | Constrained, otherwise capacity available =40 kW | --> | E13 ex ABBEYLEIX | Abbeyleix [T422] | PORTLAOISE |  | 52.9099 | -7.3603
003898 | MV/LV Substation BA***898 |  | 10 kV | _ | LV | 50 kVA :Pole Substation | 0.05 | --> | 0.05 | 0.017 | 11.58 |  | --> | 0.048 | 0 | 0.02 | 0 | 0 | Constrained, otherwise capacity available =28 kW | --> | C22 ex BALLYBEG | Ballybeg [T101,T102] | CARRICKMINES |  | 52.9806 | -6.0629
281209 | MV/LV Substation SR***209 |  | 20 kV | _ | LV | 100 kVA :Pole Substation | 0.1 | --> | 0.1 | 0.09 | 17.47 |  | --> | 0.095 | 0 | 0.005 | 0.09 | 0 |  | --> | E12 ex COOLROE | Coolroe [T121,T122] | COOLROE |  | 51.8823 | -8.678
003215Y | MV/LV Substation MA***215Y |  | 10 kV | _ | LV | 200 kVA :Kiosk Substation | 0.2 | --> | 0.2 | 0.07 | 11.58 |  | --> | 0.19 | 0 | 0.068 | 0 | 0 | Constrained, otherwise capacity available =121 kW | --> | C20 ex BALLYBEG | Ballybeg [T101,T102] | CARRICKMINES |  | 52.9732 | -6.0548
110943 | MV/LV Substation SU***943 |  | 10 kV | _ | LV | 400 kVA :Kiosk Substation | 0.4 | --> | 0.4 | 0.351 | 0.76 |  | --> | 0.38 | 0 | 0 | 0 | 0 | Constrained, otherwise capacity available =373 kW | --> | C16 ex KENMARE | Kenmare [T42] | KNOCKEARAGH |  | 51.8878 | -9.5814
1364345 | MV/LV Substation WA***4345 |  | 20 kV | _ | LV | 50 kVA :Pole Substation | 0.05 | --> | 0.05 | 0 | 0 | Constrained, otherwise capacity available =50 kVA | --> | 0.048 | 0 | 0 | 0 | 0 | Constrained, otherwise capacity available =48 kW | --> | C17 ex ROSCOMMON | Roscommon [T41,T42] | LANESBORO |  | 53.6187 | -8.3631
288920 | MV/LV Substation BR***920 |  | 10 kV | _ | LV | 1000 kVA :Building Structure | 1 | --> | 1 | 0 | 0 | Constrained, otherwise capacity available =459 kVA | --> | 0.95 | 0 | 0 | 0.5 | 0 |  | --> | C18 ex SANDYFORD | Sandyford [T41,T42] | CARRICKMINES |  | 53.2738 | -6.2178
039740 | MV/LV Substation CA***740 |  | 10 kV | _ | LV | 50 kVA :Pole Substation | 0.05 | --> | 0.05 | 0 | 0 | Constrained, otherwise capacity available =37 kVA | --> | 0.048 | 0 | 0.004 | 0 | 0 | Constrained, otherwise capacity available =43 kW | --> | C20 ex ORANMORE | Oranmore [T41,T44] | GALWAY 110KV |  | 53.3123 | -8.8852
093223Z | MV/LV Substation LA***223Z |  | 10 kV | _ | LV | 630 kVA :Kiosk Substation | 0.63 | --> | 0.63 | 0 | 0 | Constrained, otherwise capacity available =535 kVA | --> | 0.598 | 0 | 0 | 0.5 | 0 |  | --> | C24 ex POPPINTREE | Poppintree [T101,T102] | FINGLAS |  | 53.4055 | -6.2983
281464Y | MV/LV Substation SH***464Y |  | 10 kV | _ | LV | 50 kVA :Pole Substation | 0.05 | --> | 0.05 | 0 | 0 | Constrained, otherwise capacity available =32 kVA | --> | 0.048 | 0 | 0.015 | 0 | 0 | Constrained, otherwise capacity available =34 kW | --> | C16 ex CARRIGALINE | Carrigaline [T41,T42] | BARNAHELY |  | 51.8333 | -8.3955
209125X | MV/LV Substation DO***125X |  | 10 kV | _ | LV | 400 kVA :Kiosk Substation | 0.4 | --> | 0.4 | 0 | 0 | Constrained, otherwise capacity available =202 kVA | --> | 0.38 | 0 | 0.026 | 0 | 0 | Constrained, otherwise capacity available =333 kW | --> | C14 ex MILFORD (NR) | Milford (nr) [T41,T42] | LETTERKENNY |  | 55.0867 | -7.6984
118573Y | MV/LV Substation KI***573Y |  | 10 kV | _ | LV | 200 kVA :Pole Substation | 0.2 | --> | 0.2 | 0.199 | 2 |  | --> | 0.19 | 0 | 0 | 0 | 0 | Constrained, otherwise capacity available =190 kW | --> | C11 ex BALLINASLOE | Ballinasloe [T41,T42] | SOMERSET |  | 53.3301 | -8.2094
034284Y | MV/LV Substation LO***284Y |  | 20 kV | _ | LV | 50 kVA :Pole Substation | 0.05 | --> | 0.05 | 0.046 | 0.57 |  | --> | 0.048 | 0 | 0 | 0 | 0 | Constrained, otherwise capacity available =47 kW | --> | E23 ex LAWLESSTOWN | Lawlesstown [T42,T421] | DOON |  | 52.354 | -7.7622
026732X | MV/LV Substation MO***732X |  | 10 kV | _ | LV | 50 kVA :Pole Substation | 0.05 | --> | 0.05 | 0 | 0 | Constrained, otherwise capacity available =43 kVA | --> | 0.048 | 0 | 0.006 | 0 | 0 | Constrained, otherwise capacity available =42 kW | --> | C15 ex KINSALE | Kinsale [T41,T42] | BANDON |  | 51.7128 | -8.5163
093333X | MV/LV Substation RO***333X |  | 10 kV | _ | LV | 200 kVA :Kiosk Substation | 0.2 | --> | 0.2 | 0 | 0 | Constrained, otherwise capacity available =95 kVA | --> | 0.19 | 0 | 0.046 | 0.141 | 0 |  | --> | C16 ex SANTRY | Santry [T41,T42] | FINGLAS |  | 53.4023 | -6.2366
049288Z | MV/LV Substation PR***288Z |  | 20 kV | _ | LV | 200 kVA :Pole Substation | 0.2 | --> | 0.2 | 0.144 | 0.21 |  | --> | 0.19 | 0 | 0.04 | 0 | 0 | Constrained, otherwise capacity available =153 kW | --> | E12 ex LONGFORD | Longford [T421,T422] | RICHMOND |  | 53.7868 | -7.7954
365040Y | MV/LV Substation AY***040Y |  | 10 kV | _ | LV | 200 kVA :Pole Substation | 0.2 | --> | 0.2 | 0 | 0 | Constrained, otherwise capacity available =135 kVA | --> | 0.19 | 0 | 0.01 | 0 | 0 | Constrained, otherwise capacity available =174 kW | --> | C18 ex CELBRIDGE | Celbridge [T41,T42] | GRIFFINRATH |  | 53.3 | -6.4881
067688Y | MV/LV Substation LO***688Y |  | 10 kV | _ | LV | 630 kVA :Kiosk Substation | 0.63 | --> | 0.63 | 0 | 0 | Constrained, otherwise capacity available =413 kVA | --> | 0.598 | 0 | 0 | 0 | 0 | Constrained, otherwise capacity available =568 kW | --> | C17 ex CORBALLY | Corbally [T41,T42] | ARDNACRUSHA |  | 52.6681 | -8.6163
237588 | MV/LV Substation GR***588 |  | 10 kV | _ | LV | 50 kVA :Pole Substation | 0.05 | --> | 0.05 | 0 | 0 | Constrained, otherwise capacity available =37 kVA | --> | 0.048 | 0 | 0.017 | 0 | 0 | Constrained, otherwise capacity available =33 kW | --> | C11 ex KILSARAN | Kilsaran [T42] | DRYBRIDGE |  | 53.8763 | -6.3878
017121Z | MV/LV Substation AR***121Z |  | 10 kV | _ | LV | 400 kVA :Kiosk Substation | 0.4 | --> | 0.4 | 0.384 | 1.05 |  | --> | 0.38 | 0 | 0 | 0 | 0 | Constrained, otherwise capacity available =378 kW | --> | C15 ex NEWCASTLEWEST | Newcastlewest [T41,T42] | RATHKEALE |  | 52.4432 | -9.0568
077096X | MV/LV Substation AB***096X |  | 20 kV | _ | LV | 200 kVA :Pole Substation | 0.2 | --> | 0.2 | 0 | 0 | Constrained, otherwise capacity available =92 kVA | --> | 0.19 | 0 | 0.05 | 0 | 0 | Constrained, otherwise capacity available =138 kW | --> | E18 ex PATRICKSWELL | Patrickswell [T421,T422] | LIMERICK |  | 52.5946 | -8.7116
0134002 | MV/LV Substation JO***4002 |  | 20 kV | _ | LV | 200 kVA :Pole Substation | 0.2 | --> | 0.2 | 0.121 | 0.12 | Constrained, otherwise capacity available =126 kVA | --> | 0.19 | 0 | 0 | 0.18 | 0 |  | --> | C12 ex ATHY | Athy [T101,T102] | ATHY |  | 52.9137 | -6.8886
082927Y | MV/LV Substation MU***927Y |  | 10 kV | _ | LV | 50 kVA :Pole Substation | 0.05 | --> | 0.05 | 0 | 0 | Constrained, otherwise capacity available =27 kVA | --> | 0.048 | 0 | 0 | 0 | 0 | Constrained, otherwise capacity available =44 kW | --> | E17 ex ACADEMY STREET | Academy Street [T421,T422,T44] | NAVAN |  | 53.6106 | -6.789
054663X | MV/LV Substation DE***663X |  | 20 kV | _ | LV | 50 kVA :Pole Substation | 0.05 | --> | 0.05 | 0 | 0 | Constrained, otherwise capacity available =42 kVA | --> | 0.048 | 0 | 0 | 0 | 0 | Constrained, otherwise capacity available =46 kW | --> | E19 ex PORTLAOISE | Portlaoise [T423,T424] | PORTLAOISE |  | 53.0246 | -7.2542
125027Y | MV/LV Substation BE***027Y |  | 20 kV | _ | LV | 400 kVA :Kiosk Substation | 0.4 | --> | 0.4 | 0 | 0 | Constrained, otherwise capacity available =338 kVA | --> | 0.38 | 0 | 0.022 | 0 | 0 | Constrained, otherwise capacity available =355 kW | --> | C15 ex CLOONLOUGH | Cloonlough [T41,T42] | BARRYMORE |  | 52.2479 | -8.4292
305300 | MV/LV Substation BA***300 |  | 20 kV | _ | LV | 50 kVA :Pole Substation | 0.05 | --> | 0.05 | 0.038 | 4.61 |  | --> | 0.048 | 0 | 0.008 | 0 | 0 | Constrained, otherwise capacity available =40 kW | --> | E12 ex LUMCLOON | Lumcloon [T421,T422] | DALLOW |  | 53.2801 | -7.8237
1444274 | MV/LV Substation 01***4274 |  | 10 kV | _ | LV | 100 kVA :Pole Substation | 0.1 | --> | 0.1 | 0 | 0 | Constrained, otherwise capacity available =100 kVA | --> | 0.095 | 0 | 0 | 0 | 0 | Constrained, otherwise capacity available =95 kW | --> | C16 ex CASTLECOMER | Castlecomer [T41,T42] | BALLYRAGGET |  | 52.8039 | -7.2143
365058Y | MV/LV Substation RA***058Y |  | 10 kV | _ | LV | 200 kVA :Pole Substation | 0.2 | --> | 0.2 | 0 | 0 | Constrained, otherwise capacity available =182 kVA | --> | 0.19 | 0 | 0 | 0.188 | 0 |  | --> | C29 ex GRANGE CASTLE | Grange Castle [T101,T102] | INCHICORE 220KV |  | 53.2888 | -6.4933
0124169 | MV/LV Substation RA***4169 |  | 10 kV | _ | LV | 400 kVA :Building Structure | 0.4 | --> | 0.4 | 0 | 0 | Constrained, otherwise capacity available =203 kVA | --> | 0.38 | 0 | 0 | 0 | 0 | Constrained, otherwise capacity available =352 kW | --> | C20 ex POLLERTON | Pollerton [T41,T42] | CARLOW |  | 52.8028 | -6.884
176531Y | MV/LV Substation WA***531Y |  | 20 kV | _ | LV | 100 kVA :Pole Substation | 0.1 | --> | 0.1 | 0 | 0 | Constrained, otherwise capacity available =58 kVA | --> | 0.095 | 0 | 0 | 0 | 0 | Constrained, otherwise capacity available =89 kW | --> | E14 ex BEALNABLATH | Bealnablath [T421] | BANDON |  | 51.8618 | -8.8392
081094Z | MV/LV Substation AN***094Z |  | 10 kV | _ | LV | 200 kVA :Kiosk Substation | 0.2 | --> | 0.2 | 0 | 0 | Constrained, otherwise capacity available =141 kVA | --> | 0.19 | 0 | 0.005 | 0.178 | 0 |  | --> | C18 ex LUCAN EAST | Lucan East [T41,T42] | GRANGE CASTLE |  | 53.3575 | -6.4312
015496X | MV/LV Substation RA***496X |  | 10 kV | _ | LV | 50 kVA :Pole Substation | 0.05 | --> | 0.05 | 0 | 0 | Constrained, otherwise capacity available =41 kVA | --> | 0.048 | 0 | 0.006 | 0 | 0 | Constrained, otherwise capacity available =42 kW | --> | C11 ex JOHNSTOWN | Johnstown [T41,T42] | KILTEEL |  | 53.2271 | -6.5127
039334 | MV/LV Substation BA***334 |  | 10 kV | _ | LV | 630 kVA :Building Structure | 0.63 | --> | 0.63 | 0 | 0 | Constrained, otherwise capacity available =546 kVA | --> | 0.598 | 0 | 0.082 | 0.5 | 0 |  | --> | C17 ex GALWAY 110KV | Galway 110kv [T102,T103] | GALWAY 110KV |  | 53.294 | -9.0114
037867 | MV/LV Substation DR***867 |  | 20 kV | _ | LV | 100 kVA :Pole Substation | 0.1 | --> | 0.1 | 0 | 0 | Constrained, otherwise capacity available =99 kVA | --> | 0.095 | 0 | 0 | 0 | 0 | Constrained, otherwise capacity available =95 kW | --> | C16 ex ENNIS NORTH | Ennis North [T41,T42] | ENNIS |  | 52.8587 | -9.0057
063505X | MV/LV Substation BL***505X |  | 10 kV | _ | LV | 100 kVA :Pole Substation | 0.1 | --> | 0.1 | 0 | 0 | Constrained, otherwise capacity available =40 kVA | --> | 0.095 | 0 | 0.084 | 0 | 0 | Constrained, otherwise capacity available =24 kW | --> | C15 ex STICKILLEN | Stickillen [T41,T42] | DRYBRIDGE |  | 53.8328 | -6.5347
099075X | MV/LV Substation CO***075X |  | 10 kV | _ | LV | 200 kVA :Pole Substation | 0.2 | --> | 0.2 | 0 | 0 | Constrained, otherwise capacity available =199 kVA | --> | 0.19 | 0 | 0 | 0 | 0 | Constrained, otherwise capacity available =190 kW | --> | C15 ex CULLION | Cullion [T41,T42] | LETTERKENNY |  | 54.9409 | -7.6997
011556Z | MV/LV Substation TA***556Z |  | 10 kV | _ | LV | 400 kVA :Kiosk Substation | 0.4 | --> | 0.4 | 0 | 0 | Constrained, otherwise capacity available =256 kVA | --> | 0.38 | 0 | 0.041 | 0 | 0 | Constrained, otherwise capacity available =329 kW | --> | C15 ex TALBOTS INCH | Talbots Inch [T41,T42] | KILKENNY |  | 52.6662 | -7.2677
154280Z | MV/LV Substation RA***280Z |  | 10 kV | _ | LV | 200 kVA :Kiosk Substation | 0.2 | --> | 0.2 | 0 | 0 | Constrained, otherwise capacity available =151 kVA | --> | 0.19 | 0 | 0.028 | 0.162 | 0 |  | --> | C11 ex MACETOWN | Macetown [T101,T102] | MACETOWN |  | 53.3944 | -6.4295
167166 | MV/LV Substation BA***166 |  | 20 kV | _ | LV | 100 kVA :Pole Substation | 0.1 | --> | 0.1 | 0 | 0 | Constrained, otherwise capacity available =97 kVA | --> | 0.095 | 0 | 0.006 | 0 | 0 | Constrained, otherwise capacity available =90 kW | --> | E16 ex WHITECHURCH | Whitechurch [T421,T422] | KILBARRY |  | 51.9512 | -8.4685
204086X | MV/LV Substation AL***086X |  | 20 kV | _ | LV | 100 kVA :Pole Substation | 0.1 | --> | 0.1 | 0 | 0 | Constrained, otherwise capacity available =30 kVA | --> | 0.095 | 0 | 0.004 | 0 | 0 | Constrained, otherwise capacity available =82 kW | --> | E17 ex BUNCRANA | Buncrana [T421,T422] | TRILLICK |  | 55.1374 | -7.4369
0074498 | MV/LV Substation ST***4498 |  | 10 kV | _ | LV | 400 kVA :Kiosk Substation | 0.4 | --> | 0.4 | 0 | 0 | Constrained, otherwise capacity available =400 kVA | --> | 0.38 | 0 | 0 | 0 | 0 | Constrained, otherwise capacity available =380 kW | --> | C19 ex MULGANNON | Mulgannon [T41,T42] | WEXFORD |  | 52.3285 | -6.452
068535X | MV/LV Substation PH***535X |  | 10 kV | _ | LV | 1000 kVA :Building Structure | 1 | --> | 1 | 0.5 | 11.14 |  | --> | 0.95 | 0 | 0 | 0.5 | 0 |  | --> | C12 ex CABRA | Cabra [T101,T102] | FINGLAS |  | 53.3771 | -6.3157
009065Y | MV/LV Substation S ***065Y |  | 20 kV | _ | LV | 630 kVA :Building Structure | 0.63 | --> | 0.63 | 0.5 | 3.76 |  | --> | 0.598 | 0 | 0 | 0 | 0 | Constrained, otherwise capacity available =587 kW | --> | E17 ex BELVIEW | Belview [T421,T422] | WATERFORD |  | 52.2685 | -7.0357
276948 | MV/LV Substation BA***948 |  | 10 kV | _ | LV | 400 kVA :Kiosk Substation | 0.4 | --> | 0.4 | 0.345 | 0.76 |  | --> | 0.38 | 0 | 0 | 0 | 0 | Constrained, otherwise capacity available =372 kW | --> | C12 ex WOODFORD | Woodford [T41,T42] | KNOCKEARAGH |  | 52.0588 | -9.3391
090377X | MV/LV Substation CA***377X |  | 10 kV | _ | LV | 100 kVA :Pole Substation | 0.1 | --> | 0.1 | 0.097 | 3.16 |  | --> | 0.095 | 0 | 0 | 0 | 0 | Constrained, otherwise capacity available =95 kW | --> | C22 ex ENNISKEANE | Enniskeane [T41,T42] | BANDON |  | 51.7509 | -8.9953
049200 | MV/LV Substation LI***200 |  | 10 kV | _ | LV | 50 kVA :Pole Substation | 0.05 | --> | 0.05 | 0.041 | 0.13 |  | --> | 0.048 | 0 | 0 | 0 | 0 | Constrained, otherwise capacity available =46 kW | --> | C18 ex BALLYMAHON | Ballymahon [T41,T42] | ATHLONE |  | 53.5782 | -7.7967
004142 | MV/LV Substation KN***142 |  | 10 kV | _ | LV | 50 kVA :Pole Substation | 0.05 | --> | 0.05 | 0.034 | 18.08 |  | --> | 0.048 | 0 | 0 | 0.045 | 0 |  | --> | C22 ex ARKLOW | Arklow [T101,T102] | ARKLOW |  | 52.7875 | -6.1762
0034010 | MV/LV Substation ES***4010 |  | 10 kV | _ | LV | 630 kVA :Kiosk Substation | 0.63 | --> | 0.63 | 0.5 | 11.58 |  | --> | 0.598 | 0 | 0 | 0 | 0 | Constrained, otherwise capacity available =585 kW | --> | C22 ex BALLYBEG | Ballybeg [T101,T102] | CARRICKMINES |  | 52.9808 | -6.0421
161051Y | MV/LV Substation BR***051Y |  | 20 kV | _ | LV | 400 kVA :Building Structure | 0.4 | --> | 0.4 | 0 | 0 | Constrained, otherwise capacity available =349 kVA | --> | 0.38 | 0 | 0 | 0 | 0 | Constrained, otherwise capacity available =373 kW | --> | C12 ex SPIDDAL |  |  |  | 53.2449 | -9.3067
0684220 | MV/LV Substation MO***4220 |  | 10 kV | _ | LV | 1000 kVA :Building Structure | 1 | --> | 1 | 0.5 | 7.2 |  | --> | 0.95 | 0 | 0 | 0.5 | 0 |  | --> | C24 ex TRINITY | Trinity [T101,T102] | POOLBEG |  | 53.3416 | -6.2561
081193Z | MV/LV Substation PA***193Z |  | 10 kV | _ | LV | 1000 kVA :Building Structure | 1 | --> | 1 | 0 | 0 | Constrained, otherwise capacity available =628 kVA | --> | 0.95 | 0 | 0 | 0.5 | 0 |  | --> | C15 ex SEMPERIT | Semperit [T41,T42,T43] | GRANGE CASTLE |  | 53.3338 | -6.3567
253660Z | MV/LV Substation BA***660Z |  | 20 kV | _ | LV | 200 kVA :Pole Substation | 0.2 | --> | 0.2 | 0 | 0 | Constrained, otherwise capacity available =196 kVA | --> | 0.19 | 0 | 0 | 0 | 0 | Constrained, otherwise capacity available =189 kW | --> | E47 ex CLAREGALWAY | Claregalway [T42,T421] | GALWAY 110KV |  | 53.3983 | -8.8326
004582 | MV/LV Substation BA***582 |  | 10 kV | _ | LV | 50 kVA :Pole Substation | 0.05 | --> | 0.05 | 0.029 | 18.08 |  | --> | 0.048 | 0 | 0 | 0.045 | 0 |  | --> | C18 ex ARKLOW | Arklow [T101,T102] | ARKLOW |  | 52.8437 | -6.1202
156144Z | MV/LV Substation KI***144Z |  | 20 kV | _ | LV | 100 kVA :Pole Substation | 0.1 | --> | 0.1 | 0.083 | 2.1 |  | --> | 0.095 | 0 | 0.065 | 0 | 0 | Constrained, otherwise capacity available =45 kW | --> | E16 ex LISDRUM | Lisdrum [T422] | LISDRUM |  | 54.2713 | -6.8768
011876Z | MV/LV Substation AR***876Z |  | 10 kV | _ | LV | 50 kVA :Pole Substation | 0.05 | --> | 0.05 | 0 | 0 | Constrained, otherwise capacity available =50 kVA | --> | 0.048 | 0 | 0 | 0 | 0 | Constrained, otherwise capacity available =48 kW | --> | C21 ex TALBOTS INCH | Talbots Inch [T41,T42] | KILKENNY |  | 52.7211 | -7.3006
0114551 | MV/LV Substation GA***4551 |  | 10 kV | _ | LV | 200 kVA :Pole Substation | 0.2 | --> | 0.2 | 0 | 0 | Constrained, otherwise capacity available =200 kVA | --> | 0.19 | 0 | 0 | 0 | 0 | Constrained, otherwise capacity available =190 kW | --> | C24 ex GORESBRIDGE | Goresbridge [T41,T42] | KILKENNY |  | 52.6475 | -7.0513
248008 | MV/LV Substation SU***008 |  | 20 kV | _ | LV | 50 kVA :Pole Substation | 0.05 | --> | 0.05 | 0 | 0 | Constrained, otherwise capacity available =50 kVA | --> | 0.048 | 0 | 0 | 0 | 0 | Constrained, otherwise capacity available =48 kW | --> | E14 ex KILCOCK | Kilcock [T421,T422] | GRIFFINRATH |  | 53.4846 | -6.7252
127034 | MV/LV Substation TH***034 |  | 10 kV | _ | LV | 200 kVA :Building Structure | 0.2 | --> | 0.2 | 0 | 0 | Constrained, otherwise capacity available =131 kVA | --> | 0.19 | 0 | 0 | 0 | 0 | Constrained, otherwise capacity available =180 kW | --> | C15 ex LOUGHTAGALLA | Loughtagalla [T41,T42] | THURLES |  | 52.6761 | -7.8102
066534Z | MV/LV Substation RI***534Z |  | 10 kV | _ | LV | 400 kVA :Kiosk Substation | 0.4 | --> | 0.4 | 0 | 0 | Constrained, otherwise capacity available =358 kVA | --> | 0.38 | 0 | 0 | 0 | 0 | Constrained, otherwise capacity available =374 kW | --> | E17 ex GLASMORE | Glasmore [T421,T422] | GLASMORE |  | 53.4444 | -6.244
006301Y | MV/LV Substation CO***301Y |  | 20 kV | _ | LV | 100 kVA :Pole Substation | 0.1 | --> | 0.1 | 0 | 0 | Constrained, otherwise capacity available =97 kVA | --> | 0.095 | 0 | 0 | 0 | 0 | Constrained, otherwise capacity available =95 kW | --> | E16 ex CLONROCHE | Clonroche [T421,T422] | WEXFORD |  | 52.4863 | -6.6939
120615X | MV/LV Substation GL***615X |  | 20 kV | _ | LV | 200 kVA :Pole Substation | 0.2 | --> | 0.2 | 0.137 | 3.5 |  | --> | 0.19 | 0 | 0.006 | 0 | 0 | Constrained, otherwise capacity available =177 kW | --> | E11 ex DUNFIRTH | Dunfirth [T122] | DUNFIRTH |  | 53.4139 | -6.8333
116021 | MV/LV Substation MA***021 |  | 10 kV | _ | LV | 400 kVA :Kiosk Substation | 0.4 | --> | 0.4 | 0.267 | 7.32 |  | --> | 0.38 | 0 | 0 | 0.362 | 0 |  | --> | C13 ex CARROWBEG | Carrowbeg [T41,T42] | CARROWBEG |  | 53.799 | -9.5223
3684148 | MV/LV Substation TO***4148 |  | 10 kV | _ | LV | 200 kVA :Pole Substation | 0.2 | --> | 0.2 | 0 | 0 | Constrained, otherwise capacity available =200 kVA | --> | 0.19 | 0 | 0 | 0 | 0 | Constrained, otherwise capacity available =190 kW | --> | C17 ex BALLYHAUNIS | Ballyhaunis [T41,T42] | DALTON |  | 53.7657 | -8.7738
220083X | MV/LV Substation BA***083X |  | 20 kV | _ | LV | 100 kVA :Pole Substation | 0.1 | --> | 0.1 | 0.084 | 2.33 |  | --> | 0.095 | 0 | 0.005 | 0 | 0 | Constrained, otherwise capacity available =89 kW | --> | E14 ex MOY | Moy [T421,T422] | MOY |  | 54.21 | -9.2126
032950 | MV/LV Substation CA***950 |  | 20 kV | _ | LV | 50 kVA :Pole Substation | 0.05 | --> | 0.05 | 0 | 0 | Constrained, otherwise capacity available =50 kVA | --> | 0.048 | 0 | 0.011 | 0 | 0 | Constrained, otherwise capacity available =39 kW | --> | C21 ex TRAMORE | Tramore [T41,T42] | BUTLERSTOWN |  | 52.1702 | -7.2005
067128 | MV/LV Substation BE***128 |  | 10 kV | _ | LV | 400 kVA :Kiosk Substation | 0.4 | --> | 0.4 | 0 | 0 | Constrained, otherwise capacity available =309 kVA | --> | 0.38 | 0 | 0.029 | 0 | 0 | Constrained, otherwise capacity available =346 kW | --> | C13 ex DOCK ROAD | Dock Road [T41,T42] | LIMERICK |  | 52.6387 | -8.6658
281740X | MV/LV Substation MA***740X |  | 10 kV | _ | LV | 50 kVA :Pole Substation | 0.05 | --> | 0.05 | 0 | 0 | Constrained, otherwise capacity available =46 kVA | --> | 0.048 | 0 | 0.005 | 0 | 0 | Constrained, otherwise capacity available =43 kW | --> | C24 ex KILMONEY | Kilmoney [T41,T42] | TRABEG |  | 51.8437 | -8.472
002761 | MV/LV Substation ST***761 |  | 10 kV | _ | LV | 400 kVA :Kiosk Substation | 0.4 | --> | 0.4 | 0.288 | 2.36 |  | --> | 0.38 | 0 | 0.028 | 0.344 | 0 |  | --> | C14 ex BRAY | Bray [T41,T42] | FASSAROE |  | 53.1863 | -6.1286
068415 | MV/LV Substation GR***415 |  | 10 kV | _ | LV | 630 kVA :Kiosk Substation | 0.63 | --> | 0.63 | 0 | 0 | Constrained, otherwise capacity available =558 kVA | --> | 0.598 | 0 | 0 | 0.5 | 0 |  | --> | C17 ex GRANBY ROW | Granby Row [T41] | MCDERMOTT |  | 53.352 | -6.2652
046044 | MV/LV Substation ST***044 |  | 10 kV | _ | LV | 100 kVA :Pole Substation | 0.1 | --> | 0.1 | 0.067 | 5.78 |  | --> | 0.095 | 0 | 0.033 | 0.066 | 0 |  | --> | C20 ex OAKFIELD | Oakfield [T41,T42] | SLIGO |  | 54.2712 | -8.51
019300 | MV/LV Substation MA***300 |  | 10 kV | _ | LV | 200 kVA :Pole Substation | 0.2 | --> | 0.2 | 0.168 | 2.18 |  | --> | 0.19 | 0 | 0.005 | 0 | 0 | Constrained, otherwise capacity available =182 kW | --> | C12 ex BALLYRICKARD | Ballyrickard [T41,T42] | TRALEE |  | 52.2822 | -9.8527
0024053 | MV/LV Substation MU***4053 |  | 10 kV | _ | LV | 400 kVA :Kiosk Substation | 0.4 | --> | 0.4 | 0.4 | 4.51 |  | --> | 0.38 | 0 | 0 | 0.38 | 0 |  | --> | C16 ex BOGHALL ROAD | Boghall Road [T41,T42] | FASSAROE |  | 53.1875 | -6.1116
0694149 | MV/LV Substation GL***4149 |  | 10 kV | _ | LV | 1000 kVA :Building Structure | 1 | --> | 1 | 0.5 | 17.78 |  | --> | 0.95 | 0 | 0 | 0.5 | 0 |  | --> | C30 ex RINGSEND | Ringsend [T101,T102] | POOLBEG |  | 53.3393 | -6.216
049037 | MV/LV Substation FA***037 |  | 10 kV | _ | LV | 630 kVA :Kiosk Substation | 0.63 | --> | 0.63 | 0.441 | 2.8 |  | --> | 0.598 | 0 | 0.015 | 0 | 0 | Constrained, otherwise capacity available =561 kW | --> | C12 ex GLEBE | Glebe [T41,T42] | RICHMOND |  | 53.7249 | -7.7987
0684193 | MV/LV Substation ST***4193 |  | 10 kV | _ | LV | 1000 kVA :Building Structure | 1 | --> | 1 | 0.5 | 3.38 |  | --> | 0.95 | 0 | 0 | 0.5 | 0 |  | --> | C20 ex MERRION SQUARE | Merrion Square [T41,T42] | RINGSEND |  | 53.3352 | -6.2554
238832 | MV/LV Substation CA***832 |  | 20 kV | _ | LV | 100 kVA :Pole Substation | 0.1 | --> | 0.1 | 0 | 0 | Constrained, otherwise capacity available =90 kVA | --> | 0.095 | 0 | 0 | 0 | 0 | Constrained, otherwise capacity available =94 kW | --> | E12 ex BALLINROBE | Ballinrobe [T421,T422] | DALTON |  | 53.626 | -9.2167
138052 | MV/LV Substation MO***052 |  | 10 kV | _ | LV | 50 kVA :Pole Substation | 0.05 | --> | 0.05 | 0.05 | 2.18 |  | --> | 0.048 | 0 | 0 | 0 | 0 | Constrained, otherwise capacity available =48 kW | --> | C21 ex BAILIEBORO | Bailieboro [T41,T42] | MEATH HILL |  | 53.9069 | -6.8874
008741Y | MV/LV Substation FE***741Y |  | 10 kV | _ | LV | 100 kVA :Pole Substation | 0.1 | --> | 0.1 | 0.065 | 0.2 |  | --> | 0.095 | 0 | 0 | 0 | 0 | Constrained, otherwise capacity available =90 kW | --> | E17 ex BEALISTOWN | Bealistown [T421,T422] | GREAT ISLAND |  | 52.1829 | -6.8377
244003 | MV/LV Substation LA***003 |  | 20 kV | _ | LV | 630 kVA :Kiosk Substation | 0.63 | --> | 0.63 | 0 | 0 | Constrained, otherwise capacity available =416 kVA | --> | 0.598 | 0 | 0.014 | 0 | 0 | Constrained, otherwise capacity available =558 kW | --> | E16 ex MILLTOWN (SR) | Milltown (sr) [T421,T422] | OUGHTRAGH |  | 52.1059 | -9.7849
093032Y | MV/LV Substation ST***032Y |  | 10 kV | _ | LV | 400 kVA :Kiosk Substation | 0.4 | --> | 0.4 | 0 | 0 | Constrained, otherwise capacity available =239 kVA | --> | 0.38 | 0 | 0.014 | 0.347 | 0 |  | --> | C22 ex UNIDARE | Unidare [T41,T42] | FINGLAS |  | 53.3894 | -6.3061
119168 | MV/LV Substation DE***168 |  | 10 kV | _ | LV | 400 kVA :Kiosk Substation | 0.4 | --> | 0.4 | 0.357 | 4.16 |  | --> | 0.38 | 0 | 0.038 | 0.221 | 0 | Constrained, otherwise capacity available =346 kW | --> | C22 ex NEWMARKET (SR) | Newmarket (sr) [T41,T42] | GLENLARA |  | 52.2121 | -8.9948
433004 | MV/LV Substation F ***004 |  | 10 kV | _ | LV | 50 kVA :Pole Substation | 0.05 | --> | 0.05 | 0 | 0 | Constrained, otherwise capacity available =34 kVA | --> | 0.048 | 0 | 0 | 0 | 0 | Constrained, otherwise capacity available =45 kW | --> | C16 ex BALLAGHADERREEN | Ballaghaderreen [T41,T42] | TONROE |  | 53.9045 | -8.5915
151062Y | MV/LV Substation CU***062Y |  | 10 kV | _ | LV | 50 kVA :Pole Substation | 0.05 | --> | 0.05 | 0 | 0 | Constrained, otherwise capacity available =50 kVA | --> | 0.048 | 0 | 0 | 0 | 0 | Constrained, otherwise capacity available =48 kW | --> | C15 ex GARRYSPILLANE | Garryspillane [T41] | TIPPERARY |  | 52.3962 | -8.3276
064020Z | MV/LV Substation GR***020Z |  | 10 kV | _ | LV | 630 kVA :Kiosk Substation | 0.63 | --> | 0.63 | 0 | 0 | Constrained, otherwise capacity available =522 kVA | --> | 0.598 | 0 | 0.023 | 0 | 0 | Constrained, otherwise capacity available =566 kW | --> | C12 ex MORNINGTON ROAD | Mornington Road [T41,T42] | DRYBRIDGE |  | 53.707 | -6.31
495569X | MV/LV Substation CU***569X |  | 20 kV | _ | LV | 200 kVA :Pole Substation | 0.2 | --> | 0.2 | 0.193 | 1.5 |  | --> | 0.19 | 0 | 0 | 0.189 | 0 |  | --> | E17 ex ACHILL | Achill [T422] | CARROWBEG |  | 53.9726 | -10.1598
034224Y | MV/LV Substation AR***224Y |  | 10 kV | _ | LV | 200 kVA :Kiosk Substation | 0.2 | --> | 0.2 | 0.184 | 5.88 |  | --> | 0.19 | 0 | 0 | 0 | 0 | Constrained, otherwise capacity available =188 kW | --> | C11 ex ARDGEEHA | Ardgeeha [T41,T42] | DOON |  | 52.3722 | -7.7007
288967 | MV/LV Substation PO***967 |  | 10 kV | _ | LV | 200 kVA :Pole Substation | 0.2 | --> | 0.2 | 0.074 | 2.36 |  | --> | 0.19 | 0 | 0.03 | 0.165 | 0 |  | --> | C11 ex BRAY | Bray [T41,T42] | FASSAROE |  | 53.1866 | -6.1861
2514160 | MV/LV Substation MO***4160 |  | 10 kV | _ | LV | 50 kVA :Pole Substation | 0.05 | --> | 0.05 | 0 | 0 | Constrained, otherwise capacity available =50 kVA | --> | 0.048 | 0 | 0 | 0 | 0 | Constrained, otherwise capacity available =48 kW | --> | E43 ex CLAREGALWAY | Claregalway [T42,T421] | GALWAY 110KV |  | 53.3135 | -8.838
117050Y | MV/LV Substation KE***050Y |  | 20 kV | _ | LV | 50 kVA :Pole Substation | 0.05 | --> | 0.05 | 0 | 0 | Constrained, otherwise capacity available =46 kVA | --> | 0.048 | 0 | 0 | 0 | 0 | Constrained, otherwise capacity available =47 kW | --> | E14 ex COLLOONEY | Collooney [T421,T422] | SLIGO |  | 54.1737 | -8.5982
288179 | MV/LV Substation DU***179 |  | 10 kV | _ | LV | 400 kVA :Kiosk Substation | 0.4 | --> | 0.4 | 0.304 | 19.52 |  | --> | 0.38 | 0 | 0.073 | 0.313 | 0 |  | --> | C30 ex TANEY | Taney [T101,T102] | CARRICKMINES |  | 53.2878 | -6.248
253247 | MV/LV Substation LO***247 |  | 10 kV | _ | LV | 50 kVA :Pole Substation | 0.05 | --> | 0.05 | 0 | 0 | Constrained, otherwise capacity available =45 kVA | --> | 0.048 | 0 | 0 | 0 | 0 | Constrained, otherwise capacity available =47 kW | --> | C14 ex HEADFORD | Headford [T41,T42] | CLOON |  | 53.4721 | -9.0835
014603Z | MV/LV Substation WA***603Z |  | 10 kV | _ | LV | 200 kVA :Kiosk Substation | 0.2 | --> | 0.2 | 0 | 0 | Constrained, otherwise capacity available =120 kVA | --> | 0.19 | 0 | 0.061 | 0 | 0 | Constrained, otherwise capacity available =134 kW | --> | C14 ex ATHGARVAN | Athgarvan [T41,T44] | NEWBRIDGE |  | 53.1631 | -6.7849
125151 | MV/LV Substation KN***151 |  | 20 kV | _ | LV | 400 kVA :Kiosk Substation | 0.4 | --> | 0.4 | 0.222 | 0.22 | Constrained, otherwise capacity available =311 kVA | --> | 0.38 | 0 | 0 | 0 | 0 | Constrained, otherwise capacity available =368 kW | --> | C16 ex KILSHANNY | Kilshanny [T41,T42] | CAHIR |  | 52.275 | -8.2056
120505 | MV/LV Substation LO***505 |  | 20 kV | _ | LV | 100 kVA :Pole Substation | 0.1 | --> | 0.1 | 0.099 | 3.5 |  | --> | 0.095 | 0 | 0 | 0 | 0 | Constrained, otherwise capacity available =95 kW | --> | E12 ex DUNFIRTH | Dunfirth [T122] | DUNFIRTH |  | 53.4552 | -6.9208
071884 | MV/LV Substation CH***884 |  | 10 kV | _ | LV | 400 kVA :Kiosk Substation | 0.4 | --> | 0.4 | 0 | 0 | Constrained, otherwise capacity available =247 kVA | --> | 0.38 | 0 | 0.129 | 0.263 | 0 |  | --> | C22 ex GREYSTONES | Greystones [T41,T42] | FASSAROE |  | 53.1276 | -6.0714
039486X | MV/LV Substation KI***486X |  | 20 kV | _ | LV | 50 kVA :Pole Substation | 0.05 | --> | 0.05 | 0.044 | 11.03 |  | --> | 0.048 | 0 | 0.005 | 0.043 | 0 |  | --> | C36 ex SALTHILL | Salthill [T101,T102] | SALTHILL |  | 53.304 | -9.1072
0064072 | MV/LV Substation CA***4072 |  | 10 kV | _ | LV | 100 kVA :Pole Substation | 0.1 | --> | 0.1 | 0.1 | 3.12 |  | --> | 0.095 | 0 | 0 | 0 | 0 | Constrained, otherwise capacity available =95 kW | --> | C11 ex BELLFIELD | Bellfield [T41,T42] | CRANE |  | 52.4997 | -6.5883
293173Y | MV/LV Substation TI***173Y |  | 20 kV | _ | LV | 50 kVA :Pole Substation | 0.05 | --> | 0.05 | 0 | 0 | Constrained, otherwise capacity available =17 kVA | --> | 0.048 | 0 | 0 | 0 | 0 | Constrained, otherwise capacity available =43 kW | --> | E20 ex BALTINGLASS | Baltinglass [T421,T422] | STRATFORD |  | 52.9982 | -6.7973
209075X | MV/LV Substation KN***075X |  | 10 kV | _ | LV | 50 kVA :Pole Substation | 0.05 | --> | 0.05 | 0 | 0 | Constrained, otherwise capacity available =49 kVA | --> | 0.048 | 0 | 0 | 0 | 0 | Constrained, otherwise capacity available =47 kW | --> | C16 ex MILFORD (NR) | Milford (nr) [T41,T42] | LETTERKENNY |  | 55.0531 | -7.8174
006073 | MV/LV Substation TO***073 |  | 10 kV | _ | LV | 400 kVA :Kiosk Substation | 0.4 | --> | 0.4 | 0.344 | 1.29 |  | --> | 0.38 | 0 | 0.011 | 0 | 0 | Constrained, otherwise capacity available =364 kW | --> | C12 ex MONFIN | Monfin [T41,T42] | WEXFORD |  | 52.4839 | -6.589
1204275 | MV/LV Substation HA***4275 |  | 20 kV | _ | LV | 50 kVA :Pole Substation | 0.05 | --> | 0.05 | 0 | 0 | Constrained, otherwise capacity available =46 kVA | --> | 0.048 | 0 | 0 | 0 | 0 | Constrained, otherwise capacity available =47 kW | --> | E19 ex EDENDERRY | Edenderry [T421,T422] | BLAKE |  | 53.4043 | -7.0715
251422X | MV/LV Substation CA***422X |  | 10 kV | _ | LV | 630 kVA :Building Structure | 0.63 | --> | 0.63 | 0 | 0 | Constrained, otherwise capacity available =511 kVA | --> | 0.598 | 0 | 0 | 0 | 0 | Constrained, otherwise capacity available =582 kW | --> | C20 ex ORANMORE | Oranmore [T41,T44] | GALWAY 110KV |  | 53.3057 | -8.8606
4954054 | MV/LV Substation SE***4054 |  | 20 kV | _ | LV | 50 kVA :Pole Substation | 0.05 | --> | 0.05 | 0.05 | 1.5 |  | --> | 0.048 | 0 | 0 | 0.048 | 0 |  | --> | E17 ex ACHILL | Achill [T422] | CARROWBEG |  | 54.0097 | -10.0236
122988 | MV/LV Substation BR***988 |  | 10 kV | _ | LV | 100 kVA :Pole Substation | 0.1 | --> | 0.1 | 0.071 | 4.18 |  | --> | 0.095 | 0 | 0.006 | 0 | 0 | Constrained, otherwise capacity available =87 kW | --> | C18 ex KINGSCOURT | Kingscourt [T41,T42] | MEATH HILL |  | 53.9083 | -6.8147
154346 | MV/LV Substation ST***346 |  | 20 kV | _ | LV | 100 kVA :Pole Substation | 0.1 | --> | 0.1 | 0 | 0 | Constrained, otherwise capacity available =81 kVA | --> | 0.095 | 0 | 0.015 | 0.081 | 0 |  | --> | C21 ex MACETOWN | Macetown [T101,T102] | MACETOWN |  | 53.4486 | -6.4422
002065X | MV/LV Substation WA***065X |  | 10 kV | _ | LV | 400 kVA :Kiosk Substation | 0.4 | --> | 0.4 | 0.355 | 4.51 |  | --> | 0.38 | 0 | 0 | 0.374 | 0 |  | --> | C19 ex BOGHALL ROAD | Boghall Road [T41,T42] | FASSAROE |  | 53.1834 | -6.1295
2814398 | MV/LV Substation BO***4398 |  | 20 kV | _ | LV | 400 kVA :Kiosk Substation | 0.4 | --> | 0.4 | 0.384 | 17.47 |  | --> | 0.38 | 0 | 0 | 0.378 | 0 |  | --> | E13 ex COOLROE | Coolroe [T121,T122] | COOLROE |  | 51.8826 | -8.6307
251649 | MV/LV Substation BA***649 |  | 10 kV | _ | LV | 100 kVA :Pole Substation | 0.1 | --> | 0.1 | 0 | 0 | Constrained, otherwise capacity available =84 kVA | --> | 0.095 | 0 | 0.03 | 0 | 0 | Constrained, otherwise capacity available =71 kW | --> | C20 ex ORANMORE | Oranmore [T41,T44] | GALWAY 110KV |  | 53.3186 | -8.9176
590566X | MV/LV Substation RU***566X |  | 20 kV | _ | LV | 50 kVA :Pole Substation | 0.05 | --> | 0.05 | 0.049 | 1.43 |  | --> | 0.048 | 0 | 0 | 0 | 0 | Constrained, otherwise capacity available =47 kW | --> | E18 ex CONG | Cong [T421,T422] | CLOON |  | 53.5451 | -9.3519
003154Y | MV/LV Substation SE***154Y |  | 10 kV | _ | LV | 200 kVA :Kiosk Substation | 0.2 | --> | 0.2 | 0.106 | 11.58 |  | --> | 0.19 | 0 | 0.122 | 0 | 0 | Constrained, otherwise capacity available =86 kW | --> | C17 ex BALLYBEG | Ballybeg [T101,T102] | CARRICKMINES |  | 52.9708 | -6.0236
011676X | MV/LV Substation NE***676X |  | 10 kV | _ | LV | 400 kVA :Kiosk Substation | 0.4 | --> | 0.4 | 0 | 0 | Constrained, otherwise capacity available =359 kVA | --> | 0.38 | 0 | 0 | 0 | 0 | Constrained, otherwise capacity available =374 kW | --> | C16 ex TALBOTS INCH | Talbots Inch [T41,T42] | KILKENNY |  | 52.6618 | -7.2452
116627X | MV/LV Substation KN***627X |  | 10 kV | _ | LV | 630 kVA :Kiosk Substation | 0.63 | --> | 0.63 | 0.5 | 7.32 |  | --> | 0.598 | 0 | 0 | 0.5 | 0 |  | --> | C12 ex CARROWBEG | Carrowbeg [T41,T42] | CARROWBEG |  | 53.8024 | -9.5072
293484Z | MV/LV Substation MO***484Z |  | 20 kV | _ | LV | 100 kVA :Pole Substation | 0.1 | --> | 0.1 | 0 | 0 | Constrained, otherwise capacity available =89 kVA | --> | 0.095 | 0 | 0 | 0 | 0 | Constrained, otherwise capacity available =94 kW | --> | E17 ex BALTINGLASS | Baltinglass [T421,T422] | STRATFORD |  | 52.8903 | -6.6765
042052 | MV/LV Substation IN***052 |  | 10 kV | _ | LV | 200 kVA :Building Structure | 0.2 | --> | 0.2 | 0 | 0 | Constrained, otherwise capacity available =80 kVA | --> | 0.19 | 0 | 0.011 | 0 | 0 | Constrained, otherwise capacity available =165 kW | --> | E18 ex WINDSOR | Windsor [T421,T422] | CASTLEBAR |  | 53.8565 | -9.2837
365192 | MV/LV Substation TA***192 |  | 10 kV | _ | LV | 1000 kVA :Building Structure | 1 | --> | 1 | 0.5 | 13.91 |  | --> | 0.95 | 0 | 0 | 0.5 | 0 |  | --> | C19 ex COOKSTOWN | Cookstown [T101,T102] | CARRICKMINES |  | 53.2888 | -6.3758
019984 | MV/LV Substation MO***984 |  | 10 kV | _ | LV | 400 kVA :Kiosk Substation | 0.4 | --> | 0.4 | 0.322 | 2.18 |  | --> | 0.38 | 0 | 0.021 | 0 | 0 | Constrained, otherwise capacity available =354 kW | --> | C16 ex BALLYRICKARD | Ballyrickard [T41,T42] | TRALEE |  | 52.2859 | -9.723
081344Z | MV/LV Substation BR***344Z |  | 10 kV | _ | LV | 400 kVA :Kiosk Substation | 0.4 | --> | 0.4 | 0 | 0 | Constrained, otherwise capacity available =302 kVA | --> | 0.38 | 0 | 0.055 | 0.326 | 0 |  | --> | C19 ex CLONDALKIN | Clondalkin [T41,T42,T44] | INCHICORE 220KV |  | 53.2989 | -6.4191
3654223 | MV/LV Substation CA***4223 |  | 10 kV | _ | LV | 1000 kVA :Building Structure | 1 | --> | 1 | 0 | 0 | Constrained, otherwise capacity available =1000 kVA | --> | 0.95 | 0 | 0 | 0.5 | 0 |  | --> | C26 ex CITYWEST | Citywest [T101,T102] | INCHICORE 220KV |  | 53.2837 | -6.4235
011088 | MV/LV Substation AL***088 |  | 10 kV | _ | LV | 200 kVA :Pole Substation | 0.2 | --> | 0.2 | 0.159 | 5.05 |  | --> | 0.19 | 0 | 0.005 | 0 | 0 | Constrained, otherwise capacity available =181 kW | --> | C14 ex MCDONAGH | Mcdonagh [T41,T42] | KILKENNY |  | 52.6506 | -7.2288
081488Z | MV/LV Substation AD***488Z |  | 20 kV | _ | LV | 630 kVA :Kiosk Substation | 0.63 | --> | 0.63 | 0 | 0 | Constrained, otherwise capacity available =615 kVA | --> | 0.598 | 0 | 0 | 0.5 | 0 |  | --> | E19 ex ADAMSTOWN | Adamstown [T121,T122] | INCHICORE 220KV |  | 53.3381 | -6.4596
164044Y | MV/LV Substation SE***044Y |  | 10 kV | _ | LV | 630 kVA :Building Structure | 0.63 | --> | 0.63 | 0 | 0 | Constrained, otherwise capacity available =553 kVA | --> | 0.598 | 0 | 0 | 0 | 0 | Constrained, otherwise capacity available =588 kW | --> | C12 ex SKIBBEREEN | Skibbereen [T41,T42] | DUNMANWAY |  | 51.5512 | -9.2666
192091X | MV/LV Substation KE***091X |  | 20 kV | _ | LV | 50 kVA :Pole Substation | 0.05 | --> | 0.05 | 0.048 | 1.7 |  | --> | 0.048 | 0 | 0 | 0 | 0 | Constrained, otherwise capacity available =47 kW | --> | E15 ex GWEEDORE | Gweedore [T421] | ARDNAGAPPARY |  | 55.1415 | -8.1143
082596Y | MV/LV Substation PU***596Y |  | 20 kV | _ | LV | 100 kVA :Pole Substation | 0.1 | --> | 0.1 | 0 | 0 | Constrained, otherwise capacity available =86 kVA | --> | 0.095 | 0 | 0.011 | 0 | 0 | Constrained, otherwise capacity available =85 kW | --> | E11 ex ACADEMY STREET | Academy Street [T421,T422,T44] | NAVAN |  | 53.6283 | -6.5441
281519Z | MV/LV Substation KN***519Z |  | 10 kV | _ | LV | 50 kVA :Pole Substation | 0.05 | --> | 0.05 | 0 | 0 | Constrained, otherwise capacity available =46 kVA | --> | 0.048 | 0 | 0 | 0.047 | 0 |  | --> | C24 ex BISHOPSTOWN | Bishopstown [T41,T42] | KILBARRY |  | 51.8459 | -8.5161
006155 | MV/LV Substation CO***155 |  | 10 kV | _ | LV | 50 kVA :Pole Substation | 0.05 | --> | 0.05 | 0.045 | 3.12 |  | --> | 0.048 | 0 | 0 | 0 | 0 | Constrained, otherwise capacity available =47 kW | --> | C11 ex BELLFIELD | Bellfield [T41,T42] | CRANE |  | 52.4969 | -6.6034
1494086 | MV/LV Substation SP***4086 |  | 10 kV | _ | LV | 100 kVA :Pole Substation | 0.1 | --> | 0.1 | 0 | 0 | Constrained, otherwise capacity available =95 kVA | --> | 0.095 | 0 | 0 | 0 | 0 | Constrained, otherwise capacity available =94 kW | --> | C11 ex DONEGAL | Donegal [T41,T42] | CATHALEENS FALL |  | 54.681 | -8.1457
066312 | MV/LV Substation ST***312 |  | 10 kV | _ | LV | 400 kVA :Kiosk Substation | 0.4 | --> | 0.4 | 0.186 | 5.82 |  | --> | 0.38 | 0 | 0.084 | 0.288 | 0 |  | --> | C19 ex COOLOCK | Coolock [T41,T42] | FINGLAS |  | 53.3763 | -6.1735
014918Z | MV/LV Substation CO***918Z |  | 10 kV | _ | LV | 200 kVA :Kiosk Substation | 0.2 | --> | 0.2 | 0 | 0 | Constrained, otherwise capacity available =120 kVA | --> | 0.19 | 0 | 0 | 0 | 0 | Constrained, otherwise capacity available =179 kW | --> | C18 ex KILDARE | Kildare [T41,T42] | NEWBRIDGE |  | 53.1572 | -6.9312
142039 | MV/LV Substation TH***039 |  | 10 kV | _ | LV | 50 kVA :Pole Substation | 0.05 | --> | 0.05 | 0 | 0 | Constrained, otherwise capacity available =47 kVA | --> | 0.048 | 0 | 0.01 | 0 | 0 | Constrained, otherwise capacity available =40 kW | --> | C17 ex ATHENRY |  |  |  | 53.2975 | -8.745
016155Z | MV/LV Substation PR***155Z |  | 10 kV | _ | LV | 400 kVA :Kiosk Substation | 0.4 | --> | 0.4 | 0 | 0 | Constrained, otherwise capacity available =345 kVA | --> | 0.38 | 0 | 0.006 | 0 | 0 | Constrained, otherwise capacity available =368 kW | --> | C22 ex CELBRIDGE | Celbridge [T41,T42] | GRIFFINRATH |  | 53.3346 | -6.5493
058251X | MV/LV Substation MI***251X |  | 10 kV | _ | LV | 100 kVA :Pole Substation | 0.1 | --> | 0.1 | 0.041 | 0.18 |  | --> | 0.095 | 0 | 0 | 0 | 0 | Constrained, otherwise capacity available =87 kW | --> | C15 ex TOOMEVARA | Toomevara [T42] | NENAGH |  | 52.887 | -8.0297
053224Z | MV/LV Substation CA***224Z |  | 10 kV | _ | LV | 50 kVA :Pole Substation | 0.05 | --> | 0.05 | 0 | 0 | Constrained, otherwise capacity available =46 kVA | --> | 0.048 | 0 | 0 | 0.047 | 0 |  | --> | C23 ex CLONMINCH | Clonminch [T41,T422] | THORNSBERRY |  | 53.2822 | -7.4442
064815X | MV/LV Substation ST***815X |  | 10 kV | _ | LV | 200 kVA :Building Structure | 0.2 | --> | 0.2 | 0 | 0 | Constrained, otherwise capacity available =115 kVA | --> | 0.19 | 0 | 0.066 | 0 | 0 | Constrained, otherwise capacity available =129 kW | --> | C12 ex MORNINGTON ROAD | Mornington Road [T41,T42] | DRYBRIDGE |  | 53.7063 | -6.3153
281901Z | MV/LV Substation MI***901Z |  | 20 kV | _ | LV | 630 kVA :Kiosk Substation | 0.63 | --> | 0.63 | 0.482 | 17.47 |  | --> | 0.598 | 0 | 0.112 | 0.495 | 0 |  | --> | E11 ex COOLROE | Coolroe [T121,T122] | COOLROE |  | 51.8904 | -8.6004
116002 | MV/LV Substation RO***002 |  | 10 kV | _ | LV | 200 kVA :Kiosk Substation | 0.2 | --> | 0.2 | 0.195 | 7.32 |  | --> | 0.19 | 0 | 0 | 0.189 | 0 |  | --> | C11 ex CARROWBEG | Carrowbeg [T41,T42] | CARROWBEG |  | 53.8017 | -9.5561
2384150 | MV/LV Substation CA***4150 |  | 20 kV | _ | LV | 50 kVA :Pole Substation | 0.05 | --> | 0.05 | 0 | 0 | Constrained, otherwise capacity available =50 kVA | --> | 0.048 | 0 | 0 | 0 | 0 | Constrained, otherwise capacity available =48 kW | --> | E14 ex BALLINROBE | Ballinrobe [T421,T422] | DALTON |  | 53.72 | -9.2472
281616Z | MV/LV Substation FU***616Z |  | 10 kV | _ | LV | 630 kVA :Building Structure | 0.63 | --> | 0.63 | 0.489 | 4.3 |  | --> | 0.598 | 0 | 0.005 | 0.5 | 0 |  | --> | C17 ex RINGASKIDDY 110KV | Ringaskiddy 110kv [T42] | BARNAHELY |  | 51.8277 | -8.3157
068818X | MV/LV Substation QU***818X |  | 10 kV | _ | LV | 630 kVA :Building Structure | 0.63 | --> | 0.63 | 0.5 | 11.14 |  | --> | 0.598 | 0 | 0 | 0.5 | 0 |  | --> | C18 ex CABRA | Cabra [T101,T102] | FINGLAS |  | 53.3636 | -6.2914
081139Y | MV/LV Substation CA***139Y |  | 10 kV | _ | LV | 200 kVA :Kiosk Substation | 0.2 | --> | 0.2 | 0 | 0 | Constrained, otherwise capacity available =146 kVA | --> | 0.19 | 0 | 0.016 | 0 | 0 | Constrained, otherwise capacity available =171 kW | --> | C12 ex LEIXLIP | Leixlip [T41,T42] | GRIFFINRATH |  | 53.3633 | -6.4832
288175X | MV/LV Substation PH***175X |  | 10 kV | _ | LV | 400 kVA :Kiosk Substation | 0.4 | --> | 0.4 | 0.342 | 1.16 |  | --> | 0.38 | 0 | 0 | 0.373 | 0 |  | --> | C19 ex BREWERY ROAD | Brewery Road [T41,T42] | CARRICKMINES |  | 53.2751 | -6.2044
037047X | MV/LV Substation ES***047X |  | 20 kV | _ | LV | 50 kVA :Pole Substation | 0.05 | --> | 0.05 | 0 | 0 | Constrained, otherwise capacity available =33 kVA | --> | 0.048 | 0 | 0 | 0 | 0 | Constrained, otherwise capacity available =45 kW | --> | C11 ex ENNIS NORTH | Ennis North [T41,T42] | ENNIS |  | 52.9378 | -9.0629
049050Z | MV/LV Substation DO***050Z |  | 20 kV | _ | LV | 200 kVA :Pole Substation | 0.2 | --> | 0.2 | 0.186 | 0.21 |  | --> | 0.19 | 0 | 0 | 0 | 0 | Constrained, otherwise capacity available =188 kW | --> | E13 ex LONGFORD | Longford [T421,T422] | RICHMOND |  | 53.8445 | -7.6072
049729X | MV/LV Substation CO***729X |  | 20 kV | _ | LV | 50 kVA :Pole Substation | 0.05 | --> | 0.05 | 0.045 | 0.21 |  | --> | 0.048 | 0 | 0 | 0 | 0 | Constrained, otherwise capacity available =47 kW | --> | E12 ex LONGFORD | Longford [T421,T422] | RICHMOND |  | 53.7538 | -7.8199
093397Z | MV/LV Substation PA***397Z |  | 10 kV | _ | LV | 400 kVA :Kiosk Substation | 0.4 | --> | 0.4 | 0 | 0 | Constrained, otherwise capacity available =263 kVA | --> | 0.38 | 0 | 0.064 | 0.313 | 0 |  | --> | C17 ex SANTRY | Santry [T41,T42] | FINGLAS |  | 53.4057 | -6.2501
030436 | MV/LV Substation DR***436 |  | 20 kV | _ | LV | 50 kVA :Pole Substation | 0.05 | --> | 0.05 | 0 | 0 | Constrained, otherwise capacity available =43 kVA | --> | 0.048 | 0 | 0.012 | 0 | 0 | Constrained, otherwise capacity available =38 kW | --> | E20 ex FOXHOLE | Foxhole [T421,T422] | DUNGARVAN |  | 51.948 | -7.9887
054049 | MV/LV Substation RI***049 |  | 10 kV | _ | LV | 200 kVA :Pole Substation | 0.2 | --> | 0.2 | 0 | 0 | Constrained, otherwise capacity available =136 kVA | --> | 0.19 | 0 | 0.028 | 0 | 0 | Constrained, otherwise capacity available =160 kW | --> | C15 ex PALLAS | Pallas [T41,T42] | PORTLAOISE |  | 53.0417 | -7.3019
019055 | MV/LV Substation BL***055 |  | 10 kV | _ | LV | 400 kVA :Kiosk Substation | 0.4 | --> | 0.4 | 0.278 | 2.18 |  | --> | 0.38 | 0 | 0.029 | 0 | 0 | Constrained, otherwise capacity available =341 kW | --> | C19 ex BALLYRICKARD | Ballyrickard [T41,T42] | TRALEE |  | 52.276 | -9.7002
019159 | MV/LV Substation KN***159 |  | 10 kV | _ | LV | 50 kVA :Pole Substation | 0.05 | --> | 0.05 | 0.028 | 1.54 |  | --> | 0.048 | 0 | 0 | 0 | 0 | Constrained, otherwise capacity available =44 kW | --> | C22 ex BALLYARD | Ballyard [T41,T42] | TRALEE |  | 52.2255 | -9.8899
082242Z | MV/LV Substation MI***242Z |  | 20 kV | _ | LV | 50 kVA :Pole Substation | 0.05 | --> | 0.05 | 0.048 | 0.64 |  | --> | 0.048 | 0 | 0 | 0 | 0 | Constrained, otherwise capacity available =47 kW | --> | E14 ex RANDALSTOWN | Randalstown [T422] | NAVAN |  | 53.7091 | -6.7472
053151Z | MV/LV Substation TU***151Z |  | 10 kV | _ | LV | 400 kVA :Building Structure | 0.4 | --> | 0.4 | 0 | 0 | Constrained, otherwise capacity available =343 kVA | --> | 0.38 | 0 | 0 | 0.372 | 0 |  | --> | C23 ex CLONMINCH | Clonminch [T41,T422] | THORNSBERRY |  | 53.2694 | -7.4752
068991 | MV/LV Substation RI***991 |  | 10 kV | _ | LV | 400 kVA :Kiosk Substation | 0.4 | --> | 0.4 | 0.251 | 1.86 |  | --> | 0.38 | 0 | 0 | 0.359 | 0 |  | --> | C16 ex FAIRVIEW | Fairview [T41] | MCDERMOTT |  | 53.3661 | -6.2452
238852X | MV/LV Substation RI***852X |  | 20 kV | _ | LV | 400 kVA :Kiosk Substation | 0.4 | --> | 0.4 | 0 | 0 | Constrained, otherwise capacity available =360 kVA | --> | 0.38 | 0 | 0 | 0 | 0 | Constrained, otherwise capacity available =374 kW | --> | E12 ex BALLINROBE | Ballinrobe [T421,T422] | DALTON |  | 53.6202 | -9.2223
029746Y | MV/LV Substation BO***746Y |  | 10 kV | _ | LV | 630 kVA :Kiosk Substation | 0.63 | --> | 0.63 | 0 | 0 | Constrained, otherwise capacity available =493 kVA | --> | 0.598 | 0 | 0.042 | 0.5 | 0 |  | --> | C22 ex MIDLETON | Midleton [T101,T102] | MIDLETON |  | 51.9115 | -8.1828
293809 | MV/LV Substation AR***809 |  | 20 kV | _ | LV | 50 kVA :Pole Substation | 0.05 | --> | 0.05 | 0.045 | 0.43 |  | --> | 0.048 | 0 | 0.005 | 0 | 0 | Constrained, otherwise capacity available =43 kW | --> | E18 ex TULLOW | Tullow [T421,T422] | CARLOW |  | 52.868 | -6.4854
377996 | MV/LV Substation DE***996 |  | 20 kV | _ | LV | 200 kVA :Kiosk Substation | 0.2 | --> | 0.2 | 0 | 0 | Constrained, otherwise capacity available =140 kVA | --> | 0.19 | 0 | 0 | 0 | 0 | Constrained, otherwise capacity available =182 kW | --> | E16 ex GURRANEBANE | Gurranebane [T421,T422] | OUGHTRAGH |  | 51.7582 | -10.0889
366023X | MV/LV Substation NE***023X |  | 20 kV | _ | LV | 50 kVA :Pole Substation | 0.05 | --> | 0.05 | 0.047 | 0.45 |  | --> | 0.048 | 0 | 0 | 0 | 0 | Constrained, otherwise capacity available =47 kW | --> | C16 ex CARRAROE | Carraroe [T42] | SCREEB |  | 53.1002 | -9.5771
017609 | MV/LV Substation WO***609 |  | 10 kV | _ | LV | 50 kVA :Pole Substation | 0.05 | --> | 0.05 | 0.037 | 1.98 |  | --> | 0.048 | 0 | 0.003 | 0 | 0 | Constrained, otherwise capacity available =43 kW | --> | E18 ex RATHKEALE | Rathkeale [T421,T422] | RATHKEALE |  | 52.5286 | -8.9473
062080Y | MV/LV Substation TH***080Y |  | 10 kV | _ | LV | 200 kVA :Kiosk Substation | 0.2 | --> | 0.2 | 0.148 | 3.12 |  | --> | 0.19 | 0 | 0.031 | 0 | 0 | Constrained, otherwise capacity available =160 kW | --> | C21 ex MARSHES | Marshes [T41,T42] | DUNDALK |  | 53.9613 | -6.3693
014033Y | MV/LV Substation LI***033Y |  | 10 kV | _ | LV | 50 kVA :Pole Substation | 0.05 | --> | 0.05 | 0 | 0 | Constrained, otherwise capacity available =50 kVA | --> | 0.048 | 0 | 0 | 0 | 0 | Constrained, otherwise capacity available =48 kW | --> | C14 ex ATHGARVAN | Athgarvan [T41,T44] | NEWBRIDGE |  | 53.1859 | -6.7748
071843 | MV/LV Substation TR***843 |  | 10 kV | _ | LV | 200 kVA :Pole Substation | 0.2 | --> | 0.2 | 0.199 | 5.58 |  | --> | 0.19 | 0 | 0 | 0.19 | 0 |  | --> | C11 ex KILCOOLE | Kilcoole [T41,T42] | FASSAROE |  | 53.0813 | -6.1071
522003 | MV/LV Substation RA***003 |  | 10 kV | _ | LV | 200 kVA :Kiosk Substation | 0.2 | --> | 0.2 | 0 | 0 | Constrained, otherwise capacity available =200 kVA | --> | 0.19 | 0 | 0 | 0 | 0 | Constrained, otherwise capacity available =190 kW | --> | C16 ex MEELICK |  |  |  | 53.0194 | -7.298
063785X | MV/LV Substation DR***785X |  | 10 kV | _ | LV | 100 kVA :Pole Substation | 0.1 | --> | 0.1 | 0 | 0 | Constrained, otherwise capacity available =100 kVA | --> | 0.095 | 0 | 0 | 0 | 0 | Constrained, otherwise capacity available =95 kW | --> | C15 ex STICKILLEN | Stickillen [T41,T42] | DRYBRIDGE |  | 53.8197 | -6.5421
495821 | MV/LV Substation DO***821 |  | 20 kV | _ | LV | 100 kVA :Pole Substation | 0.1 | --> | 0.1 | 0.093 | 1.5 |  | --> | 0.095 | 0 | 0.005 | 0.09 | 0 |  | --> | E17 ex ACHILL | Achill [T422] | CARROWBEG |  | 53.9282 | -10.0193
026567Y | MV/LV Substation ME***567Y |  | 10 kV | _ | LV | 100 kVA :Pole Substation | 0.1 | --> | 0.1 | 0 | 0 | Constrained, otherwise capacity available =87 kVA | --> | 0.095 | 0 | 0.006 | 0 | 0 | Constrained, otherwise capacity available =89 kW | --> | C15 ex KINSALE | Kinsale [T41,T42] | BANDON |  | 51.7081 | -8.52
122897 | MV/LV Substation NU***897 |  | 10 kV | _ | LV | 400 kVA :Kiosk Substation | 0.4 | --> | 0.4 | 0.344 | 4.18 |  | --> | 0.38 | 0 | 0.004 | 0 | 0 | Constrained, otherwise capacity available =369 kW | --> | C19 ex KINGSCOURT | Kingscourt [T41,T42] | MEATH HILL |  | 53.8443 | -6.8037
081361X | MV/LV Substation TH***361X |  | 10 kV | _ | LV | 200 kVA :Kiosk Substation | 0.2 | --> | 0.2 | 0.094 | 7.91 |  | --> | 0.19 | 0 | 0.025 | 0.156 | 0 |  | --> | C22 ex PELLETSTOWN | Pelletstown [T101,T102] | FINGLAS |  | 53.3788 | -6.371
365976 | MV/LV Substation WA***976 |  | 10 kV | _ | LV | 400 kVA :Kiosk Substation | 0.4 | --> | 0.4 | 0 | 0 | Constrained, otherwise capacity available =289 kVA | --> | 0.38 | 0 | 0.017 | 0.352 | 0 |  | --> | C16 ex OLDBAWN | Oldbawn [T41,T42] | COOKSTOWN |  | 53.2829 | -6.3646
0604028 | MV/LV Substation SO***4028 |  | 20 kV | _ | LV | 50 kVA :Pole Substation | 0.05 | --> | 0.05 | 0 | 0 | Constrained, otherwise capacity available =50 kVA | --> | 0.048 | 0 | 0 | 0 | 0 | Constrained, otherwise capacity available =48 kW | --> | C18 ex CLONES | Clones [T41,T42] | SHANKILL |  | 54.1088 | -7.219
050754Y | MV/LV Substation WA***754Y |  | 20 kV | _ | LV | 400 kVA :Kiosk Substation | 0.4 | --> | 0.4 | 0 | 0 | Constrained, otherwise capacity available =374 kVA | --> | 0.38 | 0 | 0.027 | 0 | 0 | Constrained, otherwise capacity available =356 kW | --> | C22 ex ATHLONE | Athlone [T41,T42] | ATHLONE |  | 53.4263 | -8.0053
019338X | MV/LV Substation CU***338X |  | 10 kV | _ | LV | 400 kVA :Kiosk Substation | 0.4 | --> | 0.4 | 0.047 | 0.05 | Constrained, otherwise capacity available =359 kVA | --> | 0.38 | 0 | 0.004 | 0 | 0 | Constrained, otherwise capacity available =371 kW | --> | C20 ex BALLYBEGGAN | Ballybeggan [T43,T44] | TRALEE |  | 52.2684 | -9.6895
093171Z | MV/LV Substation CH***171Z |  | 10 kV | _ | LV | 630 kVA :Kiosk Substation | 0.63 | --> | 0.63 | 0 | 0 | Constrained, otherwise capacity available =466 kVA | --> | 0.598 | 0 | 0.019 | 0.5 | 0 |  | --> | C24 ex POPPINTREE | Poppintree [T101,T102] | FINGLAS |  | 53.404 | -6.2995
196636 | MV/LV Substation WO***636 |  | 20 kV | _ | LV | 100 kVA :Pole Substation | 0.1 | --> | 0.1 | 0.057 | 1.34 |  | --> | 0.095 | 0 | 0.011 | 0 | 0 | Constrained, otherwise capacity available =81 kW | --> | E23 ex ATHBOY | Athboy [T423] | NAVAN |  | 53.5338 | -6.9701
164825X | MV/LV Substation GL***825X |  | 10 kV | _ | LV | 50 kVA :Pole Substation | 0.05 | --> | 0.05 | 0 | 0 | Constrained, otherwise capacity available =50 kVA | --> | 0.048 | 0 | 0 | 0 | 0 | Constrained, otherwise capacity available =48 kW | --> | C15 ex SKIBBEREEN | Skibbereen [T41,T42] | DUNMANWAY |  | 51.5198 | -9.3341
021250Z | MV/LV Substation LE***250Z |  | 10 kV | _ | LV | 200 kVA :Building Structure | 0.2 | --> | 0.2 | 0 | 0 | Constrained, otherwise capacity available =173 kVA | --> | 0.19 | 0 | 0 | 0 | 0 | Constrained, otherwise capacity available =186 kW | --> | C14 ex DENNEHYS CROSS | Dennehys Cross [T41,T42] | TRABEG |  | 51.8959 | -8.5115
054144 | MV/LV Substation GO***144 |  | 20 kV | _ | LV | 100 kVA :Pole Substation | 0.1 | --> | 0.1 | 0 | 0 | Constrained, otherwise capacity available =73 kVA | --> | 0.095 | 0 | 0 | 0 | 0 | Constrained, otherwise capacity available =91 kW | --> | E13 ex ABBEYLEIX | Abbeyleix [T422] | PORTLAOISE |  | 52.9224 | -7.338
0754162 | MV/LV Substation KI***4162 |  | 20 kV | _ | LV | 100 kVA :Pole Substation | 0.1 | --> | 0.1 | 0.1 | 4.38 |  | --> | 0.095 | 0 | 0 | 0.095 | 0 |  | --> | E18 ex CRANE | Crane [T122] | CRANE |  | 52.5 | -6.2773
0824470 | MV/LV Substation CL***4470 |  | 10 kV | _ | LV | 400 kVA :Kiosk Substation | 0.4 | --> | 0.4 | 0.372 | 2.01 |  | --> | 0.38 | 0 | 0.035 | 0 | 0 | Constrained, otherwise capacity available =350 kW | --> | C12 ex ABBEYLAND | Abbeyland [T41,T42] | NAVAN |  | 53.6691 | -6.6932
1604362 | MV/LV Substation RA***4362 |  | 20 kV | _ | LV | 200 kVA :Pole Substation | 0.2 | --> | 0.2 | 0 | 0 | Constrained, otherwise capacity available =193 kVA | --> | 0.19 | 0 | 0 | 0 | 0 | Constrained, otherwise capacity available =189 kW | --> | E11 ex PORTLAOISE |  |  |  | 53.0539 | -7.2025
062012 | MV/LV Substation LO***012 |  | 10 kV | _ | LV | 200 kVA :Kiosk Substation | 0.2 | --> | 0.2 | 0.083 | 0.72 |  | --> | 0.19 | 0 | 0.03 | 0 | 0 | Constrained, otherwise capacity available =151 kW | --> | C15 ex COES ROAD | Coes Road [T41,T42] | DUNDALK |  | 53.9934 | -6.3777
243179X | MV/LV Substation LI***179X |  | 20 kV | _ | LV | 50 kVA :Pole Substation | 0.05 | --> | 0.05 | 0 | 0 | Constrained, otherwise capacity available =41 kVA | --> | 0.048 | 0 | 0 | 0 | 0 | Constrained, otherwise capacity available =46 kW | --> | E17 ex INCH | Inch [T421,T422] | OUGHTRAGH |  | 52.2674 | -10.164
095655X | MV/LV Substation WO***655X |  | 10 kV | _ | LV | 50 kVA :Pole Substation | 0.05 | --> | 0.05 | 0 | 0 | Constrained, otherwise capacity available =50 kVA | --> | 0.048 | 0 | 0 | 0 | 0 | Constrained, otherwise capacity available =47 kW | --> | C15 ex CRANNY | Cranny [T41] | ENNIS |  | 52.7159 | -9.3322
081451Z | MV/LV Substation MO***451Z |  | 10 kV | _ | LV | 400 kVA :Kiosk Substation | 0.4 | --> | 0.4 | 0 | 0 | Constrained, otherwise capacity available =396 kVA | --> | 0.38 | 0 | 0.008 | 0.374 | 0 |  | --> | C34 ex CLONDALKIN | Clondalkin [T41,T42,T44] | INCHICORE 220KV |  | 53.3251 | -6.3763
009193 | MV/LV Substation BA***193 |  | 10 kV | _ | LV | 630 kVA :Kiosk Substation | 0.63 | --> | 0.63 | 0 | 0 | Constrained, otherwise capacity available =528 kVA | --> | 0.598 | 0 | 0.011 | 0 | 0 | Constrained, otherwise capacity available =576 kW | --> | C21 ex WATERFORD IND EST | Waterford Ind Est [T41,T42,T44] | BUTLERSTOWN |  | 52.2436 | -7.1385
305598 | MV/LV Substation S ***598 |  | 10 kV | _ | LV | 200 kVA :Pole Substation | 0.2 | --> | 0.2 | 0.192 | 0.3 |  | --> | 0.19 | 0 | 0.005 | 0 | 0 | Constrained, otherwise capacity available =185 kW | --> | C16 ex BANAGHER | Banagher [T41,T42] | DALLOW |  | 53.1868 | -7.9891
1544374 | MV/LV Substation CH***4374 |  | 10 kV | _ | LV | 630 kVA :Kiosk Substation | 0.63 | --> | 0.63 | 0 | 0 | Constrained, otherwise capacity available =618 kVA | --> | 0.598 | 0 | 0 | 0.5 | 0 |  | --> | C43 ex COLLEGE PARK | College Park [T101,T102,T103] | COLLEGE PARK |  | 53.4124 | -6.3917
011925Z | MV/LV Substation WA***925Z |  | 10 kV | _ | LV | 100 kVA :Pole Substation | 0.1 | --> | 0.1 | 0 | 0 | Constrained, otherwise capacity available =77 kVA | --> | 0.095 | 0 | 0 | 0 | 0 | Constrained, otherwise capacity available =92 kW | --> | C24 ex GORESBRIDGE | Goresbridge [T41,T42] | KILKENNY |  | 52.6245 | -7.0568
461621 | MV/LV Substation HO***621 |  | 10 kV | _ | LV | 1000 kVA :Kiosk Substation | 1 | --> | 1 | 0 | 0.74 |  | --> | 0.95 | 0 | 0 | 0 | 0 | Constrained, otherwise capacity available =616 kW | --> | C18 ex RAHANS | Rahans [T41] | MOY |  | 54.0982 | -9.1602
1604102 | MV/LV Substation CA***4102 |  | 10 kV | _ | LV | 50 kVA :Pole Substation | 0.05 | --> | 0.05 | 0 | 0 | Constrained, otherwise capacity available =42 kVA | --> | 0.048 | 0 | 0 | 0 | 0 | Constrained, otherwise capacity available =46 kW | --> | C16 ex PALLAS | Pallas [T41,T42] | PORTLAOISE |  | 53.0703 | -7.4167
064408 | MV/LV Substation CA***408 |  | 10 kV | _ | LV | 50 kVA :Pole Substation | 0.05 | --> | 0.05 | 0 | 0 | Constrained, otherwise capacity available =39 kVA | --> | 0.048 | 0 | 0 | 0 | 0 | Constrained, otherwise capacity available =46 kW | --> | C13 ex DRYBRIDGE | Drybridge [T41,T42] | DRYBRIDGE |  | 53.754 | -6.3493
1544287 | MV/LV Substation SV***4287 |  | 10 kV | _ | LV | 1000 kVA :Building Structure | 1 | --> | 1 | 0 | 0 | Constrained, otherwise capacity available =1000 kVA | --> | 0.95 | 0 | 0 | 0.5 | 0 |  | --> | C22 ex MACETOWN | Macetown [T101,T102] | MACETOWN |  | 53.3894 | -6.4388
082801 | MV/LV Substation CL***801 |  | 20 kV | _ | LV | 50 kVA :Pole Substation | 0.05 | --> | 0.05 | 0 | 0 | Constrained, otherwise capacity available =42 kVA | --> | 0.048 | 0 | 0 | 0 | 0 | Constrained, otherwise capacity available =46 kW | --> | E11 ex ACADEMY STREET | Academy Street [T421,T422,T44] | NAVAN |  | 53.5263 | -6.5742
020552 | MV/LV Substation BA***552 |  | 10 kV | _ | LV | 50 kVA :Pole Substation | 0.05 | --> | 0.05 | 0 | 0 | Constrained, otherwise capacity available =45 kVA | --> | 0.048 | 0 | 0 | 0 | 0 | Constrained, otherwise capacity available =47 kW | --> | C17 ex COOLCORCORAN | Coolcorcoran [T41,T42] | KNOCKEARAGH |  | 52.1194 | -9.5641
018133 | MV/LV Substation TA***133 |  | 20 kV | _ | LV | 400 kVA :Kiosk Substation | 0.4 | --> | 0.4 | 0.371 | 3.75 |  | --> | 0.38 | 0 | 0 | 0 | 0 | Constrained, otherwise capacity available =376 kW | --> | C14 ex SMEARLA | Smearla [T41,T42] | TRIEN |  | 52.5743 | -9.3823
293184X | MV/LV Substation HI***184X |  | 20 kV | _ | LV | 200 kVA :Pole Substation | 0.2 | --> | 0.2 | 0 | 0 | Constrained, otherwise capacity available =194 kVA | --> | 0.19 | 0 | 0.004 | 0 | 0 | Constrained, otherwise capacity available =186 kW | --> | E13 ex SHILLELAGH | Shillelagh [T421,T422] | CARLOW |  | 52.7645 | -6.5593
111046Z | MV/LV Substation SH***046Z |  | 10 kV | _ | LV | 200 kVA :Kiosk Substation | 0.2 | --> | 0.2 | 0 | 3.64 |  | --> | 0.19 | 0 | 0 | 0 | 0 | Constrained, otherwise capacity available =159 kW | --> | C18 ex CASTLETOWNBERE | Castletownbere [T42] | BALLYLICKY |  | 51.6486 | -9.9009
151467X | MV/LV Substation IR***467X |  | 10 kV | _ | LV | 150 kVA :Pole Substation | 0.15 | --> | 0.15 | 0 | 0 | Constrained, otherwise capacity available =143 kVA | --> | 0.142 | 0 | 0 | 0 | 0 | Constrained, otherwise capacity available =142 kW | --> | C25 ex GARRYSPILLANE | Garryspillane [T41] | TIPPERARY |  | 52.4351 | -8.4039
017563Y | MV/LV Substation LA***563Y |  | 10 kV | _ | LV | 50 kVA :Pole Substation | 0.05 | --> | 0.05 | 0.016 | 1.58 |  | --> | 0.048 | 0 | 0 | 0 | 0 | Constrained, otherwise capacity available =43 kW | --> | C18 ex FOYNES | Foynes [T41,T42] | RATHKEALE |  | 52.6139 | -9.0635
365910X | MV/LV Substation BA***910X |  | 10 kV | _ | LV | 400 kVA :Building Structure | 0.4 | --> | 0.4 | 0 | 0 | Constrained, otherwise capacity available =382 kVA | --> | 0.38 | 0 | 0 | 0.378 | 0 |  | --> | C19 ex WHITESTOWN | Whitestown [T41,T42] | COOKSTOWN |  | 53.2781 | -6.379
154769 | MV/LV Substation CA***769 |  | 10 kV | _ | LV | 400 kVA :Kiosk Substation | 0.4 | --> | 0.4 | 0 | 0 | Constrained, otherwise capacity available =225 kVA | --> | 0.38 | 0 | 0.007 | 0 | 0 | Constrained, otherwise capacity available =350 kW | --> | C14 ex COOLMINE | Coolmine [T41,T42] | FINGLAS |  | 53.3839 | -6.4112
293632Z | MV/LV Substation EU***632Z |  | 20 kV | _ | LV | 100 kVA :Pole Substation | 0.1 | --> | 0.1 | 0.1 | 2.83 |  | --> | 0.095 | 0 | 0 | 0 | 0 | Constrained, otherwise capacity available =95 kW | --> | E18 ex BAGENALSTOWN | Bagenalstown [T421,T422] | CARLOW |  | 52.7022 | -6.9004
015611Z | MV/LV Substation NU***611Z |  | 10 kV | _ | LV | 200 kVA :Kiosk Substation | 0.2 | --> | 0.2 | 0.148 | 12.6 |  | --> | 0.19 | 0 | 0.003 | 0.181 | 0 |  | --> | C22 ex MONREAD | Monread [T101,T102] | MONREAD |  | 53.2244 | -6.6651
060352Y | MV/LV Substation CO***352Y |  | 10 kV | _ | LV | 50 kVA :Pole Substation | 0.05 | --> | 0.05 | 0.048 | 2.57 |  | --> | 0.048 | 0 | 0 | 0 | 0 | Constrained, otherwise capacity available =47 kW | --> | C17 ex ERRIGAL | Errigal [T41,T422] | SHANKILL |  | 54.0767 | -7.0956
081063Y | MV/LV Substation RI***063Y |  | 10 kV | _ | LV | 400 kVA :Kiosk Substation | 0.4 | --> | 0.4 | 0 | 0 | Constrained, otherwise capacity available =310 kVA | --> | 0.38 | 0 | 0.041 | 0 | 0 | Constrained, otherwise capacity available =337 kW | --> | C12 ex LEIXLIP | Leixlip [T41,T42] | GRIFFINRATH |  | 53.3725 | -6.4917
288056 | MV/LV Substation AC***056 |  | 10 kV | _ | LV | 400 kVA :Kiosk Substation | 0.4 | --> | 0.4 | 0 | 0 | Constrained, otherwise capacity available =338 kVA | --> | 0.38 | 0 | 0.038 | 0.343 | 0 |  | --> | C25 ex DUNDRUM | Dundrum [T41,T42] | BLACKROCK |  | 53.2831 | -6.2549
281539Z | MV/LV Substation GR***539Z |  | 20 kV | _ | LV | 400 kVA :Kiosk Substation | 0.4 | --> | 0.4 | 0.341 | 17.47 |  | --> | 0.38 | 0 | 0.007 | 0.367 | 0 |  | --> | E12 ex COOLROE | Coolroe [T121,T122] | COOLROE |  | 51.8735 | -8.6498
122942 | MV/LV Substation KI***942 |  | 10 kV | _ | LV | 50 kVA :Pole Substation | 0.05 | --> | 0.05 | 0.04 | 4.18 |  | --> | 0.048 | 0 | 0.004 | 0 | 0 | Constrained, otherwise capacity available =43 kW | --> | C18 ex KINGSCOURT | Kingscourt [T41,T42] | MEATH HILL |  | 53.8995 | -6.8073
281891 | MV/LV Substation HI***891 |  | 10 kV | _ | LV | 400 kVA :Kiosk Substation | 0.4 | --> | 0.4 | 0.312 | 5.49 |  | --> | 0.38 | 0 | 0.03 | 0.346 | 0 |  | --> | C19 ex TRABEG | Trabeg [T101,T102] | TRABEG |  | 51.8662 | -8.448
011677Z | MV/LV Substation RO***677Z |  | 10 kV | _ | LV | 400 kVA :Kiosk Substation | 0.4 | --> | 0.4 | 0 | 0 | Constrained, otherwise capacity available =292 kVA | --> | 0.38 | 0 | 0.024 | 0 | 0 | Constrained, otherwise capacity available =347 kW | --> | C19 ex ROSEHILL | Rosehill [T41,T42] | KILKENNY |  | 52.6408 | -7.2586
093464Z | MV/LV Substation CL***464Z |  | 10 kV | _ | LV | 1000 kVA :Building Structure | 1 | --> | 1 | 0 | 0 | Constrained, otherwise capacity available =866 kVA | --> | 0.95 | 0 | 0 | 0 | 0 | Constrained, otherwise capacity available =932 kW | --> | C15 ex CLONSHAUGH | Clonshaugh [T41,T42] | FINGLAS |  | 53.4055 | -6.2232
281010 | MV/LV Substation RO***010 |  | 10 kV | _ | LV | 630 kVA :Kiosk Substation | 0.63 | --> | 0.63 | 0 | 0 | Constrained, otherwise capacity available =500 kVA | --> | 0.598 | 0 | 0.017 | 0 | 0 | Constrained, otherwise capacity available =568 kW | --> | C12 ex TOGHER | Togher [T41,T42] | TRABEG |  | 51.8803 | -8.4913
254453 | MV/LV Substation CA***453 |  | 20 kV | _ | LV | 50 kVA :Pole Substation | 0.05 | --> | 0.05 | 0 | 0 | Constrained, otherwise capacity available =44 kVA | --> | 0.048 | 0 | 0 | 0 | 0 | Constrained, otherwise capacity available =47 kW | --> | C23 ex TUAM NORTH | Tuam North [T41,T42] | CLOON |  | 53.537 | -8.721
288147X | MV/LV Substation CL***147X |  | 10 kV | _ | LV | 400 kVA :Kiosk Substation | 0.4 | --> | 0.4 | 0 | 0 | Constrained, otherwise capacity available =317 kVA | --> | 0.38 | 0 | 0.006 | 0.364 | 0 |  | --> | C17 ex SANDYFORD | Sandyford [T41,T42] | CARRICKMINES |  | 53.263 | -6.2223
021449 | MV/LV Substation WA***449 |  | 20 kV | _ | LV | 200 kVA :Pole Substation | 0.2 | --> | 0.2 | 0 | 0 | Constrained, otherwise capacity available =107 kVA | --> | 0.19 | 0 | 0.005 | 0.173 | 0 |  | --> | C11 ex RIVERSTOWN | Riverstown [T41,T42] | KILBARRY |  | 52.0122 | -8.344
160940Y | MV/LV Substation CO***940Y |  | 10 kV | _ | LV | 630 kVA :Kiosk Substation | 0.63 | --> | 0.63 | 0 | 0 | Constrained, otherwise capacity available =561 kVA | --> | 0.598 | 0 | 0 | 0 | 0 | Constrained, otherwise capacity available =589 kW | --> | C15 ex MOUNTMELLICK | Mountmellick [T41,T42] | PORTLAOISE |  | 53.1196 | -7.3275
1544035 | MV/LV Substation TY***4035 |  | 10 kV | _ | LV | 400 kVA :Kiosk Substation | 0.4 | --> | 0.4 | 0 | 0 | Constrained, otherwise capacity available =358 kVA | --> | 0.38 | 0 | 0 | 0.374 | 0 |  | --> | C39 ex COLLEGE PARK | College Park [T101,T102,T103] | COLLEGE PARK |  | 53.4224 | -6.3818
066267 | MV/LV Substation WI***267 |  | 10 kV | _ | LV | 150 kVA :Pole Substation | 0.15 | --> | 0.15 | 0 | 0 | Constrained, otherwise capacity available =142 kVA | --> | 0.142 | 0 | 0.005 | 0.138 | 0 |  | --> | C20 ex SUTTON | Sutton [T41,T42] | GRANGE (DR) |  | 53.3689 | -6.0669
365786X | MV/LV Substation DO***786X |  | 10 kV | _ | LV | 630 kVA :Building Structure | 0.63 | --> | 0.63 | 0 | 0 | Constrained, otherwise capacity available =582 kVA | --> | 0.598 | 0 | 0 | 0.5 | 0 |  | --> | C18 ex FORTUNESTOWN | Fortunestown [T101,T102] | INCHICORE 220KV |  | 53.289 | -6.4304
164026 | MV/LV Substation AU***026 |  | 10 kV | _ | LV | 200 kVA :Pole Substation | 0.2 | --> | 0.2 | 0 | 0 | Constrained, otherwise capacity available =194 kVA | --> | 0.19 | 0 | 0 | 0 | 0 | Constrained, otherwise capacity available =189 kW | --> | C22 ex SKIBBEREEN | Skibbereen [T41,T42] | DUNMANWAY |  | 51.5399 | -9.3862
137833 | MV/LV Substation CL***833 |  | 10 kV | _ | LV | 100 kVA :Pole Substation | 0.1 | --> | 0.1 | 0.082 | 3.74 |  | --> | 0.095 | 0 | 0 | 0 | 0 | Constrained, otherwise capacity available =92 kW | --> | C11 ex KILFLYNN | Kilflynn [T41,T42] | TRALEE |  | 52.3414 | -9.6822
066306Z | MV/LV Substation JO***306Z |  | 20 kV | _ | LV | 100 kVA :Pole Substation | 0.1 | --> | 0.1 | 0 | 0 | Constrained, otherwise capacity available =94 kVA | --> | 0.095 | 0 | 0 | 0 | 0 | Constrained, otherwise capacity available =94 kW | --> | E21 ex ASHBOURNE | Ashbourne [T421,T422] | FINGLAS |  | 53.5245 | -6.3435
062594 | MV/LV Substation M/***594 |  | 20 kV | _ | LV | 50 kVA :Pole Substation | 0.05 | --> | 0.05 | 0.037 | 3.47 |  | --> | 0.048 | 0 | 0.004 | 0 | 0 | Constrained, otherwise capacity available =43 kW | --> | E15 ex BUSH | Bush [T421,T422] | DUNDALK |  | 54.0163 | -6.1541
1604213 | MV/LV Substation TR***4213 |  | 10 kV | _ | LV | 400 kVA :Building Structure | 0.4 | --> | 0.4 | 0 | 0 | Constrained, otherwise capacity available =358 kVA | --> | 0.38 | 0 | 0.178 | 0 | 0 | Constrained, otherwise capacity available =242 kW | --> | C23 ex PORTARLINGTON | Portarlington [T43] | BLAKE |  | 53.1516 | -7.1669
214570 | MV/LV Substation BA***570 |  | 10 kV | _ | LV | 50 kVA :Pole Substation | 0.05 | --> | 0.05 | 0 | 0 | Constrained, otherwise capacity available =37 kVA | --> | 0.048 | 0 | 0.005 | 0 | 0 | Constrained, otherwise capacity available =42 kW | --> | C15 ex DRUMQUIN | Drumquin [T42] | ENNIS |  | 52.7178 | -9.0685
059451X | MV/LV Substation CR***451X |  | 20 kV | _ | LV | 200 kVA :Pole Substation | 0.2 | --> | 0.2 | 0 | 0 | Constrained, otherwise capacity available =186 kVA | --> | 0.19 | 0 | 0 | 0 | 0 | Constrained, otherwise capacity available =188 kW | --> | E19 ex CAVAN | Cavan [T42,T421] | SHANKILL |  | 53.9549 | -7.4324
305840 | MV/LV Substation LE***840 |  | 20 kV | _ | LV | 50 kVA :Pole Substation | 0.05 | --> | 0.05 | 0.05 | 4.61 |  | --> | 0.048 | 0 | 0 | 0 | 0 | Constrained, otherwise capacity available =48 kW | --> | E14 ex LUMCLOON | Lumcloon [T421,T422] | DALLOW |  | 53.233 | -7.7342
017002 | MV/LV Substation MA***002 |  | 20 kV | _ | LV | 200 kVA :Kiosk Substation | 0.2 | --> | 0.2 | 0.03 | 1.98 |  | --> | 0.19 | 0 | 0.016 | 0 | 0 | Constrained, otherwise capacity available =154 kW | --> | E14 ex RATHKEALE | Rathkeale [T421,T422] | RATHKEALE |  | 52.5197 | -8.7169
032500X | MV/LV Substation WE***500X |  | 10 kV | _ | LV | 200 kVA :Kiosk Substation | 0.2 | --> | 0.2 | 0 | 0 | Constrained, otherwise capacity available =158 kVA | --> | 0.19 | 0 | 0.005 | 0 | 0 | Constrained, otherwise capacity available =180 kW | --> | C12 ex TRAMORE | Tramore [T41,T42] | BUTLERSTOWN |  | 52.1618 | -7.1674
099261X | MV/LV Substation LE***261X |  | 10 kV | _ | LV | 100 kVA :Pole Substation | 0.1 | --> | 0.1 | 0 | 0 | Constrained, otherwise capacity available =100 kVA | --> | 0.095 | 0 | 0 | 0 | 0 | Constrained, otherwise capacity available =95 kW | --> | C20 ex CULLION | Cullion [T41,T42] | LETTERKENNY |  | 54.8989 | -7.7262
081570Y | MV/LV Substation WE***570Y |  | 10 kV | _ | LV | 200 kVA :Kiosk Substation | 0.2 | --> | 0.2 | 0 | 0 | Constrained, otherwise capacity available =110 kVA | --> | 0.19 | 0 | 0.04 | 0 | 0 | Constrained, otherwise capacity available =148 kW | --> | C15 ex LEIXLIP | Leixlip [T41,T42] | GRIFFINRATH |  | 53.355 | -6.4736
052937Z | MV/LV Substation CA***937Z |  | 20 kV | _ | LV | 50 kVA :Pole Substation | 0.05 | --> | 0.05 | 0 | 0 | Constrained, otherwise capacity available =49 kVA | --> | 0.048 | 0 | 0 | 0 | 0 | Constrained, otherwise capacity available =47 kW | --> | E14 ex BALLINDERRY | Ballinderry [T41,T422] | MULLINGAR |  | 53.4173 | -7.3083
002060 | MV/LV Substation OL***060 |  | 10 kV | _ | LV | 400 kVA :Building Structure | 0.4 | --> | 0.4 | 0.132 | 4.51 |  | --> | 0.38 | 0 | 0.023 | 0.326 | 0 |  | --> | C16 ex BOGHALL ROAD | Boghall Road [T41,T42] | FASSAROE |  | 53.1884 | -6.1208
064287Y | MV/LV Substation LA***287Y |  | 10 kV | _ | LV | 200 kVA :Pole Substation | 0.2 | --> | 0.2 | 0 | 0 | Constrained, otherwise capacity available =184 kVA | --> | 0.19 | 0 | 0 | 0 | 0 | Constrained, otherwise capacity available =188 kW | --> | C12 ex DRYBRIDGE | Drybridge [T41,T42] | DRYBRIDGE |  | 53.7226 | -6.3782
039033 | MV/LV Substation KI***033 |  | 10 kV | _ | LV | 1000 kVA :Kiosk Substation | 1 | --> | 1 | 0.282 | 3.45 |  | --> | 0.95 | 0 | 0.01 | 0.5 | 0 |  | --> | C17 ex TRIMMS LANE | Trimms Lane [T41,T42] | SALTHILL |  | 53.271 | -9.0548
081098Y | MV/LV Substation TH***098Y |  | 10 kV | _ | LV | 200 kVA :Kiosk Substation | 0.2 | --> | 0.2 | 0 | 0 | Constrained, otherwise capacity available =112 kVA | --> | 0.19 | 0 | 0.036 | 0 | 0 | Constrained, otherwise capacity available =151 kW | --> | C17 ex CELBRIDGE | Celbridge [T41,T42] | GRIFFINRATH |  | 53.345 | -6.5357
355011X | MV/LV Substation CA***011X |  | 10 kV | _ | LV | 50 kVA :Pole Substation | 0.05 | --> | 0.05 | 0.044 | 0.06 |  | --> | 0.048 | 0 | 0 | 0 | 0 | Constrained, otherwise capacity available =47 kW | --> | C15 ex TUBBERCURRY | Tubbercurry [T41,T42] | TONROE |  | 54.0636 | -8.7247
288058 | MV/LV Substation OR***058 |  | 10 kV | _ | LV | 400 kVA :Kiosk Substation | 0.4 | --> | 0.4 | 0 | 0 | Constrained, otherwise capacity available =255 kVA | --> | 0.38 | 0 | 0.063 | 0.313 | 0 |  | --> | C25 ex DUNDRUM | Dundrum [T41,T42] | BLACKROCK |  | 53.2883 | -6.2517
154628 | MV/LV Substation PA***628 |  | 10 kV | _ | LV | 400 kVA :Kiosk Substation | 0.4 | --> | 0.4 | 0 | 0 | Constrained, otherwise capacity available =241 kVA | --> | 0.38 | 0 | 0.004 | 0.355 | 0 |  | --> | C14 ex MACETOWN | Macetown [T101,T102] | MACETOWN |  | 53.4079 | -6.3934
062013Y | MV/LV Substation MC***013Y |  | 10 kV | _ | LV | 200 kVA :Kiosk Substation | 0.2 | --> | 0.2 | 0.191 | 0.72 |  | --> | 0.19 | 0 | 0 | 0 | 0 | Constrained, otherwise capacity available =189 kW | --> | C16 ex COES ROAD | Coes Road [T41,T42] | DUNDALK |  | 53.9999 | -6.3824
054786Y | MV/LV Substation RA***786Y |  | 20 kV | _ | LV | 100 kVA :Pole Substation | 0.1 | --> | 0.1 | 0 | 0 | Constrained, otherwise capacity available =97 kVA | --> | 0.095 | 0 | 0 | 0 | 0 | Constrained, otherwise capacity available =95 kW | --> | E19 ex PORTLAOISE | Portlaoise [T423,T424] | PORTLAOISE |  | 53.018 | -7.2734
160023Y | MV/LV Substation ST***023Y |  | 10 kV | _ | LV | 45 kVA :Pole Substation | 0.045 | --> | 0.045 | 0 | 0 | Constrained, otherwise capacity available =39 kVA | --> | 0.043 | 0 | 0.004 | 0 | 0 | Constrained, otherwise capacity available =39 kW | --> | C20 ex MOUNTMELLICK | Mountmellick [T41,T42] | PORTLAOISE |  | 53.0737 | -7.2744
0044168 | MV/LV Substation CO***4168 |  | 10 kV | _ | LV | 400 kVA :Kiosk Substation | 0.4 | --> | 0.4 | 0.4 | 18.08 |  | --> | 0.38 | 0 | 0 | 0.38 | 0 |  | --> | C22 ex ARKLOW | Arklow [T101,T102] | ARKLOW |  | 52.7996 | -6.1767
042494X | MV/LV Substation BA***494X |  | 20 kV | _ | LV | 50 kVA :Pole Substation | 0.05 | --> | 0.05 | 0 | 0 | Constrained, otherwise capacity available =39 kVA | --> | 0.048 | 0 | 0 | 0 | 0 | Constrained, otherwise capacity available =46 kW | --> | E17 ex WINDSOR | Windsor [T421,T422] | CASTLEBAR |  | 53.8041 | -9.1339
281214Z | MV/LV Substation CL***214Z |  | 10 kV | _ | LV | 400 kVA :Kiosk Substation | 0.4 | --> | 0.4 | 0 | 0 | Constrained, otherwise capacity available =319 kVA | --> | 0.38 | 0 | 0.01 | 0 | 0 | Constrained, otherwise capacity available =361 kW | --> | C13 ex DOUGLAS | Douglas [T41,T42] | TRABEG |  | 51.874 | -8.4347
266768 | MV/LV Substation MA***768 |  | 20 kV | _ | LV | 200 kVA :Pole Substation | 0.2 | --> | 0.2 | 0 | 0 | Constrained, otherwise capacity available =107 kVA | --> | 0.19 | 0 | 0.021 | 0 | 0 | Constrained, otherwise capacity available =161 kW | --> | E17 ex CARNDONAGH | Carndonagh [T421,T422] | TRILLICK |  | 55.2956 | -7.2602
066140Y | MV/LV Substation FO***140Y |  | 10 kV | _ | LV | 50 kVA :Pole Substation | 0.05 | --> | 0.05 | 0 | 0 | Constrained, otherwise capacity available =41 kVA | --> | 0.048 | 0 | 0 | 0 | 0 | Constrained, otherwise capacity available =46 kW | --> | E17 ex GLASMORE | Glasmore [T421,T422] | GLASMORE |  | 53.4492 | -6.2271
095011 | MV/LV Substation KI***011 |  | 10 kV | _ | LV | 200 kVA :Kiosk Substation | 0.2 | --> | 0.2 | 0.004 | 0.7 |  | --> | 0.19 | 0 | 0.021 | 0 | 0 | Constrained, otherwise capacity available =146 kW | --> | C14 ex KILRUSH | Kilrush [T41,T42] | TULLABRACK |  | 52.6411 | -9.4868
034874X | MV/LV Substation MO***874X |  | 10 kV | _ | LV | 200 kVA :Kiosk Substation | 0.2 | --> | 0.2 | 0.162 | 0.57 |  | --> | 0.19 | 0 | 0.018 | 0 | 0 | Constrained, otherwise capacity available =171 kW | --> | E25 ex LAWLESSTOWN | Lawlesstown [T42,T421] | DOON |  | 52.3632 | -7.6637
288152 | MV/LV Substation WE***152 |  | 10 kV | _ | LV | 400 kVA :Kiosk Substation | 0.4 | --> | 0.4 | 0.29 | 1.16 |  | --> | 0.38 | 0 | 0.064 | 0.317 | 0 |  | --> | C21 ex BREWERY ROAD | Brewery Road [T41,T42] | CARRICKMINES |  | 53.276 | -6.2276
074961 | MV/LV Substation LO***961 |  | 20 kV | _ | LV | 50 kVA :Pole Substation | 0.05 | --> | 0.05 | 0 | 0 | Constrained, otherwise capacity available =48 kVA | --> | 0.048 | 0 | 0 | 0 | 0 | Constrained, otherwise capacity available =47 kW | --> | C14 ex CARRICK ON SHANNON | Carrick On Shannon [T41,T42] | CARRICK ON SHANNON |  | 53.9931 | -8.056
0524857 | MV/LV Substation GA***4857 |  | 20 kV | _ | LV | 630 kVA :Kiosk Substation | 0.63 | --> | 0.63 | 0 | 0 | Constrained, otherwise capacity available =630 kVA | --> | 0.598 | 0 | 0 | 0 | 0 | Constrained, otherwise capacity available =598 kW | --> | E20 ex BALLINDERRY | Ballinderry [T41,T422] | MULLINGAR |  | 53.3991 | -7.3237
377454 | MV/LV Substation ST***454 |  | 20 kV | _ | LV | 50 kVA :Pole Substation | 0.05 | --> | 0.05 | 0 | 0 | Constrained, otherwise capacity available =40 kVA | --> | 0.048 | 0 | 0.005 | 0 | 0 | Constrained, otherwise capacity available =42 kW | --> | E12 ex GURRANEBANE | Gurranebane [T421,T422] | OUGHTRAGH |  | 51.9629 | -10.1775
064138Y | MV/LV Substation PU***138Y |  | 20 kV | _ | LV | 200 kVA :Pole Substation | 0.2 | --> | 0.2 | 0 | 0 | Constrained, otherwise capacity available =152 kVA | --> | 0.19 | 0 | 0 | 0 | 0 | Constrained, otherwise capacity available =183 kW | --> | E17 ex DULEEK | Duleek [T421,T422] | DRYBRIDGE |  | 53.6155 | -6.4829
0544193 | MV/LV Substation MO***4193 |  | 10 kV | _ | LV | 50 kVA :Pole Substation | 0.05 | --> | 0.05 | 0 | 0 | Constrained, otherwise capacity available =44 kVA | --> | 0.048 | 0 | 0 | 0 | 0 | Constrained, otherwise capacity available =47 kW | --> | C11 ex MOUNTRATH | Mountrath [T41,T42] | PORTLAOISE |  | 52.9905 | -7.4712
276279 | MV/LV Substation CA***279 |  | 10 kV | _ | LV | 100 kVA :Pole Substation | 0.1 | --> | 0.1 | 0.091 | 0.76 |  | --> | 0.095 | 0 | 0.015 | 0 | 0 | Constrained, otherwise capacity available =83 kW | --> | C18 ex WOODFORD | Woodford [T41,T42] | KNOCKEARAGH |  | 52.0383 | -9.4961
008991Y | MV/LV Substation BA***991Y |  | 10 kV | _ | LV | 100 kVA :Pole Substation | 0.1 | --> | 0.1 | 0.091 | 0.2 |  | --> | 0.095 | 0 | 0 | 0 | 0 | Constrained, otherwise capacity available =94 kW | --> | E16 ex BEALISTOWN | Bealistown [T421,T422] | GREAT ISLAND |  | 52.2176 | -6.9181
037096 | MV/LV Substation CO***096 |  | 10 kV | _ | LV | 400 kVA :Kiosk Substation | 0.4 | --> | 0.4 | 0.338 | 13.05 |  | --> | 0.38 | 0 | 0 | 0.372 | 0 |  | --> | C17 ex ENNIS | Ennis [T101,T102] | ENNIS |  | 52.8575 | -8.9734
0674009 | MV/LV Substation GR***4009 |  | 10 kV | _ | LV | 630 kVA :Building Structure | 0.63 | --> | 0.63 | 0 | 0 | Constrained, otherwise capacity available =575 kVA | --> | 0.598 | 0 | 0 | 0 | 0 | Constrained, otherwise capacity available =591 kW | --> | C20 ex DOCK ROAD | Dock Road [T41,T42] | LIMERICK |  | 52.6488 | -8.6593
029553X | MV/LV Substation CA***553X |  | 10 kV | _ | LV | 50 kVA :Pole Substation | 0.05 | --> | 0.05 | 0 | 0 | Constrained, otherwise capacity available =43 kVA | --> | 0.048 | 0 | 0 | 0 | 0 | Constrained, otherwise capacity available =46 kW | --> | C32 ex CLOYNE | Cloyne [T41] | MIDLETON |  | 51.8445 | -8.1295
062557Y | MV/LV Substation SA***557Y |  | 10 kV | _ | LV | 200 kVA :Kiosk Substation | 0.2 | --> | 0.2 | 0.173 | 2.33 |  | --> | 0.19 | 0 | 0 | 0 | 0 | Constrained, otherwise capacity available =186 kW | --> | C18 ex DUNDALK | Dundalk [T41,T42] | DUNDALK |  | 54.0188 | -6.4213
008958X | MV/LV Substation L ***958X |  | 10 kV | _ | LV | 630 kVA :Kiosk Substation | 0.63 | --> | 0.63 | 0 | 0 | Constrained, otherwise capacity available =560 kVA | --> | 0.598 | 0 | 0 | 0 | 0 | Constrained, otherwise capacity available =589 kW | --> | C18 ex KNOCKMULLEN | Knockmullen [T42,T421] | GREAT ISLAND |  | 52.3943 | -6.9457
154651Z | MV/LV Substation CA***651Z |  | 10 kV | _ | LV | 400 kVA :Kiosk Substation | 0.4 | --> | 0.4 | 0 | 0 | Constrained, otherwise capacity available =355 kVA | --> | 0.38 | 0 | 0 | 0.374 | 0 |  | --> | C14 ex MACETOWN | Macetown [T101,T102] | MACETOWN |  | 53.4044 | -6.405
244509 | MV/LV Substation FA***509 |  | 20 kV | _ | LV | 50 kVA :Pole Substation | 0.05 | --> | 0.05 | 0 | 0 | Constrained, otherwise capacity available =36 kVA | --> | 0.048 | 0 | 0 | 0 | 0 | Constrained, otherwise capacity available =46 kW | --> | E21 ex MILLTOWN (SR) | Milltown (sr) [T421,T422] | OUGHTRAGH |  | 52.1072 | -9.6366
071893 | MV/LV Substation WE***893 |  | 10 kV | _ | LV | 400 kVA :Kiosk Substation | 0.4 | --> | 0.4 | 0.362 | 5.58 |  | --> | 0.38 | 0 | 0.021 | 0.359 | 0 |  | --> | C12 ex KILCOOLE | Kilcoole [T41,T42] | FASSAROE |  | 53.1077 | -6.0613
012752X | MV/LV Substation EA***752X |  | 20 kV | _ | LV | 400 kVA :Kiosk Substation | 0.4 | --> | 0.4 | 0.361 | 2.83 |  | --> | 0.38 | 0 | 0.009 | 0 | 0 | Constrained, otherwise capacity available =368 kW | --> | E12 ex BAGENALSTOWN | Bagenalstown [T421,T422] | CARLOW |  | 52.7022 | -6.9656
067208Y | MV/LV Substation SH***208Y |  | 20 kV | _ | LV | 200 kVA :Pole Substation | 0.2 | --> | 0.2 | 0.2 | 13.8 |  | --> | 0.19 | 0 | 0 | 0.19 | 0 |  | --> | C14 ex SINGLAND | Singland [T101,T102] | SINGLAND |  | 52.6182 | -8.5722
1204252 | MV/LV Substation RO***4252 |  | 20 kV | _ | LV | 400 kVA :Kiosk Substation | 0.4 | --> | 0.4 | 0.273 | 3.5 |  | --> | 0.38 | 0 | 0.043 | 0 | 0 | Constrained, otherwise capacity available =330 kW | --> | E12 ex DUNFIRTH | Dunfirth [T122] | DUNFIRTH |  | 53.4107 | -6.8185
0644470 | MV/LV Substation TH***4470 |  | 10 kV | _ | LV | 630 kVA :Kiosk Substation | 0.63 | --> | 0.63 | 0 | 0 | Constrained, otherwise capacity available =630 kVA | --> | 0.598 | 0 | 0 | 0 | 0 | Constrained, otherwise capacity available =598 kW | --> | C16 ex TERMONFECKIN ROAD | Termonfeckin Road [T41,T42] | DRYBRIDGE |  | 53.7269 | -6.3343
1514168 | MV/LV Substation KN***4168 |  | 10 kV | _ | LV | 50 kVA :Pole Substation | 0.05 | --> | 0.05 | 0 | 0 | Constrained, otherwise capacity available =50 kVA | --> | 0.048 | 0 | 0 | 0.048 | 0 |  | --> | C30 ex BRUFF | Bruff [T42,T421] | LIMERICK |  | 52.4847 | -8.5075
249060 | MV/LV Substation LA***060 |  | 10 kV | _ | LV | 50 kVA :Pole Substation | 0.05 | --> | 0.05 | 0 | 0 | Constrained, otherwise capacity available =15 kVA | --> | 0.048 | 0 | 0.04 | 0 | 0 | Constrained, otherwise capacity available =13 kW | --> | C15 ex KILCLOHER | Kilcloher [T41,T42] | DUNGARVAN |  | 52.0867 | -7.7403
281022X | MV/LV Substation CO***022X |  | 10 kV | _ | LV | 400 kVA :Building Structure | 0.4 | --> | 0.4 | 0.301 | 5.49 |  | --> | 0.38 | 0 | 0.015 | 0.355 | 0 |  | --> | C12 ex TRABEG | Trabeg [T101,T102] | TRABEG |  | 51.8822 | -8.4684
0814293 | MV/LV Substation AU***4293 |  | 20 kV | _ | LV | 400 kVA :Kiosk Substation | 0.4 | --> | 0.4 | 0 | 0 | Constrained, otherwise capacity available =400 kVA | --> | 0.38 | 0 | 0 | 0 | 0 | Constrained, otherwise capacity available =380 kW | --> | E60 ex GRANGE CASTLE |  |  |  | 53.3162 | -6.4517
281799X | MV/LV Substation SE***799X |  | 10 kV | _ | LV | 400 kVA :Building Structure | 0.4 | --> | 0.4 | 0 | 0 | Constrained, otherwise capacity available =215 kVA | --> | 0.38 | 0 | 0.005 | 0 | 0 | Constrained, otherwise capacity available =358 kW | --> | C17 ex CARRIGALINE | Carrigaline [T41,T42] | BARNAHELY |  | 51.8158 | -8.3724
0704265 | MV/LV Substation BA***4265 |  | 20 kV | _ | LV | 400 kVA :Kiosk Substation | 0.4 | --> | 0.4 | 0.384 | 0.76 |  | --> | 0.38 | 0 | 0 | 0 | 0 | Constrained, otherwise capacity available =378 kW | --> | E15 ex RATHMORE | Rathmore [T42,T421] | KNOCKEARAGH |  | 52.1738 | -9.2619
099722 | MV/LV Substation PI***722 |  | 10 kV | _ | LV | 400 kVA :Kiosk Substation | 0.4 | --> | 0.4 | 0.187 | 2.96 |  | --> | 0.38 | 0 | 0.074 | 0 | 0 | Constrained, otherwise capacity available =295 kW | --> | C21 ex BALLYRAINE | Ballyraine [T41,T42] | LETTERKENNY |  | 54.9776 | -7.7252
093017Z | MV/LV Substation BE***017Z |  | 10 kV | _ | LV | 200 kVA :Kiosk Substation | 0.2 | --> | 0.2 | 0.147 | 12.96 |  | --> | 0.19 | 0 | 0 | 0.183 | 0 |  | --> | C24 ex ARTANE | Artane [T101,T102] | FINGLAS |  | 53.3863 | -6.2295
001617 | MV/LV Substation ST***617 |  | 10 kV | _ | LV | 400 kVA :Kiosk Substation | 0.4 | --> | 0.4 | 0.361 | 1.55 |  | --> | 0.38 | 0 | 0.035 | 0.349 | 0 |  | --> | C11 ex MONKSTOWN | Monkstown [T41,T42] | BLACKROCK |  | 53.2919 | -6.1844
196045X | MV/LV Substation BE***045X |  | 20 kV | _ | LV | 400 kVA :Kiosk Substation | 0.4 | --> | 0.4 | 0.276 | 1.34 |  | --> | 0.38 | 0 | 0.032 | 0 | 0 | Constrained, otherwise capacity available =339 kW | --> | E23 ex ATHBOY | Athboy [T423] | NAVAN |  | 53.533 | -6.9668
039930X | MV/LV Substation DO***930X |  | 10 kV | _ | LV | 200 kVA :Kiosk Substation | 0.2 | --> | 0.2 | 0.154 | 3.45 |  | --> | 0.19 | 0 | 0 | 0.184 | 0 |  | --> | C21 ex TRIMMS LANE | Trimms Lane [T41,T42] | SALTHILL |  | 53.2687 | -9.0766
281072X | MV/LV Substation NB***072X |  | 10 kV | _ | LV | 630 kVA :Kiosk Substation | 0.63 | --> | 0.63 | 0 | 0 | Constrained, otherwise capacity available =479 kVA | --> | 0.598 | 0 | 0.011 | 0.5 | 0 |  | --> | C22 ex BISHOPSTOWN | Bishopstown [T41,T42] | KILBARRY |  | 51.8768 | -8.539
253594 | MV/LV Substation LI***594 |  | 20 kV | _ | LV | 50 kVA :Pole Substation | 0.05 | --> | 0.05 | 0 | 0 | Constrained, otherwise capacity available =48 kVA | --> | 0.048 | 0 | 0 | 0 | 0 | Constrained, otherwise capacity available =47 kW | --> | E21 ex GLENAMADDY | Glenamaddy [T422] | ATHLONE |  | 53.6372 | -8.6693
015790Z | MV/LV Substation JO***790Z |  | 10 kV | _ | LV | 200 kVA :Kiosk Substation | 0.2 | --> | 0.2 | 0 | 0 | Constrained, otherwise capacity available =163 kVA | --> | 0.19 | 0 | 0.1 | 0 | 0 | Constrained, otherwise capacity available =111 kW | --> | C12 ex JOHNSTOWN | Johnstown [T41,T42] | KILTEEL |  | 53.2382 | -6.6242
065525X | MV/LV Substation ST***525X |  | 10 kV | _ | LV | 200 kVA :Pole Substation | 0.2 | --> | 0.2 | 0 | 0 | Constrained, otherwise capacity available =129 kVA | --> | 0.19 | 0 | 0 | 0 | 0 | Constrained, otherwise capacity available =180 kW | --> | C18 ex LOUGHSHINNY | Loughshinny [T41,T42] | GLASMORE |  | 53.5319 | -6.1094
207142Y | MV/LV Substation BA***142Y |  | 10 kV | _ | LV | 50 kVA :Pole Substation | 0.05 | --> | 0.05 | 0.037 | 2.9 |  | --> | 0.048 | 0 | 0 | 0 | 0 | Constrained, otherwise capacity available =46 kW | --> | C18 ex GLENGOOLE | Glengoole [T42] | THURLES |  | 52.5896 | -7.6656
071460 | MV/LV Substation WO***460 |  | 10 kV | _ | LV | 100 kVA :Pole Substation | 0.1 | --> | 0.1 | 0.056 | 5.58 |  | --> | 0.095 | 0 | 0.011 | 0.081 | 0 |  | --> | C12 ex KILCOOLE | Kilcoole [T41,T42] | FASSAROE |  | 53.0952 | -6.0689
011170 | MV/LV Substation DU***170 |  | 10 kV | _ | LV | 400 kVA :Kiosk Substation | 0.4 | --> | 0.4 | 0.37 | 5.05 |  | --> | 0.38 | 0 | 0.06 | 0 | 0 | Constrained, otherwise capacity available =331 kW | --> | C14 ex MCDONAGH | Mcdonagh [T41,T42] | KILKENNY |  | 52.6484 | -7.2246
058342X | MV/LV Substation ST***342X |  | 10 kV | _ | LV | 50 kVA :Pole Substation | 0.05 | --> | 0.05 | 0.049 | 0.18 |  | --> | 0.048 | 0 | 0 | 0 | 0 | Constrained, otherwise capacity available =47 kW | --> | C15 ex TOOMEVARA | Toomevara [T42] | NENAGH |  | 52.9387 | -8.0119
120379Y | MV/LV Substation NE***379Y |  | 20 kV | _ | LV | 400 kVA :Kiosk Substation | 0.4 | --> | 0.4 | 0 | 0 | Constrained, otherwise capacity available =306 kVA | --> | 0.38 | 0 | 0 | 0 | 0 | Constrained, otherwise capacity available =367 kW | --> | E11 ex EDENDERRY | Edenderry [T421,T422] | BLAKE |  | 53.3423 | -7.0624
0144139 | MV/LV Substation KI***4139 |  | 20 kV | _ | LV | 50 kVA :Pole Substation | 0.05 | --> | 0.05 | 0.05 | 0.63 |  | --> | 0.048 | 0 | 0 | 0 | 0 | Constrained, otherwise capacity available =48 kW | --> | E12 ex KILCULLEN | Kilcullen [T41,T42,T424] | STRATFORD |  | 53.0816 | -6.7669
067160Z | MV/LV Substation CL***160Z |  | 10 kV | _ | LV | 200 kVA :Kiosk Substation | 0.2 | --> | 0.2 | 0 | 0 | Constrained, otherwise capacity available =148 kVA | --> | 0.19 | 0 | 0.005 | 0 | 0 | Constrained, otherwise capacity available =179 kW | --> | C13 ex DOCK ROAD | Dock Road [T41,T42] | LIMERICK |  | 52.6349 | -8.6652
0664114 | MV/LV Substation MI***4114 |  | 20 kV | _ | LV | 400 kVA :Kiosk Substation | 0.4 | --> | 0.4 | 0 | 0 | Constrained, otherwise capacity available =314 kVA | --> | 0.38 | 0 | 0.039 | 0 | 0 | Constrained, otherwise capacity available =339 kW | --> | E20 ex BALTRASNA | Baltrasna [T121,T122] | BALTRASNA |  | 53.5128 | -6.4089
037184 | MV/LV Substation CR***184 |  | 10 kV | _ | LV | 200 kVA :Pole Substation | 0.2 | --> | 0.2 | 0.184 | 13.05 |  | --> | 0.19 | 0 | 0 | 0.188 | 0 |  | --> | C21 ex ENNIS | Ennis [T101,T102] | ENNIS |  | 52.9045 | -8.93
021014Y | MV/LV Substation BR***014Y |  | 10 kV | _ | LV | 400 kVA :Kiosk Substation | 0.4 | --> | 0.4 | 0 | 0 | Constrained, otherwise capacity available =335 kVA | --> | 0.38 | 0 | 0 | 0.371 | 0 |  | --> | C21 ex KILBARRY | Kilbarry [T101,T43] | KILBARRY |  | 51.917 | -8.4899
031723 | MV/LV Substation LE***723 |  | 20 kV | _ | LV | 200 kVA :Pole Substation | 0.2 | --> | 0.2 | 0 | 0 | Constrained, otherwise capacity available =139 kVA | --> | 0.19 | 0 | 0.01 | 0 | 0 | Constrained, otherwise capacity available =174 kW | --> | E16 ex KILMACTHOMAS | Kilmacthomas [T421,T422] | DUNGARVAN |  | 52.1672 | -7.5223
2934411 | MV/LV Substation RA***4411 |  | 20 kV | _ | LV | 400 kVA :Kiosk Substation | 0.4 | --> | 0.4 | 0 | 0 | Constrained, otherwise capacity available =335 kVA | --> | 0.38 | 0 | 0.011 | 0 | 0 | Constrained, otherwise capacity available =363 kW | --> | E20 ex BALTINGLASS | Baltinglass [T421,T422] | STRATFORD |  | 52.9416 | -6.7036
021283Z | MV/LV Substation CH***283Z |  | 10 kV | _ | LV | 400 kVA :Building Structure | 0.4 | --> | 0.4 | 0 | 0 | Constrained, otherwise capacity available =214 kVA | --> | 0.38 | 0 | 0 | 0.359 | 0 |  | --> | C24 ex KILBARRY | Kilbarry [T101,T43] | KILBARRY |  | 51.9117 | -8.4916
144694 | MV/LV Substation KI***694 |  | 10 kV | _ | LV | 50 kVA :Pole Substation | 0.05 | --> | 0.05 | 0 | 0 | Constrained, otherwise capacity available =38 kVA | --> | 0.048 | 0 | 0 | 0 | 0 | Constrained, otherwise capacity available =46 kW | --> | C16 ex CASTLECOMER | Castlecomer [T41,T42] | BALLYRAGGET |  | 52.8194 | -7.229
068040X | MV/LV Substation LO***040X |  | 10 kV | _ | LV | 400 kVA :Kiosk Substation | 0.4 | --> | 0.4 | 0 | 0 | Constrained, otherwise capacity available =285 kVA | --> | 0.38 | 0 | 0 | 0.364 | 0 |  | --> | C21 ex CAMDEN ROW | Camden Row [T41] | FRANCIS STREET |  | 53.3405 | -6.2661
069682 | MV/LV Substation TU***682 |  | 10 kV | _ | LV | 630 kVA :Kiosk Substation | 0.63 | --> | 0.63 | 0 | 0 | Constrained, otherwise capacity available =520 kVA | --> | 0.598 | 0 | 0.054 | 0.5 | 0 |  | --> | C11 ex BALLYBODEN | Ballyboden [T41,T42] | COOKSTOWN |  | 53.2824 | -6.275
065893 | MV/LV Substation HY***893 |  | 10 kV | _ | LV | 50 kVA :Pole Substation | 0.05 | --> | 0.05 | 0 | 0 | Constrained, otherwise capacity available =49 kVA | --> | 0.048 | 0 | 0.005 | 0 | 0 | Constrained, otherwise capacity available =44 kW | --> | C16 ex LOUGHSHINNY | Loughshinny [T41,T42] | GLASMORE |  | 53.5732 | -6.2004
366085 | MV/LV Substation PI***085 |  | 20 kV | _ | LV | 50 kVA :Pole Substation | 0.05 | --> | 0.05 | 0 | 0.45 |  | --> | 0.048 | 0 | 0 | 0 | 0 | Constrained, otherwise capacity available =40 kW | --> | C16 ex CARRAROE | Carraroe [T42] | SCREEB |  | 53.1205 | -9.6676
082375Y | MV/LV Substation SP***375Y |  | 20 kV | _ | LV | 50 kVA :Pole Substation | 0.05 | --> | 0.05 | 0 | 0 | Constrained, otherwise capacity available =50 kVA | --> | 0.048 | 0 | 0 | 0 | 0 | Constrained, otherwise capacity available =48 kW | --> | E15 ex ACADEMY STREET | Academy Street [T421,T422,T44] | NAVAN |  | 53.6455 | -6.6765
120388Y | MV/LV Substation FE***388Y |  | 20 kV | _ | LV | 200 kVA :Kiosk Substation | 0.2 | --> | 0.2 | 0 | 0 | Constrained, otherwise capacity available =74 kVA | --> | 0.19 | 0 | 0.011 | 0 | 0 | Constrained, otherwise capacity available =164 kW | --> | E18 ex EDENDERRY | Edenderry [T421,T422] | BLAKE |  | 53.3323 | -7.0608
0664495 | MV/LV Substation BA***4495 |  | 20 kV | _ | LV | 630 kVA :Kiosk Substation | 0.63 | --> | 0.63 | 0 | 0 | Constrained, otherwise capacity available =630 kVA | --> | 0.598 | 0 | 0 | 0 | 0 | Constrained, otherwise capacity available =598 kW | --> | E11 ex GLASMORE | Glasmore [T421,T422] | GLASMORE |  | 53.4847 | -6.1426
068730X | MV/LV Substation ES***730X |  | 10 kV | _ | LV | 630 kVA :Building Structure | 0.63 | --> | 0.63 | 0.5 | 9.02 |  | --> | 0.598 | 0 | 0 | 0.5 | 0 |  | --> | C20 ex MISERY HILL | Misery Hill [T101,T102] | POOLBEG |  | 53.3453 | -6.2428
125470 | MV/LV Substation MU***470 |  | 20 kV | _ | LV | 400 kVA :Building Structure | 0.4 | --> | 0.4 | 0 | 0 | Constrained, otherwise capacity available =205 kVA | --> | 0.38 | 0 | 0 | 0 | 0 | Constrained, otherwise capacity available =352 kW | --> | C15 ex CLOONLOUGH | Cloonlough [T41,T42] | BARRYMORE |  | 52.2663 | -8.3531
0814364 | MV/LV Substation TA***4364 |  | 20 kV | _ | LV | 400 kVA :Kiosk Substation | 0.4 | --> | 0.4 | 0 | 0 | Constrained, otherwise capacity available =338 kVA | --> | 0.38 | 0 | 0 | 0.371 | 0 |  | --> | E20 ex ADAMSTOWN | Adamstown [T121,T122] | INCHICORE 220KV |  | 53.3429 | -6.464
012724 | MV/LV Substation RI***724 |  | 20 kV | _ | LV | 200 kVA :Pole Substation | 0.2 | --> | 0.2 | 0.077 | 1.99 |  | --> | 0.19 | 0 | 0.002 | 0 | 0 | Constrained, otherwise capacity available =171 kW | --> | C19 ex GRAIGUE | Graigue [T41,T42] | CARLOW |  | 52.814 | -6.9504
132345Y | MV/LV Substation BA***345Y |  | 20 kV | _ | LV | 50 kVA :Pole Substation | 0.05 | --> | 0.05 | 0 | 0 | Constrained, otherwise capacity available =50 kVA | --> | 0.048 | 0 | 0 | 0 | 0 | Constrained, otherwise capacity available =48 kW | --> | E28 ex LOUGHREA | Loughrea [T41,T42] | SOMERSET |  | 53.2153 | -8.5658
1644096 | MV/LV Substation OL***4096 |  | 10 kV | _ | LV | 50 kVA :Pole Substation | 0.05 | --> | 0.05 | 0 | 0 | Constrained, otherwise capacity available =46 kVA | --> | 0.048 | 0 | 0 | 0 | 0 | Constrained, otherwise capacity available =47 kW | --> | C15 ex SKIBBEREEN | Skibbereen [T41,T42] | DUNMANWAY |  | 51.5356 | -9.3174
078064X | MV/LV Substation LO***064X |  | 10 kV | _ | LV | 200 kVA :Kiosk Substation | 0.2 | --> | 0.2 | 0 | 0 | Constrained, otherwise capacity available =199 kVA | --> | 0.19 | 0 | 0 | 0 | 0 | Constrained, otherwise capacity available =190 kW | --> | C11 ex CHARLESTOWN | Charlestown [T41] | TONROE |  | 53.9575 | -8.804
031814 | MV/LV Substation SC***814 |  | 20 kV | _ | LV | 50 kVA :Pole Substation | 0.05 | --> | 0.05 | 0 | 0 | Constrained, otherwise capacity available =46 kVA | --> | 0.048 | 0 | 0 | 0 | 0 | Constrained, otherwise capacity available =47 kW | --> | E12 ex KILMACTHOMAS | Kilmacthomas [T421,T422] | DUNGARVAN |  | 52.2103 | -7.3962
068648X | MV/LV Substation RI***648X |  | 10 kV | _ | LV | 1000 kVA :Building Structure | 1 | --> | 1 | 0.407 | 9.02 |  | --> | 0.95 | 0 | 0 | 0.5 | 0 |  | --> | C22 ex MISERY HILL | Misery Hill [T101,T102] | POOLBEG |  | 53.3457 | -6.2394
004444 | MV/LV Substation AU***444 |  | 10 kV | _ | LV | 100 kVA :Pole Substation | 0.1 | --> | 0.1 | 0.031 | 0.45 |  | --> | 0.095 | 0 | 0.005 | 0 | 0 | Constrained, otherwise capacity available =81 kW | --> | C15 ex KILMAGIG | Kilmagig [T42] | ARKLOW |  | 52.8549 | -6.3221
050419X | MV/LV Substation SU***419X |  | 20 kV | _ | LV | 150 kVA :Pole Substation | 0.15 | --> | 0.15 | 0 | 0 | Constrained, otherwise capacity available =100 kVA | --> | 0.142 | 0 | 0.01 | 0 | 0 | Constrained, otherwise capacity available =128 kW | --> | C24 ex ATHLONE | Athlone [T41,T42] | ATHLONE |  | 53.4077 | -7.9869
365325 | MV/LV Substation CR***325 |  | 10 kV | _ | LV | 200 kVA :Pole Substation | 0.2 | --> | 0.2 | 0 | 0 | Constrained, otherwise capacity available =200 kVA | --> | 0.19 | 0 | 0 | 0.19 | 0 |  | --> | C15 ex SAGGART | Saggart [T41,T42] | GRANGE CASTLE |  | 53.257 | -6.4447
093245Z | MV/LV Substation ST***245Z |  | 10 kV | _ | LV | 400 kVA :Building Structure | 0.4 | --> | 0.4 | 0 | 0 | Constrained, otherwise capacity available =315 kVA | --> | 0.38 | 0 | 0 | 0.368 | 0 |  | --> | C20 ex POPPINTREE | Poppintree [T101,T102] | FINGLAS |  | 53.3993 | -6.2629
184668 | MV/LV Substation DO***668 |  | 10 kV | _ | LV | 50 kVA :Pole Substation | 0.05 | --> | 0.05 | 0.043 | 3.38 |  | --> | 0.048 | 0 | 0.005 | 0 | 0 | Constrained, otherwise capacity available =43 kW | --> | C17 ex CASTLEBLAYNEY | Castleblayney [T41,T42] | DUNDALK |  | 54.1277 | -6.8289
0824425 | MV/LV Substation RO***4425 |  | 10 kV | _ | LV | 630 kVA :Kiosk Substation | 0.63 | --> | 0.63 | 0 | 0 | Constrained, otherwise capacity available =530 kVA | --> | 0.598 | 0 | 0.01 | 0 | 0 | Constrained, otherwise capacity available =577 kW | --> | C30 ex ACADEMY STREET | Academy Street [T421,T422,T44] | NAVAN |  | 53.6638 | -6.6546
065348Z | MV/LV Substation NE***348Z |  | 10 kV | _ | LV | 630 kVA :Kiosk Substation | 0.63 | --> | 0.63 | 0 | 0 | Constrained, otherwise capacity available =526 kVA | --> | 0.598 | 0 | 0.035 | 0.5 | 0 |  | --> | C22 ex STEPHENSTOWN | Stephenstown [T101,T102] | FINGLAS |  | 53.6148 | -6.2086
127251 | MV/LV Substation KI***251 |  | 10 kV | _ | LV | 50 kVA :Pole Substation | 0.05 | --> | 0.05 | 0 | 0 | Constrained, otherwise capacity available =48 kVA | --> | 0.048 | 0 | 0 | 0 | 0 | Constrained, otherwise capacity available =47 kW | --> | C11 ex TEMPLEMORE | Templemore [T41,T42] | IKERRIN |  | 52.7845 | -7.9129
095932X | MV/LV Substation LA***932X |  | 10 kV | _ | LV | 50 kVA :Pole Substation | 0.05 | --> | 0.05 | 0 | 0 | Constrained, otherwise capacity available =50 kVA | --> | 0.048 | 0 | 0 | 0 | 0 | Constrained, otherwise capacity available =48 kW | --> | C15 ex CRANNY | Cranny [T41] | ENNIS |  | 52.7184 | -9.2802
151848 | MV/LV Substation ST***848 |  | 10 kV | _ | LV | 50 kVA :Pole Substation | 0.05 | --> | 0.05 | 0 | 0 | Constrained, otherwise capacity available =26 kVA | --> | 0.048 | 0 | 0 | 0 | 0 | Constrained, otherwise capacity available =44 kW | --> | C25 ex GARRYSPILLANE | Garryspillane [T41] | TIPPERARY |  | 52.4304 | -8.4065
039871X | MV/LV Substation CU***871X |  | 10 kV | _ | LV | 1000 kVA :Building Structure | 1 | --> | 1 | 0 | 0 | Constrained, otherwise capacity available =939 kVA | --> | 0.95 | 0 | 0 | 0 | 0 | Constrained, otherwise capacity available =942 kW | --> | C13 ex MONEENAGEISHA | Moneenageisha [T41,T42] | GALWAY 110KV |  | 53.2818 | -9.0407
051347X | MV/LV Substation GN***347X |  | 20 kV | _ | LV | 50 kVA :Pole Substation | 0.05 | --> | 0.05 | 0.047 | 2.22 |  | --> | 0.048 | 0 | 0 | 0.047 | 0 |  | --> | E13 ex CLARA | Clara [T421,T422] | THORNSBERRY |  | 53.4143 | -7.5645
007997Z | MV/LV Substation TH***997Z |  | 10 kV | _ | LV | 400 kVA :Kiosk Substation | 0.4 | --> | 0.4 | 0.334 | 0.9 |  | --> | 0.38 | 0 | 0.014 | 0 | 0 | Constrained, otherwise capacity available =360 kW | --> | C19 ex CLONARD | Clonard [T41,T42] | WEXFORD |  | 52.3268 | -6.4975
120591Y | MV/LV Substation SY***591Y |  | 20 kV | _ | LV | 400 kVA :Kiosk Substation | 0.4 | --> | 0.4 | 0 | 0 | Constrained, otherwise capacity available =279 kVA | --> | 0.38 | 0 | 0.008 | 0 | 0 | Constrained, otherwise capacity available =357 kW | --> | E18 ex EDENDERRY | Edenderry [T421,T422] | BLAKE |  | 53.3345 | -7.0595
049508Y | MV/LV Substation LE***508Y |  | 20 kV | _ | LV | 50 kVA :Pole Substation | 0.05 | --> | 0.05 | 0.05 | 0.21 |  | --> | 0.048 | 0 | 0 | 0 | 0 | Constrained, otherwise capacity available =48 kW | --> | E12 ex LONGFORD | Longford [T421,T422] | RICHMOND |  | 53.8344 | -7.7134
082291Z | MV/LV Substation RE***291Z |  | 10 kV | _ | LV | 400 kVA :Kiosk Substation | 0.4 | --> | 0.4 | 0.4 | 2.01 |  | --> | 0.38 | 0 | 0 | 0 | 0 | Constrained, otherwise capacity available =380 kW | --> | C11 ex ABBEYLAND | Abbeyland [T41,T42] | NAVAN |  | 53.6508 | -6.714
024742 | MV/LV Substation RO***742 |  | 10 kV | _ | LV | 50 kVA :Pole Substation | 0.05 | --> | 0.05 | 0.05 | 2.14 |  | --> | 0.048 | 0 | 0 | 0 | 0 | Constrained, otherwise capacity available =48 kW | --> | C13 ex BUTTEVANT | Buttevant [T41,T42] | MALLOW |  | 52.2471 | -8.6033
0034258 | MV/LV Substation US***4258 |  | 10 kV | _ | LV | 630 kVA :Kiosk Substation | 0.63 | --> | 0.63 | 0.5 | 11.58 |  | --> | 0.598 | 0 | 0 | 0 | 0 | Constrained, otherwise capacity available =598 kW | --> | C19 ex BALLYBEG | Ballybeg [T101,T102] | CARRICKMINES |  | 53.0026 | -6.1052
093280 | MV/LV Substation D.***280 |  | 10 kV | _ | LV | 100 kVA :Building Structure | 0.1 | --> | 0.1 | 0.026 | 2.86 |  | --> | 0.095 | 0 | 0 | 0.084 | 0 |  | --> | C13 ex BALLYMUN | Ballymun [T41,T42] | FINGLAS |  | 53.388 | -6.2515
039304 | MV/LV Substation LI***304 |  | 10 kV | _ | LV | 630 kVA :Building Structure | 0.63 | --> | 0.63 | 0 | 0 | Constrained, otherwise capacity available =498 kVA | --> | 0.598 | 0 | 0 | 0.5 | 0 |  | --> | C23 ex GALWAY 110KV | Galway 110kv [T102,T103] | GALWAY 110KV |  | 53.2859 | -9.0384
0054360 | MV/LV Substation AS***4360 |  | 10 kV | _ | LV | 100 kVA :Pole Substation | 0.1 | --> | 0.1 | 0 | 0 | Constrained, otherwise capacity available =100 kVA | --> | 0.095 | 0 | 0 | 0 | 0 | Constrained, otherwise capacity available =95 kW | --> | C11 ex GARDEN CITY | Garden City [T41,T42] | ARKLOW |  | 52.701 | -6.2645
0814198 | MV/LV Substation BA***4198 |  | 10 kV | _ | LV | 400 kVA :Kiosk Substation | 0.4 | --> | 0.4 | 0 | 0 | Constrained, otherwise capacity available =305 kVA | --> | 0.38 | 0 | 0.038 | 0 | 0 | Constrained, otherwise capacity available =339 kW | --> | C17 ex LEIXLIP | Leixlip [T41,T42] | GRIFFINRATH |  | 53.3596 | -6.5049
023592Y | MV/LV Substation SU***592Y |  | 10 kV | _ | LV | 630 kVA :Building Structure | 0.63 | --> | 0.63 | 0 | 0 | Constrained, otherwise capacity available =507 kVA | --> | 0.598 | 0 | 0 | 0 | 0 | Constrained, otherwise capacity available =582 kW | --> | C13 ex FERMOY NORTH | Fermoy North [T41,T42] | BARRYMORE |  | 52.1378 | -8.2666
029556Y | MV/LV Substation MA***556Y |  | 10 kV | _ | LV | 630 kVA :Building Structure | 0.63 | --> | 0.63 | 0 | 0 | Constrained, otherwise capacity available =620 kVA | --> | 0.598 | 0 | 0 | 0.5 | 0 |  | --> | C17 ex MIDLETON | Midleton [T101,T102] | MIDLETON |  | 51.9157 | -8.1797
160833X | MV/LV Substation GE***833X |  | 20 kV | _ | LV | 100 kVA :Pole Substation | 0.1 | --> | 0.1 | 0 | 0 | Constrained, otherwise capacity available =63 kVA | --> | 0.095 | 0 | 0 | 0 | 0 | Constrained, otherwise capacity available =90 kW | --> | E11 ex PORTLAOISE |  |  |  | 53.0916 | -7.179
008768 | MV/LV Substation BO***768 |  | 10 kV | _ | LV | 100 kVA :Pole Substation | 0.1 | --> | 0.1 | 0 | 0 | Constrained, otherwise capacity available =91 kVA | --> | 0.095 | 0 | 0.005 | 0 | 0 | Constrained, otherwise capacity available =90 kW | --> | E11 ex KNOCKMULLEN | Knockmullen [T42,T421] | GREAT ISLAND |  | 52.4398 | -6.883
021034 | MV/LV Substation MO***034 |  | 10 kV | _ | LV | 400 kVA :Kiosk Substation | 0.4 | --> | 0.4 | 0 | 0 | Constrained, otherwise capacity available =271 kVA | --> | 0.38 | 0 | 0.001 | 0.361 | 0 |  | --> | C16 ex MAYFIELD | Mayfield [T41,T42] | KILBARRY |  | 51.9142 | -8.4337
132008 | MV/LV Substation TE***008 |  | 10 kV | _ | LV | 630 kVA :Kiosk Substation | 0.63 | --> | 0.63 | 0 | 0 | Constrained, otherwise capacity available =459 kVA | --> | 0.598 | 0 | 0.041 | 0 | 0 | Constrained, otherwise capacity available =544 kW | --> | C16 ex LOUGHREA | Loughrea [T41,T42] | SOMERSET |  | 53.1971 | -8.5684
093550Z | MV/LV Substation SP***550Z |  | 10 kV | _ | LV | 400 kVA :Kiosk Substation | 0.4 | --> | 0.4 | 0.375 | 2.86 |  | --> | 0.38 | 0 | 0 | 0.377 | 0 |  | --> | C20 ex BALLYMUN | Ballymun [T41,T42] | FINGLAS |  | 53.3883 | -6.2456
0264395 | MV/LV Substation CL***4395 |  | 10 kV | _ | LV | 50 kVA :Pole Substation | 0.05 | --> | 0.05 | 0 | 0 | Constrained, otherwise capacity available =50 kVA | --> | 0.048 | 0 | 0 | 0 | 0 | Constrained, otherwise capacity available =48 kW | --> | C15 ex KINSALE | Kinsale [T41,T42] | BANDON |  | 51.6923 | -8.4781
007053 | MV/LV Substation RO***053 |  | 10 kV | _ | LV | 200 kVA :Pole Substation | 0.2 | --> | 0.2 | 0.133 | 1.4 |  | --> | 0.19 | 0 | 0.024 | 0 | 0 | Constrained, otherwise capacity available =163 kW | --> | E18 ex KILLINICK | Killinick [T421,T422] | WEXFORD |  | 52.2833 | -6.3947
365131 | MV/LV Substation MJ***131 |  | 10 kV | _ | LV | 630 kVA :Building Structure | 0.63 | --> | 0.63 | 0 | 0 | Constrained, otherwise capacity available =560 kVA | --> | 0.598 | 0 | 0.11 | 0.5 | 0 |  | --> | C22 ex FORTUNESTOWN | Fortunestown [T101,T102] | INCHICORE 220KV |  | 53.2923 | -6.4434
005186 | MV/LV Substation MO***186 |  | 20 kV | _ | LV | 50 kVA :Pole Substation | 0.05 | --> | 0.05 | 0.046 | 17.8 |  | --> | 0.048 | 0 | 0 | 0.047 | 0 |  | --> | E22 ex BANOGE | Banoge [T121,T122] | BANOGE |  | 52.6767 | -6.4115
365394X | MV/LV Substation BR***394X |  | 10 kV | _ | LV | 50 kVA :Pole Substation | 0.05 | --> | 0.05 | 0 | 0 | Constrained, otherwise capacity available =50 kVA | --> | 0.048 | 0 | 0 | 0.047 | 0 |  | --> | C12 ex SAGGART | Saggart [T41,T42] | GRANGE CASTLE |  | 53.2499 | -6.5415
039433X | MV/LV Substation LI***433X |  | 10 kV | _ | LV | 630 kVA :Building Structure | 0.63 | --> | 0.63 | 0 | 0 | Constrained, otherwise capacity available =608 kVA | --> | 0.598 | 0 | 0 | 0.5 | 0 |  | --> | C23 ex GALWAY 110KV | Galway 110kv [T102,T103] | GALWAY 110KV |  | 53.2858 | -9.0378
2814152 | MV/LV Substation LI***4152 |  | 20 kV | _ | LV | 400 kVA :Kiosk Substation | 0.4 | --> | 0.4 | 0.343 | 17.47 |  | --> | 0.38 | 0 | 0.04 | 0.342 | 0 |  | --> | E13 ex COOLROE | Coolroe [T121,T122] | COOLROE |  | 51.8806 | -8.6269
011622Y | MV/LV Substation PA***622Y |  | 10 kV | _ | LV | 50 kVA :Pole Substation | 0.05 | --> | 0.05 | 0 | 0 | Constrained, otherwise capacity available =44 kVA | --> | 0.048 | 0 | 0.005 | 0 | 0 | Constrained, otherwise capacity available =43 kW | --> | C23 ex GORESBRIDGE | Goresbridge [T41,T42] | KILKENNY |  | 52.6825 | -7.0262
039321 | MV/LV Substation BR***321 |  | 10 kV | _ | LV | 630 kVA :Building Structure | 0.63 | --> | 0.63 | 0 | 0 | Constrained, otherwise capacity available =536 kVA | --> | 0.598 | 0 | 0 | 0.5 | 0 |  | --> | C21 ex GALWAY 110KV | Galway 110kv [T102,T103] | GALWAY 110KV |  | 53.2833 | -9.0038
049807Y | MV/LV Substation CL***807Y |  | 10 kV | _ | LV | 100 kVA :Pole Substation | 0.1 | --> | 0.1 | 0 | 0 | Constrained, otherwise capacity available =56 kVA | --> | 0.095 | 0 | 0.005 | 0 | 0 | Constrained, otherwise capacity available =85 kW | --> | C17 ex AGHAMORE | Aghamore [T41,T42] | LANESBORO |  | 53.7314 | -7.9037
039279 | MV/LV Substation GR***279 |  | 10 kV | _ | LV | 200 kVA :Kiosk Substation | 0.2 | --> | 0.2 | 0.106 | 3.45 |  | --> | 0.19 | 0 | 0.038 | 0.148 | 0 |  | --> | C12 ex TRIMMS LANE | Trimms Lane [T41,T42] | SALTHILL |  | 53.2656 | -9.0655
052861 | MV/LV Substation TH***861 |  | 20 kV | _ | LV | 400 kVA :Kiosk Substation | 0.4 | --> | 0.4 | 0 | 0 | Constrained, otherwise capacity available =286 kVA | --> | 0.38 | 0 | 0.015 | 0 | 0 | Constrained, otherwise capacity available =353 kW | --> | E14 ex BALLINDERRY | Ballinderry [T41,T422] | MULLINGAR |  | 53.4177 | -7.2977
162034X | MV/LV Substation MC***034X |  | 10 kV | _ | LV | 200 kVA :Pole Substation | 0.2 | --> | 0.2 | 0.137 | 0.25 |  | --> | 0.19 | 0 | 0 | 0 | 0 | Constrained, otherwise capacity available =181 kW | --> | C11 ex ROSSGEIR | Rossgeir [T41,T42] | LETTERKENNY |  | 54.8543 | -7.4762
059811Y | MV/LV Substation MO***811Y |  | 10 kV | _ | LV | 100 kVA :Pole Substation | 0.1 | --> | 0.1 | 0 | 0 | Constrained, otherwise capacity available =93 kVA | --> | 0.095 | 0 | 0 | 0 | 0 | Constrained, otherwise capacity available =94 kW | --> | C11 ex DERRYCRAMPH | Derrycramph [T41,T42] | SHANKILL |  | 53.9691 | -7.3537
039658 | MV/LV Substation SY***658 |  | 10 kV | _ | LV | 100 kVA :Pole Substation | 0.1 | --> | 0.1 | 0 | 0 | Constrained, otherwise capacity available =78 kVA | --> | 0.095 | 0 | 0 | 0.092 | 0 |  | --> | C28 ex GALWAY 110KV | Galway 110kv [T102,T103] | GALWAY 110KV |  | 53.3313 | -9.0219
139765Y | MV/LV Substation GO***765Y |  | 20 kV | _ | LV | 50 kVA :Pole Substation | 0.05 | --> | 0.05 | 0 | 0 | Constrained, otherwise capacity available =50 kVA | --> | 0.048 | 0 | 0 | 0 | 0 | Constrained, otherwise capacity available =48 kW | --> | E16 ex FINEA | Finea [T421,T422] | SHANKILL |  | 53.8771 | -7.5508
288308 | MV/LV Substation FO***308 |  | 10 kV | _ | LV | 630 kVA :Building Structure | 0.63 | --> | 0.63 | 0 | 0 | Constrained, otherwise capacity available =236 kVA | --> | 0.598 | 0 | 0.066 | 0.5 | 0 |  | --> | C18 ex SANDYFORD | Sandyford [T41,T42] | CARRICKMINES |  | 53.2735 | -6.2165
039233 | MV/LV Substation ES***233 |  | 10 kV | _ | LV | 630 kVA :Building Structure | 0.63 | --> | 0.63 | 0 | 0 | Constrained, otherwise capacity available =504 kVA | --> | 0.598 | 0 | 0 | 0 | 0 | Constrained, otherwise capacity available =581 kW | --> | C17 ex MONEENAGEISHA | Moneenageisha [T41,T42] | GALWAY 110KV |  | 53.2838 | -9.0412
0814334 | MV/LV Substation CA***4334 |  | 20 kV | _ | LV | 400 kVA :Kiosk Substation | 0.4 | --> | 0.4 | 0 | 0 | Constrained, otherwise capacity available =268 kVA | --> | 0.38 | 0 | 0.007 | 0.356 | 0 |  | --> | E21 ex ADAMSTOWN | Adamstown [T121,T122] | INCHICORE 220KV |  | 53.3305 | -6.4056
108999 | MV/LV Substation PU***999 |  | 20 kV | _ | LV | 50 kVA :Pole Substation | 0.05 | --> | 0.05 | 0.05 | 1.57 |  | --> | 0.048 | 0 | 0 | 0 | 0 | Constrained, otherwise capacity available =48 kW | --> | C17 ex BALLYSHANNON | Ballyshannon [T41,T42] | CATHALEENS FALL |  | 54.5659 | -7.837
0294362 | MV/LV Substation TH***4362 |  | 10 kV | _ | LV | 400 kVA :Kiosk Substation | 0.4 | --> | 0.4 | 0 | 0 | Constrained, otherwise capacity available =400 kVA | --> | 0.38 | 0 | 0 | 0.38 | 0 |  | --> | C19 ex MIDLETON | Midleton [T101,T102] | MIDLETON |  | 51.9287 | -8.1923
0534292 | MV/LV Substation AS***4292 |  | 10 kV | _ | LV | 400 kVA :Kiosk Substation | 0.4 | --> | 0.4 | 0 | 0 | Constrained, otherwise capacity available =356 kVA | --> | 0.38 | 0 | 0.034 | 0.349 | 0 |  | --> | C21 ex CLONMINCH | Clonminch [T41,T422] | THORNSBERRY |  | 53.2583 | -7.4823
009314Y | MV/LV Substation KN***314Y |  | 20 kV | _ | LV | 50 kVA :Pole Substation | 0.05 | --> | 0.05 | 0 | 0 | Constrained, otherwise capacity available =48 kVA | --> | 0.048 | 0 | 0 | 0 | 0 | Constrained, otherwise capacity available =47 kW | --> | E11 ex KILCARRAGH | Kilcarragh [T421,T422] | BUTLERSTOWN |  | 52.2383 | -6.9799
095661 | MV/LV Substation DO***661 |  | 10 kV | _ | LV | 50 kVA :Pole Substation | 0.05 | --> | 0.05 | 0.043 | 1.1 |  | --> | 0.048 | 0 | 0.006 | 0 | 0 | Constrained, otherwise capacity available =42 kW | --> | C26 ex KILKEE | Kilkee [T41] | TULLABRACK |  | 52.7358 | -9.5349
365038Y | MV/LV Substation NE***038Y |  | 10 kV | _ | LV | 200 kVA :Pole Substation | 0.2 | --> | 0.2 | 0 | 0 | Constrained, otherwise capacity available =173 kVA | --> | 0.19 | 0 | 0.005 | 0 | 0 | Constrained, otherwise capacity available =182 kW | --> | C18 ex CELBRIDGE | Celbridge [T41,T42] | GRIFFINRATH |  | 53.3017 | -6.4982
015813Z | MV/LV Substation BR***813Z |  | 10 kV | _ | LV | 630 kVA :Kiosk Substation | 0.63 | --> | 0.63 | 0 | 0 | Constrained, otherwise capacity available =476 kVA | --> | 0.598 | 0 | 0.041 | 0 | 0 | Constrained, otherwise capacity available =547 kW | --> | C18 ex SALLINS | Sallins [T41,T42] | GRIFFINRATH |  | 53.2952 | -6.678
093074Z | MV/LV Substation WO***074Z |  | 10 kV | _ | LV | 630 kVA :Building Structure | 0.63 | --> | 0.63 | 0 | 0 | Constrained, otherwise capacity available =529 kVA | --> | 0.598 | 0 | 0 | 0.5 | 0 |  | --> | C19 ex KILMORE | Kilmore [T101,T102,T103] | FINGLAS |  | 53.4085 | -6.2363
068016X | MV/LV Substation SP***016X |  | 10 kV | _ | LV | 630 kVA :Kiosk Substation | 0.63 | --> | 0.63 | 0.416 | 7.61 |  | --> | 0.598 | 0 | 0.013 | 0.5 | 0 |  | --> | C11 ex SHERIFF STREET | Sheriff Street [T41,T42] | FRANCIS STREET |  | 53.3514 | -6.241
365172 | MV/LV Substation TE***172 |  | 10 kV | _ | LV | 400 kVA :Kiosk Substation | 0.4 | --> | 0.4 | 0 | 0 | Constrained, otherwise capacity available =371 kVA | --> | 0.38 | 0 | 0 | 0.376 | 0 |  | --> | C16 ex SAGGART | Saggart [T41,T42] | GRANGE CASTLE |  | 53.281 | -6.4676
142328 | MV/LV Substation NE***328 |  | 20 kV | _ | LV | 50 kVA :Pole Substation | 0.05 | --> | 0.05 | 0 | 0 | Constrained, otherwise capacity available =44 kVA | --> | 0.048 | 0 | 0 | 0 | 0 | Constrained, otherwise capacity available =47 kW | --> | E23 ex ATHENRY | Athenry [T423] | GALWAY 110KV |  | 53.3012 | -8.4914
132996X | MV/LV Substation TU***996X |  | 10 kV | _ | LV | 400 kVA :Kiosk Substation | 0.4 | --> | 0.4 | 0 | 0 | Constrained, otherwise capacity available =370 kVA | --> | 0.38 | 0 | 0.022 | 0 | 0 | Constrained, otherwise capacity available =360 kW | --> | C16 ex LOUGHREA | Loughrea [T41,T42] | SOMERSET |  | 53.1954 | -8.5922
015558Z | MV/LV Substation LA***558Z |  | 10 kV | _ | LV | 50 kVA :Pole Substation | 0.05 | --> | 0.05 | 0 | 0 | Constrained, otherwise capacity available =45 kVA | --> | 0.048 | 0 | 0 | 0 | 0 | Constrained, otherwise capacity available =47 kW | --> | C14 ex ATHGARVAN | Athgarvan [T41,T44] | NEWBRIDGE |  | 53.2045 | -6.7467
281411Z | MV/LV Substation MA***411Z |  | 10 kV | _ | LV | 400 kVA :Kiosk Substation | 0.4 | --> | 0.4 | 0 | 0 | Constrained, otherwise capacity available =290 kVA | --> | 0.38 | 0 | 0.01 | 0 | 0 | Constrained, otherwise capacity available =357 kW | --> | C18 ex DOUGLAS | Douglas [T41,T42] | TRABEG |  | 51.8714 | -8.4316
118137 | MV/LV Substation MO***137 |  | 20 kV | _ | LV | 100 kVA :Pole Substation | 0.1 | --> | 0.1 | 0 | 0 | Constrained, otherwise capacity available =95 kVA | --> | 0.095 | 0 | 0 | 0 | 0 | Constrained, otherwise capacity available =94 kW | --> | E18 ex CREAGH | Creagh [T421,T422] | ATHLONE |  | 53.4742 | -8.493
281593Z | MV/LV Substation KE***593Z |  | 10 kV | _ | LV | 400 kVA :Kiosk Substation | 0.4 | --> | 0.4 | 0.236 | 5.49 |  | --> | 0.38 | 0 | 0 | 0.357 | 0 |  | --> | C14 ex TRABEG | Trabeg [T101,T102] | TRABEG |  | 51.8738 | -8.4767
021554Z | MV/LV Substation CL***554Z |  | 10 kV | _ | LV | 400 kVA :Kiosk Substation | 0.4 | --> | 0.4 | 0 | 0 | Constrained, otherwise capacity available =373 kVA | --> | 0.38 | 0 | 0 | 0.376 | 0 |  | --> | C24 ex KILBARRY | Kilbarry [T101,T43] | KILBARRY |  | 51.9133 | -8.485
1544115 | MV/LV Substation HA***4115 |  | 10 kV | _ | LV | 400 kVA :Kiosk Substation | 0.4 | --> | 0.4 | 0 | 0 | Constrained, otherwise capacity available =176 kVA | --> | 0.38 | 0 | 0.108 | 0 | 0 | Constrained, otherwise capacity available =268 kW | --> | C14 ex COOLMINE | Coolmine [T41,T42] | FINGLAS |  | 53.3897 | -6.4344
065310Z | MV/LV Substation M1***310Z |  | 10 kV | _ | LV | 1000 kVA :Building Structure | 1 | --> | 1 | 0 | 0 | Constrained, otherwise capacity available =884 kVA | --> | 0.95 | 0 | 0 | 0 | 0 | Constrained, otherwise capacity available =934 kW | --> | C16 ex LOUGHSHINNY | Loughshinny [T41,T42] | GLASMORE |  | 53.57 | -6.211
288324X | MV/LV Substation GR***324X |  | 10 kV | _ | LV | 1000 kVA :Building Structure | 1 | --> | 1 | 0.5 | 19.52 |  | --> | 0.95 | 0 | 0 | 0.5 | 0 |  | --> | C13 ex TANEY | Taney [T101,T102] | CARRICKMINES |  | 53.2798 | -6.2151
067572Y | MV/LV Substation LO***572Y |  | 10 kV | _ | LV | 100 kVA :Pole Substation | 0.1 | --> | 0.1 | 0 | 0 | Constrained, otherwise capacity available =94 kVA | --> | 0.095 | 0 | 0 | 0 | 0 | Constrained, otherwise capacity available =94 kW | --> | C11 ex MOYLISH | Moylish [T41,T42] | ARDNACRUSHA |  | 52.6825 | -8.635
029356Y | MV/LV Substation MI***356Y |  | 10 kV | _ | LV | 630 kVA :Building Structure | 0.63 | --> | 0.63 | 0 | 0 | Constrained, otherwise capacity available =499 kVA | --> | 0.598 | 0 | 0.01 | 0.5 | 0 |  | --> | C17 ex MIDLETON | Midleton [T101,T102] | MIDLETON |  | 51.9155 | -8.1679
139042X | MV/LV Substation DE***042X |  | 10 kV | _ | LV | 200 kVA :Pole Substation | 0.2 | --> | 0.2 | 0.164 | 4 |  | --> | 0.19 | 0 | 0 | 0 | 0 | Constrained, otherwise capacity available =185 kW | --> | C18 ex BALLYJAMESDUFF | Ballyjamesduff [T41,T42] | SHANKILL |  | 53.8677 | -7.2121
031574 | MV/LV Substation AR***574 |  | 20 kV | _ | LV | 100 kVA :Pole Substation | 0.1 | --> | 0.1 | 0 | 0 | Constrained, otherwise capacity available =42 kVA | --> | 0.095 | 0 | 0.005 | 0 | 0 | Constrained, otherwise capacity available =83 kW | --> | E13 ex FOXHOLE | Foxhole [T421,T422] | DUNGARVAN |  | 51.9478 | -7.7172
158417 | MV/LV Substation CA***417 |  | 10 kV | _ | LV | 50 kVA :Pole Substation | 0.05 | --> | 0.05 | 0.035 | 0.83 |  | --> | 0.048 | 0 | 0 | 0 | 0 | Constrained, otherwise capacity available =45 kW | --> | C15 ex MILLTOWN MALBAY | Milltown Malbay [T42] | TULLABRACK |  | 52.829 | -9.4492
006562Y | MV/LV Substation WE***562Y |  | 10 kV | _ | LV | 400 kVA :Kiosk Substation | 0.4 | --> | 0.4 | 0.275 | 3.12 |  | --> | 0.38 | 0 | 0.005 | 0 | 0 | Constrained, otherwise capacity available =359 kW | --> | C14 ex BELLFIELD | Bellfield [T41,T42] | CRANE |  | 52.5132 | -6.5763
029536X | MV/LV Substation DU***536X |  | 10 kV | _ | LV | 100 kVA :Pole Substation | 0.1 | --> | 0.1 | 0 | 0 | Constrained, otherwise capacity available =92 kVA | --> | 0.095 | 0 | 0 | 0.094 | 0 |  | --> | C18 ex MIDLETON | Midleton [T101,T102] | MIDLETON |  | 51.9907 | -8.2662
049064Z | MV/LV Substation LI***064Z |  | 20 kV | _ | LV | 50 kVA :Pole Substation | 0.05 | --> | 0.05 | 0.037 | 0.21 |  | --> | 0.048 | 0 | 0.02 | 0 | 0 | Constrained, otherwise capacity available =31 kW | --> | E21 ex LONGFORD | Longford [T421,T422] | RICHMOND |  | 53.7511 | -7.8259
365863 | MV/LV Substation OL***863 |  | 10 kV | _ | LV | 200 kVA :Pole Substation | 0.2 | --> | 0.2 | 0 | 0 | Constrained, otherwise capacity available =156 kVA | --> | 0.19 | 0 | 0 | 0.184 | 0 |  | --> | C12 ex SAGGART | Saggart [T41,T42] | GRANGE CASTLE |  | 53.2476 | -6.5334
265657 | MV/LV Substation BA***657 |  | 20 kV | _ | LV | 200 kVA :Pole Substation | 0.2 | --> | 0.2 | 0.063 | 0.07 |  | --> | 0.19 | 0 | 0 | 0 | 0 | Constrained, otherwise capacity available =170 kW | --> | E15 ex BALLYCONNELL | Ballyconnell [T421,T422] | GORTAWEE |  | 54.1181 | -7.5825
016105Z | MV/LV Substation OL***105Z |  | 10 kV | _ | LV | 400 kVA :Kiosk Substation | 0.4 | --> | 0.4 | 0 | 0 | Constrained, otherwise capacity available =314 kVA | --> | 0.38 | 0 | 0.024 | 0 | 0 | Constrained, otherwise capacity available =350 kW | --> | C12 ex MONEYCOOLEY | Moneycooley [T41,T42,T44] | GRIFFINRATH |  | 53.3462 | -6.551
150274 | MV/LV Substation DO***274 |  | 20 kV | _ | LV | 200 kVA :Kiosk Substation | 0.2 | --> | 0.2 | 0.135 | 3.96 |  | --> | 0.19 | 0 | 0.016 | 0 | 0 | Constrained, otherwise capacity available =169 kW | --> | E20 ex STRANORLAR | Stranorlar [T421,T422] | LETTERKENNY |  | 54.7978 | -7.7874
066141 | MV/LV Substation GE***141 |  | 20 kV | _ | LV | 50 kVA :Pole Substation | 0.05 | --> | 0.05 | 0 | 0 | Constrained, otherwise capacity available =42 kVA | --> | 0.048 | 0 | 0 | 0 | 0 | Constrained, otherwise capacity available =46 kW | --> | E18 ex GLASMORE | Glasmore [T421,T422] | GLASMORE |  | 53.5435 | -6.2717
007752 | MV/LV Substation CK***752 |  | 20 kV | _ | LV | 100 kVA :Pole Substation | 0.1 | --> | 0.1 | 0.067 | 0.2 |  | --> | 0.095 | 0 | 0.011 | 0 | 0 | Constrained, otherwise capacity available =82 kW | --> | E15 ex BEALISTOWN | Bealistown [T421,T422] | GREAT ISLAND |  | 52.2378 | -6.733
164846 | MV/LV Substation CO***846 |  | 10 kV | _ | LV | 100 kVA :Pole Substation | 0.1 | --> | 0.1 | 0 | 0 | Constrained, otherwise capacity available =92 kVA | --> | 0.095 | 0 | 0 | 0 | 0 | Constrained, otherwise capacity available =94 kW | --> | C12 ex SKIBBEREEN | Skibbereen [T41,T42] | DUNMANWAY |  | 51.5485 | -9.2733
026274 | MV/LV Substation KN***274 |  | 10 kV | _ | LV | 50 kVA :Pole Substation | 0.05 | --> | 0.05 | 0 | 0 | Constrained, otherwise capacity available =14 kVA | --> | 0.048 | 0 | 0.011 | 0 | 0 | Constrained, otherwise capacity available =34 kW | --> | C21 ex KINSALE |  |  |  | 51.7227 | -8.5178
132047 | MV/LV Substation CU***047 |  | 20 kV | _ | LV | 50 kVA :Pole Substation | 0.05 | --> | 0.05 | 0.05 | 1.62 |  | --> | 0.048 | 0 | 0 | 0 | 0 | Constrained, otherwise capacity available =48 kW | --> | C16 ex CURRA | Curra [T41] | SOMERSET |  | 53.1158 | -8.4335
012620 | MV/LV Substation DU***620 |  | 10 kV | _ | LV | 100 kVA :Pole Substation | 0.1 | --> | 0.1 | 0.094 | 1.99 |  | --> | 0.095 | 0 | 0 | 0 | 0 | Constrained, otherwise capacity available =94 kW | --> | C18 ex GRAIGUE | Graigue [T41,T42] | CARLOW |  | 52.8641 | -6.9292
065230Z | MV/LV Substation CO***230Z |  | 20 kV | _ | LV | 50 kVA :Pole Substation | 0.05 | --> | 0.05 | 0 | 0 | Constrained, otherwise capacity available =50 kVA | --> | 0.048 | 0 | 0 | 0.047 | 0 |  | --> | C26 ex STEPHENSTOWN | Stephenstown [T101,T102] | FINGLAS |  | 53.5894 | -6.2537
150814 | MV/LV Substation CL***814 |  | 20 kV | _ | LV | 50 kVA :Pole Substation | 0.05 | --> | 0.05 | 0.008 | 3.96 |  | --> | 0.048 | 0 | 0 | 0 | 0 | Constrained, otherwise capacity available =41 kW | --> | E19 ex STRANORLAR | Stranorlar [T421,T422] | LETTERKENNY |  | 54.8424 | -7.9348
021979X | MV/LV Substation KI***979X |  | 10 kV | _ | LV | 400 kVA :Kiosk Substation | 0.4 | --> | 0.4 | 0 | 0 | Constrained, otherwise capacity available =309 kVA | --> | 0.38 | 0 | 0.005 | 0 | 0 | Constrained, otherwise capacity available =364 kW | --> | C22 ex KILBARRY |  |  |  | 51.9094 | -8.4978
111537Y | MV/LV Substation BA***537Y |  | 20 kV | _ | LV | 200 kVA :Pole Substation | 0.2 | --> | 0.2 | 0 | 0 | Constrained, otherwise capacity available =75 kVA | --> | 0.19 | 0 | 0.017 | 0 | 0 | Constrained, otherwise capacity available =160 kW | --> | E11 ex BALLYDEHOB | Ballydehob [T421] | DUNMANWAY |  | 51.5624 | -9.4641
062066Y | MV/LV Substation DU***066Y |  | 10 kV | _ | LV | 200 kVA :Kiosk Substation | 0.2 | --> | 0.2 | 0.179 | 5.69 |  | --> | 0.19 | 0 | 0 | 0 | 0 | Constrained, otherwise capacity available =187 kW | --> | C19 ex RAMPARTS | Ramparts [T41,T42] | DUNDALK |  | 54.0027 | -6.3935
377932 | MV/LV Substation GA***932 |  | 20 kV | _ | LV | 50 kVA :Pole Substation | 0.05 | --> | 0.05 | 0 | 0 | Constrained, otherwise capacity available =46 kVA | --> | 0.048 | 0 | 0 | 0 | 0 | Constrained, otherwise capacity available =47 kW | --> | E16 ex GURRANEBANE | Gurranebane [T421,T422] | OUGHTRAGH |  | 51.773 | -10.1161
365219 | MV/LV Substation BR***219 |  | 10 kV | _ | LV | 100 kVA :Pole Substation | 0.1 | --> | 0.1 | 0 | 0 | Constrained, otherwise capacity available =97 kVA | --> | 0.095 | 0 | 0 | 0.095 | 0 |  | --> | C16 ex SAGGART | Saggart [T41,T42] | GRANGE CASTLE |  | 53.2915 | -6.4421
039860X | MV/LV Substation CE***860X |  | 10 kV | _ | LV | 1000 kVA :Building Structure | 1 | --> | 1 | 0 | 0 | Constrained, otherwise capacity available =692 kVA | --> | 0.95 | 0 | 0 | 0.5 | 0 |  | --> | C23 ex GALWAY 110KV | Galway 110kv [T102,T103] | GALWAY 110KV |  | 53.2861 | -9.0363
067691Y | MV/LV Substation CA***691Y |  | 20 kV | _ | LV | 200 kVA :Kiosk Substation | 0.2 | --> | 0.2 | 0.148 | 13.8 |  | --> | 0.19 | 0 | 0.012 | 0.174 | 0 |  | --> | C14 ex SINGLAND | Singland [T101,T102] | SINGLAND |  | 52.593 | -8.4765
011334X | MV/LV Substation CA***334X |  | 10 kV | _ | LV | 400 kVA :Building Structure | 0.4 | --> | 0.4 | 0 | 0 | Constrained, otherwise capacity available =397 kVA | --> | 0.38 | 0 | 0 | 0 | 0 | Constrained, otherwise capacity available =380 kW | --> | C24 ex GORESBRIDGE | Goresbridge [T41,T42] | KILKENNY |  | 52.6113 | -7.1433
132054 | MV/LV Substation FO***054 |  | 10 kV | _ | LV | 50 kVA :Pole Substation | 0.05 | --> | 0.05 | 0 | 0 | Constrained, otherwise capacity available =40 kVA | --> | 0.048 | 0 | 0 | 0 | 0 | Constrained, otherwise capacity available =46 kW | --> | C17 ex LOUGHREA | Loughrea [T41,T42] | SOMERSET |  | 53.2027 | -8.5438
066691 | MV/LV Substation OL***691 |  | 20 kV | _ | LV | 50 kVA :Pole Substation | 0.05 | --> | 0.05 | 0 | 0 | Constrained, otherwise capacity available =50 kVA | --> | 0.048 | 0 | 0 | 0 | 0 | Constrained, otherwise capacity available =48 kW | --> | E21 ex ASHBOURNE | Ashbourne [T421,T422] | FINGLAS |  | 53.5172 | -6.317
059007X | MV/LV Substation KI***007X |  | 20 kV | _ | LV | 400 kVA :Kiosk Substation | 0.4 | --> | 0.4 | 0.066 | 0.07 | Constrained, otherwise capacity available =327 kVA | --> | 0.38 | 0 | 0.003 | 0 | 0 | Constrained, otherwise capacity available =368 kW | --> | E15 ex BALLYCONNELL | Ballyconnell [T421,T422] | GORTAWEE |  | 54.1 | -7.4572
007386 | MV/LV Substation SL***386 |  | 20 kV | _ | LV | 200 kVA :Pole Substation | 0.2 | --> | 0.2 | 0.115 | 16.12 |  | --> | 0.19 | 0 | 0.01 | 0.178 | 0 |  | --> | E20 ex WEXFORD | Wexford [T121,T122] | WEXFORD |  | 52.2746 | -6.5425
046125 | MV/LV Substation TE***125 |  | 10 kV | _ | LV | 630 kVA :Building Structure | 0.63 | --> | 0.63 | 0 | 0 | Constrained, otherwise capacity available =353 kVA | --> | 0.598 | 0 | 0.004 | 0.5 | 0 |  | --> | C11 ex FINISKLIN | Finisklin [T41,T42] | SLIGO |  | 54.2736 | -8.4865
1644175 | MV/LV Substation KI***4175 |  | 10 kV | _ | LV | 50 kVA :Pole Substation | 0.05 | --> | 0.05 | 0 | 0 | Constrained, otherwise capacity available =50 kVA | --> | 0.048 | 0 | 0 | 0 | 0 | Constrained, otherwise capacity available =48 kW | --> | C22 ex SKIBBEREEN | Skibbereen [T41,T42] | DUNMANWAY |  | 51.4661 | -9.4108
063924 | MV/LV Substation SE***924 |  | 10 kV | _ | LV | 400 kVA :Building Structure | 0.4 | --> | 0.4 | 0 | 0 | Constrained, otherwise capacity available =355 kVA | --> | 0.38 | 0 | 0 | 0 | 0 | Constrained, otherwise capacity available =374 kW | --> | C17 ex STICKILLEN | Stickillen [T41,T42] | DRYBRIDGE |  | 53.8583 | -6.5239
2814200 | MV/LV Substation DI***4200 |  | 10 kV | _ | LV | 630 kVA :Building Structure | 0.63 | --> | 0.63 | 0.5 | 4.67 |  | --> | 0.598 | 0 | 0 | 0.5 | 0 |  | --> | C26 ex CENTRE PARK ROAD | Marina [T105,T106] | MARINA |  | 51.8965 | -8.4669
067284X | MV/LV Substation FE***284X |  | 10 kV | _ | LV | 200 kVA :Kiosk Substation | 0.2 | --> | 0.2 | 0 | 0 | Constrained, otherwise capacity available =176 kVA | --> | 0.19 | 0 | 0 | 0 | 0 | Constrained, otherwise capacity available =187 kW | --> | C14 ex CAHERDAVIN | Caherdavin [T41,T42] | ARDNACRUSHA |  | 52.6639 | -8.6374
265537 | MV/LV Substation DR***537 |  | 20 kV | _ | LV | 50 kVA :Pole Substation | 0.05 | --> | 0.05 | 0.045 | 2.56 |  | --> | 0.048 | 0 | 0 | 0.047 | 0 |  | --> | C17 ex KILLESHANDRA | Killeshandra [T41,T42] | GORTAWEE |  | 54.0605 | -7.4904
120419 | MV/LV Substation TI***419 |  | 10 kV | _ | LV | 50 kVA :Pole Substation | 0.05 | --> | 0.05 | 0 | 0 | Constrained, otherwise capacity available =38 kVA | --> | 0.048 | 0 | 0.009 | 0 | 0 | Constrained, otherwise capacity available =39 kW | --> | C15 ex BLAKE | Blake [T41,T42] | BLAKE |  | 53.3285 | -6.8436
015770Z | MV/LV Substation AL***770Z |  | 10 kV | _ | LV | 200 kVA :Kiosk Substation | 0.2 | --> | 0.2 | 0 | 0 | Constrained, otherwise capacity available =149 kVA | --> | 0.19 | 0 | 0.015 | 0 | 0 | Constrained, otherwise capacity available =172 kW | --> | C17 ex SALLINS | Sallins [T41,T42] | GRIFFINRATH |  | 53.2879 | -6.6807
132579X | MV/LV Substation RU***579X |  | 20 kV | _ | LV | 100 kVA :Pole Substation | 0.1 | --> | 0.1 | 0 | 0 | Constrained, otherwise capacity available =96 kVA | --> | 0.095 | 0 | 0 | 0 | 0 | Constrained, otherwise capacity available =94 kW | --> | E28 ex LOUGHREA | Loughrea [T41,T42] | SOMERSET |  | 53.2127 | -8.5651
288095X | MV/LV Substation HE***095X |  | 10 kV | _ | LV | 630 kVA :Building Structure | 0.63 | --> | 0.63 | 0 | 0 | Constrained, otherwise capacity available =584 kVA | --> | 0.598 | 0 | 0 | 0.5 | 0 |  | --> | C18 ex SANDYFORD | Sandyford [T41,T42] | CARRICKMINES |  | 53.2745 | -6.2138
003122 | MV/LV Substation WI***122 |  | 10 kV | _ | LV | 400 kVA :Kiosk Substation | 0.4 | --> | 0.4 | 0.347 | 11.58 |  | --> | 0.38 | 0 | 0.024 | 0 | 0 | Constrained, otherwise capacity available =355 kW | --> | C20 ex BALLYBEG | Ballybeg [T101,T102] | CARRICKMINES |  | 52.9745 | -6.0447
067182 | MV/LV Substation SE***182 |  | 10 kV | _ | LV | 200 kVA :Kiosk Substation | 0.2 | --> | 0.2 | 0 | 0 | Constrained, otherwise capacity available =121 kVA | --> | 0.19 | 0 | 0.005 | 0.175 | 0 |  | --> | C11 ex GARRYOWEN | Garryowen [T41,T42] | LIMERICK |  | 52.6529 | -8.6051
062047 | MV/LV Substation DO***047 |  | 10 kV | _ | LV | 100 kVA :Pole Substation | 0.1 | --> | 0.1 | 0.019 | 5.69 |  | --> | 0.095 | 0 | 0.016 | 0 | 0 | Constrained, otherwise capacity available =72 kW | --> | C19 ex RAMPARTS | Ramparts [T41,T42] | DUNDALK |  | 54.0196 | -6.3982
0684110 | MV/LV Substation BR***4110 |  | 10 kV | _ | LV | 630 kVA :Kiosk Substation | 0.63 | --> | 0.63 | 0.283 | 20.78 |  | --> | 0.598 | 0 | 0.022 | 0.5 | 0 |  | --> | C23 ex HEUSTON SQUARE | Heuston Square [T101,T102] | INCHICORE 220KV |  | 53.3395 | -6.3007
288304X | MV/LV Substation FU***304X |  | 10 kV | _ | LV | 1000 kVA :Building Structure | 1 | --> | 1 | 0 | 0 | Constrained, otherwise capacity available =900 kVA | --> | 0.95 | 0 | 0 | 0.5 | 0 |  | --> | C18 ex SANDYFORD | Sandyford [T41,T42] | CARRICKMINES |  | 53.2744 | -6.215
1324019 | MV/LV Substation OM***4019 |  | 10 kV | _ | LV | 630 kVA :Building Structure | 0.63 | --> | 0.63 | 0 | 0 | Constrained, otherwise capacity available =598 kVA | --> | 0.598 | 0 | 0 | 0 | 0 | Constrained, otherwise capacity available =597 kW | --> | C17 ex LOUGHREA | Loughrea [T41,T42] | SOMERSET |  | 53.2026 | -8.5835
127353 | MV/LV Substation BA***353 |  | 10 kV | _ | LV | 100 kVA :Pole Substation | 0.1 | --> | 0.1 | 0 | 0 | Constrained, otherwise capacity available =94 kVA | --> | 0.095 | 0 | 0 | 0 | 0 | Constrained, otherwise capacity available =94 kW | --> | C17 ex HOLYCROSS ROAD | Holycross Road [T41,T42] | THURLES |  | 52.6621 | -7.9528
120548Y | MV/LV Substation KI***548Y |  | 20 kV | _ | LV | 200 kVA :Kiosk Substation | 0.2 | --> | 0.2 | 0 | 0 | Constrained, otherwise capacity available =185 kVA | --> | 0.19 | 0 | 0 | 0 | 0 | Constrained, otherwise capacity available =188 kW | --> | E11 ex EDENDERRY | Edenderry [T421,T422] | BLAKE |  | 53.3373 | -7.0674
001374 | MV/LV Substation CL***374 |  | 10 kV | _ | LV | 630 kVA :Kiosk Substation | 0.63 | --> | 0.63 | 0.5 | 4.37 |  | --> | 0.598 | 0 | 0 | 0.5 | 0 |  | --> | C21 ex DUN LAOGHAIRE | Dun Laoghaire [T41,T42] | BLACKROCK |  | 53.2898 | -6.1314
053947Y | MV/LV Substation KI***947Y |  | 20 kV | _ | LV | 50 kVA :Pole Substation | 0.05 | --> | 0.05 | 0 | 0 | Constrained, otherwise capacity available =50 kVA | --> | 0.048 | 0 | 0 | 0.048 | 0 |  | --> | E18 ex CLONMINCH | Clonminch [T41,T422] | THORNSBERRY |  | 53.2215 | -7.5585
068272X | MV/LV Substation AI***272X |  | 10 kV | _ | LV | 1000 kVA :Building Structure | 1 | --> | 1 | 0.5 | 7.61 |  | --> | 0.95 | 0 | 0 | 0.5 | 0 |  | --> | C12 ex SHERIFF STREET | Sheriff Street [T41,T42] | FRANCIS STREET |  | 53.3479 | -6.2421
062543Y | MV/LV Substation CL***543Y |  | 10 kV | _ | LV | 630 kVA :Kiosk Substation | 0.63 | --> | 0.63 | 0.484 | 5.69 |  | --> | 0.598 | 0 | 0 | 0 | 0 | Constrained, otherwise capacity available =578 kW | --> | C20 ex RAMPARTS | Ramparts [T41,T42] | DUNDALK |  | 54.0058 | -6.4032
281694Z | MV/LV Substation DO***694Z |  | 10 kV | _ | LV | 400 kVA :Kiosk Substation | 0.4 | --> | 0.4 | 0 | 0 | Constrained, otherwise capacity available =378 kVA | --> | 0.38 | 0 | 0 | 0 | 0 | Constrained, otherwise capacity available =377 kW | --> | C18 ex DOUGLAS | Douglas [T41,T42] | TRABEG |  | 51.8734 | -8.4288
068831X | MV/LV Substation GR***831X |  | 10 kV | _ | LV | 1000 kVA :Building Structure | 1 | --> | 1 | 0.5 | 7.2 |  | --> | 0.95 | 0 | 0 | 0.5 | 0 |  | --> | C13 ex TRINITY | Trinity [T101,T102] | POOLBEG |  | 53.3439 | -6.2406
007915Z | MV/LV Substation BA***915Z |  | 20 kV | _ | LV | 100 kVA :Pole Substation | 0.1 | --> | 0.1 | 0.1 | 0.2 |  | --> | 0.095 | 0 | 0 | 0 | 0 | Constrained, otherwise capacity available =95 kW | --> | E15 ex BEALISTOWN | Bealistown [T421,T422] | GREAT ISLAND |  | 52.2548 | -6.7263
065731 | MV/LV Substation RA***731 |  | 20 kV | _ | LV | 50 kVA :Pole Substation | 0.05 | --> | 0.05 | 0 | 0 | Constrained, otherwise capacity available =46 kVA | --> | 0.048 | 0 | 0.004 | 0 | 0 | Constrained, otherwise capacity available =44 kW | --> | E15 ex BATTER LANE TEMPORARY | Batter Lane Temporary 38kv [T421] | GLASMORE |  | 53.5177 | -6.1655
058304X | MV/LV Substation CU***304X |  | 20 kV | _ | LV | 50 kVA :Pole Substation | 0.05 | --> | 0.05 | 0.05 | 0.18 |  | --> | 0.048 | 0 | 0 | 0 | 0 | Constrained, otherwise capacity available =48 kW | --> | C18 ex TOOMEVARA | Toomevara [T42] | NENAGH |  | 52.8117 | -8.061
071936 | MV/LV Substation ED***936 |  | 10 kV | _ | LV | 400 kVA :Kiosk Substation | 0.4 | --> | 0.4 | 0 | 0 | Constrained, otherwise capacity available =321 kVA | --> | 0.38 | 0 | 0.024 | 0.351 | 0 |  | --> | C22 ex GREYSTONES | Greystones [T41,T42] | FASSAROE |  | 53.1219 | -6.0743
082494Y | MV/LV Substation LE***494Y |  | 20 kV | _ | LV | 50 kVA :Pole Substation | 0.05 | --> | 0.05 | 0.034 | 0.64 |  | --> | 0.048 | 0 | 0.028 | 0 | 0 | Constrained, otherwise capacity available =25 kW | --> | E14 ex RANDALSTOWN | Randalstown [T422] | NAVAN |  | 53.7586 | -6.7151
031520 | MV/LV Substation CR***520 |  | 20 kV | _ | LV | 50 kVA :Pole Substation | 0.05 | --> | 0.05 | 0 | 0 | Constrained, otherwise capacity available =44 kVA | --> | 0.048 | 0 | 0 | 0 | 0 | Constrained, otherwise capacity available =47 kW | --> | E18 ex SPRINGS | Springs [T421,T422] | DUNGARVAN |  | 51.9832 | -7.6616
288077X | MV/LV Substation AT***077X |  | 10 kV | _ | LV | 630 kVA :Building Structure | 0.63 | --> | 0.63 | 0 | 15.18 |  | --> | 0.598 | 0 | 0 | 0.487 | 0 |  | --> | C26 ex CENTRAL PARK | Central Park [T101,T102] | CARRICKMINES |  | 53.2765 | -6.2093
062703Y | MV/LV Substation BR***703Y |  | 10 kV | _ | LV | 400 kVA :Kiosk Substation | 0.4 | --> | 0.4 | 0.24 | 2.33 |  | --> | 0.38 | 0 | 0 | 0 | 0 | Constrained, otherwise capacity available =358 kW | --> | C14 ex DUNDALK | Dundalk [T41,T42] | DUNDALK |  | 54.0118 | -6.4027
067009Z | MV/LV Substation CA***009Z |  | 10 kV | _ | LV | 400 kVA :Building Structure | 0.4 | --> | 0.4 | 0 | 0 | Constrained, otherwise capacity available =264 kVA | --> | 0.38 | 0 | 0.105 | 0.283 | 0 |  | --> | C12 ex RAHEEN | Raheen [T41,T42] | LIMERICK |  | 52.6271 | -8.6631
089275X | MV/LV Substation RO***275X |  | 10 kV | _ | LV | 400 kVA :Kiosk Substation | 0.4 | --> | 0.4 | 0.33 | 2.33 |  | --> | 0.38 | 0 | 0.082 | 0 | 0 | Constrained, otherwise capacity available =310 kW | --> | E18 ex MOY | Moy [T421,T422] | MOY |  | 54.1211 | -9.1655
049892Y | MV/LV Substation LG***892Y |  | 20 kV | _ | LV | 200 kVA :Pole Substation | 0.2 | --> | 0.2 | 0.2 | 0.21 |  | --> | 0.19 | 0 | 0 | 0 | 0 | Constrained, otherwise capacity available =190 kW | --> | E12 ex LONGFORD | Longford [T421,T422] | RICHMOND |  | 53.8349 | -7.7069
209009 | MV/LV Substation LO***009 |  | 10 kV | _ | LV | 200 kVA :Pole Substation | 0.2 | --> | 0.2 | 0 | 0 | Constrained, otherwise capacity available =166 kVA | --> | 0.19 | 0 | 0 | 0 | 0 | Constrained, otherwise capacity available =185 kW | --> | C16 ex MILFORD (NR) | Milford (nr) [T41,T42] | LETTERKENNY |  | 55.0816 | -7.8228
366059X | MV/LV Substation BA***059X |  | 20 kV | _ | LV | 50 kVA :Pole Substation | 0.05 | --> | 0.05 | 0.032 | 0.45 |  | --> | 0.048 | 0 | 0.006 | 0 | 0 | Constrained, otherwise capacity available =40 kW | --> | C16 ex CARRAROE | Carraroe [T42] | SCREEB |  | 53.067 | -9.5279
013013 | MV/LV Substation HI***013 |  | 10 kV | _ | LV | 630 kVA :Building Structure | 0.63 | --> | 0.63 | 0.121 | 0.12 | Constrained, otherwise capacity available =619 kVA | --> | 0.598 | 0 | 0 | 0.5 | 0 |  | --> | C19 ex ATHY | Athy [T101,T102] | ATHY |  | 52.9925 | -6.9943
014580Z | MV/LV Substation CN***580Z |  | 10 kV | _ | LV | 200 kVA :Kiosk Substation | 0.2 | --> | 0.2 | 0.138 | 0.63 |  | --> | 0.19 | 0 | 0.024 | 0 | 0 | Constrained, otherwise capacity available =164 kW | --> | C17 ex KILCULLEN | Kilcullen [T41,T42,T424] | STRATFORD |  | 53.1271 | -6.7573
039515X | MV/LV Substation CO***515X |  | 10 kV | _ | LV | 630 kVA :Kiosk Substation | 0.63 | --> | 0.63 | 0 | 0 | Constrained, otherwise capacity available =577 kVA | --> | 0.598 | 0 | 0.006 | 0 | 0 | Constrained, otherwise capacity available =587 kW | --> | C18 ex ORANMORE | Oranmore [T41,T44] | GALWAY 110KV |  | 53.268 | -8.9203
008866Y | MV/LV Substation BA***866Y |  | 10 kV | _ | LV | 50 kVA :Pole Substation | 0.05 | --> | 0.05 | 0 | 0 | Constrained, otherwise capacity available =39 kVA | --> | 0.048 | 0 | 0.005 | 0 | 0 | Constrained, otherwise capacity available =42 kW | --> | E15 ex CLONROCHE | Clonroche [T421,T422] | WEXFORD |  | 52.4615 | -6.8349
082341Y | MV/LV Substation LE***341Y |  | 20 kV | _ | LV | 200 kVA :Pole Substation | 0.2 | --> | 0.2 | 0.13 | 0.64 |  | --> | 0.19 | 0 | 0 | 0 | 0 | Constrained, otherwise capacity available =180 kW | --> | E14 ex RANDALSTOWN | Randalstown [T422] | NAVAN |  | 53.7572 | -6.6974
062037Y | MV/LV Substation CO***037Y |  | 10 kV | _ | LV | 200 kVA :Kiosk Substation | 0.2 | --> | 0.2 | 0.192 | 0.72 |  | --> | 0.19 | 0 | 0 | 0 | 0 | Constrained, otherwise capacity available =189 kW | --> | C11 ex COES ROAD | Coes Road [T41,T42] | DUNDALK |  | 54.0022 | -6.3765
0654228 | MV/LV Substation BA***4228 |  | 10 kV | _ | LV | 400 kVA :Kiosk Substation | 0.4 | --> | 0.4 | 0 | 0 | Constrained, otherwise capacity available =333 kVA | --> | 0.38 | 0 | 0.003 | 0.368 | 0 |  | --> | C25 ex STEPHENSTOWN | Stephenstown [T101,T102] | FINGLAS |  | 53.585 | -6.1366
014051Y | MV/LV Substation HY***051Y |  | 20 kV | _ | LV | 50 kVA :Pole Substation | 0.05 | --> | 0.05 | 0 | 0 | Constrained, otherwise capacity available =43 kVA | --> | 0.048 | 0 | 0 | 0 | 0 | Constrained, otherwise capacity available =46 kW | --> | C11 ex KILDARE | Kildare [T41,T42] | NEWBRIDGE |  | 53.1465 | -7.0303
093267 | MV/LV Substation CR***267 |  | 10 kV | _ | LV | 400 kVA :Kiosk Substation | 0.4 | --> | 0.4 | 0.366 | 2.86 |  | --> | 0.38 | 0 | 0.008 | 0.369 | 0 |  | --> | C13 ex BALLYMUN | Ballymun [T41,T42] | FINGLAS |  | 53.3873 | -6.2523
067184 | MV/LV Substation AR***184 |  | 10 kV | _ | LV | 630 kVA :Kiosk Substation | 0.63 | --> | 0.63 | 0 | 0 | Constrained, otherwise capacity available =483 kVA | --> | 0.598 | 0 | 0.018 | 0 | 0 | Constrained, otherwise capacity available =565 kW | --> | C14 ex CAHERDAVIN | Caherdavin [T41,T42] | ARDNACRUSHA |  | 52.6675 | -8.6491
138782 | MV/LV Substation AN***782 |  | 10 kV | _ | LV | 100 kVA :Pole Substation | 0.1 | --> | 0.1 | 0.084 | 1.52 |  | --> | 0.095 | 0 | 0 | 0 | 0 | Constrained, otherwise capacity available =93 kW | --> | C19 ex SHERCOCK | Shercock [T41,T42] | MEATH HILL |  | 53.978 | -6.9426
055077 | MV/LV Substation FA***077 |  | 10 kV | _ | LV | 50 kVA :Pole Substation | 0.05 | --> | 0.05 | 0 | 0 | Constrained, otherwise capacity available =44 kVA | --> | 0.048 | 0 | 0 | 0 | 0 | Constrained, otherwise capacity available =47 kW | --> | C13 ex ROSCREA | Roscrea [T41,T42] | IKERRIN |  | 52.9829 | -7.7924
039213 | MV/LV Substation SH***213 |  | 10 kV | _ | LV | 400 kVA :Building Structure | 0.4 | --> | 0.4 | 0 | 0 | Constrained, otherwise capacity available =262 kVA | --> | 0.38 | 0 | 0 | 0 | 0 | Constrained, otherwise capacity available =361 kW | --> | C20 ex MONEENAGEISHA | Moneenageisha [T41,T42] | GALWAY 110KV |  | 53.2806 | -9.0474
089625 | MV/LV Substation QU***625 |  | 20 kV | _ | LV | 100 kVA :Pole Substation | 0.1 | --> | 0.1 | 0.087 | 9.1 |  | --> | 0.095 | 0 | 0.004 | 0 | 0 | Constrained, otherwise capacity available =90 kW | --> | E17 ex ARDNAREE | Ardnaree [T42,T421] | MOY |  | 54.1226 | -9.1294
196957 | MV/LV Substation WO***957 |  | 20 kV | _ | LV | 200 kVA :Kiosk Substation | 0.2 | --> | 0.2 | 0.054 | 1.34 |  | --> | 0.19 | 0 | 0.033 | 0 | 0 | Constrained, otherwise capacity available =144 kW | --> | E23 ex ATHBOY | Athboy [T423] | NAVAN |  | 53.5333 | -6.9606
006485Y | MV/LV Substation BA***485Y |  | 20 kV | _ | LV | 50 kVA :Pole Substation | 0.05 | --> | 0.05 | 0.046 | 4.38 |  | --> | 0.048 | 0 | 0 | 0.047 | 0 |  | --> | E13 ex CRANE | Crane [T122] | CRANE |  | 52.4441 | -6.4775
365407 | MV/LV Substation JO***407 |  | 10 kV | _ | LV | 50 kVA :Pole Substation | 0.05 | --> | 0.05 | 0 | 0 | Constrained, otherwise capacity available =48 kVA | --> | 0.048 | 0 | 0 | 0.047 | 0 |  | --> | C15 ex SAGGART | Saggart [T41,T42] | GRANGE CASTLE |  | 53.2719 | -6.415
365214 | MV/LV Substation SA***214 |  | 10 kV | _ | LV | 400 kVA :Kiosk Substation | 0.4 | --> | 0.4 | 0 | 0 | Constrained, otherwise capacity available =266 kVA | --> | 0.38 | 0 | 0.011 | 0.353 | 0 |  | --> | C17 ex FORTUNESTOWN | Fortunestown [T101,T102] | INCHICORE 220KV |  | 53.2798 | -6.446
127296 | MV/LV Substation KA***296 |  | 10 kV | _ | LV | 200 kVA :Pole Substation | 0.2 | --> | 0.2 | 0 | 0 | Constrained, otherwise capacity available =200 kVA | --> | 0.19 | 0 | 0 | 0 | 0 | Constrained, otherwise capacity available =190 kW | --> | C14 ex TEMPLEMORE | Templemore [T41,T42] | IKERRIN |  | 52.7183 | -7.5876
021865X | MV/LV Substation ML***865X |  | 10 kV | _ | LV | 200 kVA :Pole Substation | 0.2 | --> | 0.2 | 0 | 0 | Constrained, otherwise capacity available =200 kVA | --> | 0.19 | 0 | 0 | 0 | 0 | Constrained, otherwise capacity available =190 kW | --> | C22 ex KILBARRY |  |  |  | 51.9132 | -8.4947
065412Z | MV/LV Substation DE***412Z |  | 20 kV | _ | LV | 630 kVA :Kiosk Substation | 0.63 | --> | 0.63 | 0 | 0 | Constrained, otherwise capacity available =455 kVA | --> | 0.598 | 0 | 0.047 | 0.5 | 0 |  | --> | C26 ex STEPHENSTOWN | Stephenstown [T101,T102] | FINGLAS |  | 53.5863 | -6.2884
366235X | MV/LV Substation FL***235X |  | 10 kV | _ | LV | 50 kVA :Pole Substation | 0.05 | --> | 0.05 | 0.05 | 1.47 |  | --> | 0.048 | 0 | 0 | 0.048 | 0 |  | --> | C15 ex SCREEB | Screeb [T41] | SCREEB |  | 53.3536 | -9.7045
015046Y | MV/LV Substation BL***046Y |  | 10 kV | _ | LV | 50 kVA :Pole Substation | 0.05 | --> | 0.05 | 0 | 0 | Constrained, otherwise capacity available =50 kVA | --> | 0.048 | 0 | 0 | 0 | 0 | Constrained, otherwise capacity available =48 kW | --> | C17 ex SALLINS | Sallins [T41,T42] | GRIFFINRATH |  | 53.2833 | -6.6791
066743Z | MV/LV Substation BE***743Z |  | 20 kV | _ | LV | 50 kVA :Pole Substation | 0.05 | --> | 0.05 | 0 | 0 | Constrained, otherwise capacity available =47 kVA | --> | 0.048 | 0 | 0.01 | 0 | 0 | Constrained, otherwise capacity available =40 kW | --> | E18 ex GLASMORE | Glasmore [T421,T422] | GLASMORE |  | 53.5359 | -6.2509
012566Y | MV/LV Substation MO***566Y |  | 20 kV | _ | LV | 50 kVA :Pole Substation | 0.05 | --> | 0.05 | 0.05 | 1.99 |  | --> | 0.048 | 0 | 0 | 0 | 0 | Constrained, otherwise capacity available =48 kW | --> | C19 ex GRAIGUE | Graigue [T41,T42] | CARLOW |  | 52.7714 | -6.9534
065484X | MV/LV Substation BA***484X |  | 20 kV | _ | LV | 50 kVA :Pole Substation | 0.05 | --> | 0.05 | 0 | 0 | Constrained, otherwise capacity available =46 kVA | --> | 0.048 | 0 | 0 | 0 | 0 | Constrained, otherwise capacity available =47 kW | --> | E15 ex BATTER LANE TEMPORARY | Batter Lane Temporary 38kv [T421] | GLASMORE |  | 53.5091 | -6.1509
046077 | MV/LV Substation CA***077 |  | 10 kV | _ | LV | 630 kVA :Kiosk Substation | 0.63 | --> | 0.63 | 0.463 | 5.48 |  | --> | 0.598 | 0 | 0.039 | 0.5 | 0 |  | --> | C14 ex BALLYTIVNAN | Ballytivnan [T41,T42] | SLIGO |  | 54.2806 | -8.4759
001132X | MV/LV Substation LO***132X |  | 10 kV | _ | LV | 400 kVA :Building Structure | 0.4 | --> | 0.4 | 0.356 | 1.23 |  | --> | 0.38 | 0 | 0 | 0.374 | 0 |  | --> | C23 ex SALLYNOGGIN ROAD | Sallynoggin Road [T41,T42] | CHERRYWOOD |  | 53.279 | -6.0997
034986X | MV/LV Substation GL***986X |  | 10 kV | _ | LV | 630 kVA :Kiosk Substation | 0.63 | --> | 0.63 | 0.491 | 0.57 |  | --> | 0.598 | 0 | 0.029 | 0 | 0 | Constrained, otherwise capacity available =558 kW | --> | C16 ex LAWLESSTOWN | Lawlesstown [T42,T421] | DOON |  | 52.3561 | -7.7252
041804X | MV/LV Substation AB***804X |  | 20 kV | _ | LV | 100 kVA :Pole Substation | 0.1 | --> | 0.1 | 0 | 0 | Constrained, otherwise capacity available =88 kVA | --> | 0.095 | 0 | 0 | 0 | 0 | Constrained, otherwise capacity available =93 kW | --> | E18 ex DALTON | Dalton [T421,T422] | DALTON |  | 53.6719 | -8.9573
138788 | MV/LV Substation DR***788 |  | 10 kV | _ | LV | 200 kVA :Pole Substation | 0.2 | --> | 0.2 | 0.187 | 2.18 |  | --> | 0.19 | 0 | 0 | 0 | 0 | Constrained, otherwise capacity available =188 kW | --> | C21 ex BAILIEBORO | Bailieboro [T41,T42] | MEATH HILL |  | 53.9124 | -6.8487
345445 | MV/LV Substation TO***445 |  | 20 kV | _ | LV | 50 kVA :Pole Substation | 0.05 | --> | 0.05 | 0 | 0 | Constrained, otherwise capacity available =29 kVA | --> | 0.048 | 0 | 0 | 0.044 | 0 |  | --> | E15 ex MANORHAMILTON | Manorhamilton [T422] | SLIGO |  | 54.2901 | -7.8727
012405Y | MV/LV Substation DU***405Y |  | 20 kV | _ | LV | 50 kVA :Pole Substation | 0.05 | --> | 0.05 | 0.042 | 2.83 |  | --> | 0.048 | 0 | 0.005 | 0 | 0 | Constrained, otherwise capacity available =43 kW | --> | E17 ex BAGENALSTOWN | Bagenalstown [T421,T422] | CARLOW |  | 52.7108 | -6.9532
027311 | MV/LV Substation HO***311 |  | 10 kV | _ | LV | 100 kVA :Pole Substation | 0.1 | --> | 0.1 | 0.063 | 7.79 |  | --> | 0.095 | 0 | 0.005 | 0 | 0 | Constrained, otherwise capacity available =86 kW | --> | C19 ex DUNMANWAY | Dunmanway [T422,T43] | DUNMANWAY |  | 51.7268 | -9.0927
069801 | MV/LV Substation MI***801 |  | 10 kV | _ | LV | 630 kVA :Kiosk Substation | 0.63 | --> | 0.63 | 0.44 | 7.75 |  | --> | 0.598 | 0 | 0.07 | 0.5 | 0 |  | --> | C20 ex MILLTOWN (DR) | Milltown (dr) [T101,T102] | INCHICORE 220KV |  | 53.3077 | -6.264
052190X | MV/LV Substation KI***190X |  | 10 kV | _ | LV | 50 kVA :Pole Substation | 0.05 | --> | 0.05 | 0 | 0 | Constrained, otherwise capacity available =26 kVA | --> | 0.048 | 0 | 0.008 | 0 | 0 | Constrained, otherwise capacity available =38 kW | --> | C17 ex ATHBOY | Athboy [T42] | NAVAN |  | 53.6612 | -6.9945
111087X | MV/LV Substation CU***087X |  | 20 kV | _ | LV | 50 kVA :Pole Substation | 0.05 | --> | 0.05 | 0 | 0 | Constrained, otherwise capacity available =44 kVA | --> | 0.048 | 0 | 0 | 0 | 0 | Constrained, otherwise capacity available =47 kW | --> | C11 ex BANTRY | Bantry [T41,T42] | BALLYLICKY |  | 51.6502 | -9.3818
007164X | MV/LV Substation ID***164X |  | 10 kV | _ | LV | 400 kVA :Kiosk Substation | 0.4 | --> | 0.4 | 0 | 0 | Constrained, otherwise capacity available =304 kVA | --> | 0.38 | 0 | 0 | 0 | 0 | Constrained, otherwise capacity available =369 kW | --> | C13 ex MULGANNON | Mulgannon [T41,T42] | WEXFORD |  | 52.3097 | -6.4649
021091 | MV/LV Substation SP***091 |  | 10 kV | _ | LV | 630 kVA :Building Structure | 0.63 | --> | 0.63 | 0 | 0 | Constrained, otherwise capacity available =355 kVA | --> | 0.598 | 0 | 0.015 | 0 | 0 | Constrained, otherwise capacity available =549 kW | --> | C22 ex KILBARRY |  |  |  | 51.92 | -8.4756
035120Y | MV/LV Substation MO***120Y |  | 10 kV | _ | LV | 200 kVA :Pole Substation | 0.2 | --> | 0.2 | 0.092 | 6.17 |  | --> | 0.19 | 0 | 0 | 0 | 0 | Constrained, otherwise capacity available =175 kW | --> | C20 ex CAHIR | Cahir [T41,T42] | CAHIR |  | 52.3733 | -7.9336
066294 | MV/LV Substation GR***294 |  | 10 kV | _ | LV | 400 kVA :Building Structure | 0.4 | --> | 0.4 | 0 | 0 | Constrained, otherwise capacity available =323 kVA | --> | 0.38 | 0 | 0.036 | 0.343 | 0 |  | --> | C17 ex HOWTH JUNCTION | Howth Junction [T41,T42] | GRANGE (DR) |  | 53.3873 | -6.1653
117768X | MV/LV Substation RO***768X |  | 20 kV | _ | LV | 400 kVA :Kiosk Substation | 0.4 | --> | 0.4 | 0 | 0 | Constrained, otherwise capacity available =292 kVA | --> | 0.38 | 0 | 0.013 | 0.355 | 0 |  | --> | E17 ex MANORHAMILTON | Manorhamilton [T422] | SLIGO |  | 54.233 | -8.3023
007113Z | MV/LV Substation JA***113Z |  | 10 kV | _ | LV | 100 kVA :Pole Substation | 0.1 | --> | 0.1 | 0 | 0 | Constrained, otherwise capacity available =93 kVA | --> | 0.095 | 0 | 0.012 | 0 | 0 | Constrained, otherwise capacity available =85 kW | --> | C20 ex MULGANNON | Mulgannon [T41,T42] | WEXFORD |  | 52.294 | -6.4567
003605Y | MV/LV Substation KE***605Y |  | 10 kV | _ | LV | 400 kVA :Kiosk Substation | 0.4 | --> | 0.4 | 0.363 | 11.58 |  | --> | 0.38 | 0 | 0.029 | 0 | 0 | Constrained, otherwise capacity available =353 kW | --> | C25 ex BALLYBEG | Ballybeg [T101,T102] | CARRICKMINES |  | 52.9821 | -6.0635
426729 | MV/LV Substation IC***729 |  | 20 kV | _ | LV | 400 kVA :Building Structure | 0.4 | --> | 0.4 | 0 | 0 | Constrained, otherwise capacity available =382 kVA | --> | 0.38 | 0 | 0 | 0 | 0 | Constrained, otherwise capacity available =378 kW | --> | E16 ex DINGLE | Dingle [T421,T422] | OUGHTRAGH |  | 52.1371 | -10.2753
069868 | MV/LV Substation RA***868 |  | 10 kV | _ | LV | 630 kVA :Building Structure | 0.63 | --> | 0.63 | 0.075 | 4.91 |  | --> | 0.598 | 0 | 0.027 | 0.498 | 0 |  | --> | C13 ex CRUMLIN | Crumlin [T41,T42] | INCHICORE 220KV |  | 53.3265 | -6.3151
021087Y | MV/LV Substation CH***087Y |  | 10 kV | _ | LV | 400 kVA :Kiosk Substation | 0.4 | --> | 0.4 | 0 | 0 | Constrained, otherwise capacity available =185 kVA | --> | 0.38 | 0 | 0.023 | 0.332 | 0 |  | --> | C24 ex KILBARRY | Kilbarry [T101,T43] | KILBARRY |  | 51.9069 | -8.4914
281055Z | MV/LV Substation RT***055Z |  | 10 kV | _ | LV | 630 kVA :Building Structure | 0.63 | --> | 0.63 | 0.5 | 7.88 |  | --> | 0.598 | 0 | 0 | 0.5 | 0 |  | --> | C24 ex LIBERTY STREET | Liberty Street [T101,T102] | LIBERTY STREET |  | 51.8955 | -8.4705
020589X | MV/LV Substation RE***589X |  | 10 kV | _ | LV | 50 kVA :Pole Substation | 0.05 | --> | 0.05 | 0 | 0 | Constrained, otherwise capacity available =47 kVA | --> | 0.048 | 0 | 0.005 | 0 | 0 | Constrained, otherwise capacity available =43 kW | --> | C11 ex COOLCORCORAN | Coolcorcoran [T41,T42] | KNOCKEARAGH |  | 52.0782 | -9.5065
093300X | MV/LV Substation ST***300X |  | 10 kV | _ | LV | 630 kVA :Kiosk Substation | 0.63 | --> | 0.63 | 0 | 0 | Constrained, otherwise capacity available =541 kVA | --> | 0.598 | 0 | 0 | 0.5 | 0 |  | --> | C12 ex SANTRY | Santry [T41,T42] | FINGLAS |  | 53.3954 | -6.2471
495712X | MV/LV Substation SL***712X |  | 20 kV | _ | LV | 200 kVA :Pole Substation | 0.2 | --> | 0.2 | 0.181 | 1.5 |  | --> | 0.19 | 0 | 0.01 | 0.18 | 0 |  | --> | E17 ex ACHILL | Achill [T422] | CARROWBEG |  | 54.0064 | -10.0298
210769Y | MV/LV Substation DR***769Y |  | 10 kV | _ | LV | 400 kVA :Kiosk Substation | 0.4 | --> | 0.4 | 0 | 0 | Constrained, otherwise capacity available =359 kVA | --> | 0.38 | 0 | 0.02 | 0 | 0 | Constrained, otherwise capacity available =360 kW | --> | C18 ex CARRICKMACROSS | Carrickmacross [T41,T42] | MEATH HILL |  | 53.9713 | -6.7071
165833X | MV/LV Substation CO***833X |  | 10 kV | _ | LV | 400 kVA :Kiosk Substation | 0.4 | --> | 0.4 | 0.269 | 0.88 |  | --> | 0.38 | 0 | 0.019 | 0 | 0 | Constrained, otherwise capacity available =348 kW | --> | C12 ex ROSS CARBERY | Ross Carbery [T41,T42] | DUNMANWAY |  | 51.5772 | -9.0354
024773X | MV/LV Substation WO***773X |  | 10 kV | _ | LV | 200 kVA :Kiosk Substation | 0.2 | --> | 0.2 | 0.136 | 2.14 |  | --> | 0.19 | 0 | 0.045 | 0 | 0 | Constrained, otherwise capacity available =148 kW | --> | C14 ex BUTTEVANT | Buttevant [T41,T42] | MALLOW |  | 52.2738 | -8.7334
019282 | MV/LV Substation BA***282 |  | 10 kV | _ | LV | 100 kVA :Pole Substation | 0.1 | --> | 0.1 | 0.047 | 0.05 | Constrained, otherwise capacity available =92 kVA | --> | 0.095 | 0 | 0.006 | 0 | 0 | Constrained, otherwise capacity available =90 kW | --> | C12 ex BALLYBEGGAN | Ballybeggan [T43,T44] | TRALEE |  | 52.2755 | -9.6582
180098Y | MV/LV Substation GL***098Y |  | 10 kV | _ | LV | 200 kVA :Kiosk Substation | 0.2 | --> | 0.2 | 0.152 | 0.68 |  | --> | 0.19 | 0 | 0.013 | 0 | 0 | Constrained, otherwise capacity available =174 kW | --> | C24 ex MULLAGH | Mullagh [T44] | MEATH HILL |  | 53.8102 | -6.942
074352 | MV/LV Substation SE***352 |  | 20 kV | _ | LV | 50 kVA :Pole Substation | 0.05 | --> | 0.05 | 0 | 0 | Constrained, otherwise capacity available =44 kVA | --> | 0.048 | 0 | 0 | 0 | 0 | Constrained, otherwise capacity available =47 kW | --> | C14 ex CARRICK ON SHANNON | Carrick On Shannon [T41,T42] | CARRICK ON SHANNON |  | 53.9909 | -8.0668
081207Z | MV/LV Substation MO***207Z |  | 10 kV | _ | LV | 630 kVA :Kiosk Substation | 0.63 | --> | 0.63 | 0 | 0 | Constrained, otherwise capacity available =477 kVA | --> | 0.598 | 0 | 0.01 | 0.5 | 0 |  | --> | C13 ex LIFFEY VALLEY | Liffey Valley [T41,T42] | INCHICORE 220KV |  | 53.3585 | -6.4125
0694051 | MV/LV Substation DO***4051 |  | 10 kV | _ | LV | 1000 kVA :Building Structure | 1 | --> | 1 | 0 | 0 | Constrained, otherwise capacity available =839 kVA | --> | 0.95 | 0 | 0 | 0.5 | 0 |  | --> | C13 ex DONNYBROOK | Donnybrook [T41,T42] | MILLTOWN (DR) |  | 53.322 | -6.2351
251441 | MV/LV Substation LA***441 |  | 20 kV | _ | LV | 200 kVA :Kiosk Substation | 0.2 | --> | 0.2 | 0 | 0 | Constrained, otherwise capacity available =182 kVA | --> | 0.19 | 0 | 0.01 | 0 | 0 | Constrained, otherwise capacity available =180 kW | --> | E47 ex CLAREGALWAY | Claregalway [T42,T421] | GALWAY 110KV |  | 53.3692 | -8.888
056324 | MV/LV Substation TH***324 |  | 20 kV | _ | LV | 50 kVA :Pole Substation | 0.05 | --> | 0.05 | 0.026 | 1.26 |  | --> | 0.048 | 0 | 0 | 0 | 0 | Constrained, otherwise capacity available =44 kW | --> | E16 ex BALLYCROSSAUN | Ballycrossaun [T421,T422] | SOMERSET |  | 53.0888 | -8.1891
023510 | MV/LV Substation CO***510 |  | 10 kV | _ | LV | 50 kVA :Pole Substation | 0.05 | --> | 0.05 | 0 | 0 | Constrained, otherwise capacity available =48 kVA | --> | 0.048 | 0 | 0 | 0 | 0 | Constrained, otherwise capacity available =47 kW | --> | E14 ex CASTLELYONS | Castlelyons [T421,T422] | BARRYMORE |  | 52.0909 | -8.118
288015X | MV/LV Substation KI***015X |  | 10 kV | _ | LV | 50 kVA :Pole Substation | 0.05 | --> | 0.05 | 0.017 | 2.36 |  | --> | 0.048 | 0 | 0.01 | 0.035 | 0 |  | --> | C11 ex BRAY | Bray [T41,T42] | FASSAROE |  | 53.1938 | -6.1803
065961 | MV/LV Substation DE***961 |  | 20 kV | _ | LV | 50 kVA :Pole Substation | 0.05 | --> | 0.05 | 0 | 0 | Constrained, otherwise capacity available =49 kVA | --> | 0.048 | 0 | 0 | 0 | 0 | Constrained, otherwise capacity available =47 kW | --> | E23 ex BALTRASNA | Baltrasna [T121,T122] | BALTRASNA |  | 53.5709 | -6.382
0524406 | MV/LV Substation MO***4406 |  | 20 kV | _ | LV | 50 kVA :Pole Substation | 0.05 | --> | 0.05 | 0.05 | 2.22 |  | --> | 0.048 | 0 | 0 | 0.048 | 0 |  | --> | E13 ex CLARA | Clara [T421,T422] | THORNSBERRY |  | 53.4433 | -7.4959
058166 | MV/LV Substation CL***166 |  | 10 kV | _ | LV | 50 kVA :Pole Substation | 0.05 | --> | 0.05 | 0.046 | 3 |  | --> | 0.048 | 0 | 0 | 0 | 0 | Constrained, otherwise capacity available =47 kW | --> | C21 ex NENAGH | Nenagh [T41,T42] | NENAGH |  | 52.886 | -8.3288
158298Y | MV/LV Substation BA***298Y |  | 20 kV | _ | LV | 200 kVA :Pole Substation | 0.2 | --> | 0.2 | 0 | 0 | Constrained, otherwise capacity available =200 kVA | --> | 0.19 | 0 | 0 | 0 | 0 | Constrained, otherwise capacity available =190 kW | --> | C19 ex ENNISTYMON | Ennistymon [T41,T42] | ENNIS |  | 53.0343 | -9.2888
099419X | MV/LV Substation FR***419X |  | 10 kV | _ | LV | 100 kVA :Pole Substation | 0.1 | --> | 0.1 | 0 | 0 | Constrained, otherwise capacity available =98 kVA | --> | 0.095 | 0 | 0 | 0 | 0 | Constrained, otherwise capacity available =95 kW | --> | C12 ex CULLION | Cullion [T41,T42] | LETTERKENNY |  | 54.9552 | -7.8541
009793Y | MV/LV Substation BO***793Y |  | 10 kV | _ | LV | 200 kVA :Kiosk Substation | 0.2 | --> | 0.2 | 0.172 | 3.82 |  | --> | 0.19 | 0 | 0 | 0 | 0 | Constrained, otherwise capacity available =186 kW | --> | C14 ex WATERFORD | Waterford [T41,T42] | WATERFORD |  | 52.2693 | -7.1411
093330X | MV/LV Substation OA***330X |  | 10 kV | _ | LV | 200 kVA :Kiosk Substation | 0.2 | --> | 0.2 | 0 | 0 | Constrained, otherwise capacity available =168 kVA | --> | 0.19 | 0 | 0 | 0.186 | 0 |  | --> | C17 ex SANTRY | Santry [T41,T42] | FINGLAS |  | 53.3991 | -6.2438
136442Y | MV/LV Substation RO***442Y |  | 10 kV | _ | LV | 630 kVA :Kiosk Substation | 0.63 | --> | 0.63 | 0 | 0 | Constrained, otherwise capacity available =568 kVA | --> | 0.598 | 0 | 0 | 0 | 0 | Constrained, otherwise capacity available =590 kW | --> | C13 ex ROSCOMMON | Roscommon [T41,T42] | LANESBORO |  | 53.627 | -8.1887
075576X | MV/LV Substation RY***576X |  | 20 kV | _ | LV | 200 kVA :Pole Substation | 0.2 | --> | 0.2 | 0.195 | 1.13 |  | --> | 0.19 | 0 | 0 | 0 | 0 | Constrained, otherwise capacity available =189 kW | --> | E12 ex BUNCLODY | Bunclody [T421,T422] | CRANE |  | 52.6516 | -6.6505
015653Z | MV/LV Substation NA***653Z |  | 10 kV | _ | LV | 400 kVA :Kiosk Substation | 0.4 | --> | 0.4 | 0.324 | 12.6 |  | --> | 0.38 | 0 | 0.005 | 0.366 | 0 |  | --> | C14 ex MONREAD | Monread [T101,T102] | MONREAD |  | 53.232 | -6.6656
156745Y | MV/LV Substation KI***745Y |  | 10 kV | _ | LV | 50 kVA :Pole Substation | 0.05 | --> | 0.05 | 0 | 0 | Constrained, otherwise capacity available =45 kVA | --> | 0.048 | 0 | 0 | 0 | 0 | Constrained, otherwise capacity available =47 kW | --> | C15 ex DRUMBEAR | Drumbear [T41,T42] | LISDRUM |  | 54.203 | -6.842
081078Y | MV/LV Substation TH***078Y |  | 10 kV | _ | LV | 200 kVA :Kiosk Substation | 0.2 | --> | 0.2 | 0 | 0 | Constrained, otherwise capacity available =88 kVA | --> | 0.19 | 0 | 0.061 | 0 | 0 | Constrained, otherwise capacity available =129 kW | --> | C17 ex CELBRIDGE | Celbridge [T41,T42] | GRIFFINRATH |  | 53.3468 | -6.5363
066244Z | MV/LV Substation AS***244Z |  | 10 kV | _ | LV | 630 kVA :Kiosk Substation | 0.63 | --> | 0.63 | 0 | 0 | Constrained, otherwise capacity available =451 kVA | --> | 0.598 | 0 | 0.118 | 0 | 0 | Constrained, otherwise capacity available =486 kW | --> | C16 ex MALAHIDE | Malahide [T41,T42] | GLASMORE |  | 53.4369 | -6.1295
366614 | MV/LV Substation CL***614 |  | 20 kV | _ | LV | 50 kVA :Pole Substation | 0.05 | --> | 0.05 | 0.042 | 1.47 |  | --> | 0.048 | 0 | 0 | 0.046 | 0 |  | --> | C16 ex SCREEB | Screeb [T41] | SCREEB |  | 53.2923 | -9.5603
081554Z | MV/LV Substation GR***554Z |  | 10 kV | _ | LV | 400 kVA :Kiosk Substation | 0.4 | --> | 0.4 | 0 | 0 | Constrained, otherwise capacity available =376 kVA | --> | 0.38 | 0 | 0 | 0.377 | 0 |  | --> | C29 ex GRANGE CASTLE | Grange Castle [T101,T102] | INCHICORE 220KV |  | 53.3216 | -6.4557
065449 | MV/LV Substation BA***449 |  | 10 kV | _ | LV | 100 kVA :Pole Substation | 0.1 | --> | 0.1 | 0 | 0 | Constrained, otherwise capacity available =96 kVA | --> | 0.095 | 0 | 0.01 | 0.087 | 0 |  | --> | C25 ex STEPHENSTOWN | Stephenstown [T101,T102] | FINGLAS |  | 53.5852 | -6.1505
006222 | MV/LV Substation J ***222 |  | 20 kV | _ | LV | 50 kVA :Pole Substation | 0.05 | --> | 0.05 | 0 | 0 | Constrained, otherwise capacity available =43 kVA | --> | 0.048 | 0 | 0.005 | 0 | 0 | Constrained, otherwise capacity available =43 kW | --> | E16 ex CLONROCHE | Clonroche [T421,T422] | WEXFORD |  | 52.4975 | -6.767
008661Z | MV/LV Substation NO***661Z |  | 10 kV | _ | LV | 630 kVA :Kiosk Substation | 0.63 | --> | 0.63 | 0 | 0 | Constrained, otherwise capacity available =616 kVA | --> | 0.598 | 0 | 0 | 0 | 0 | Constrained, otherwise capacity available =596 kW | --> | C18 ex KNOCKMULLEN | Knockmullen [T42,T421] | GREAT ISLAND |  | 52.3966 | -6.945
026864Y | MV/LV Substation TH***864Y |  | 10 kV | _ | LV | 400 kVA :Kiosk Substation | 0.4 | --> | 0.4 | 0 | 0 | Constrained, otherwise capacity available =379 kVA | --> | 0.38 | 0 | 0.005 | 0 | 0 | Constrained, otherwise capacity available =373 kW | --> | C15 ex KINSALE | Kinsale [T41,T42] | BANDON |  | 51.7076 | -8.5218
064456Y | MV/LV Substation BA***456Y |  | 10 kV | _ | LV | 50 kVA :Pole Substation | 0.05 | --> | 0.05 | 0 | 0 |  | --> | 0.048 | 0 | 0.021 | 0 | 0 | Constrained, otherwise capacity available =12 kW | --> | E11 ex SLANE | Slane [T421] | DRYBRIDGE |  | 53.7767 | -6.5037
365742X | MV/LV Substation DA***742X |  | 10 kV | _ | LV | 400 kVA :Kiosk Substation | 0.4 | --> | 0.4 | 0 | 0 | Constrained, otherwise capacity available =307 kVA | --> | 0.38 | 0 | 0.036 | 0.34 | 0 |  | --> | C22 ex OLDBAWN | Oldbawn [T41,T42] | COOKSTOWN |  | 53.2732 | -6.3365
130889 | MV/LV Substation KN***889 |  | 20 kV | _ | LV | 100 kVA :Pole Substation | 0.1 | --> | 0.1 | 0.093 | 2.55 |  | --> | 0.095 | 0 | 0 | 0 | 0 | Constrained, otherwise capacity available =94 kW | --> | E13 ex EDGEWORTHSTOWN | Edgeworthstown [T421,T422] | RICHMOND |  | 53.7476 | -7.5524
008371Z | MV/LV Substation WA***371Z |  | 10 kV | _ | LV | 1000 kVA :Building Structure | 1 | --> | 1 | 0.239 | 0.24 | Constrained, otherwise capacity available =909 kVA | --> | 0.95 | 0 | 0 | 0 | 0 | Constrained, otherwise capacity available =937 kW | --> | C27 ex ROSBERCON | Rosbercon [T41,T42] | WATERFORD |  | 52.3971 | -6.9481
021388Z | MV/LV Substation ME***388Z |  | 10 kV | _ | LV | 400 kVA :Kiosk Substation | 0.4 | --> | 0.4 | 0 | 0 | Constrained, otherwise capacity available =282 kVA | --> | 0.38 | 0 | 0.011 | 0.356 | 0 |  | --> | C21 ex MAYFIELD | Mayfield [T41,T42] | KILBARRY |  | 51.9185 | -8.4543
117447 | MV/LV Substation BA***447 |  | 10 kV | _ | LV | 400 kVA :Kiosk Substation | 0.4 | --> | 0.4 | 0.258 | 5.78 |  | --> | 0.38 | 0 | 0.025 | 0.342 | 0 |  | --> | C14 ex OAKFIELD | Oakfield [T41,T42] | SLIGO |  | 54.2099 | -8.5077
021140Z | MV/LV Substation BR***140Z |  | 10 kV | _ | LV | 200 kVA :Kiosk Substation | 0.2 | --> | 0.2 | 0 | 0 | Constrained, otherwise capacity available =141 kVA | --> | 0.19 | 0 | 0.015 | 0.171 | 0 |  | --> | C12 ex KILBARRY | Kilbarry [T101,T43] | KILBARRY |  | 51.9245 | -8.4569
0784072 | MV/LV Substation AI***4072 |  | 10 kV | _ | LV | 400 kVA :Building Structure | 0.4 | --> | 0.4 | 0 | 0 | Constrained, otherwise capacity available =216 kVA | --> | 0.38 | 0 | 0 | 0 | 0 | Constrained, otherwise capacity available =354 kW | --> | C13 ex CHARLESTOWN | Charlestown [T41] | TONROE |  | 53.9139 | -8.8125
365466X | MV/LV Substation PR***466X |  | 10 kV | _ | LV | 400 kVA :Building Structure | 0.4 | --> | 0.4 | 0 | 0 | Constrained, otherwise capacity available =240 kVA | --> | 0.38 | 0 | 0 | 0.358 | 0 |  | --> | C17 ex BELGARD | Belgard [T41,T42] | COOKSTOWN |  | 53.2965 | -6.3731
011541Z | MV/LV Substation PA***541Z |  | 10 kV | _ | LV | 200 kVA :Kiosk Substation | 0.2 | --> | 0.2 | 0 | 0 | Constrained, otherwise capacity available =126 kVA | --> | 0.19 | 0 | 0 | 0 | 0 | Constrained, otherwise capacity available =180 kW | --> | C24 ex GORESBRIDGE | Goresbridge [T41,T42] | KILKENNY |  | 52.631 | -7.0656
052938 | MV/LV Substation WA***938 |  | 20 kV | _ | LV | 200 kVA :Pole Substation | 0.2 | --> | 0.2 | 0.142 | 1.25 |  | --> | 0.19 | 0 | 0.009 | 0 | 0 | Constrained, otherwise capacity available =175 kW | --> | C16 ex LOUGHANALLA | Loughanalla [T41,T42] | MULLINGAR |  | 53.6811 | -7.2963
007128 | MV/LV Substation SC***128 |  | 20 kV | _ | LV | 50 kVA :Pole Substation | 0.05 | --> | 0.05 | 0.045 | 16.12 |  | --> | 0.048 | 0 | 0 | 0.047 | 0 |  | --> | E21 ex WEXFORD | Wexford [T121,T122] | WEXFORD |  | 52.4147 | -6.4106
001240 | MV/LV Substation LU***240 |  | 10 kV | _ | LV | 400 kVA :Kiosk Substation | 0.4 | --> | 0.4 | 0.153 | 1.23 |  | --> | 0.38 | 0 | 0.049 | 0.309 | 0 |  | --> | C23 ex SALLYNOGGIN ROAD | Sallynoggin Road [T41,T42] | CHERRYWOOD |  | 53.2816 | -6.1068
093031Y | MV/LV Substation DU***031Y |  | 10 kV | _ | LV | 400 kVA :Kiosk Substation | 0.4 | --> | 0.4 | 0 | 0 | Constrained, otherwise capacity available =319 kVA | --> | 0.38 | 0 | 0 | 0.369 | 0 |  | --> | C11 ex SUTTON | Sutton [T41,T42] | GRANGE (DR) |  | 53.3878 | -6.0704
0354047 | MV/LV Substation HO***4047 |  | 10 kV | _ | LV | 400 kVA :Building Structure | 0.4 | --> | 0.4 | 0.231 | 6.17 |  | --> | 0.38 | 0 | 0.2 | 0 | 0 | Constrained, otherwise capacity available =208 kW | --> | C20 ex CAHIR | Cahir [T41,T42] | CAHIR |  | 52.3723 | -7.9321
042591X | MV/LV Substation FA***591X |  | 10 kV | _ | LV | 200 kVA :Kiosk Substation | 0.2 | --> | 0.2 | 0 | 0 | Constrained, otherwise capacity available =147 kVA | --> | 0.19 | 0 | 0.018 | 0 | 0 | Constrained, otherwise capacity available =169 kW | --> | E18 ex WINDSOR | Windsor [T421,T422] | CASTLEBAR |  | 53.8619 | -9.2825
067439Y | MV/LV Substation RI***439Y |  | 20 kV | _ | LV | 400 kVA :Kiosk Substation | 0.4 | --> | 0.4 | 0.282 | 6.81 |  | --> | 0.38 | 0 | 0.037 | 0.336 | 0 |  | --> | C03 ex AHANE | Ahane [T102] | AHANE |  | 52.6652 | -8.5308
253924Z | MV/LV Substation CL***924Z |  | 20 kV | _ | LV | 50 kVA :Pole Substation | 0.05 | --> | 0.05 | 0 | 0 | Constrained, otherwise capacity available =45 kVA | --> | 0.048 | 0 | 0 | 0 | 0 | Constrained, otherwise capacity available =47 kW | --> | E16 ex GLENAMADDY | Glenamaddy [T422] | ATHLONE |  | 53.5164 | -8.6156
058414X | MV/LV Substation CL***414X |  | 10 kV | _ | LV | 200 kVA :Pole Substation | 0.2 | --> | 0.2 | 0.159 | 0.18 |  | --> | 0.19 | 0 | 0.002 | 0 | 0 | Constrained, otherwise capacity available =183 kW | --> | C15 ex TOOMEVARA | Toomevara [T42] | NENAGH |  | 52.9446 | -8.0436
165794 | MV/LV Substation SA***794 |  | 10 kV | _ | LV | 100 kVA :Pole Substation | 0.1 | --> | 0.1 | 0 | 0 | Constrained, otherwise capacity available =87 kVA | --> | 0.095 | 0 | 0.009 | 0 | 0 | Constrained, otherwise capacity available =86 kW | --> | C14 ex CLONAKILTY | Clonakilty [T41,T42] | DUNMANWAY |  | 51.5983 | -8.8715
058631 | MV/LV Substation GA***631 |  | 10 kV | _ | LV | 50 kVA :Pole Substation | 0.05 | --> | 0.05 | 0.035 | 3 |  | --> | 0.048 | 0 | 0 | 0 | 0 | Constrained, otherwise capacity available =45 kW | --> | C21 ex NENAGH | Nenagh [T41,T42] | NENAGH |  | 52.9003 | -8.3599
2354111 | MV/LV Substation TE***4111 |  | 20 kV | _ | LV | 50 kVA :Pole Substation | 0.05 | --> | 0.05 | 0 | 0 | Constrained, otherwise capacity available =50 kVA | --> | 0.048 | 0 | 0 | 0 | 0 | Constrained, otherwise capacity available =48 kW | --> | E11 ex BEALNABLATH | Bealnablath [T421] | BANDON |  | 51.808 | -8.7667
0094367 | MV/LV Substation OL***4367 |  | 20 kV | _ | LV | 100 kVA :Pole Substation | 0.1 | --> | 0.1 | 0.1 | 8.16 |  | --> | 0.095 | 0 | 0 | 0 | 0 | Constrained, otherwise capacity available =95 kW | --> | C17 ex MOUNT MISERY | Mount Misery [T41,T42] | WATERFORD |  | 52.2872 | -7.0617
158979 | MV/LV Substation IN***979 |  | 10 kV | _ | LV | 100 kVA :Pole Substation | 0.1 | --> | 0.1 | 0 | 0 | Constrained, otherwise capacity available =64 kVA | --> | 0.095 | 0 | 0 | 0 | 0 | Constrained, otherwise capacity available =90 kW | --> | C20 ex ENNISTYMON | Ennistymon [T41,T42] | ENNIS |  | 52.8776 | -9.1745
176853 | MV/LV Substation CA***853 |  | 20 kV | _ | LV | 50 kVA :Pole Substation | 0.05 | --> | 0.05 | 0.049 | 18.78 |  | --> | 0.048 | 0 | 0 | 0.047 | 0 |  | --> | E17 ex HARTNETTS CROSS | Hartnetts Cross [T121,T422] | HARTNETTS CROSS |  | 51.9523 | -9.163
068953 | MV/LV Substation ST***953 |  | 10 kV | _ | LV | 630 kVA :Kiosk Substation | 0.63 | --> | 0.63 | 0 | 0 | Constrained, otherwise capacity available =554 kVA | --> | 0.598 | 0 | 0.013 | 0.5 | 0 |  | --> | C23 ex PHIBSBORO | Phibsboro [T41,T42] | FINGLAS |  | 53.3524 | -6.2801
095895 | MV/LV Substation BL***895 |  | 10 kV | _ | LV | 200 kVA :Pole Substation | 0.2 | --> | 0.2 | 0.195 | 0.7 |  | --> | 0.19 | 0 | 0 | 0 | 0 | Constrained, otherwise capacity available =189 kW | --> | C16 ex KILRUSH | Kilrush [T41,T42] | TULLABRACK |  | 52.668 | -9.5896
034586 | MV/LV Substation KI***586 |  | 10 kV | _ | LV | 630 kVA :Kiosk Substation | 0.63 | --> | 0.63 | 0.436 | 0.95 |  | --> | 0.598 | 0 | 0.042 | 0 | 0 | Constrained, otherwise capacity available =540 kW | --> | C18 ex SPA ROAD | Spa Road [T41,T42] | DOON |  | 52.3626 | -7.5795
350105X | MV/LV Substation DO***105X |  | 10 kV | _ | LV | 400 kVA :Kiosk Substation | 0.4 | --> | 0.4 | 0.372 | 1.57 |  | --> | 0.38 | 0 | 0.011 | 0 | 0 | Constrained, otherwise capacity available =368 kW | --> | C16 ex BUNDORAN | Bundoran [T41,T42] | CATHALEENS FALL |  | 54.481 | -8.2638
0324160 | MV/LV Substation CL***4160 |  | 10 kV | _ | LV | 630 kVA :Kiosk Substation | 0.63 | --> | 0.63 | 0 | 0 | Constrained, otherwise capacity available =619 kVA | --> | 0.598 | 0 | 0.005 | 0 | 0 | Constrained, otherwise capacity available =593 kW | --> | C12 ex TRAMORE | Tramore [T41,T42] | BUTLERSTOWN |  | 52.1446 | -7.1682
017101 | MV/LV Substation SC***101 |  | 10 kV | _ | LV | 630 kVA :Building Structure | 0.63 | --> | 0.63 | 0.5 | 1.05 |  | --> | 0.598 | 0 | 0 | 0 | 0 | Constrained, otherwise capacity available =596 kW | --> | C14 ex NEWCASTLEWEST | Newcastlewest [T41,T42] | RATHKEALE |  | 52.4517 | -9.0546
052067Z | MV/LV Substation BU***067Z |  | 10 kV | _ | LV | 400 kVA :Kiosk Substation | 0.4 | --> | 0.4 | 0 | 0 | Constrained, otherwise capacity available =307 kVA | --> | 0.38 | 0 | 0 | 0 | 0 | Constrained, otherwise capacity available =367 kW | --> | C21 ex BALLINDERRY | Ballinderry [T41,T422] | MULLINGAR |  | 53.517 | -7.3568
015413Z | MV/LV Substation MA***413Z |  | 10 kV | _ | LV | 200 kVA :Kiosk Substation | 0.2 | --> | 0.2 | 0.141 | 12.6 |  | --> | 0.19 | 0 | 0 | 0.182 | 0 |  | --> | C19 ex MONREAD | Monread [T101,T102] | MONREAD |  | 53.2361 | -6.663
019724 | MV/LV Substation MO***724 |  | 10 kV | _ | LV | 200 kVA :Building Structure | 0.2 | --> | 0.2 | 0.186 | 2.18 |  | --> | 0.19 | 0 | 0 | 0 | 0 | Constrained, otherwise capacity available =188 kW | --> | C18 ex BALLYRICKARD | Ballyrickard [T41,T42] | TRALEE |  | 52.2864 | -9.7077
015572Z | MV/LV Substation PR***572Z |  | 10 kV | _ | LV | 100 kVA :Pole Substation | 0.1 | --> | 0.1 | 0 | 0 | Constrained, otherwise capacity available =64 kVA | --> | 0.095 | 0 | 0 | 0 | 0 | Constrained, otherwise capacity available =90 kW | --> | C19 ex SALLINS | Sallins [T41,T42] | GRIFFINRATH |  | 53.2872 | -6.7494
1494137 | MV/LV Substation SP***4137 |  | 10 kV | _ | LV | 100 kVA :Pole Substation | 0.1 | --> | 0.1 | 0 | 0 | Constrained, otherwise capacity available =71 kVA | --> | 0.095 | 0 | 0.011 | 0 | 0 | Constrained, otherwise capacity available =83 kW | --> | C13 ex DONEGAL | Donegal [T41,T42] | CATHALEENS FALL |  | 54.6709 | -8.0586
039333 | MV/LV Substation CA***333 |  | 10 kV | _ | LV | 400 kVA :Kiosk Substation | 0.4 | --> | 0.4 | 0 | 0 | Constrained, otherwise capacity available =327 kVA | --> | 0.38 | 0 | 0 | 0.37 | 0 |  | --> | C22 ex GALWAY 110KV | Galway 110kv [T102,T103] | GALWAY 110KV |  | 53.2868 | -9.0033
069583 | MV/LV Substation OR***583 |  | 10 kV | _ | LV | 400 kVA :Kiosk Substation | 0.4 | --> | 0.4 | 0.268 | 7.75 |  | --> | 0.38 | 0 | 0.039 | 0.333 | 0 |  | --> | C20 ex MILLTOWN (DR) | Milltown (dr) [T101,T102] | INCHICORE 220KV |  | 53.3083 | -6.2613
051023 | MV/LV Substation CO***023 |  | 20 kV | _ | LV | 200 kVA :Pole Substation | 0.2 | --> | 0.2 | 0.166 | 2.22 |  | --> | 0.19 | 0 | 0.005 | 0.182 | 0 |  | --> | E21 ex CLARA | Clara [T421,T422] | THORNSBERRY |  | 53.3407 | -7.6221
036092Y | MV/LV Substation TR***092Y |  | 20 kV | _ | LV | 50 kVA :Pole Substation | 0.05 | --> | 0.05 | 0 | 0 | Constrained, otherwise capacity available =38 kVA | --> | 0.048 | 0 | 0 | 0 | 0 | Constrained, otherwise capacity available =46 kW | --> | E20 ex GARRANACANTY | Garranacanty [T421,T422] | TIPPERARY |  | 52.4878 | -8.0653
180951X | MV/LV Substation TH***951X |  | 10 kV | _ | LV | 200 kVA :Kiosk Substation | 0.2 | --> | 0.2 | 0.148 | 1.4 |  | --> | 0.19 | 0 | 0.033 | 0 | 0 | Constrained, otherwise capacity available =158 kW | --> | C14 ex KELLS | Kells [T41,T42] | NAVAN |  | 53.76 | -6.8387
019975 | MV/LV Substation RA***975 |  | 10 kV | _ | LV | 400 kVA :Kiosk Substation | 0.4 | --> | 0.4 | 0.047 | 0.05 | Constrained, otherwise capacity available =305 kVA | --> | 0.38 | 0 | 0.019 | 0 | 0 | Constrained, otherwise capacity available =353 kW | --> | C13 ex BALLYBEGGAN | Ballybeggan [T43,T44] | TRALEE |  | 52.2695 | -9.6758
001145 | MV/LV Substation CA***145 |  | 10 kV | _ | LV | 400 kVA :Building Structure | 0.4 | --> | 0.4 | 0.27 | 13.42 |  | --> | 0.38 | 0 | 0.046 | 0.328 | 0 |  | --> | C18 ex POTTERY ROAD | Pottery Road [T101,T102] | CARRICKMINES |  | 53.2846 | -6.1112
021079Y | MV/LV Substation LO***079Y |  | 10 kV | _ | LV | 400 kVA :Kiosk Substation | 0.4 | --> | 0.4 | 0 | 0 | Constrained, otherwise capacity available =291 kVA | --> | 0.38 | 0 | 0.013 | 0.355 | 0 |  | --> | C11 ex MAYFIELD | Mayfield [T41,T42] | KILBARRY |  | 51.9141 | -8.4197
1274096 | MV/LV Substation MC***4096 |  | 10 kV | _ | LV | 630 kVA :Building Structure | 0.63 | --> | 0.63 | 0.464 | 5.89 |  | --> | 0.598 | 0 | 0 | 0 | 0 | Constrained, otherwise capacity available =575 kW | --> | C22 ex CASHEL | Cashel [T41,T42] | CAHIR |  | 52.5092 | -7.8743
1544141 | MV/LV Substation MA***4141 |  | 20 kV | _ | LV | 400 kVA :Building Structure | 0.4 | --> | 0.4 | 0 | 0 | Constrained, otherwise capacity available =400 kVA | --> | 0.38 | 0 | 0 | 0 | 0 | Constrained, otherwise capacity available =380 kW | --> | E18 ex KILCOCK | Kilcock [T421,T422] | GRIFFINRATH |  | 53.3954 | -6.5978
368008 | MV/LV Substation HA***008 |  | 10 kV | _ | LV | 200 kVA :Pole Substation | 0.2 | --> | 0.2 | 0 | 0 | Constrained, otherwise capacity available =91 kVA | --> | 0.19 | 0 | 0.014 | 0 | 0 | Constrained, otherwise capacity available =164 kW | --> | C17 ex BALLYHAUNIS | Ballyhaunis [T41,T42] | DALTON |  | 53.7643 | -8.7729
068998 | MV/LV Substation DA***998 |  | 10 kV | _ | LV | 630 kVA :Building Structure | 0.63 | --> | 0.63 | 0.5 | 3.38 |  | --> | 0.598 | 0 | 0 | 0.5 | 0 |  | --> | C13 ex MERRION SQUARE | Merrion Square [T41,T42] | RINGSEND |  | 53.3414 | -6.2498
021038 | MV/LV Substation LA***038 |  | 10 kV | _ | LV | 400 kVA :Kiosk Substation | 0.4 | --> | 0.4 | 0 | 0 | Constrained, otherwise capacity available =256 kVA | --> | 0.38 | 0 | 0 | 0.36 | 0 |  | --> | C16 ex MAYFIELD | Mayfield [T41,T42] | KILBARRY |  | 51.9162 | -8.4329
093273X | MV/LV Substation OA***273X |  | 10 kV | _ | LV | 400 kVA :Kiosk Substation | 0.4 | --> | 0.4 | 0 | 0 | Constrained, otherwise capacity available =296 kVA | --> | 0.38 | 0 | 0.022 | 0.349 | 0 |  | --> | C14 ex SANTRY | Santry [T41,T42] | FINGLAS |  | 53.3958 | -6.2408
093056 | MV/LV Substation AB***056 |  | 10 kV | _ | LV | 630 kVA :Building Structure | 0.63 | --> | 0.63 | 0 | 0 | Constrained, otherwise capacity available =387 kVA | --> | 0.598 | 0 | 0.01 | 0.5 | 0 |  | --> | C22 ex UNIDARE | Unidare [T41,T42] | FINGLAS |  | 53.3883 | -6.3177
0664085 | MV/LV Substation CA***4085 |  | 10 kV | _ | LV | 400 kVA :Kiosk Substation | 0.4 | --> | 0.4 | 0 | 0 | Constrained, otherwise capacity available =147 kVA | --> | 0.38 | 0 | 0.153 | 0 | 0 | Constrained, otherwise capacity available =231 kW | --> | C13 ex MALAHIDE | Malahide [T41,T42] | GLASMORE |  | 53.4365 | -6.1658
066812Z | MV/LV Substation WO***812Z |  | 20 kV | _ | LV | 50 kVA :Pole Substation | 0.05 | --> | 0.05 | 0 | 0 | Constrained, otherwise capacity available =50 kVA | --> | 0.048 | 0 | 0 | 0 | 0 | Constrained, otherwise capacity available =48 kW | --> | E11 ex ASHBOURNE | Ashbourne [T421,T422] | FINGLAS |  | 53.4747 | -6.3647
021159Z | MV/LV Substation KI***159Z |  | 10 kV | _ | LV | 200 kVA :Kiosk Substation | 0.2 | --> | 0.2 | 0 | 0 | Constrained, otherwise capacity available =108 kVA | --> | 0.19 | 0 | 0.027 | 0.157 | 0 |  | --> | C12 ex KILBARRY | Kilbarry [T101,T43] | KILBARRY |  | 51.9239 | -8.4636
081115Y | MV/LV Substation TH***115Y |  | 10 kV | _ | LV | 200 kVA :Kiosk Substation | 0.2 | --> | 0.2 | 0 | 0 | Constrained, otherwise capacity available =97 kVA | --> | 0.19 | 0 | 0.044 | 0 | 0 | Constrained, otherwise capacity available =143 kW | --> | C22 ex CELBRIDGE | Celbridge [T41,T42] | GRIFFINRATH |  | 53.3341 | -6.536
065633 | MV/LV Substation ST***633 |  | 10 kV | _ | LV | 50 kVA :Pole Substation | 0.05 | --> | 0.05 | 0 | 0 | Constrained, otherwise capacity available =38 kVA | --> | 0.048 | 0 | 0 | 0 | 0 | Constrained, otherwise capacity available =46 kW | --> | C16 ex LOUGHSHINNY | Loughshinny [T41,T42] | GLASMORE |  | 53.5783 | -6.1668
164394 | MV/LV Substation MI***394 |  | 10 kV | _ | LV | 50 kVA :Pole Substation | 0.05 | --> | 0.05 | 0.048 | 0.88 |  | --> | 0.048 | 0 | 0 | 0 | 0 | Constrained, otherwise capacity available =47 kW | --> | C22 ex ROSS CARBERY | Ross Carbery [T41,T42] | DUNMANWAY |  | 51.565 | -9.1253
065001 | MV/LV Substation TH***001 |  | 10 kV | _ | LV | 400 kVA :Kiosk Substation | 0.4 | --> | 0.4 | 0 | 0 | Constrained, otherwise capacity available =285 kVA | --> | 0.38 | 0 | 0.005 | 0 | 0 | Constrained, otherwise capacity available =360 kW | --> | C16 ex BALBRIGGAN | Balbriggan [T42] | GLASMORE |  | 53.6084 | -6.1836
122902 | MV/LV Substation TH***902 |  | 10 kV | _ | LV | 400 kVA :Kiosk Substation | 0.4 | --> | 0.4 | 0.349 | 4.18 |  | --> | 0.38 | 0 | 0.01 | 0 | 0 | Constrained, otherwise capacity available =366 kW | --> | C18 ex KINGSCOURT | Kingscourt [T41,T42] | MEATH HILL |  | 53.9075 | -6.8147
0624422 | MV/LV Substation OM***4422 |  | 20 kV | _ | LV | 400 kVA :Kiosk Substation | 0.4 | --> | 0.4 | 0.4 | 4.25 |  | --> | 0.38 | 0 | 0 | 0 | 0 | Constrained, otherwise capacity available =380 kW | --> | E18 ex JENKINSTOWN | Jenkinstown [T421,T422] | DUNDALK |  | 54.0893 | -6.2585
281911Z | MV/LV Substation CA***911Z |  | 10 kV | _ | LV | 200 kVA :Pole Substation | 0.2 | --> | 0.2 | 0 | 0 | Constrained, otherwise capacity available =163 kVA | --> | 0.19 | 0 | 0 | 0 | 0 | Constrained, otherwise capacity available =185 kW | --> | C18 ex DOUGLAS | Douglas [T41,T42] | TRABEG |  | 51.8644 | -8.4242
069002 | MV/LV Substation RA***002 |  | 10 kV | _ | LV | 630 kVA :Kiosk Substation | 0.63 | --> | 0.63 | 0.252 | 0.87 |  | --> | 0.598 | 0 | 0.01 | 0.5 | 0 |  | --> | C20 ex GARVILLE AVENUE | Garville Avenue [T42] | MILLTOWN (DR) |  | 53.3113 | -6.2743
051230X | MV/LV Substation BR***230X |  | 20 kV | _ | LV | 50 kVA :Pole Substation | 0.05 | --> | 0.05 | 0.048 | 2.22 |  | --> | 0.048 | 0 | 0 | 0.047 | 0 |  | --> | E21 ex CLARA | Clara [T421,T422] | THORNSBERRY |  | 53.325 | -7.6806
089248X | MV/LV Substation RI***248X |  | 20 kV | _ | LV | 200 kVA :Kiosk Substation | 0.2 | --> | 0.2 | 0.196 | 9.1 |  | --> | 0.19 | 0 | 0 | 0 | 0 | Constrained, otherwise capacity available =190 kW | --> | E19 ex ARDNAREE | Ardnaree [T42,T421] | MOY |  | 54.1244 | -9.136
009163 | MV/LV Substation RA***163 |  | 10 kV | _ | LV | 100 kVA :Pole Substation | 0.1 | --> | 0.1 | 0.093 | 3.82 |  | --> | 0.095 | 0 | 0 | 0 | 0 | Constrained, otherwise capacity available =94 kW | --> | C14 ex WATERFORD | Waterford [T41,T42] | WATERFORD |  | 52.266 | -7.1318
590107 | MV/LV Substation CO***107 |  | 20 kV | _ | LV | 100 kVA :Pole Substation | 0.1 | --> | 0.1 | 0 | 0 | Constrained, otherwise capacity available =76 kVA | --> | 0.095 | 0 | 0.006 | 0 | 0 | Constrained, otherwise capacity available =87 kW | --> | E15 ex CONG |  |  |  | 53.5138 | -9.4481
089008 | MV/LV Substation PO***008 |  | 10 kV | _ | LV | 200 kVA :Building Structure | 0.2 | --> | 0.2 | 0.096 | 0.74 |  | --> | 0.19 | 0 | 0 | 0 | 0 | Constrained, otherwise capacity available =175 kW | --> | C16 ex RAHANS | Rahans [T41] | MOY |  | 54.1105 | -9.1586
288772 | MV/LV Substation MO***772 |  | 10 kV | _ | LV | 50 kVA :Pole Substation | 0.05 | --> | 0.05 | 0 | 0.04 |  | --> | 0.048 | 0 | 0.019 | 0.022 | 0 |  | --> | C21 ex LITTLE BRAY | Little Bray [T41,T42] | FASSAROE |  | 53.2005 | -6.177
0824181 | MV/LV Substation FA***4181 |  | 20 kV | _ | LV | 50 kVA :Pole Substation | 0.05 | --> | 0.05 | 0 | 0 | Constrained, otherwise capacity available =50 kVA | --> | 0.048 | 0 | 0 | 0 | 0 | Constrained, otherwise capacity available =48 kW | --> | E16 ex ACADEMY STREET | Academy Street [T421,T422,T44] | NAVAN |  | 53.5683 | -6.6362
013584 | MV/LV Substation QU***584 |  | 10 kV | _ | LV | 50 kVA :Pole Substation | 0.05 | --> | 0.05 | 0.041 | 0.12 |  | --> | 0.048 | 0 | 0 | 0.046 | 0 |  | --> | C21 ex ATHY | Athy [T101,T102] | ATHY |  | 52.9888 | -7.0103
081007Y | MV/LV Substation DA***007Y |  | 10 kV | _ | LV | 400 kVA :Kiosk Substation | 0.4 | --> | 0.4 | 0 | 0 | Constrained, otherwise capacity available =264 kVA | --> | 0.38 | 0 | 0.047 | 0 | 0 | Constrained, otherwise capacity available =326 kW | --> | C17 ex CELBRIDGE | Celbridge [T41,T42] | GRIFFINRATH |  | 53.3424 | -6.5427
417162X | MV/LV Substation GL***162X |  | 20 kV | _ | LV | 50 kVA :Pole Substation | 0.05 | --> | 0.05 | 0.05 | 8.5 |  | --> | 0.048 | 0 | 0 | 0 | 0 | Constrained, otherwise capacity available =48 kW | --> | E12 ex ARIGNA | Arigna [T121] | ARIGNA |  | 54.1911 | -7.8543
093296Z | MV/LV Substation HO***296Z |  | 10 kV | _ | LV | 630 kVA :Building Structure | 0.63 | --> | 0.63 | 0 | 0 | Constrained, otherwise capacity available =541 kVA | --> | 0.598 | 0 | 0 | 0.5 | 0 |  | --> | C11 ex GRANGE (DR) | Grange (dr) [T41,T42] | GRANGE (DR) |  | 53.3919 | -6.1525
018850 | MV/LV Substation S.***850 |  | 10 kV | _ | LV | 50 kVA :Pole Substation | 0.05 | --> | 0.05 | 0.05 | 3.75 |  | --> | 0.048 | 0 | 0 | 0 | 0 | Constrained, otherwise capacity available =47 kW | --> | C19 ex SMEARLA | Smearla [T41,T42] | TRIEN |  | 52.399 | -9.421
006709Y | MV/LV Substation CO***709Y |  | 20 kV | _ | LV | 100 kVA :Pole Substation | 0.1 | --> | 0.1 | 0 | 0 | Constrained, otherwise capacity available =91 kVA | --> | 0.095 | 0 | 0 | 0 | 0 | Constrained, otherwise capacity available =94 kW | --> | E16 ex CLONROCHE | Clonroche [T421,T422] | WEXFORD |  | 52.5155 | -6.8037
139686X | MV/LV Substation BA***686X |  | 20 kV | _ | LV | 200 kVA :Pole Substation | 0.2 | --> | 0.2 | 0.172 | 2.68 |  | --> | 0.19 | 0 | 0 | 0 | 0 | Constrained, otherwise capacity available =186 kW | --> | E12 ex OLDCASTLE | Oldcastle [T41,T422] | MULLINGAR |  | 53.7658 | -7.2428
015603X | MV/LV Substation DU***603X |  | 10 kV | _ | LV | 100 kVA :Pole Substation | 0.1 | --> | 0.1 | 0 | 0 | Constrained, otherwise capacity available =31 kVA | --> | 0.095 | 0 | 0.04 | 0 | 0 | Constrained, otherwise capacity available =55 kW | --> | C19 ex JOHNSTOWN | Johnstown [T41,T42] | KILTEEL |  | 53.2242 | -6.6486
093606Z | MV/LV Substation SC***606Z |  | 10 kV | _ | LV | 100 kVA :Pole Substation | 0.1 | --> | 0.1 | 0.083 | 7.91 |  | --> | 0.095 | 0 | 0 | 0.093 | 0 |  | --> | C26 ex PELLETSTOWN | Pelletstown [T101,T102] | FINGLAS |  | 53.3844 | -6.3334
065515X | MV/LV Substation DE***515X |  | 10 kV | _ | LV | 50 kVA :Pole Substation | 0.05 | --> | 0.05 | 0 | 0 | Constrained, otherwise capacity available =38 kVA | --> | 0.048 | 0 | 0 | 0 | 0 | Constrained, otherwise capacity available =46 kW | --> | C16 ex LOUGHSHINNY | Loughshinny [T41,T42] | GLASMORE |  | 53.5771 | -6.2142
288886 | MV/LV Substation CL***886 |  | 10 kV | _ | LV | 50 kVA :Pole Substation | 0.05 | --> | 0.05 | 0 | 0 | Constrained, otherwise capacity available =50 kVA | --> | 0.048 | 0 | 0 | 0.047 | 0 |  | --> | C13 ex SANDYFORD | Sandyford [T41,T42] | CARRICKMINES |  | 53.2523 | -6.292
021029 | MV/LV Substation SI***029 |  | 10 kV | _ | LV | 630 kVA :Kiosk Substation | 0.63 | --> | 0.63 | 0 | 0 | Constrained, otherwise capacity available =597 kVA | --> | 0.598 | 0 | 0 | 0.5 | 0 |  | --> | C11 ex MAYFIELD | Mayfield [T41,T42] | KILBARRY |  | 51.9111 | -8.4206
019618 | MV/LV Substation CA***618 |  | 10 kV | _ | LV | 100 kVA :Pole Substation | 0.1 | --> | 0.1 | 0.078 | 1.54 |  | --> | 0.095 | 0 | 0.011 | 0 | 0 | Constrained, otherwise capacity available =84 kW | --> | C22 ex BALLYARD | Ballyard [T41,T42] | TRALEE |  | 52.2532 | -9.6963
429812 | MV/LV Substation NE***812 |  | 10 kV | _ | LV | 100 kVA :Pole Substation | 0.1 | --> | 0.1 | 0.074 | 5.75 |  | --> | 0.095 | 0 | 0.005 | 0 | 0 | Constrained, otherwise capacity available =88 kW | --> | E15 ex ABBEYFEALE | Abbeyfeale [T421] | TRIEN |  | 52.3889 | -9.3017
009056 | MV/LV Substation UP***056 |  | 10 kV | _ | LV | 200 kVA :Building Structure | 0.2 | --> | 0.2 | 0.157 | 0.95 |  | --> | 0.19 | 0 | 0.005 | 0 | 0 | Constrained, otherwise capacity available =180 kW | --> | C18 ex TYCOR | Tycor [T41,T42] | WATERFORD |  | 52.2585 | -7.1283
1204338 | MV/LV Substation RI***4338 |  | 20 kV | _ | LV | 630 kVA :Kiosk Substation | 0.63 | --> | 0.63 | 0.5 | 3.5 |  | --> | 0.598 | 0 | 0 | 0 | 0 | Constrained, otherwise capacity available =593 kW | --> | E12 ex DUNFIRTH | Dunfirth [T122] | DUNFIRTH |  | 53.4105 | -6.8227
069487 | MV/LV Substation MO***487 |  | 10 kV | _ | LV | 630 kVA :Kiosk Substation | 0.63 | --> | 0.63 | 0.346 | 0.87 |  | --> | 0.598 | 0 | 0.076 | 0.5 | 0 |  | --> | C11 ex GARVILLE AVENUE | Garville Avenue [T42] | MILLTOWN (DR) |  | 53.3154 | -6.2866
036043 | MV/LV Substation LI***043 |  | 10 kV | _ | LV | 400 kVA :Building Structure | 0.4 | --> | 0.4 | 0.33 | 2.76 |  | --> | 0.38 | 0 | 0 | 0 | 0 | Constrained, otherwise capacity available =370 kW | --> | C18 ex KILROSS ROAD | Kilross Road [T42] | TIPPERARY |  | 52.4674 | -8.1598
0684689 | MV/LV Substation CI***4689 |  | 10 kV | _ | LV | 630 kVA :Kiosk Substation | 0.63 | --> | 0.63 | 0.5 | 11.14 |  | --> | 0.598 | 0 | 0 | 0.5 | 0 |  | --> | C24 ex CABRA | Cabra [T101,T102] | FINGLAS |  | 53.3612 | -6.292
066034Y | MV/LV Substation WO***034Y |  | 10 kV | _ | LV | 200 kVA :Building Structure | 0.2 | --> | 0.2 | 0 | 0 | Constrained, otherwise capacity available =159 kVA | --> | 0.19 | 0 | 0 | 0 | 0 | Constrained, otherwise capacity available =184 kW | --> | C17 ex SWORDS | Swords [T41,T42] | GLASMORE |  | 53.4619 | -6.2115
151094Y | MV/LV Substation BR***094Y |  | 20 kV | _ | LV | 50 kVA :Pole Substation | 0.05 | --> | 0.05 | 0 | 0 | Constrained, otherwise capacity available =45 kVA | --> | 0.048 | 0 | 0 | 0.047 | 0 |  | --> | E17 ex BRUFF | Bruff [T42,T421] | LIMERICK |  | 52.4781 | -8.5426
081638Z | MV/LV Substation ST***638Z |  | 10 kV | _ | LV | 50 kVA :Pole Substation | 0.05 | --> | 0.05 | 0 | 0 | Constrained, otherwise capacity available =42 kVA | --> | 0.048 | 0 | 0 | 0 | 0 | Constrained, otherwise capacity available =46 kW | --> | C18 ex CELBRIDGE | Celbridge [T41,T42] | GRIFFINRATH |  | 53.3327 | -6.5291
065020Z | MV/LV Substation AR***020Z |  | 10 kV | _ | LV | 200 kVA :Kiosk Substation | 0.2 | --> | 0.2 | 0 | 0 | Constrained, otherwise capacity available =100 kVA | --> | 0.19 | 0 | 0.053 | 0.136 | 0 |  | --> | C29 ex STEPHENSTOWN | Stephenstown [T101,T102] | FINGLAS |  | 53.597 | -6.1753
1624095 | MV/LV Substation GU***4095 |  | 10 kV | _ | LV | 50 kVA :Pole Substation | 0.05 | --> | 0.05 | 0.05 | 7.25 |  | --> | 0.048 | 0 | 0 | 0 | 0 | Constrained, otherwise capacity available =48 kW | --> | C18 ex CONVOY | Convoy [T41,T42] | LETTERKENNY |  | 54.8506 | -7.5316
015652Z | MV/LV Substation TH***652Z |  | 10 kV | _ | LV | 630 kVA :Kiosk Substation | 0.63 | --> | 0.63 | 0 | 0 | Constrained, otherwise capacity available =549 kVA | --> | 0.598 | 0 | 0 | 0 | 0 | Constrained, otherwise capacity available =587 kW | --> | C17 ex SALLINS | Sallins [T41,T42] | GRIFFINRATH |  | 53.2906 | -6.6824
082733Y | MV/LV Substation DE***733Y |  | 20 kV | _ | LV | 50 kVA :Pole Substation | 0.05 | --> | 0.05 | 0 | 0 | Constrained, otherwise capacity available =44 kVA | --> | 0.048 | 0 | 0 | 0 | 0 | Constrained, otherwise capacity available =47 kW | --> | E17 ex DULEEK | Duleek [T421,T422] | DRYBRIDGE |  | 53.6538 | -6.5787
065052Z | MV/LV Substation KE***052Z |  | 10 kV | _ | LV | 630 kVA :Kiosk Substation | 0.63 | --> | 0.63 | 0 | 0 | Constrained, otherwise capacity available =464 kVA | --> | 0.598 | 0 | 0.04 | 0.5 | 0 |  | --> | C25 ex STEPHENSTOWN | Stephenstown [T101,T102] | FINGLAS |  | 53.5811 | -6.1298
152015 | MV/LV Substation CO***015 |  | 20 kV | _ | LV | 200 kVA :Pole Substation | 0.2 | --> | 0.2 | 0 | 0 | Constrained, otherwise capacity available =122 kVA | --> | 0.19 | 0 | 0.016 | 0 | 0 | Constrained, otherwise capacity available =167 kW | --> | E31 ex CAPPAMORE | Cappamore [T41,T42] | ARDNACRUSHA |  | 52.6159 | -8.3353
281120 | MV/LV Substation CA***120 |  | 10 kV | _ | LV | 1000 kVA :Building Structure | 1 | --> | 1 | 0.5 | 7.88 |  | --> | 0.95 | 0 | 0 | 0.5 | 0 |  | --> | C21 ex LIBERTY STREET | Liberty Street [T101,T102] | LIBERTY STREET |  | 51.8986 | -8.4737
089184X | MV/LV Substation SC***184X |  | 20 kV | _ | LV | 50 kVA :Pole Substation | 0.05 | --> | 0.05 | 0.044 | 3.56 |  | --> | 0.048 | 0 | 0.01 | 0 | 0 | Constrained, otherwise capacity available =39 kW | --> | E20 ex ENNISCRONE | Enniscrone [T421,T422] | MOY |  | 54.1945 | -9.1172
293638Y | MV/LV Substation RA***638Y |  | 20 kV | _ | LV | 50 kVA :Pole Substation | 0.05 | --> | 0.05 | 0.036 | 0.43 |  | --> | 0.048 | 0 | 0 | 0 | 0 | Constrained, otherwise capacity available =46 kW | --> | E13 ex TULLOW | Tullow [T421,T422] | CARLOW |  | 52.7888 | -6.7997
071414 | MV/LV Substation FA***414 |  | 10 kV | _ | LV | 50 kVA :Pole Substation | 0.05 | --> | 0.05 | 0 | 0 | Constrained, otherwise capacity available =21 kVA | --> | 0.048 | 0 | 0.007 | 0.038 | 0 |  | --> | C22 ex GREYSTONES | Greystones [T41,T42] | FASSAROE |  | 53.1271 | -6.0846
252497X | MV/LV Substation GL***497X |  | 10 kV | _ | LV | 50 kVA :Pole Substation | 0.05 | --> | 0.05 | 0.04 | 2.76 |  | --> | 0.048 | 0 | 0 | 0.046 | 0 |  | --> | C19 ex RECESS | Recess [T41] | SCREEB |  | 53.3704 | -9.8202
0814407 | MV/LV Substation PA***4407 |  | 20 kV | _ | LV | 400 kVA :Kiosk Substation | 0.4 | --> | 0.4 | 0 | 0 | Constrained, otherwise capacity available =385 kVA | --> | 0.38 | 0 | 0.006 | 0.374 | 0 |  | --> | E21 ex ADAMSTOWN | Adamstown [T121,T122] | INCHICORE 220KV |  | 53.3328 | -6.4144
021068Z | MV/LV Substation DU***068Z |  | 10 kV | _ | LV | 200 kVA :Kiosk Substation | 0.2 | --> | 0.2 | 0 | 0 | Constrained, otherwise capacity available =160 kVA | --> | 0.19 | 0 | 0 | 0.184 | 0 |  | --> | C11 ex MAYFIELD | Mayfield [T41,T42] | KILBARRY |  | 51.9134 | -8.4205
047179X | MV/LV Substation BA***179X |  | 20 kV | _ | LV | 50 kVA :Pole Substation | 0.05 | --> | 0.05 | 0.042 | 1.04 |  | --> | 0.048 | 0 | 0 | 0 | 0 | Constrained, otherwise capacity available =46 kW | --> | C16 ex BOYLE | Boyle [T41,T42] | CARRICK ON SHANNON |  | 54.0283 | -8.3351
093318X | MV/LV Substation RO***318X |  | 10 kV | _ | LV | 400 kVA :Kiosk Substation | 0.4 | --> | 0.4 | 0 | 0 | Constrained, otherwise capacity available =252 kVA | --> | 0.38 | 0 | 0.049 | 0.323 | 0 |  | --> | C16 ex SANTRY | Santry [T41,T42] | FINGLAS |  | 53.4005 | -6.2373
039072 | MV/LV Substation CA***072 |  | 10 kV | _ | LV | 200 kVA :Kiosk Substation | 0.2 | --> | 0.2 | 0.143 | 11.03 |  | --> | 0.19 | 0 | 0.012 | 0.173 | 0 |  | --> | C26 ex SALTHILL | Salthill [T101,T102] | SALTHILL |  | 53.2681 | -9.1103
003552 | MV/LV Substation BA***552 |  | 10 kV | _ | LV | 100 kVA :Pole Substation | 0.1 | --> | 0.1 | 0.088 | 0.48 |  | --> | 0.095 | 0 | 0.011 | 0 | 0 | Constrained, otherwise capacity available =85 kW | --> | C15 ex KILMARTIN | Kilmartin [T41] | ARKLOW |  | 53.0307 | -6.0625
0154086 | MV/LV Substation RO***4086 |  | 10 kV | _ | LV | 50 kVA :Pole Substation | 0.05 | --> | 0.05 | 0 | 0 | Constrained, otherwise capacity available =50 kVA | --> | 0.048 | 0 | 0 | 0 | 0 | Constrained, otherwise capacity available =47 kW | --> | C12 ex JOHNSTOWN | Johnstown [T41,T42] | KILTEEL |  | 53.2349 | -6.6287
111787Z | MV/LV Substation SR***787Z |  | 20 kV | _ | LV | 400 kVA :Kiosk Substation | 0.4 | --> | 0.4 | 0 | 0 | Constrained, otherwise capacity available =381 kVA | --> | 0.38 | 0 | 0.005 | 0 | 0 | Constrained, otherwise capacity available =374 kW | --> | C12 ex BANTRY | Bantry [T41,T42] | BALLYLICKY |  | 51.621 | -9.5221
039353 | MV/LV Substation KN***353 |  | 10 kV | _ | LV | 400 kVA :Kiosk Substation | 0.4 | --> | 0.4 | 0.279 | 11.03 |  | --> | 0.38 | 0 | 0.039 | 0.334 | 0 |  | --> | C26 ex SALTHILL | Salthill [T101,T102] | SALTHILL |  | 53.2644 | -9.1111
024551 | MV/LV Substation CA***551 |  | 10 kV | _ | LV | 50 kVA :Pole Substation | 0.05 | --> | 0.05 | 0.045 | 2.14 |  | --> | 0.048 | 0 | 0 | 0 | 0 | Constrained, otherwise capacity available =47 kW | --> | C14 ex BUTTEVANT | Buttevant [T41,T42] | MALLOW |  | 52.2993 | -8.669
365138 | MV/LV Substation DA***138 |  | 10 kV | _ | LV | 630 kVA :Kiosk Substation | 0.63 | --> | 0.63 | 0 | 0 | Constrained, otherwise capacity available =583 kVA | --> | 0.598 | 0 | 0.042 | 0.5 | 0 |  | --> | C15 ex TYMON | Tymon [T41,T42] | COOKSTOWN |  | 53.2715 | -6.3252
036637 | MV/LV Substation LE***637 |  | 20 kV | _ | LV | 50 kVA :Pole Substation | 0.05 | --> | 0.05 | 0 | 0 | Constrained, otherwise capacity available =43 kVA | --> | 0.048 | 0 | 0 | 0 | 0 | Constrained, otherwise capacity available =46 kW | --> | E18 ex GARRANACANTY | Garranacanty [T421,T422] | TIPPERARY |  | 52.5096 | -8.192
001019X | MV/LV Substation BU***019X |  | 10 kV | _ | LV | 200 kVA :Building Structure | 0.2 | --> | 0.2 | 0.154 | 13.42 |  | --> | 0.19 | 0 | 0 | 0.184 | 0 |  | --> | C18 ex POTTERY ROAD | Pottery Road [T101,T102] | CARRICKMINES |  | 53.285 | -6.1063
1804064 | MV/LV Substation KE***4064 |  | 10 kV | _ | LV | 100 kVA :Pole Substation | 0.1 | --> | 0.1 | 0.085 | 1.4 |  | --> | 0.095 | 0 | 0 | 0 | 0 | Constrained, otherwise capacity available =93 kW | --> | C23 ex KELLS | Kells [T41,T42] | NAVAN |  | 53.7318 | -6.9201
021453 | MV/LV Substation BE***453 |  | 10 kV | _ | LV | 50 kVA :Pole Substation | 0.05 | --> | 0.05 | 0 | 0 | Constrained, otherwise capacity available =39 kVA | --> | 0.048 | 0 | 0.005 | 0.042 | 0 |  | --> | C12 ex RIVERSTOWN | Riverstown [T41,T42] | KILBARRY |  | 51.9493 | -8.3918
158013 | MV/LV Substation MC***013 |  | 20 kV | _ | LV | 200 kVA :Pole Substation | 0.2 | --> | 0.2 | 0 | 0 | Constrained, otherwise capacity available =183 kVA | --> | 0.19 | 0 | 0 | 0 | 0 | Constrained, otherwise capacity available =188 kW | --> | C19 ex ENNISTYMON | Ennistymon [T41,T42] | ENNIS |  | 53.0251 | -9.2864
052204Y | MV/LV Substation GR***204Y |  | 20 kV | _ | LV | 50 kVA :Pole Substation | 0.05 | --> | 0.05 | 0 | 0 | Constrained, otherwise capacity available =30 kVA | --> | 0.048 | 0 | 0 | 0 | 0 | Constrained, otherwise capacity available =45 kW | --> | C15 ex DELVIN | Delvin [T41,T42] | MULLINGAR |  | 53.5157 | -7.1386
066615X | MV/LV Substation CO***615X |  | 10 kV | _ | LV | 100 kVA :Pole Substation | 0.1 | --> | 0.1 | 0 | 0 | Constrained, otherwise capacity available =73 kVA | --> | 0.095 | 0 | 0.011 | 0 | 0 | Constrained, otherwise capacity available =83 kW | --> | C13 ex MALAHIDE | Malahide [T41,T42] | GLASMORE |  | 53.4357 | -6.171
117459X | MV/LV Substation QU***459X |  | 20 kV | _ | LV | 50 kVA :Pole Substation | 0.05 | --> | 0.05 | 0 | 0 | Constrained, otherwise capacity available =50 kVA | --> | 0.048 | 0 | 0 | 0 | 0 | Constrained, otherwise capacity available =48 kW | --> | E20 ex COLLOONEY | Collooney [T421,T422] | SLIGO |  | 54.2141 | -8.5127
066348Z | MV/LV Substation CA***348Z |  | 10 kV | _ | LV | 630 kVA :Kiosk Substation | 0.63 | --> | 0.63 | 0 | 0 | Constrained, otherwise capacity available =480 kVA | --> | 0.598 | 0 | 0.031 | 0.5 | 0 |  | --> | C16 ex HOWTH JUNCTION | Howth Junction [T41,T42] | GRANGE (DR) |  | 53.3915 | -6.156
158021 | MV/LV Substation CO***021 |  | 20 kV | _ | LV | 100 kVA :Pole Substation | 0.1 | --> | 0.1 | 0 | 0 | Constrained, otherwise capacity available =68 kVA | --> | 0.095 | 0 | 0 | 0 | 0 | Constrained, otherwise capacity available =90 kW | --> | C19 ex ENNISTYMON | Ennistymon [T41,T42] | ENNIS |  | 53.0232 | -9.28
158166X | MV/LV Substation BA***166X |  | 20 kV | _ | LV | 100 kVA :Pole Substation | 0.1 | --> | 0.1 | 0 | 0 | Constrained, otherwise capacity available =93 kVA | --> | 0.095 | 0 | 0 | 0 | 0 | Constrained, otherwise capacity available =94 kW | --> | C19 ex ENNISTYMON | Ennistymon [T41,T42] | ENNIS |  | 53.0211 | -9.2745
082111Z | MV/LV Substation TA***111Z |  | 20 kV | _ | LV | 200 kVA :Pole Substation | 0.2 | --> | 0.2 | 0 | 0 | Constrained, otherwise capacity available =189 kVA | --> | 0.19 | 0 | 0 | 0 | 0 | Constrained, otherwise capacity available =188 kW | --> | E17 ex DULEEK | Duleek [T421,T422] | DRYBRIDGE |  | 53.6599 | -6.5814
132533X | MV/LV Substation OG***533X |  | 20 kV | _ | LV | 100 kVA :Pole Substation | 0.1 | --> | 0.1 | 0.098 | 1.62 |  | --> | 0.095 | 0 | 0 | 0 | 0 | Constrained, otherwise capacity available =95 kW | --> | C16 ex CURRA | Curra [T41] | SOMERSET |  | 53.0221 | -8.3531
137194X | MV/LV Substation BA***194X |  | 10 kV | _ | LV | 200 kVA :Kiosk Substation | 0.2 | --> | 0.2 | 0 | 2 |  | --> | 0.19 | 0 | 0.205 | 0 | 0 | Constrained, otherwise capacity available =22 kW | --> | C15 ex CAUSEWAY | Causeway [T41,T42] | TRALEE |  | 52.3383 | -9.8188
021073 | MV/LV Substation SP***073 |  | 10 kV | _ | LV | 400 kVA :Kiosk Substation | 0.4 | --> | 0.4 | 0 | 0 | Constrained, otherwise capacity available =208 kVA | --> | 0.38 | 0 | 0.02 | 0.338 | 0 |  | --> | C16 ex MAYFIELD | Mayfield [T41,T42] | KILBARRY |  | 51.9121 | -8.4328
0934233 | MV/LV Substation ST***4233 |  | 10 kV | _ | LV | 630 kVA :Kiosk Substation | 0.63 | --> | 0.63 | 0 | 0 | Constrained, otherwise capacity available =609 kVA | --> | 0.598 | 0 | 0.01 | 0.5 | 0 |  | --> | C17 ex GRANGE (DR) | Grange (dr) [T41,T42] | GRANGE (DR) |  | 53.4016 | -6.1441
058237 | MV/LV Substation P+***237 |  | 10 kV | _ | LV | 200 kVA :Kiosk Substation | 0.2 | --> | 0.2 | 0 | 0 | Constrained, otherwise capacity available =179 kVA | --> | 0.19 | 0 | 0 | 0 | 0 | Constrained, otherwise capacity available =187 kW | --> | C11 ex KYLEERAGH | Kyleeragh [T41,T42] | NENAGH |  | 52.8723 | -8.2184
021973X | MV/LV Substation BA***973X |  | 10 kV | _ | LV | 630 kVA :Kiosk Substation | 0.63 | --> | 0.63 | 0 | 0 | Constrained, otherwise capacity available =554 kVA | --> | 0.598 | 0 | 0 | 0.5 | 0 |  | --> | C16 ex MAYFIELD | Mayfield [T41,T42] | KILBARRY |  | 51.917 | -8.4291
1624120 | MV/LV Substation BR***4120 |  | 10 kV | _ | LV | 50 kVA :Pole Substation | 0.05 | --> | 0.05 | 0.04 | 0.25 |  | --> | 0.048 | 0 | 0 | 0 | 0 | Constrained, otherwise capacity available =46 kW | --> | C11 ex ROSSGEIR | Rossgeir [T41,T42] | LETTERKENNY |  | 54.8517 | -7.488
305756 | MV/LV Substation BI***756 |  | 10 kV | _ | LV | 200 kVA :Pole Substation | 0.2 | --> | 0.2 | 0.157 | 0.3 |  | --> | 0.19 | 0 | 0 | 0 | 0 | Constrained, otherwise capacity available =184 kW | --> | C16 ex BANAGHER | Banagher [T41,T42] | DALLOW |  | 53.1817 | -7.9783
281422Y | MV/LV Substation CO***422Y |  | 10 kV | _ | LV | 400 kVA :Kiosk Substation | 0.4 | --> | 0.4 | 0 | 0 | Constrained, otherwise capacity available =342 kVA | --> | 0.38 | 0 | 0.005 | 0.368 | 0 |  | --> | C21 ex BALLINCOLLIG | Ballincollig [T41,T42] | KILBARRY |  | 51.8823 | -8.5839
120404Y | MV/LV Substation GL***404Y |  | 20 kV | _ | LV | 400 kVA :Kiosk Substation | 0.4 | --> | 0.4 | 0.245 | 3.5 |  | --> | 0.38 | 0 | 0.063 | 0 | 0 | Constrained, otherwise capacity available =312 kW | --> | E11 ex DUNFIRTH | Dunfirth [T122] | DUNFIRTH |  | 53.4111 | -6.8312
4294039 | MV/LV Substation AB***4039 |  | 10 kV | _ | LV | 400 kVA :Building Structure | 0.4 | --> | 0.4 | 0.341 | 5.75 |  | --> | 0.38 | 0 | 0 | 0 | 0 | Constrained, otherwise capacity available =372 kW | --> | E15 ex ABBEYFEALE | Abbeyfeale [T421] | TRIEN |  | 52.3874 | -9.2979
015740Z | MV/LV Substation OL***740Z |  | 10 kV | _ | LV | 630 kVA :Kiosk Substation | 0.63 | --> | 0.63 | 0.5 | 12.6 |  | --> | 0.598 | 0 | 0 | 0.5 | 0 |  | --> | C14 ex MONREAD | Monread [T101,T102] | MONREAD |  | 53.2317 | -6.6669
281369Z | MV/LV Substation LI***369Z |  | 10 kV | _ | LV | 200 kVA :Kiosk Substation | 0.2 | --> | 0.2 | 0 | 0 | Constrained, otherwise capacity available =156 kVA | --> | 0.19 | 0 | 0.016 | 0.172 | 0 |  | --> | C21 ex BALLINCOLLIG | Ballincollig [T41,T42] | KILBARRY |  | 51.882 | -8.583
142007 | MV/LV Substation NE***007 |  | 10 kV | _ | LV | 50 kVA :Pole Substation | 0.05 | --> | 0.05 | 0 | 0 | Constrained, otherwise capacity available =50 kVA | --> | 0.048 | 0 | 0 | 0 | 0 | Constrained, otherwise capacity available =48 kW | --> | C11 ex ATHENRY | Athenry [T41,T42] | GALWAY 110KV |  | 53.2896 | -8.759
036077 | MV/LV Substation AT***077 |  | 10 kV | _ | LV | 400 kVA :Building Structure | 0.4 | --> | 0.4 | 0 | 0 | Constrained, otherwise capacity available =359 kVA | --> | 0.38 | 0 | 0 | 0 | 0 | Constrained, otherwise capacity available =374 kW | --> | E16 ex GARRANACANTY | Garranacanty [T421,T422] | TIPPERARY |  | 52.4731 | -8.1503
0654271 | MV/LV Substation BA***4271 |  | 10 kV | _ | LV | 400 kVA :Kiosk Substation | 0.4 | --> | 0.4 | 0 | 0 | Constrained, otherwise capacity available =352 kVA | --> | 0.38 | 0 | 0 | 0.373 | 0 |  | --> | C21 ex STEPHENSTOWN | Stephenstown [T101,T102] | FINGLAS |  | 53.6144 | -6.1853
001096 | MV/LV Substation AR***096 |  | 10 kV | _ | LV | 400 kVA :Kiosk Substation | 0.4 | --> | 0.4 | 0.31 | 4.01 |  | --> | 0.38 | 0 | 0.021 | 0.352 | 0 |  | --> | C15 ex BALLINCLEA | Ballinclea [T41] | CHERRYWOOD |  | 53.2728 | -6.1083
0014025 | MV/LV Substation CA***4025 |  | 10 kV | _ | LV | 400 kVA :Kiosk Substation | 0.4 | --> | 0.4 | 0.353 | 13.42 |  | --> | 0.38 | 0 | 0 | 0.374 | 0 |  | --> | C18 ex POTTERY ROAD | Pottery Road [T101,T102] | CARRICKMINES |  | 53.284 | -6.1116
066088Y | MV/LV Substation FY***088Y |  | 10 kV | _ | LV | 630 kVA :Building Structure | 0.63 | --> | 0.63 | 0 | 0 | Constrained, otherwise capacity available =375 kVA | --> | 0.598 | 0 | 0 | 0 | 0 | Constrained, otherwise capacity available =563 kW | --> | C17 ex SWORDS | Swords [T41,T42] | GLASMORE |  | 53.4614 | -6.2082
021061 | MV/LV Substation EN***061 |  | 10 kV | _ | LV | 200 kVA :Building Structure | 0.2 | --> | 0.2 | 0 | 0 | Constrained, otherwise capacity available =132 kVA | --> | 0.19 | 0 | 0.01 | 0.173 | 0 |  | --> | C12 ex MAYFIELD | Mayfield [T41,T42] | KILBARRY |  | 51.909 | -8.4323
036606 | MV/LV Substation CA***606 |  | 20 kV | _ | LV | 50 kVA :Pole Substation | 0.05 | --> | 0.05 | 0 | 0 | Constrained, otherwise capacity available =49 kVA | --> | 0.048 | 0 | 0.003 | 0 | 0 | Constrained, otherwise capacity available =45 kW | --> | E18 ex GARRANACANTY | Garranacanty [T421,T422] | TIPPERARY |  | 52.5444 | -8.1837
052458Z | MV/LV Substation ES***458Z |  | 20 kV | _ | LV | 50 kVA :Pole Substation | 0.05 | --> | 0.05 | 0.033 | 1.25 |  | --> | 0.048 | 0 | 0 | 0 | 0 | Constrained, otherwise capacity available =45 kW | --> | C18 ex LOUGHANALLA | Loughanalla [T41,T42] | MULLINGAR |  | 53.6851 | -7.2948
069885 | MV/LV Substation BE***885 |  | 10 kV | _ | LV | 630 kVA :Building Structure | 0.63 | --> | 0.63 | 0.5 | 0.91 |  | --> | 0.598 | 0 | 0 | 0.5 | 0 |  | --> | C21 ex KIMMAGE | Kimmage [T41,T42] | INCHICORE 220KV |  | 53.311 | -6.2902
067167Z | MV/LV Substation BA***167Z |  | 20 kV | _ | LV | 50 kVA :Pole Substation | 0.05 | --> | 0.05 | 0 | 0 | Constrained, otherwise capacity available =42 kVA | --> | 0.048 | 0 | 0.01 | 0 | 0 | Constrained, otherwise capacity available =39 kW | --> | E09 ex BRUFF |  |  |  | 52.5826 | -8.5505
251062X | MV/LV Substation CA***062X |  | 20 kV | _ | LV | 100 kVA :Pole Substation | 0.1 | --> | 0.1 | 0 | 0 | Constrained, otherwise capacity available =93 kVA | --> | 0.095 | 0 | 0.006 | 0 | 0 | Constrained, otherwise capacity available =90 kW | --> | E45 ex CLAREGALWAY | Claregalway [T42,T421] | GALWAY 110KV |  | 53.4024 | -8.9411
039190X | MV/LV Substation DO***190X |  | 10 kV | _ | LV | 100 kVA :Pole Substation | 0.1 | --> | 0.1 | 0 | 0 | Constrained, otherwise capacity available =90 kVA | --> | 0.095 | 0 | 0.006 | 0 | 0 | Constrained, otherwise capacity available =89 kW | --> | C13 ex SPIDDAL |  |  |  | 53.2507 | -9.2299
071410 | MV/LV Substation KI***410 |  | 10 kV | _ | LV | 50 kVA :Pole Substation | 0.05 | --> | 0.05 | 0.009 | 4.51 |  | --> | 0.048 | 0 | 0 | 0.042 | 0 |  | --> | C15 ex BOGHALL ROAD | Boghall Road [T41,T42] | FASSAROE |  | 53.1819 | -6.1052
118131Y | MV/LV Substation BN***131Y |  | 20 kV | _ | LV | 50 kVA :Pole Substation | 0.05 | --> | 0.05 | 0 | 0 | Constrained, otherwise capacity available =40 kVA | --> | 0.048 | 0 | 0 | 0 | 0 | Constrained, otherwise capacity available =46 kW | --> | E17 ex CREAGH | Creagh [T421,T422] | ATHLONE |  | 53.2731 | -8.1429
068481X | MV/LV Substation CO***481X |  | 10 kV | _ | LV | 630 kVA :Building Structure | 0.63 | --> | 0.63 | 0.5 | 9.99 |  | --> | 0.598 | 0 | 0 | 0.5 | 0 |  | --> | C25 ex HAROLDS CROSS | Harolds Cross [T101,T102] | POOLBEG |  | 53.3302 | -6.2749
157315X | MV/LV Substation CL***315X |  | 20 kV | _ | LV | 50 kVA :Pole Substation | 0.05 | --> | 0.05 | 0.048 | 1.55 |  | --> | 0.048 | 0 | 0 | 0 | 0 | Constrained, otherwise capacity available =47 kW | --> | E11 ex CARRIGALLEN | Carrigallen [T421] | CARRICK ON SHANNON |  | 54.0714 | -7.7759
281001Z | MV/LV Substation HO***001Z |  | 10 kV | _ | LV | 400 kVA :Kiosk Substation | 0.4 | --> | 0.4 | 0.4 | 4.67 |  | --> | 0.38 | 0 | 0 | 0.38 | 0 |  | --> | C18 ex CENTRE PARK ROAD | Marina [T105,T106] | MARINA |  | 51.8864 | -8.4168
127669 | MV/LV Substation KI***669 |  | 10 kV | _ | LV | 50 kVA :Pole Substation | 0.05 | --> | 0.05 | 0 | 0 | Constrained, otherwise capacity available =40 kVA | --> | 0.048 | 0 | 0 | 0 | 0 | Constrained, otherwise capacity available =46 kW | --> | C11 ex HOLYCROSS ROAD | Holycross Road [T41,T42] | THURLES |  | 52.6116 | -7.8629
0824169 | MV/LV Substation KI***4169 |  | 20 kV | _ | LV | 50 kVA :Pole Substation | 0.05 | --> | 0.05 | 0 | 0 | Constrained, otherwise capacity available =44 kVA | --> | 0.048 | 0 | 0 | 0 | 0 | Constrained, otherwise capacity available =47 kW | --> | E11 ex ACADEMY STREET | Academy Street [T421,T422,T44] | NAVAN |  | 53.6263 | -6.6372
066713X | MV/LV Substation A.***713X |  | 10 kV | _ | LV | 200 kVA :Pole Substation | 0.2 | --> | 0.2 | 0 | 0 | Constrained, otherwise capacity available =178 kVA | --> | 0.19 | 0 | 0 | 0 | 0 | Constrained, otherwise capacity available =187 kW | --> | C20 ex CLONSHAUGH | Clonshaugh [T41,T42] | FINGLAS |  | 53.4193 | -6.2176
0814350 | MV/LV Substation LU***4350 |  | 10 kV | _ | LV | 400 kVA :Kiosk Substation | 0.4 | --> | 0.4 | 0 | 0 | Constrained, otherwise capacity available =398 kVA | --> | 0.38 | 0 | 0 | 0.38 | 0 |  | --> | C18 ex LUCAN EAST | Lucan East [T41,T42] | GRANGE CASTLE |  | 53.3611 | -6.4385
068424 | MV/LV Substation HO***424 |  | 10 kV | _ | LV | 630 kVA :Building Structure | 0.63 | --> | 0.63 | 0.5 | 7.2 |  | --> | 0.598 | 0 | 0 | 0.5 | 0 |  | --> | C22 ex TRINITY | Trinity [T101,T102] | POOLBEG |  | 53.3404 | -6.2466
012839X | MV/LV Substation BA***839X |  | 20 kV | _ | LV | 50 kVA :Pole Substation | 0.05 | --> | 0.05 | 0.035 | 2.83 |  | --> | 0.048 | 0 | 0 | 0 | 0 | Constrained, otherwise capacity available =45 kW | --> | E17 ex BAGENALSTOWN | Bagenalstown [T421,T422] | CARLOW |  | 52.7344 | -6.9875
001775 | MV/LV Substation CR***775 |  | 10 kV | _ | LV | 200 kVA :Kiosk Substation | 0.2 | --> | 0.2 | 0.132 | 4.01 |  | --> | 0.19 | 0 | 0.024 | 0.163 | 0 |  | --> | C15 ex BALLINCLEA | Ballinclea [T41] | CHERRYWOOD |  | 53.2746 | -6.1004
066342Z | MV/LV Substation HO***342Z |  | 10 kV | _ | LV | 630 kVA :Kiosk Substation | 0.63 | --> | 0.63 | 0 | 0 | Constrained, otherwise capacity available =523 kVA | --> | 0.598 | 0 | 0.004 | 0.5 | 0 |  | --> | C18 ex GRANGE (DR) | Grange (dr) [T41,T42] | GRANGE (DR) |  | 53.3938 | -6.1634
0654381 | MV/LV Substation RE***4381 |  | 20 kV | _ | LV | 630 kVA :Kiosk Substation | 0.63 | --> | 0.63 | 0 | 0 | Constrained, otherwise capacity available =629 kVA | --> | 0.598 | 0 | 0 | 0 | 0 | Constrained, otherwise capacity available =598 kW | --> | E15 ex BATTER LANE TEMPORARY | Batter Lane Temporary 38kv [T421] | GLASMORE |  | 53.5272 | -6.1814
1644116 | MV/LV Substation SC***4116 |  | 10 kV | _ | LV | 100 kVA :Pole Substation | 0.1 | --> | 0.1 | 0 | 0 | Constrained, otherwise capacity available =82 kVA | --> | 0.095 | 0 | 0 | 0 | 0 | Constrained, otherwise capacity available =92 kW | --> | C12 ex SKIBBEREEN | Skibbereen [T41,T42] | DUNMANWAY |  | 51.5537 | -9.2774
093140Z | MV/LV Substation BU***140Z |  | 10 kV | _ | LV | 200 kVA :Kiosk Substation | 0.2 | --> | 0.2 | 0 | 0 | Constrained, otherwise capacity available =14 kVA | --> | 0.19 | 0 | 0.016 | 0.151 | 0 |  | --> | C16 ex SANTRY | Santry [T41,T42] | FINGLAS |  | 53.396 | -6.2432
018397Z | MV/LV Substation TR***397Z |  | 10 kV | _ | LV | 50 kVA :Pole Substation | 0.05 | --> | 0.05 | 0.044 | 3.75 |  | --> | 0.048 | 0 | 0 | 0 | 0 | Constrained, otherwise capacity available =47 kW | --> | C19 ex SMEARLA | Smearla [T41,T42] | TRIEN |  | 52.4415 | -9.3746
0084207 | MV/LV Substation RA***4207 |  | 10 kV | _ | LV | 1000 kVA :Building Structure | 1 | --> | 1 | 0.239 | 0.24 | Constrained, otherwise capacity available =995 kVA | --> | 0.95 | 0 | 0 | 0 | 0 | Constrained, otherwise capacity available =949 kW | --> | C15 ex ROSBERCON | Rosbercon [T41,T42] | WATERFORD |  | 52.3851 | -6.9654
095600X | MV/LV Substation SH***600X |  | 10 kV | _ | LV | 200 kVA :Kiosk Substation | 0.2 | --> | 0.2 | 0.119 | 0.7 |  | --> | 0.19 | 0 | 0.008 | 0 | 0 | Constrained, otherwise capacity available =173 kW | --> | C14 ex KILRUSH | Kilrush [T41,T42] | TULLABRACK |  | 52.6369 | -9.4966
001083 | MV/LV Substation TH***083 |  | 10 kV | _ | LV | 630 kVA :Building Structure | 0.63 | --> | 0.63 | 0.464 | 1.16 |  | --> | 0.598 | 0 | 0.05 | 0.5 | 0 |  | --> | C23 ex MOUNT MERRION | Mount Merrion [T41,T42] | CARRICKMINES |  | 53.2901 | -6.2096
019161X | MV/LV Substation AB***161X |  | 10 kV | _ | LV | 1000 kVA :Building Structure | 1 | --> | 1 | 0.5 | 1.54 |  | --> | 0.95 | 0 | 0 | 0 | 0 | Constrained, otherwise capacity available =936 kW | --> | C16 ex BALLYARD | Ballyard [T41,T42] | TRALEE |  | 52.2686 | -9.7062
019239 | MV/LV Substation RA***239 |  | 10 kV | _ | LV | 400 kVA :Kiosk Substation | 0.4 | --> | 0.4 | 0.047 | 0.05 | Constrained, otherwise capacity available =329 kVA | --> | 0.38 | 0 | 0.01 | 0 | 0 | Constrained, otherwise capacity available =363 kW | --> | C17 ex BALLYBEGGAN | Ballybeggan [T43,T44] | TRALEE |  | 52.2836 | -9.6947
007768Y | MV/LV Substation DU***768Y |  | 10 kV | _ | LV | 630 kVA :Building Structure | 0.63 | --> | 0.63 | 0.143 | 0.14 | Constrained, otherwise capacity available =504 kVA | --> | 0.598 | 0 | 0.011 | 0 | 0 | Constrained, otherwise capacity available =573 kW | --> | C12 ex CARRIGLAWN | Carriglawn [T41,T42] | WEXFORD |  | 52.3429 | -6.4657
068612 | MV/LV Substation GR***612 |  | 10 kV | _ | LV | 630 kVA :Building Structure | 0.63 | --> | 0.63 | 0.316 | 3.38 |  | --> | 0.598 | 0 | 0 | 0.5 | 0 |  | --> | C19 ex MERRION SQUARE | Merrion Square [T41,T42] | RINGSEND |  | 53.3392 | -6.2445
207176Y | MV/LV Substation GL***176Y |  | 10 kV | _ | LV | 50 kVA :Pole Substation | 0.05 | --> | 0.05 | 0.048 | 3.38 |  | --> | 0.048 | 0 | 0.01 | 0 | 0 | Constrained, otherwise capacity available =40 kW | --> | C17 ex GLENGOOLE | Glengoole [T41] | THURLES |  | 52.6169 | -7.6449
062787Y | MV/LV Substation PL***787Y |  | 20 kV | _ | LV | 100 kVA :Pole Substation | 0.1 | --> | 0.1 | 0.093 | 2.33 |  | --> | 0.095 | 0 | 0.006 | 0 | 0 | Constrained, otherwise capacity available =90 kW | --> | C26 ex DUNDALK | Dundalk [T41,T42] | DUNDALK |  | 54.0082 | -6.4714
031951X | MV/LV Substation CL***951X |  | 20 kV | _ | LV | 50 kVA :Pole Substation | 0.05 | --> | 0.05 | 0 | 0 | Constrained, otherwise capacity available =50 kVA | --> | 0.048 | 0 | 0 | 0 | 0 | Constrained, otherwise capacity available =48 kW | --> | E17 ex SPRINGS | Springs [T421,T422] | DUNGARVAN |  | 52.117 | -7.5316
068395 | MV/LV Substation RO***395 |  | 10 kV | _ | LV | 630 kVA :Building Structure | 0.63 | --> | 0.63 | 0.5 | 11.14 |  | --> | 0.598 | 0 | 0 | 0.5 | 0 |  | --> | C17 ex CABRA | Cabra [T101,T102] | FINGLAS |  | 53.3724 | -6.2893
156567Y | MV/LV Substation CO***567Y |  | 20 kV | _ | LV | 50 kVA :Pole Substation | 0.05 | --> | 0.05 | 0.05 | 2.1 |  | --> | 0.048 | 0 | 0 | 0 | 0 | Constrained, otherwise capacity available =48 kW | --> | E17 ex LISDRUM | Lisdrum [T422] | LISDRUM |  | 54.2324 | -7.0407
111468Y | MV/LV Substation SC***468Y |  | 20 kV | _ | LV | 200 kVA :Kiosk Substation | 0.2 | --> | 0.2 | 0 | 0 | Constrained, otherwise capacity available =163 kVA | --> | 0.19 | 0 | 0 | 0 | 0 | Constrained, otherwise capacity available =185 kW | --> | E16 ex BALLYDEHOB | Ballydehob [T421] | DUNMANWAY |  | 51.5153 | -9.5448
081124 | MV/LV Substation ST***124 |  | 10 kV | _ | LV | 200 kVA :Kiosk Substation | 0.2 | --> | 0.2 | 0 | 0 | Constrained, otherwise capacity available =152 kVA | --> | 0.19 | 0 | 0.01 | 0.176 | 0 |  | --> | C14 ex INCHICORE NORTH | Inchicore North [T41] | INCHICORE 220KV |  | 53.3463 | -6.3445
0504052 | MV/LV Substation BA***4052 |  | 20 kV | _ | LV | 50 kVA :Pole Substation | 0.05 | --> | 0.05 | 0 | 0 | Constrained, otherwise capacity available =50 kVA | --> | 0.048 | 0 | 0 | 0 | 0 | Constrained, otherwise capacity available =47 kW | --> | C22 ex ATHLONE | Athlone [T41,T42] | ATHLONE |  | 53.4546 | -7.9862
034081 | MV/LV Substation PR***081 |  | 10 kV | _ | LV | 200 kVA :Kiosk Substation | 0.2 | --> | 0.2 | 0.122 | 5.88 |  | --> | 0.19 | 0 | 0.004 | 0 | 0 | Constrained, otherwise capacity available =176 kW | --> | C11 ex ARDGEEHA | Ardgeeha [T41,T42] | DOON |  | 52.3603 | -7.7039
127613 | MV/LV Substation CO***613 |  | 20 kV | _ | LV | 50 kVA :Pole Substation | 0.05 | --> | 0.05 | 0.028 | 5.89 |  | --> | 0.048 | 0 | 0 | 0 | 0 | Constrained, otherwise capacity available =44 kW | --> | C14 ex CASHEL | Cashel [T41,T42] | CAHIR |  | 52.6112 | -7.9928
0294057 | MV/LV Substation BA***4057 |  | 10 kV | _ | LV | 200 kVA :Pole Substation | 0.2 | --> | 0.2 | 0 | 0 | Constrained, otherwise capacity available =200 kVA | --> | 0.19 | 0 | 0 | 0.19 | 0 |  | --> | C19 ex MIDLETON | Midleton [T101,T102] | MIDLETON |  | 51.9081 | -8.2194
010436X | MV/LV Substation KN***436X |  | 20 kV | _ | LV | 50 kVA :Pole Substation | 0.05 | --> | 0.05 | 0 | 0 | Constrained, otherwise capacity available =44 kVA | --> | 0.048 | 0 | 0 | 0 | 0 | Constrained, otherwise capacity available =47 kW | --> | E11 ex BALLYHALE | Ballyhale [T42,T421] | KILKENNY |  | 52.5306 | -7.2162
137279 | MV/LV Substation FO***279 |  | 10 kV | _ | LV | 100 kVA :Pole Substation | 0.1 | --> | 0.1 | 0.083 | 2 |  | --> | 0.095 | 0 | 0 | 0 | 0 | Constrained, otherwise capacity available =93 kW | --> | C12 ex CAUSEWAY | Causeway [T41,T42] | TRALEE |  | 52.4201 | -9.7478
002707 | MV/LV Substation BA***707 |  | 10 kV | _ | LV | 50 kVA :Pole Substation | 0.05 | --> | 0.05 | 0 | 0 | Constrained, otherwise capacity available =24 kVA | --> | 0.048 | 0 | 0 | 0.044 | 0 |  | --> | C14 ex GREYSTONES | Greystones [T41,T42] | FASSAROE |  | 53.1725 | -6.1765
011677X | MV/LV Substation NE***677X |  | 10 kV | _ | LV | 400 kVA :Kiosk Substation | 0.4 | --> | 0.4 | 0 | 0 | Constrained, otherwise capacity available =354 kVA | --> | 0.38 | 0 | 0.004 | 0 | 0 | Constrained, otherwise capacity available =371 kW | --> | C16 ex TALBOTS INCH | Talbots Inch [T41,T42] | KILKENNY |  | 52.6621 | -7.2447
162025 | MV/LV Substation AU***025 |  | 10 kV | _ | LV | 50 kVA :Pole Substation | 0.05 | --> | 0.05 | 0.036 | 0.25 |  | --> | 0.048 | 0 | 0 | 0 | 0 | Constrained, otherwise capacity available =46 kW | --> | C11 ex ROSSGEIR | Rossgeir [T41,T42] | LETTERKENNY |  | 54.836 | -7.4792
162031X | MV/LV Substation OA***031X |  | 10 kV | _ | LV | 200 kVA :Kiosk Substation | 0.2 | --> | 0.2 | 0.182 | 0.25 |  | --> | 0.19 | 0 | 0 | 0 | 0 | Constrained, otherwise capacity available =188 kW | --> | C16 ex ROSSGEIR | Rossgeir [T41,T42] | LETTERKENNY |  | 54.88 | -7.5769
038507 | MV/LV Substation AR***507 |  | 20 kV | _ | LV | 50 kVA :Pole Substation | 0.05 | --> | 0.05 | 0 | 0 | Constrained, otherwise capacity available =4 kVA | --> | 0.048 | 0 | 0.005 | 0 | 0 | Constrained, otherwise capacity available =37 kW | --> | E15 ex GORT | Gort [T41,T42] | ENNIS |  | 53.1563 | -8.8063
058021 | MV/LV Substation ST***021 |  | 10 kV | _ | LV | 400 kVA :Kiosk Substation | 0.4 | --> | 0.4 | 0 | 0 | Constrained, otherwise capacity available =337 kVA | --> | 0.38 | 0 | 0 | 0 | 0 | Constrained, otherwise capacity available =371 kW | --> | C11 ex KYLEERAGH | Kyleeragh [T41,T42] | NENAGH |  | 52.87 | -8.1975
051882 | MV/LV Substation BA***882 |  | 20 kV | _ | LV | 50 kVA :Pole Substation | 0.05 | --> | 0.05 | 0.026 | 2.22 |  | --> | 0.048 | 0 | 0 | 0.044 | 0 |  | --> | E21 ex CLARA | Clara [T421,T422] | THORNSBERRY |  | 53.3963 | -7.6865
108223X | MV/LV Substation AS***223X |  | 10 kV | _ | LV | 630 kVA :Kiosk Substation | 0.63 | --> | 0.63 | 0.5 | 1.57 |  | --> | 0.598 | 0 | 0 | 0 | 0 | Constrained, otherwise capacity available =590 kW | --> | C16 ex BALLYSHANNON | Ballyshannon [T41,T42] | CATHALEENS FALL |  | 54.5012 | -8.1926
012088Y | MV/LV Substation TH***088Y |  | 10 kV | _ | LV | 400 kVA :Kiosk Substation | 0.4 | --> | 0.4 | 0 | 0 | Constrained, otherwise capacity available =351 kVA | --> | 0.38 | 0 | 0.008 | 0 | 0 | Constrained, otherwise capacity available =367 kW | --> | C20 ex POLLERTON | Pollerton [T41,T42] | CARLOW |  | 52.8327 | -6.9035
065313Z | MV/LV Substation CO***313Z |  | 20 kV | _ | LV | 200 kVA :Kiosk Substation | 0.2 | --> | 0.2 | 0 | 0 | Constrained, otherwise capacity available =168 kVA | --> | 0.19 | 0 | 0 | 0 | 0 | Constrained, otherwise capacity available =186 kW | --> | E23 ex BALTRASNA | Baltrasna [T121,T122] | BALTRASNA |  | 53.5528 | -6.4351
281299Z | MV/LV Substation 1 ***299Z |  | 10 kV | _ | LV | 400 kVA :Kiosk Substation | 0.4 | --> | 0.4 | 0 | 0 | Constrained, otherwise capacity available =312 kVA | --> | 0.38 | 0 | 0.03 | 0 | 0 | Constrained, otherwise capacity available =346 kW | --> | C17 ex DOUGLAS | Douglas [T41,T42] | TRABEG |  | 51.8689 | -8.4327
064495X | MV/LV Substation AB***495X |  | 20 kV | _ | LV | 200 kVA :Pole Substation | 0.2 | --> | 0.2 | 0 | 0 | Constrained, otherwise capacity available =143 kVA | --> | 0.19 | 0 | 0.014 | 0 | 0 | Constrained, otherwise capacity available =172 kW | --> | E15 ex DULEEK | Duleek [T421,T422] | DRYBRIDGE |  | 53.654 | -6.415
007046 | MV/LV Substation RO***046 |  | 20 kV | _ | LV | 200 kVA :Pole Substation | 0.2 | --> | 0.2 | 0.057 | 1.4 |  | --> | 0.19 | 0 | 0.016 | 0 | 0 | Constrained, otherwise capacity available =158 kW | --> | E12 ex KILLINICK | Killinick [T421,T422] | WEXFORD |  | 52.2483 | -6.3351
139630X | MV/LV Substation LO***630X |  | 10 kV | _ | LV | 50 kVA :Pole Substation | 0.05 | --> | 0.05 | 0.003 | 4 |  | --> | 0.048 | 0 | 0.035 | 0 | 0 | Constrained, otherwise capacity available =15 kW | --> | C17 ex BALLYJAMESDUFF | Ballyjamesduff [T41,T42] | SHANKILL |  | 53.9255 | -7.2752
081204Z | MV/LV Substation KN***204Z |  | 10 kV | _ | LV | 400 kVA :Kiosk Substation | 0.4 | --> | 0.4 | 0 | 0 | Constrained, otherwise capacity available =323 kVA | --> | 0.38 | 0 | 0 | 0.369 | 0 |  | --> | C14 ex INCHICORE NORTH | Inchicore North [T41] | INCHICORE 220KV |  | 53.347 | -6.3468
0134067 | MV/LV Substation SH***4067 |  | 10 kV | _ | LV | 50 kVA :Pole Substation | 0.05 | --> | 0.05 | 0.05 | 0.12 |  | --> | 0.048 | 0 | 0 | 0.048 | 0 |  | --> | C26 ex ATHY | Athy [T101,T102] | ATHY |  | 53.017 | -6.9753
055267 | MV/LV Substation BO***267 |  | 10 kV | _ | LV | 50 kVA :Pole Substation | 0.05 | --> | 0.05 | 0 | 0 | Constrained, otherwise capacity available =22 kVA | --> | 0.048 | 0 | 0 | 0 | 0 | Constrained, otherwise capacity available =44 kW | --> | C17 ex ROSCREA | Roscrea [T41,T42] | IKERRIN |  | 52.8866 | -7.7663
111577Y | MV/LV Substation LO***577Y |  | 20 kV | _ | LV | 50 kVA :Pole Substation | 0.05 | --> | 0.05 | 0 | 0 | Constrained, otherwise capacity available =42 kVA | --> | 0.048 | 0 | 0 | 0 | 0 | Constrained, otherwise capacity available =46 kW | --> | E16 ex BALLYDEHOB | Ballydehob [T421] | DUNMANWAY |  | 51.5253 | -9.605
136808Y | MV/LV Substation TH***808Y |  | 10 kV | _ | LV | 100 kVA :Pole Substation | 0.1 | --> | 0.1 | 0 | 0 | Constrained, otherwise capacity available =86 kVA | --> | 0.095 | 0 | 0.004 | 0 | 0 | Constrained, otherwise capacity available =90 kW | --> | C12 ex AGHAMORE | Aghamore [T41,T42] | LANESBORO |  | 53.7707 | -8.0463
001804 | MV/LV Substation WO***804 |  | 10 kV | _ | LV | 200 kVA :Kiosk Substation | 0.2 | --> | 0.2 | 0.172 | 1.16 |  | --> | 0.19 | 0 | 0.004 | 0.183 | 0 |  | --> | C18 ex BREWERY ROAD | Brewery Road [T41,T42] | CARRICKMINES |  | 53.2865 | -6.2063
037138Y | MV/LV Substation KI***138Y |  | 10 kV | _ | LV | 50 kVA :Pole Substation | 0.05 | --> | 0.05 | 0 | 0 | Constrained, otherwise capacity available =40 kVA | --> | 0.048 | 0 | 0 | 0 | 0 | Constrained, otherwise capacity available =46 kW | --> | C20 ex CAHIRCALLA | Cahircalla [T41,T42] | ENNIS |  | 52.7996 | -9.0099
095426X | MV/LV Substation ME***426X |  | 10 kV | _ | LV | 200 kVA :Pole Substation | 0.2 | --> | 0.2 | 0.187 | 1.1 |  | --> | 0.19 | 0 | 0 | 0 | 0 | Constrained, otherwise capacity available =188 kW | --> | C25 ex KILKEE | Kilkee [T41] | TULLABRACK |  | 52.677 | -9.66
248050X | MV/LV Substation KI***050X |  | 20 kV | _ | LV | 50 kVA :Pole Substation | 0.05 | --> | 0.05 | 0 | 0 | Constrained, otherwise capacity available =44 kVA | --> | 0.048 | 0 | 0.008 | 0 | 0 | Constrained, otherwise capacity available =41 kW | --> | E14 ex KILCOCK | Kilcock [T421,T422] | GRIFFINRATH |  | 53.5331 | -6.6711
0524035 | MV/LV Substation WA***4035 |  | 20 kV | _ | LV | 100 kVA :Pole Substation | 0.1 | --> | 0.1 | 0 | 0 | Constrained, otherwise capacity available =100 kVA | --> | 0.095 | 0 | 0 | 0 | 0 | Constrained, otherwise capacity available =95 kW | --> | E19 ex EDENDERRY | Edenderry [T421,T422] | BLAKE |  | 53.4962 | -7.1281
138007 | MV/LV Substation MU***007 |  | 10 kV | _ | LV | 200 kVA :Pole Substation | 0.2 | --> | 0.2 | 0.118 | 2.18 |  | --> | 0.19 | 0 | 0 | 0 | 0 | Constrained, otherwise capacity available =178 kW | --> | C26 ex BAILIEBORO | Bailieboro [T41,T42] | MEATH HILL |  | 53.914 | -6.9702
012435Y | MV/LV Substation SL***435Y |  | 20 kV | _ | LV | 400 kVA :Kiosk Substation | 0.4 | --> | 0.4 | 0.382 | 2.83 |  | --> | 0.38 | 0 | 0 | 0 | 0 | Constrained, otherwise capacity available =378 kW | --> | E12 ex BAGENALSTOWN | Bagenalstown [T421,T422] | CARLOW |  | 52.7026 | -6.9678
067580Y | MV/LV Substation LI***580Y |  | 10 kV | _ | LV | 630 kVA :Building Structure | 0.63 | --> | 0.63 | 0 | 0 | Constrained, otherwise capacity available =555 kVA | --> | 0.598 | 0 | 0 | 0 | 0 | Constrained, otherwise capacity available =588 kW | --> | C11 ex MOYLISH | Moylish [T41,T42] | ARDNACRUSHA |  | 52.6973 | -8.6459
015953Z | MV/LV Substation TW***953Z |  | 10 kV | _ | LV | 100 kVA :Pole Substation | 0.1 | --> | 0.1 | 0 | 0 | Constrained, otherwise capacity available =84 kVA | --> | 0.095 | 0 | 0.005 | 0 | 0 | Constrained, otherwise capacity available =89 kW | --> | C18 ex NAAS | Naas [T41,T42] | KILTEEL |  | 53.1706 | -6.699
125810X | MV/LV Substation PI***810X |  | 10 kV | _ | LV | 50 kVA :Pole Substation | 0.05 | --> | 0.05 | 0 | 0 | Constrained, otherwise capacity available =43 kVA | --> | 0.048 | 0 | 0 | 0 | 0 | Constrained, otherwise capacity available =46 kW | --> | C11 ex CLOONLOUGH | Cloonlough [T41,T42] | BARRYMORE |  | 52.2685 | -8.2779
009242Y | MV/LV Substation BA***242Y |  | 20 kV | _ | LV | 100 kVA :Pole Substation | 0.1 | --> | 0.1 | 0 | 0 | Constrained, otherwise capacity available =99 kVA | --> | 0.095 | 0 | 0 | 0 | 0 | Constrained, otherwise capacity available =95 kW | --> | E11 ex KILCARRAGH | Kilcarragh [T421,T422] | BUTLERSTOWN |  | 52.238 | -7.0253
012530Y | MV/LV Substation SU***530Y |  | 10 kV | _ | LV | 400 kVA :Kiosk Substation | 0.4 | --> | 0.4 | 0 | 0 | Constrained, otherwise capacity available =328 kVA | --> | 0.38 | 0 | 0 | 0 | 0 | Constrained, otherwise capacity available =370 kW | --> | C11 ex POLLERTON | Pollerton [T41,T42] | CARLOW |  | 52.8484 | -6.9033
093307 | MV/LV Substation BE***307 |  | 10 kV | _ | LV | 630 kVA :Building Structure | 0.63 | --> | 0.63 | 0 | 0 | Constrained, otherwise capacity available =569 kVA | --> | 0.598 | 0 | 0 | 0.5 | 0 |  | --> | C12 ex MERVILLE | Merville [T41,T42] | FINGLAS |  | 53.3821 | -6.3053
012742X | MV/LV Substation CL***742X |  | 20 kV | _ | LV | 100 kVA :Pole Substation | 0.1 | --> | 0.1 | 0.047 | 2.83 |  | --> | 0.095 | 0 | 0.045 | 0 | 0 | Constrained, otherwise capacity available =54 kW | --> | E12 ex BAGENALSTOWN | Bagenalstown [T421,T422] | CARLOW |  | 52.7021 | -6.9855
249026 | MV/LV Substation TO***026 |  | 10 kV | _ | LV | 200 kVA :Pole Substation | 0.2 | --> | 0.2 | 0 | 0 | Constrained, otherwise capacity available =157 kVA | --> | 0.19 | 0 | 0.009 | 0 | 0 | Constrained, otherwise capacity available =177 kW | --> | C19 ex LISMORE | Lismore [T41,T42] | DUNGARVAN |  | 52.0946 | -8.0006
003893 | MV/LV Substation RO***893 |  | 10 kV | _ | LV | 200 kVA :Kiosk Substation | 0.2 | --> | 0.2 | 0.183 | 11.58 |  | --> | 0.19 | 0 | 0.004 | 0 | 0 | Constrained, otherwise capacity available =185 kW | --> | C17 ex BALLYBEG | Ballybeg [T101,T102] | CARRICKMINES |  | 52.9103 | -6.0417
001615 | MV/LV Substation WO***615 |  | 10 kV | _ | LV | 400 kVA :Kiosk Substation | 0.4 | --> | 0.4 | 0 | 0 | Constrained, otherwise capacity available =273 kVA | --> | 0.38 | 0 | 0.065 | 0.314 | 0 |  | --> | C15 ex DUNDRUM | Dundrum [T41,T42] | BLACKROCK |  | 53.2884 | -6.2205
182552 | MV/LV Substation BA***552 |  | 10 kV | _ | LV | 50 kVA :Pole Substation | 0.05 | --> | 0.05 | 0 | 0 | Constrained, otherwise capacity available =45 kVA | --> | 0.048 | 0 | 0.015 | 0 | 0 | Constrained, otherwise capacity available =36 kW | --> | C11 ex SCARIFF | Scariff [T42] | ENNIS |  | 52.844 | -8.4754
127394Y | MV/LV Substation OD***394Y |  | 10 kV | _ | LV | 100 kVA :Pole Substation | 0.1 | --> | 0.1 | 0 | 0 | Constrained, otherwise capacity available =99 kVA | --> | 0.095 | 0 | 0 | 0 | 0 | Constrained, otherwise capacity available =95 kW | --> | C17 ex HOLYCROSS ROAD | Holycross Road [T41,T42] | THURLES |  | 52.661 | -7.926
196227X | MV/LV Substation TH***227X |  | 20 kV | _ | LV | 200 kVA :Kiosk Substation | 0.2 | --> | 0.2 | 0.121 | 1.34 |  | --> | 0.19 | 0 | 0.044 | 0 | 0 | Constrained, otherwise capacity available =146 kW | --> | E23 ex ATHBOY | Athboy [T423] | NAVAN |  | 53.5342 | -6.9585
015344Z | MV/LV Substation NR***344Z |  | 10 kV | _ | LV | 400 kVA :Kiosk Substation | 0.4 | --> | 0.4 | 0 | 0 | Constrained, otherwise capacity available =367 kVA | --> | 0.38 | 0 | 0 | 0 | 0 | Constrained, otherwise capacity available =376 kW | --> | C15 ex JOHNSTOWN | Johnstown [T41,T42] | KILTEEL |  | 53.2312 | -6.6411
043352 | MV/LV Substation KI***352 |  | 20 kV | _ | LV | 400 kVA :Kiosk Substation | 0.4 | --> | 0.4 | 0.32 | 0.43 |  | --> | 0.38 | 0 | 0.007 | 0 | 0 | Constrained, otherwise capacity available =364 kW | --> | C20 ex SWINFORD | Swinford [T41,T42] | CASTLEBAR |  | 53.8718 | -8.8507
154615Z | MV/LV Substation KE***615Z |  | 20 kV | _ | LV | 50 kVA :Pole Substation | 0.05 | --> | 0.05 | 0 | 0 | Constrained, otherwise capacity available =39 kVA | --> | 0.048 | 0 | 0 | 0 | 0 | Constrained, otherwise capacity available =46 kW | --> | C17 ex MONEYCOOLEY | Moneycooley [T41,T42,T44] | GRIFFINRATH |  | 53.3836 | -6.5315
250078X | MV/LV Substation CO***078X |  | 20 kV | _ | LV | 50 kVA :Pole Substation | 0.05 | --> | 0.05 | 0.05 | 1.26 |  | --> | 0.048 | 0 | 0 | 0 | 0 | Constrained, otherwise capacity available =48 kW | --> | E13 ex BALLYCROSSAUN | Ballycrossaun [T421,T422] | SOMERSET |  | 53.1357 | -8.2078
011688X | MV/LV Substation SY***688X |  | 10 kV | _ | LV | 400 kVA :Kiosk Substation | 0.4 | --> | 0.4 | 0 | 0 | Constrained, otherwise capacity available =249 kVA | --> | 0.38 | 0 | 0.041 | 0 | 0 | Constrained, otherwise capacity available =328 kW | --> | C16 ex TALBOTS INCH | Talbots Inch [T41,T42] | KILKENNY |  | 52.6649 | -7.2601
136402Y | MV/LV Substation KN***402Y |  | 20 kV | _ | LV | 50 kVA :Pole Substation | 0.05 | --> | 0.05 | 0 | 0 | Constrained, otherwise capacity available =44 kVA | --> | 0.048 | 0 | 0 | 0 | 0 | Constrained, otherwise capacity available =47 kW | --> | E15 ex GLENAMADDY | Glenamaddy [T422] | ATHLONE |  | 53.5971 | -8.4775
0524277 | MV/LV Substation PR***4277 |  | 20 kV | _ | LV | 50 kVA :Pole Substation | 0.05 | --> | 0.05 | 0 | 0 | Constrained, otherwise capacity available =46 kVA | --> | 0.048 | 0 | 0 | 0 | 0 | Constrained, otherwise capacity available =47 kW | --> | C18 ex DELVIN | Delvin [T41,T42] | MULLINGAR |  | 53.6082 | -7.1289
059482Y | MV/LV Substation LI***482Y |  | 10 kV | _ | LV | 400 kVA :Kiosk Substation | 0.4 | --> | 0.4 | 0 | 0 | Constrained, otherwise capacity available =374 kVA | --> | 0.38 | 0 | 0 | 0 | 0 | Constrained, otherwise capacity available =376 kW | --> | C18 ex CAVAN | Cavan [T42,T421] | SHANKILL |  | 54 | -7.376
063937 | MV/LV Substation FU***937 |  | 10 kV | _ | LV | 100 kVA :Pole Substation | 0.1 | --> | 0.1 | 0 | 0 | Constrained, otherwise capacity available =95 kVA | --> | 0.095 | 0 | 0 | 0 | 0 | Constrained, otherwise capacity available =94 kW | --> | C16 ex STICKILLEN | Stickillen [T41,T42] | DRYBRIDGE |  | 53.8189 | -6.4861
365876 | MV/LV Substation KI***876 |  | 10 kV | _ | LV | 630 kVA :Building Structure | 0.63 | --> | 0.63 | 0 | 0 | Constrained, otherwise capacity available =598 kVA | --> | 0.598 | 0 | 0 | 0.5 | 0 |  | --> | C19 ex BELGARD | Belgard [T41,T42] | COOKSTOWN |  | 53.2995 | -6.3608
010317X | MV/LV Substation TH***317X |  | 20 kV | _ | LV | 100 kVA :Pole Substation | 0.1 | --> | 0.1 | 0 | 0 | Constrained, otherwise capacity available =65 kVA | --> | 0.095 | 0 | 0 | 0 | 0 | Constrained, otherwise capacity available =90 kW | --> | E11 ex BALLYHALE | Ballyhale [T42,T421] | KILKENNY |  | 52.5236 | -7.1327
281470 | MV/LV Substation A.***470 |  | 10 kV | _ | LV | 630 kVA :Building Structure | 0.63 | --> | 0.63 | 0.447 | 7.88 |  | --> | 0.598 | 0 | 0 | 0.5 | 0 |  | --> | C24 ex LIBERTY STREET | Liberty Street [T101,T102] | LIBERTY STREET |  | 51.8968 | -8.472
024009 | MV/LV Substation MI***009 |  | 10 kV | _ | LV | 200 kVA :Pole Substation | 0.2 | --> | 0.2 | 0.148 | 2.14 |  | --> | 0.19 | 0 | 0 | 0 | 0 | Constrained, otherwise capacity available =183 kW | --> | C18 ex BUTTEVANT | Buttevant [T41,T42] | MALLOW |  | 52.236 | -8.6774
015440Z | MV/LV Substation CL***440Z |  | 10 kV | _ | LV | 100 kVA :Pole Substation | 0.1 | --> | 0.1 | 0.091 | 12.6 |  | --> | 0.095 | 0 | 0.01 | 0.086 | 0 |  | --> | C23 ex MONREAD | Monread [T101,T102] | MONREAD |  | 53.2239 | -6.7781
066306 | MV/LV Substation KI***306 |  | 10 kV | _ | LV | 400 kVA :Kiosk Substation | 0.4 | --> | 0.4 | 0 | 0 | Constrained, otherwise capacity available =200 kVA | --> | 0.38 | 0 | 0.072 | 0.298 | 0 |  | --> | C16 ex MOUNTGORRY | Mountgorry [T41,T42] | GRANGE (DR) |  | 53.4464 | -6.1955
109279 | MV/LV Substation TO***279 |  | 10 kV | _ | LV | 400 kVA :Kiosk Substation | 0.4 | --> | 0.4 | 0.288 | 0.38 |  | --> | 0.38 | 0 | 0.005 | 0.361 | 0 |  | --> | C11 ex RINEANNA | Rineanna [T41,T42] | DRUMLINE |  | 52.7095 | -8.876
064141 | MV/LV Substation MI***141 |  | 20 kV | _ | LV | 400 kVA :Kiosk Substation | 0.4 | --> | 0.4 | 0 | 0 | Constrained, otherwise capacity available =292 kVA | --> | 0.38 | 0 | 0.046 | 0 | 0 | Constrained, otherwise capacity available =331 kW | --> | E15 ex DULEEK | Duleek [T421,T422] | DRYBRIDGE |  | 53.6577 | -6.4096
503911 | MV/LV Substation HA***911 |  | 10 kV | _ | LV | 400 kVA :Kiosk Substation | 0.4 | --> | 0.4 | 0.355 | 1.69 |  | --> | 0.38 | 0 | 0.014 | 0 | 0 | Constrained, otherwise capacity available =363 kW | --> | C16 ex NEWTOWNCUNNINGHAM | Newtowncunningham [T41,T42] | LETTERKENNY |  | 54.9971 | -7.5017
009067 | MV/LV Substation RO***067 |  | 10 kV | _ | LV | 200 kVA :Kiosk Substation | 0.2 | --> | 0.2 | 0.13 | 8.16 |  | --> | 0.19 | 0 | 0.033 | 0 | 0 | Constrained, otherwise capacity available =156 kW | --> | C12 ex MOUNT MISERY | Mount Misery [T41,T42] | WATERFORD |  | 52.2692 | -7.1079
522025 | MV/LV Substation AR***025 |  | 20 kV | _ | LV | 50 kVA :Pole Substation | 0.05 | --> | 0.05 | 0 | 0 | Constrained, otherwise capacity available =50 kVA | --> | 0.048 | 0 | 0 | 0 | 0 | Constrained, otherwise capacity available =48 kW | --> | C15 ex OLDTOWN |  |  |  | 53.0195 | -7.2983
2374088 | MV/LV Substation DU***4088 |  | 10 kV | _ | LV | 400 kVA :Kiosk Substation | 0.4 | --> | 0.4 | 0 | 0 | Constrained, otherwise capacity available =301 kVA | --> | 0.38 | 0 | 0.015 | 0 | 0 | Constrained, otherwise capacity available =355 kW | --> | C16 ex DUNLEER | Dunleer [T41,T42] | DRYBRIDGE |  | 53.8306 | -6.3931
156943Y | MV/LV Substation GL***943Y |  | 20 kV | _ | LV | 50 kVA :Pole Substation | 0.05 | --> | 0.05 | 0.044 | 2.47 |  | --> | 0.048 | 0 | 0 | 0 | 0 | Constrained, otherwise capacity available =47 kW | --> | E19 ex TELAYDON | Telaydon [T42,T421] | LISDRUM |  | 54.323 | -6.894
093226 | MV/LV Substation MO***226 |  | 10 kV | _ | LV | 400 kVA :Kiosk Substation | 0.4 | --> | 0.4 | 0.315 | 12.96 |  | --> | 0.38 | 0 | 0.023 | 0.351 | 0 |  | --> | C24 ex ARTANE | Artane [T101,T102] | FINGLAS |  | 53.3889 | -6.2184
049119Z | MV/LV Substation RO***119Z |  | 10 kV | _ | LV | 630 kVA :Kiosk Substation | 0.63 | --> | 0.63 | 0.213 | 0.21 | Constrained, otherwise capacity available =497 kVA | --> | 0.598 | 0 | 0 | 0 | 0 | Constrained, otherwise capacity available =580 kW | --> | E19 ex LONGFORD | Longford [T421,T422] | RICHMOND |  | 53.7114 | -7.8169
281994Z | MV/LV Substation DO***994Z |  | 10 kV | _ | LV | 630 kVA :Kiosk Substation | 0.63 | --> | 0.63 | 0.5 | 5.49 |  | --> | 0.598 | 0 | 0 | 0.5 | 0 |  | --> | C20 ex TRABEG | Trabeg [T101,T102] | TRABEG |  | 51.8778 | -8.4384
266442 | MV/LV Substation MC***442 |  | 20 kV | _ | LV | 200 kVA :Pole Substation | 0.2 | --> | 0.2 | 0 | 0 | Constrained, otherwise capacity available =180 kVA | --> | 0.19 | 0 | 0 | 0 | 0 | Constrained, otherwise capacity available =187 kW | --> | E12 ex CARNDONAGH | Carndonagh [T421,T422] | TRILLICK |  | 55.3509 | -7.311
3654193 | MV/LV Substation C ***4193 |  | 10 kV | _ | LV | 50 kVA :Pole Substation | 0.05 | --> | 0.05 | 0 | 0 | Constrained, otherwise capacity available =50 kVA | --> | 0.048 | 0 | 0 | 0.048 | 0 |  | --> | C12 ex SAGGART | Saggart [T41,T42] | GRANGE CASTLE |  | 53.2751 | -6.5113
021471Z | MV/LV Substation DY***471Z |  | 20 kV | _ | LV | 400 kVA :Kiosk Substation | 0.4 | --> | 0.4 | 0 | 0 | Constrained, otherwise capacity available =324 kVA | --> | 0.38 | 0 | 0.01 | 0 | 0 | Constrained, otherwise capacity available =362 kW | --> | E16 ex CURRALEIGH | Curraleigh [T421,T422] | KILBARRY |  | 51.9263 | -8.7453
156899Y | MV/LV Substation CA***899Y |  | 20 kV | _ | LV | 50 kVA :Pole Substation | 0.05 | --> | 0.05 | 0.046 | 2.47 |  | --> | 0.048 | 0 | 0 | 0 | 0 | Constrained, otherwise capacity available =47 kW | --> | E13 ex TELAYDON | Telaydon [T42,T421] | LISDRUM |  | 54.2669 | -7.0219
007164Z | MV/LV Substation HA***164Z |  | 20 kV | _ | LV | 50 kVA :Pole Substation | 0.05 | --> | 0.05 | 0.042 | 16.12 |  | --> | 0.048 | 0 | 0 | 0.046 | 0 |  | --> | E21 ex WEXFORD | Wexford [T121,T122] | WEXFORD |  | 52.3466 | -6.528
059560Y | MV/LV Substation ER***560Y |  | 20 kV | _ | LV | 400 kVA :Kiosk Substation | 0.4 | --> | 0.4 | 0 | 0 | Constrained, otherwise capacity available =338 kVA | --> | 0.38 | 0 | 0 | 0 | 0 | Constrained, otherwise capacity available =371 kW | --> | E17 ex CAVAN | Cavan [T42,T421] | SHANKILL |  | 54.099 | -7.4289
144020Y | MV/LV Substation L/***020Y |  | 20 kV | _ | LV | 50 kVA :Pole Substation | 0.05 | --> | 0.05 | 0.045 | 2.78 |  | --> | 0.048 | 0 | 0 | 0 | 0 | Constrained, otherwise capacity available =47 kW | --> | E13 ex BALLYRAGGET | Ballyragget [T421,T422] | BALLYRAGGET |  | 52.7483 | -7.3341
018767 | MV/LV Substation TA***767 |  | 20 kV | _ | LV | 100 kVA :Pole Substation | 0.1 | --> | 0.1 | 0.089 | 3.75 |  | --> | 0.095 | 0 | 0.005 | 0 | 0 | Constrained, otherwise capacity available =90 kW | --> | C14 ex SMEARLA | Smearla [T41,T42] | TRIEN |  | 52.5732 | -9.3798
014154 | MV/LV Substation MO***154 |  | 10 kV | _ | LV | 400 kVA :Kiosk Substation | 0.4 | --> | 0.4 | 0 | 0 | Constrained, otherwise capacity available =244 kVA | --> | 0.38 | 0 | 0.024 | 0 | 0 | Constrained, otherwise capacity available =340 kW | --> | C12 ex MORRISTOWN | Morristown [T41,T42] | NEWBRIDGE |  | 53.1889 | -6.7991
007734 | MV/LV Substation BA***734 |  | 20 kV | _ | LV | 100 kVA :Pole Substation | 0.1 | --> | 0.1 | 0.094 | 16.12 |  | --> | 0.095 | 0 | 0.006 | 0.09 | 0 |  | --> | E17 ex WEXFORD | Wexford [T121,T122] | WEXFORD |  | 52.2752 | -6.7292
089063 | MV/LV Substation CO***063 |  | 10 kV | _ | LV | 200 kVA :Kiosk Substation | 0.2 | --> | 0.2 | 0.126 | 2.33 |  | --> | 0.19 | 0 | 0 | 0 | 0 | Constrained, otherwise capacity available =180 kW | --> | E17 ex MOY | Moy [T421,T422] | MOY |  | 54.1169 | -9.1606
021644X | MV/LV Substation CA***644X |  | 10 kV | _ | LV | 50 kVA :Pole Substation | 0.05 | --> | 0.05 | 0 | 0 | Constrained, otherwise capacity available =49 kVA | --> | 0.048 | 0 | 0 | 0 | 0 | Constrained, otherwise capacity available =47 kW | --> | C22 ex KILBARRY |  |  |  | 51.9126 | -8.4981
153250 | MV/LV Substation MI***250 |  | 20 kV | _ | LV | 100 kVA :Pole Substation | 0.1 | --> | 0.1 | 0 | 0 | Constrained, otherwise capacity available =38 kVA | --> | 0.095 | 0 | 0.007 | 0 | 0 | Constrained, otherwise capacity available =81 kW | --> | E12 ex BIRDHILL | Birdhill [T421,T422] | ARDNACRUSHA |  | 52.8036 | -8.4435
248144 | MV/LV Substation BE***144 |  | 20 kV | _ | LV | 50 kVA :Pole Substation | 0.05 | --> | 0.05 | 0 | 0 | Constrained, otherwise capacity available =29 kVA | --> | 0.048 | 0 | 0.005 | 0 | 0 | Constrained, otherwise capacity available =41 kW | --> | E13 ex KILCOCK | Kilcock [T421,T422] | GRIFFINRATH |  | 53.5038 | -6.5896
0074166 | MV/LV Substation BA***4166 |  | 20 kV | _ | LV | 50 kVA :Pole Substation | 0.05 | --> | 0.05 | 0.03 | 16.12 |  | --> | 0.048 | 0 | 0.011 | 0.037 | 0 |  | --> | E17 ex WEXFORD | Wexford [T121,T122] | WEXFORD |  | 52.3437 | -6.5919
069328 | MV/LV Substation MO***328 |  | 10 kV | _ | LV | 630 kVA :Kiosk Substation | 0.63 | --> | 0.63 | 0.318 | 0.91 |  | --> | 0.598 | 0 | 0.032 | 0.5 | 0 |  | --> | C16 ex KIMMAGE | Kimmage [T41,T42] | INCHICORE 220KV |  | 53.3247 | -6.304
253747X | MV/LV Substation KI***747X |  | 20 kV | _ | LV | 50 kVA :Pole Substation | 0.05 | --> | 0.05 | 0 | 0 | Constrained, otherwise capacity available =44 kVA | --> | 0.048 | 0 | 0 | 0 | 0 | Constrained, otherwise capacity available =47 kW | --> | C23 ex TUAM NORTH | Tuam North [T41,T42] | CLOON |  | 53.545 | -8.8927
082411Y | MV/LV Substation SP***411Y |  | 20 kV | _ | LV | 200 kVA :Kiosk Substation | 0.2 | --> | 0.2 | 0 | 0 | Constrained, otherwise capacity available =140 kVA | --> | 0.19 | 0 | 0.041 | 0 | 0 | Constrained, otherwise capacity available =151 kW | --> | E15 ex ACADEMY STREET | Academy Street [T421,T422,T44] | NAVAN |  | 53.6415 | -6.6749
003425Y | MV/LV Substation DU***425Y |  | 10 kV | _ | LV | 50 kVA :Pole Substation | 0.05 | --> | 0.05 | 0.049 | 11.58 |  | --> | 0.048 | 0 | 0 | 0 | 0 | Constrained, otherwise capacity available =47 kW | --> | C17 ex BALLYBEG | Ballybeg [T101,T102] | CARRICKMINES |  | 52.952 | -6.0176
053116Z | MV/LV Substation AX***116Z |  | 10 kV | _ | LV | 400 kVA :Kiosk Substation | 0.4 | --> | 0.4 | 0.333 | 2.39 |  | --> | 0.38 | 0 | 0.015 | 0 | 0 | Constrained, otherwise capacity available =360 kW | --> | C18 ex SRAH | Srah [T41,T42] | THORNSBERRY |  | 53.2884 | -7.5165
021181X | MV/LV Substation CU***181X |  | 10 kV | _ | LV | 400 kVA :Kiosk Substation | 0.4 | --> | 0.4 | 0 | 0 | Constrained, otherwise capacity available =366 kVA | --> | 0.38 | 0 | 0.024 | 0.358 | 0 |  | --> | C12 ex RIVERSTOWN | Riverstown [T41,T42] | KILBARRY |  | 51.9464 | -8.3973
3054040 | MV/LV Substation CL***4040 |  | 10 kV | _ | LV | 50 kVA :Pole Substation | 0.05 | --> | 0.05 | 0.049 | 0.3 |  | --> | 0.048 | 0 | 0 | 0 | 0 | Constrained, otherwise capacity available =47 kW | --> | C18 ex BANAGHER | Banagher [T41,T42] | DALLOW |  | 53.1678 | -7.93
068584X | MV/LV Substation CL***584X |  | 10 kV | _ | LV | 630 kVA :Building Structure | 0.63 | --> | 0.63 | 0.5 | 1.37 |  | --> | 0.598 | 0 | 0 | 0.5 | 0 |  | --> | C17 ex SOUTH KING STREET | South King Street [T41,T42] | FRANCIS STREET |  | 53.3417 | -6.2619
039938X | MV/LV Substation CO***938X |  | 10 kV | _ | LV | 200 kVA :Kiosk Substation | 0.2 | --> | 0.2 | 0 | 0 | Constrained, otherwise capacity available =198 kVA | --> | 0.19 | 0 | 0 | 0 | 0 | Constrained, otherwise capacity available =190 kW | --> | C12 ex ORANMORE | Oranmore [T41,T44] | GALWAY 110KV |  | 53.2753 | -8.9837
248755X | MV/LV Substation PI***755X |  | 20 kV | _ | LV | 50 kVA :Pole Substation | 0.05 | --> | 0.05 | 0 | 0 | Constrained, otherwise capacity available =27 kVA | --> | 0.048 | 0 | 0 | 0 | 0 | Constrained, otherwise capacity available =44 kW | --> | E14 ex KILCOCK | Kilcock [T421,T422] | GRIFFINRATH |  | 53.4048 | -6.6779
276121 | MV/LV Substation WH***121 |  | 10 kV | _ | LV | 400 kVA :Kiosk Substation | 0.4 | --> | 0.4 | 0.343 | 0.76 |  | --> | 0.38 | 0 | 0.019 | 0 | 0 | Constrained, otherwise capacity available =358 kW | --> | C11 ex WOODFORD | Woodford [T41,T42] | KNOCKEARAGH |  | 52.0586 | -9.4774
060726X | MV/LV Substation LE***726X |  | 10 kV | _ | LV | 400 kVA :Kiosk Substation | 0.4 | --> | 0.4 | 0 | 0 | Constrained, otherwise capacity available =399 kVA | --> | 0.38 | 0 | 0 | 0 | 0 | Constrained, otherwise capacity available =380 kW | --> | C18 ex CLONES | Clones [T41,T42] | SHANKILL |  | 54.1776 | -7.2335
137007X | MV/LV Substation BA***007X |  | 10 kV | _ | LV | 50 kVA :Pole Substation | 0.05 | --> | 0.05 | 0.048 | 2 |  | --> | 0.048 | 0 | 0 | 0 | 0 | Constrained, otherwise capacity available =47 kW | --> | C14 ex CAUSEWAY | Causeway [T41,T42] | TRALEE |  | 52.4229 | -9.6914
047250X | MV/LV Substation SI***250X |  | 10 kV | _ | LV | 400 kVA :Kiosk Substation | 0.4 | --> | 0.4 | 0.352 | 1.04 |  | --> | 0.38 | 0 | 0 | 0 | 0 | Constrained, otherwise capacity available =373 kW | --> | C18 ex BOYLE | Boyle [T41,T42] | CARRICK ON SHANNON |  | 53.9627 | -8.3016
021191Y | MV/LV Substation OA***191Y |  | 20 kV | _ | LV | 200 kVA :Kiosk Substation | 0.2 | --> | 0.2 | 0 | 0 | Constrained, otherwise capacity available =158 kVA | --> | 0.19 | 0 | 0.014 | 0 | 0 | Constrained, otherwise capacity available =174 kW | --> | E21 ex CURRALEIGH | Curraleigh [T421,T422] | KILBARRY |  | 51.9247 | -8.6045
067306 | MV/LV Substation PO***306 |  | 20 kV | _ | LV | 50 kVA :Pole Substation | 0.05 | --> | 0.05 | 0.048 | 13.8 |  | --> | 0.048 | 0 | 0 | 0.047 | 0 |  | --> | C14 ex SINGLAND | Singland [T101,T102] | SINGLAND |  | 52.5935 | -8.5162
0684697 | MV/LV Substation SW***4697 |  | 10 kV | _ | LV | 1000 kVA :Building Structure | 1 | --> | 1 | 0.5 | 4.6 |  | --> | 0.95 | 0 | 0 | 0.5 | 0 |  | --> | C11 ex KINGSBRIDGE | Kingsbridge [T41,T42] | INCHICORE 220KV |  | 53.3523 | -6.2925
210105Y | MV/LV Substation CO***105Y |  | 10 kV | _ | LV | 100 kVA :Pole Substation | 0.1 | --> | 0.1 | 0 | 0 | Constrained, otherwise capacity available =100 kVA | --> | 0.095 | 0 | 0 | 0 | 0 | Constrained, otherwise capacity available =95 kW | --> | C20 ex CARRICKMACROSS | Carrickmacross [T41,T42] | MEATH HILL |  | 53.9724 | -6.8411
216860 | MV/LV Substation ST***860 |  | 10 kV | _ | LV | 200 kVA :Pole Substation | 0.2 | --> | 0.2 | 0 | 0 | Constrained, otherwise capacity available =151 kVA | --> | 0.19 | 0 | 0 | 0 | 0 | Constrained, otherwise capacity available =183 kW | --> | C26 ex GLENTIES | Glenties [T41,T42] | BINBANE |  | 54.8387 | -8.4447
093400 | MV/LV Substation WI***400 |  | 10 kV | _ | LV | 630 kVA :Kiosk Substation | 0.63 | --> | 0.63 | 0 | 0 | Constrained, otherwise capacity available =463 kVA | --> | 0.598 | 0 | 0.01 | 0.5 | 0 |  | --> | C22 ex POPPINTREE | Poppintree [T101,T102] | FINGLAS |  | 53.3942 | -6.2794
1624115 | MV/LV Substation CA***4115 |  | 20 kV | _ | LV | 630 kVA :Building Structure | 0.63 | --> | 0.63 | 0.246 | 0.25 | Constrained, otherwise capacity available =630 kVA | --> | 0.598 | 0 | 0.463 | 0 | 0 | Constrained, otherwise capacity available =255 kW | --> | C12 ex ROSSGEIR | Rossgeir [T41,T42] | LETTERKENNY |  | 54.7896 | -7.5802
417833 | MV/LV Substation CO***833 |  | 20 kV | _ | LV | 50 kVA :Pole Substation | 0.05 | --> | 0.05 | 0.044 | 8.5 |  | --> | 0.048 | 0 | 0 | 0 | 0 | Constrained, otherwise capacity available =47 kW | --> | E12 ex ARIGNA | Arigna [T121] | ARIGNA |  | 54.1697 | -8.0643
0684257 | MV/LV Substation SC***4257 |  | 10 kV | _ | LV | 1000 kVA :Building Structure | 1 | --> | 1 | 0.5 | 28.43 |  | --> | 0.95 | 0 | 0 | 0.5 | 0 |  | --> | C40 ex BEDFORD ROW | Bedford Row [T41,T42,T43,T44] | FRANCIS STREET |  | 53.3469 | -6.2573
062039Y | MV/LV Substation CO***039Y |  | 10 kV | _ | LV | 200 kVA :Pole Substation | 0.2 | --> | 0.2 | 0.123 | 1.03 |  | --> | 0.19 | 0 | 0.042 | 0 | 0 | Constrained, otherwise capacity available =148 kW | --> | C18 ex LITTLE MILLS | Little Mills [T41] | DUNDALK |  | 53.9309 | -6.4062
068870X | MV/LV Substation DI***870X |  | 10 kV | _ | LV | 1000 kVA :Building Structure | 1 | --> | 1 | 0.5 | 1.37 |  | --> | 0.95 | 0 | 0 | 0.5 | 0 |  | --> | C13 ex SOUTH KING STREET | South King Street [T41,T42] | FRANCIS STREET |  | 53.3409 | -6.2643
495225 | MV/LV Substation PU***225 |  | 20 kV | _ | LV | 100 kVA :Pole Substation | 0.1 | --> | 0.1 | 0.08 | 1.5 |  | --> | 0.095 | 0 | 0 | 0.092 | 0 |  | --> | E17 ex ACHILL | Achill [T422] | CARROWBEG |  | 53.9664 | -10.1028
066062Z | MV/LV Substation PL***062Z |  | 10 kV | _ | LV | 1000 kVA :Building Structure | 1 | --> | 1 | 0 | 0 | Constrained, otherwise capacity available =814 kVA | --> | 0.95 | 0 | 0 | 0.5 | 0 |  | --> | C11 ex MOUNTGORRY | Mountgorry [T41,T42] | GRANGE (DR) |  | 53.4563 | -6.2201
251209X | MV/LV Substation KI***209X |  | 10 kV | _ | LV | 50 kVA :Pole Substation | 0.05 | --> | 0.05 | 0 | 0 | Constrained, otherwise capacity available =50 kVA | --> | 0.048 | 0 | 0 | 0 | 0 | Constrained, otherwise capacity available =48 kW | --> | C12 ex PARKMORE | Parkmore [T41,T42] | GALWAY 110KV |  | 53.3165 | -8.9847
081064Z | MV/LV Substation LI***064Z |  | 10 kV | _ | LV | 630 kVA :Building Structure | 0.63 | --> | 0.63 | 0 | 0 | Constrained, otherwise capacity available =418 kVA | --> | 0.598 | 0 | 0 | 0.5 | 0 |  | --> | C17 ex LIFFEY VALLEY | Liffey Valley [T41,T42] | INCHICORE 220KV |  | 53.3489 | -6.394
004445 | MV/LV Substation AU***445 |  | 10 kV | _ | LV | 200 kVA :Pole Substation | 0.2 | --> | 0.2 | 0.028 | 0.45 |  | --> | 0.19 | 0 | 0.009 | 0 | 0 | Constrained, otherwise capacity available =158 kW | --> | C15 ex KILMAGIG | Kilmagig [T42] | ARKLOW |  | 52.856 | -6.3249
276418 | MV/LV Substation J ***418 |  | 10 kV | _ | LV | 50 kVA :Pole Substation | 0.05 | --> | 0.05 | 0.028 | 0.76 |  | --> | 0.048 | 0 | 0 | 0 | 0 | Constrained, otherwise capacity available =44 kW | --> | C13 ex WOODFORD | Woodford [T41,T42] | KNOCKEARAGH |  | 52.0414 | -9.4573
305146 | MV/LV Substation SH***146 |  | 10 kV | _ | LV | 50 kVA :Pole Substation | 0.05 | --> | 0.05 | 0.028 | 4.61 |  | --> | 0.048 | 0 | 0 | 0 | 0 | Constrained, otherwise capacity available =44 kW | --> | E11 ex LUMCLOON | Lumcloon [T421,T422] | DALLOW |  | 53.2212 | -7.9497
255856 | MV/LV Substation BI***856 |  | 20 kV | _ | LV | 400 kVA :Building Structure | 0.4 | --> | 0.4 | 0 | 0 | Constrained, otherwise capacity available =375 kVA | --> | 0.38 | 0 | 0 | 0 | 0 | Constrained, otherwise capacity available =377 kW | --> | E18 ex KILLYBEGS | Killybegs [T422] | BINBANE |  | 54.6377 | -8.438
184649 | MV/LV Substation CO***649 |  | 10 kV | _ | LV | 50 kVA :Pole Substation | 0.05 | --> | 0.05 | 0.044 | 3.38 |  | --> | 0.048 | 0 | 0 | 0 | 0 | Constrained, otherwise capacity available =47 kW | --> | C18 ex CASTLEBLAYNEY | Castleblayney [T41,T42] | DUNDALK |  | 54.1273 | -6.7521
1604268 | MV/LV Substation DE***4268 |  | 20 kV | _ | LV | 50 kVA :Pole Substation | 0.05 | --> | 0.05 | 0 | 0 | Constrained, otherwise capacity available =43 kVA | --> | 0.048 | 0 | 0.01 | 0 | 0 | Constrained, otherwise capacity available =39 kW | --> | E11 ex PORTLAOISE |  |  |  | 53.0581 | -7.256
082370Y | MV/LV Substation BA***370Y |  | 10 kV | _ | LV | 400 kVA :Kiosk Substation | 0.4 | --> | 0.4 | 0.264 | 2.01 |  | --> | 0.38 | 0 | 0.039 | 0 | 0 | Constrained, otherwise capacity available =332 kW | --> | C11 ex ABBEYLAND | Abbeyland [T41,T42] | NAVAN |  | 53.6411 | -6.694
039578X | MV/LV Substation CL***578X |  | 10 kV | _ | LV | 630 kVA :Building Structure | 0.63 | --> | 0.63 | 0.498 | 11.03 |  | --> | 0.598 | 0 | 0 | 0.5 | 0 |  | --> | C26 ex SALTHILL | Salthill [T101,T102] | SALTHILL |  | 53.2693 | -9.1087
0544088 | MV/LV Substation CL***4088 |  | 10 kV | _ | LV | 50 kVA :Pole Substation | 0.05 | --> | 0.05 | 0 | 0 | Constrained, otherwise capacity available =50 kVA | --> | 0.048 | 0 | 0 | 0 | 0 | Constrained, otherwise capacity available =47 kW | --> | C16 ex PALLAS | Pallas [T41,T42] | PORTLAOISE |  | 53.0389 | -7.3205
028058Y | MV/LV Substation CO***058Y |  | 10 kV | _ | LV | 630 kVA :Building Structure | 0.63 | --> | 0.63 | 0 | 0 | Constrained, otherwise capacity available =484 kVA | --> | 0.598 | 0 | 0 | 0 | 0 | Constrained, otherwise capacity available =578 kW | --> | C13 ex COW CROSS |  |  |  | 51.8618 | -8.2971
156238 | MV/LV Substation AV***238 |  | 10 kV | _ | LV | 100 kVA :Pole Substation | 0.1 | --> | 0.1 | 0 | 0 | Constrained, otherwise capacity available =69 kVA | --> | 0.095 | 0 | 0 | 0 | 0 | Constrained, otherwise capacity available =91 kW | --> | C15 ex DRUMBEAR | Drumbear [T41,T42] | LISDRUM |  | 54.1967 | -6.8321
067018X | MV/LV Substation ST***018X |  | 10 kV | _ | LV | 400 kVA :Building Structure | 0.4 | --> | 0.4 | 0 | 0 | Constrained, otherwise capacity available =335 kVA | --> | 0.38 | 0 | 0.003 | 0 | 0 | Constrained, otherwise capacity available =369 kW | --> | C13 ex CORBALLY | Corbally [T41,T42] | ARDNACRUSHA |  | 52.6756 | -8.6276
0644107 | MV/LV Substation BA***4107 |  | 10 kV | _ | LV | 200 kVA :Building Structure | 0.2 | --> | 0.2 | 0 | 0 | Constrained, otherwise capacity available =136 kVA | --> | 0.19 | 0 | 0.005 | 0 | 0 | Constrained, otherwise capacity available =177 kW | --> | C22 ex TERMONFECKIN ROAD | Termonfeckin Road [T41,T42] | DRYBRIDGE |  | 53.7306 | -6.3451
1764008 | MV/LV Substation VI***4008 |  | 20 kV | _ | LV | 630 kVA :Kiosk Substation | 0.63 | --> | 0.63 | 0 | 0 | Constrained, otherwise capacity available =564 kVA | --> | 0.598 | 0 | 0.037 | 0 | 0 | Constrained, otherwise capacity available =562 kW | --> | E11 ex MACROOM | Macroom [T422] | MACROOM |  | 51.9111 | -8.7896
254568 | MV/LV Substation CL***568 |  | 10 kV | _ | LV | 200 kVA :Pole Substation | 0.2 | --> | 0.2 | 0.149 | 10.7 |  | --> | 0.19 | 0 | 0.032 | 0 | 0 | Constrained, otherwise capacity available =159 kW | --> | C14 ex CLOON | Cloon [T42,T421] | CLOON |  | 53.4357 | -8.8531
160989X | MV/LV Substation DE***989X |  | 20 kV | _ | LV | 100 kVA :Pole Substation | 0.1 | --> | 0.1 | 0 | 0 | Constrained, otherwise capacity available =73 kVA | --> | 0.095 | 0 | 0 | 0 | 0 | Constrained, otherwise capacity available =91 kW | --> | E11 ex PORTLAOISE |  |  |  | 53.0561 | -7.254
049664X | MV/LV Substation CL***664X |  | 20 kV | _ | LV | 50 kVA :Pole Substation | 0.05 | --> | 0.05 | 0.047 | 0.21 |  | --> | 0.048 | 0 | 0 | 0 | 0 | Constrained, otherwise capacity available =47 kW | --> | E13 ex LONGFORD | Longford [T421,T422] | RICHMOND |  | 53.8569 | -7.6036
061059 | MV/LV Substation NE***059 |  | 10 kV | _ | LV | 50 kVA :Pole Substation | 0.05 | --> | 0.05 | 0.023 | 2.04 |  | --> | 0.048 | 0 | 0.004 | 0 | 0 | Constrained, otherwise capacity available =41 kW | --> | C18 ex BALLYBAY | Ballybay [T41,T42] | LISDRUM |  | 54.1281 | -6.9126
0514176 | MV/LV Substation NE***4176 |  | 20 kV | _ | LV | 400 kVA :Building Structure | 0.4 | --> | 0.4 | 0.372 | 2.22 |  | --> | 0.38 | 0 | 0.03 | 0.354 | 0 |  | --> | E12 ex CLARA | Clara [T421,T422] | THORNSBERRY |  | 53.3677 | -7.4858
365002 | MV/LV Substation BA***002 |  | 10 kV | _ | LV | 50 kVA :Pole Substation | 0.05 | --> | 0.05 | 0 | 0 | Constrained, otherwise capacity available =42 kVA | --> | 0.048 | 0 | 0.011 | 0.038 | 0 |  | --> | C15 ex SAGGART | Saggart [T41,T42] | GRANGE CASTLE |  | 53.2383 | -6.3982
255395 | MV/LV Substation CR***395 |  | 10 kV | _ | LV | 200 kVA :Pole Substation | 0.2 | --> | 0.2 | 0 | 0 | Constrained, otherwise capacity available =199 kVA | --> | 0.19 | 0 | 0 | 0 | 0 | Constrained, otherwise capacity available =190 kW | --> | E12 ex KILLYBEGS | Killybegs [T422] | BINBANE |  | 54.6247 | -8.2843
111609Y | MV/LV Substation KI***609Y |  | 20 kV | _ | LV | 200 kVA :Pole Substation | 0.2 | --> | 0.2 | 0.198 | 0.94 |  | --> | 0.19 | 0 | 0 | 0 | 0 | Constrained, otherwise capacity available =190 kW | --> | E11 ex CASTLETOWNBERE | Castletownbere [T421] | BALLYLICKY |  | 51.6855 | -9.9701
210006 | MV/LV Substation AR***006 |  | 10 kV | _ | LV | 200 kVA :Pole Substation | 0.2 | --> | 0.2 | 0 | 0 | Constrained, otherwise capacity available =115 kVA | --> | 0.19 | 0 | 0.016 | 0 | 0 | Constrained, otherwise capacity available =166 kW | --> | C21 ex CARRICKMACROSS | Carrickmacross [T41,T42] | MEATH HILL |  | 53.9716 | -6.7188
238755X | MV/LV Substation AT***755X |  | 20 kV | _ | LV | 630 kVA :Kiosk Substation | 0.63 | --> | 0.63 | 0 | 0 | Constrained, otherwise capacity available =499 kVA | --> | 0.598 | 0 | 0.004 | 0 | 0 | Constrained, otherwise capacity available =577 kW | --> | E12 ex BALLINROBE | Ballinrobe [T421,T422] | DALTON |  | 53.6257 | -9.2229
068857 | MV/LV Substation WO***857 |  | 10 kV | _ | LV | 1000 kVA :Building Structure | 1 | --> | 1 | 0.5 | 28.43 |  | --> | 0.95 | 0 | 0.97 | 0.231 | 0 |  | --> | C44 ex BEDFORD ROW | Bedford Row [T41,T42,T43,T44] | FRANCIS STREET |  | 53.3439 | -6.2703
281455 | MV/LV Substation MA***455 |  | 10 kV | _ | LV | 400 kVA :Kiosk Substation | 0.4 | --> | 0.4 | 0 | 0 | Constrained, otherwise capacity available =279 kVA | --> | 0.38 | 0 | 0.005 | 0 | 0 | Constrained, otherwise capacity available =359 kW | --> | C12 ex DENNEHYS CROSS | Dennehys Cross [T41,T42] | TRABEG |  | 51.8893 | -8.4977
0014114 | MV/LV Substation BE***4114 |  | 10 kV | _ | LV | 630 kVA :Kiosk Substation | 0.63 | --> | 0.63 | 0.374 | 1.16 |  | --> | 0.598 | 0 | 0.114 | 0.478 | 0 |  | --> | C14 ex MOUNT MERRION | Mount Merrion [T41,T42] | CARRICKMINES |  | 53.312 | -6.2034
017791 | MV/LV Substation OL***791 |  | 10 kV | _ | LV | 100 kVA :Pole Substation | 0.1 | --> | 0.1 | 0.09 | 1.05 |  | --> | 0.095 | 0 | 0 | 0 | 0 | Constrained, otherwise capacity available =94 kW | --> | C16 ex NEWCASTLEWEST | Newcastlewest [T41,T42] | RATHKEALE |  | 52.4792 | -9.0998
1574046 | MV/LV Substation DE***4046 |  | 20 kV | _ | LV | 100 kVA :Pole Substation | 0.1 | --> | 0.1 | 0.085 | 1.55 |  | --> | 0.095 | 0 | 0 | 0 | 0 | Constrained, otherwise capacity available =93 kW | --> | E11 ex CARRIGALLEN | Carrigallen [T421] | CARRICK ON SHANNON |  | 54.0748 | -7.9004
034019X | MV/LV Substation KI***019X |  | 10 kV | _ | LV | 400 kVA :Kiosk Substation | 0.4 | --> | 0.4 | 0.295 | 5.88 |  | --> | 0.38 | 0 | 0.016 | 0 | 0 | Constrained, otherwise capacity available =354 kW | --> | C12 ex ARDGEEHA | Ardgeeha [T41,T42] | DOON |  | 52.357 | -7.6973
0684180 | MV/LV Substation TH***4180 |  | 10 kV | _ | LV | 1000 kVA :Building Structure | 1 | --> | 1 | 0.435 | 9.02 |  | --> | 0.95 | 0 | 0 | 0.5 | 0 |  | --> | C16 ex MISERY HILL | Misery Hill [T101,T102] | POOLBEG |  | 53.3443 | -6.2326
0534075 | MV/LV Substation KI***4075 |  | 20 kV | _ | LV | 50 kVA :Pole Substation | 0.05 | --> | 0.05 | 0.037 | 0.89 |  | --> | 0.048 | 0 | 0 | 0 | 0 | Constrained, otherwise capacity available =46 kW | --> | E24 ex BIRR | Birr [T41,T422] | DALLOW |  | 53.1718 | -7.698
006303Y | MV/LV Substation CU***303Y |  | 10 kV | _ | LV | 100 kVA :Pole Substation | 0.1 | --> | 0.1 | 0.097 | 4.38 |  | --> | 0.095 | 0 | 0 | 0.095 | 0 |  | --> | E14 ex CRANE | Crane [T122] | CRANE |  | 52.5408 | -6.6711
136779Y | MV/LV Substation SC***779Y |  | 10 kV | _ | LV | 200 kVA :Pole Substation | 0.2 | --> | 0.2 | 0 | 0 | Constrained, otherwise capacity available =174 kVA | --> | 0.19 | 0 | 0 | 0 | 0 | Constrained, otherwise capacity available =186 kW | --> | C12 ex AGHAMORE | Aghamore [T41,T42] | LANESBORO |  | 53.7712 | -8.0531
495794 | MV/LV Substation SA***794 |  | 20 kV | _ | LV | 50 kVA :Pole Substation | 0.05 | --> | 0.05 | 0.041 | 1.5 |  | --> | 0.048 | 0 | 0 | 0.046 | 0 |  | --> | E17 ex ACHILL | Achill [T422] | CARROWBEG |  | 53.9771 | -10.073
030325X | MV/LV Substation KN***325X |  | 10 kV | _ | LV | 50 kVA :Pole Substation | 0.05 | --> | 0.05 | 0 | 0 | Constrained, otherwise capacity available =43 kVA | --> | 0.048 | 0 | 0.005 | 0 | 0 | Constrained, otherwise capacity available =43 kW | --> | E19 ex FOXHOLE | Foxhole [T421,T422] | DUNGARVAN |  | 52.0548 | -7.891
1564306 | MV/LV Substation RA***4306 |  | 10 kV | _ | LV | 400 kVA :Kiosk Substation | 0.4 | --> | 0.4 | 0.4 | 2.47 |  | --> | 0.38 | 0 | 0 | 0 | 0 | Constrained, otherwise capacity available =380 kW | --> | E21 ex TELAYDON | Telaydon [T42,T421] | LISDRUM |  | 54.2536 | -6.966
377583X | MV/LV Substation KI***583X |  | 20 kV | _ | LV | 200 kVA :Pole Substation | 0.2 | --> | 0.2 | 0 | 0 | Constrained, otherwise capacity available =178 kVA | --> | 0.19 | 0 | 0.05 | 0 | 0 | Constrained, otherwise capacity available =150 kW | --> | E12 ex GURRANEBANE | Gurranebane [T421,T422] | OUGHTRAGH |  | 51.9599 | -10.2565
065138 | MV/LV Substation SK***138 |  | 10 kV | _ | LV | 400 kVA :Kiosk Substation | 0.4 | --> | 0.4 | 0 | 0 | Constrained, otherwise capacity available =290 kVA | --> | 0.38 | 0 | 0.042 | 0.334 | 0 |  | --> | C25 ex STEPHENSTOWN | Stephenstown [T101,T102] | FINGLAS |  | 53.5803 | -6.1199
081624Z | MV/LV Substation ST***624Z |  | 20 kV | _ | LV | 630 kVA :Kiosk Substation | 0.63 | --> | 0.63 | 0 | 0 | Constrained, otherwise capacity available =481 kVA | --> | 0.598 | 0 | 0.014 | 0.5 | 0 |  | --> | E19 ex ADAMSTOWN | Adamstown [T121,T122] | INCHICORE 220KV |  | 53.3378 | -6.4653
0604122 | MV/LV Substation BE***4122 |  | 10 kV | _ | LV | 50 kVA :Pole Substation | 0.05 | --> | 0.05 | 0.045 | 2.57 |  | --> | 0.048 | 0 | 0 | 0 | 0 | Constrained, otherwise capacity available =47 kW | --> | C19 ex ERRIGAL | Errigal [T41,T422] | SHANKILL |  | 54.0806 | -7.0891
281112 | MV/LV Substation MO***112 |  | 10 kV | _ | LV | 400 kVA :Kiosk Substation | 0.4 | --> | 0.4 | 0 | 0 | Constrained, otherwise capacity available =118 kVA | --> | 0.38 | 0 | 0.058 | 0 | 0 | Constrained, otherwise capacity available =297 kW | --> | C18 ex DENNEHYS CROSS | Dennehys Cross [T41,T42] | TRABEG |  | 51.8885 | -8.5148
084897 | MV/LV Substation BA***897 |  | 20 kV | _ | LV | 50 kVA :Pole Substation | 0.05 | --> | 0.05 | 0 | 0 | Constrained, otherwise capacity available =49 kVA | --> | 0.048 | 0 | 0 | 0 | 0 | Constrained, otherwise capacity available =47 kW | --> | E11 ex KILCOLGAN | Kilcolgan [T42,T421] | GALWAY 110KV |  | 53.1828 | -8.9087
066081Z | MV/LV Substation SO***081Z |  | 10 kV | _ | LV | 200 kVA :Kiosk Substation | 0.2 | --> | 0.2 | 0 | 0 | Constrained, otherwise capacity available =122 kVA | --> | 0.19 | 0 | 0.003 | 0 | 0 | Constrained, otherwise capacity available =177 kW | --> | C20 ex SWORDS | Swords [T41,T42] | GLASMORE |  | 53.4679 | -6.2243
037086X | MV/LV Substation CO***086X |  | 20 kV | _ | LV | 100 kVA :Pole Substation | 0.1 | --> | 0.1 | 0 | 0 | Constrained, otherwise capacity available =71 kVA | --> | 0.095 | 0 | 0 | 0 | 0 | Constrained, otherwise capacity available =91 kW | --> | C11 ex ENNIS NORTH | Ennis North [T41,T42] | ENNIS |  | 52.9498 | -9.0831
005915X | MV/LV Substation CR***915X |  | 20 kV | _ | LV | 100 kVA :Pole Substation | 0.1 | --> | 0.1 | 0.091 | 17.8 |  | --> | 0.095 | 0 | 0 | 0.094 | 0 |  | --> | E21 ex BANOGE | Banoge [T121,T122] | BANOGE |  | 52.6789 | -6.3926
142041 | MV/LV Substation AR***041 |  | 10 kV | _ | LV | 200 kVA :Kiosk Substation | 0.2 | --> | 0.2 | 0 | 0 | Constrained, otherwise capacity available =58 kVA | --> | 0.19 | 0 | 0.031 | 0 | 0 | Constrained, otherwise capacity available =147 kW | --> | C16 ex ATHENRY | Athenry [T41,T42] | GALWAY 110KV |  | 53.3024 | -8.7525
082794X | MV/LV Substation CL***794X |  | 10 kV | _ | LV | 200 kVA :Pole Substation | 0.2 | --> | 0.2 | 0.185 | 2.01 |  | --> | 0.19 | 0 | 0 | 0 | 0 | Constrained, otherwise capacity available =188 kW | --> | C12 ex ABBEYLAND | Abbeyland [T41,T42] | NAVAN |  | 53.6705 | -6.6818
068873X | MV/LV Substation SU***873X |  | 10 kV | _ | LV | 1000 kVA :Building Structure | 1 | --> | 1 | 0.5 | 28.43 |  | --> | 0.95 | 0 | 0 | 0.5 | 0 |  | --> | C38 ex BEDFORD ROW | Bedford Row [T41,T42,T43,T44] | FRANCIS STREET |  | 53.3437 | -6.26
196314X | MV/LV Substation CL***314X |  | 20 kV | _ | LV | 400 kVA :Kiosk Substation | 0.4 | --> | 0.4 | 0.352 | 1.34 |  | --> | 0.38 | 0 | 0.036 | 0 | 0 | Constrained, otherwise capacity available =347 kW | --> | E23 ex ATHBOY | Athboy [T423] | NAVAN |  | 53.5334 | -6.9661
015312Z | MV/LV Substation TU***312Z |  | 20 kV | _ | LV | 400 kVA :Kiosk Substation | 0.4 | --> | 0.4 | 0 | 0 | Constrained, otherwise capacity available =269 kVA | --> | 0.38 | 0 | 0 | 0 | 0 | Constrained, otherwise capacity available =371 kW | --> | E14 ex BLESSINGTON | Blessington [T421,T422] | KILTEEL |  | 53.1253 | -6.5592
288650 | MV/LV Substation GL***650 |  | 10 kV | _ | LV | 400 kVA :Kiosk Substation | 0.4 | --> | 0.4 | 0 | 0 | Constrained, otherwise capacity available =387 kVA | --> | 0.38 | 0 | 0.006 | 0.374 | 0 |  | --> | C17 ex CARRICKMINES | Carrickmines [T41,T42] | CARRICKMINES |  | 53.2223 | -6.2176
052004X | MV/LV Substation TE***004X |  | 10 kV | _ | LV | 400 kVA :Building Structure | 0.4 | --> | 0.4 | 0.4 | 10.9 |  | --> | 0.38 | 0 | 0 | 0.38 | 0 |  | --> | C12 ex MULLINGAR | Mullingar [T101,T102] | MULLINGAR |  | 53.524 | -7.342
011210X | MV/LV Substation BA***210X |  | 10 kV | _ | LV | 50 kVA :Pole Substation | 0.05 | --> | 0.05 | 0.037 | 0.04 | Constrained, otherwise capacity available =46 kVA | --> | 0.048 | 0 | 0 | 0 | 0 | Constrained, otherwise capacity available =47 kW | --> | C11 ex CALLAN | Callan [T41,T42] | KILKENNY |  | 52.6094 | -7.4031
003800 | MV/LV Substation MA***800 |  | 10 kV | _ | LV | 100 kVA :Pole Substation | 0.1 | --> | 0.1 | 0.01 | 11.58 |  | --> | 0.095 | 0 | 0.01 | 0 | 0 | Constrained, otherwise capacity available =75 kW | --> | C17 ex BALLYBEG | Ballybeg [T101,T102] | CARRICKMINES |  | 52.9365 | -6.032
062498Y | MV/LV Substation RE***498Y |  | 10 kV | _ | LV | 630 kVA :Kiosk Substation | 0.63 | --> | 0.63 | 0.416 | 3.12 |  | --> | 0.598 | 0 | 0 | 0 | 0 | Constrained, otherwise capacity available =568 kW | --> | C18 ex MARSHES | Marshes [T41,T42] | DUNDALK |  | 53.9881 | -6.3769
017197Y | MV/LV Substation TI***197Y |  | 20 kV | _ | LV | 50 kVA :Pole Substation | 0.05 | --> | 0.05 | 0.029 | 1.58 |  | --> | 0.048 | 0 | 0.033 | 0 | 0 | Constrained, otherwise capacity available =20 kW | --> | C17 ex FOYNES | Foynes [T41,T42] | RATHKEALE |  | 52.5529 | -9.2233
120597Y | MV/LV Substation ES***597Y |  | 20 kV | _ | LV | 100 kVA :Pole Substation | 0.1 | --> | 0.1 | 0 | 0 | Constrained, otherwise capacity available =79 kVA | --> | 0.095 | 0 | 0.05 | 0 | 0 | Constrained, otherwise capacity available =55 kW | --> | E20 ex EDENDERRY | Edenderry [T421,T422] | BLAKE |  | 53.2977 | -7.2107
025048X | MV/LV Substation PO***048X |  | 20 kV | _ | LV | 200 kVA :Kiosk Substation | 0.2 | --> | 0.2 | 0.156 | 2.96 |  | --> | 0.19 | 0 | 0 | 0 | 0 | Constrained, otherwise capacity available =184 kW | --> | E17 ex CHARLEVILLE | Charleville [T421,T422] | CHARLEVILLE |  | 52.3483 | -8.6808
109247 | MV/LV Substation CA***247 |  | 10 kV | _ | LV | 400 kVA :Kiosk Substation | 0.4 | --> | 0.4 | 0.337 | 0.38 |  | --> | 0.38 | 0 | 0 | 0.371 | 0 |  | --> | C14 ex RINEANNA | Rineanna [T41,T42] | DRUMLINE |  | 52.7518 | -8.911
059124 | MV/LV Substation CR***124 |  | 20 kV | _ | LV | 400 kVA :Kiosk Substation | 0.4 | --> | 0.4 | 0.066 | 0.07 | Constrained, otherwise capacity available =361 kVA | --> | 0.38 | 0 | 0.12 | 0 | 0 | Constrained, otherwise capacity available =286 kW | --> | E15 ex BALLYCONNELL | Ballyconnell [T421,T422] | GORTAWEE |  | 54.1071 | -7.4342
020739X | MV/LV Substation OL***739X |  | 10 kV | _ | LV | 400 kVA :Kiosk Substation | 0.4 | --> | 0.4 | 0 | 0 | Constrained, otherwise capacity available =374 kVA | --> | 0.38 | 0 | 0.004 | 0 | 0 | Constrained, otherwise capacity available =374 kW | --> | C16 ex COOLCORCORAN | Coolcorcoran [T41,T42] | KNOCKEARAGH |  | 52.0586 | -9.5176
015986Z | MV/LV Substation NE***986Z |  | 10 kV | _ | LV | 630 kVA :Building Structure | 0.63 | --> | 0.63 | 0 | 0 | Constrained, otherwise capacity available =599 kVA | --> | 0.598 | 0 | 0 | 0 | 0 | Constrained, otherwise capacity available =594 kW | --> | C18 ex NAAS | Naas [T41,T42] | KILTEEL |  | 53.1988 | -6.7416
142011Y | MV/LV Substation PA***011Y |  | 10 kV | _ | LV | 200 kVA :Kiosk Substation | 0.2 | --> | 0.2 | 0 | 0 | Constrained, otherwise capacity available =138 kVA | --> | 0.19 | 0 | 0.012 | 0 | 0 | Constrained, otherwise capacity available =172 kW | --> | C16 ex ATHENRY | Athenry [T41,T42] | GALWAY 110KV |  | 53.308 | -8.7507
052913X | MV/LV Substation HY***913X |  | 20 kV | _ | LV | 100 kVA :Pole Substation | 0.1 | --> | 0.1 | 0 | 0 | Constrained, otherwise capacity available =65 kVA | --> | 0.095 | 0 | 0.06 | 0 | 0 | Constrained, otherwise capacity available =46 kW | --> | E19 ex EDENDERRY | Edenderry [T421,T422] | BLAKE |  | 53.4979 | -7.1096
021995X | MV/LV Substation AS***995X |  | 10 kV | _ | LV | 400 kVA :Kiosk Substation | 0.4 | --> | 0.4 | 0 | 0 | Constrained, otherwise capacity available =296 kVA | --> | 0.38 | 0 | 0.011 | 0.357 | 0 |  | --> | C21 ex MAYFIELD | Mayfield [T41,T42] | KILBARRY |  | 51.9167 | -8.4493
132043 | MV/LV Substation BR***043 |  | 20 kV | _ | LV | 200 kVA :Pole Substation | 0.2 | --> | 0.2 | 0 | 0 | Constrained, otherwise capacity available =88 kVA | --> | 0.19 | 0 | 0.05 | 0 | 0 | Constrained, otherwise capacity available =137 kW | --> | E17 ex KILCOLGAN | Kilcolgan [T42,T421] | GALWAY 110KV |  | 53.1642 | -8.8121
055051 | MV/LV Substation JA***051 |  | 10 kV | _ | LV | 100 kVA :Pole Substation | 0.1 | --> | 0.1 | 0 | 0 | Constrained, otherwise capacity available =100 kVA | --> | 0.095 | 0 | 0 | 0 | 0 | Constrained, otherwise capacity available =95 kW | --> | C19 ex ROSCREA | Roscrea [T41,T42] | IKERRIN |  | 52.9447 | -7.8131
089027 | MV/LV Substation FL***027 |  | 10 kV | _ | LV | 400 kVA :Building Structure | 0.4 | --> | 0.4 | 0.206 | 0.74 |  | --> | 0.38 | 0 | 0.02 | 0 | 0 | Constrained, otherwise capacity available =338 kW | --> | C16 ex RAHANS | Rahans [T41] | MOY |  | 54.1102 | -9.1549
281488Z | MV/LV Substation CO***488Z |  | 10 kV | _ | LV | 630 kVA :Building Structure | 0.63 | --> | 0.63 | 0 | 0 | Constrained, otherwise capacity available =559 kVA | --> | 0.598 | 0 | 0 | 0.5 | 0 |  | --> | C21 ex BISHOPSTOWN | Bishopstown [T41,T42] | KILBARRY |  | 51.8838 | -8.5162
009205Y | MV/LV Substation SI***205Y |  | 10 kV | _ | LV | 400 kVA :Kiosk Substation | 0.4 | --> | 0.4 | 0 | 0 | Constrained, otherwise capacity available =367 kVA | --> | 0.38 | 0 | 0 | 0 | 0 | Constrained, otherwise capacity available =376 kW | --> | C21 ex WATERFORD IND EST | Waterford Ind Est [T41,T42,T44] | BUTLERSTOWN |  | 52.234 | -7.1442
054094X | MV/LV Substation CO***094X |  | 10 kV | _ | LV | 100 kVA :Pole Substation | 0.1 | --> | 0.1 | 0 | 0 | Constrained, otherwise capacity available =48 kVA | --> | 0.095 | 0 | 0 | 0 | 0 | Constrained, otherwise capacity available =88 kW | --> | C20 ex PORTLAOISE | Portlaoise [T41,T42] | PORTLAOISE |  | 53.0339 | -7.2746
039331X | MV/LV Substation AR***331X |  | 10 kV | _ | LV | 100 kVA :Pole Substation | 0.1 | --> | 0.1 | 0.095 | 11.03 |  | --> | 0.095 | 0 | 0 | 0.094 | 0 |  | --> | C28 ex SALTHILL | Salthill [T101,T102] | SALTHILL |  | 53.25 | -9.1736
034847X | MV/LV Substation GO***847X |  | 10 kV | _ | LV | 630 kVA :Kiosk Substation | 0.63 | --> | 0.63 | 0.464 | 0.57 |  | --> | 0.598 | 0 | 0.025 | 0 | 0 | Constrained, otherwise capacity available =557 kW | --> | E25 ex LAWLESSTOWN | Lawlesstown [T42,T421] | DOON |  | 52.3625 | -7.6725
075524Y | MV/LV Substation MO***524Y |  | 20 kV | _ | LV | 50 kVA :Pole Substation | 0.05 | --> | 0.05 | 0.032 | 4.38 |  | --> | 0.048 | 0 | 0.025 | 0.026 | 0 |  | --> | E17 ex CRANE | Crane [T122] | CRANE |  | 52.5759 | -6.3703
066236Z | MV/LV Substation AI***236Z |  | 10 kV | _ | LV | 630 kVA :Building Structure | 0.63 | --> | 0.63 | 0 | 0 | Constrained, otherwise capacity available =499 kVA | --> | 0.598 | 0 | 0 | 0.5 | 0 |  | --> | C20 ex MOUNTGORRY | Mountgorry [T41,T42] | GRANGE (DR) |  | 53.4459 | -6.2279
099050 | MV/LV Substation GO***050 |  | 10 kV | _ | LV | 400 kVA :Kiosk Substation | 0.4 | --> | 0.4 | 0.156 | 2.96 |  | --> | 0.38 | 0 | 0.046 | 0 | 0 | Constrained, otherwise capacity available =311 kW | --> | C15 ex BALLYRAINE | Ballyraine [T41,T42] | LETTERKENNY |  | 54.9555 | -7.7349
206483 | MV/LV Substation BN***483 |  | 20 kV | _ | LV | 100 kVA :Pole Substation | 0.1 | --> | 0.1 | 0.099 | 2.76 |  | --> | 0.095 | 0 | 0 | 0.095 | 0 |  | --> | E12 ex BANGOR ERRIS | Bangor Erris [T421] | BELLACORICK |  | 54.1453 | -9.8009
011086 | MV/LV Substation TA***086 |  | 10 kV | _ | LV | 200 kVA :Kiosk Substation | 0.2 | --> | 0.2 | 0 | 0 | Constrained, otherwise capacity available =166 kVA | --> | 0.19 | 0 | 0 | 0 | 0 | Constrained, otherwise capacity available =185 kW | --> | C15 ex TALBOTS INCH | Talbots Inch [T41,T42] | KILKENNY |  | 52.6716 | -7.2679
064519 | MV/LV Substation GO***519 |  | 20 kV | _ | LV | 100 kVA :Pole Substation | 0.1 | --> | 0.1 | 0 | 0 | Constrained, otherwise capacity available =69 kVA | --> | 0.095 | 0 | 0.005 | 0 | 0 | Constrained, otherwise capacity available =87 kW | --> | E15 ex JULIANSTOWN | Julianstown [T421,T422] | DRYBRIDGE |  | 53.6405 | -6.2358
015842X | MV/LV Substation BR***842X |  | 10 kV | _ | LV | 100 kVA :Pole Substation | 0.1 | --> | 0.1 | 0 | 0 | Constrained, otherwise capacity available =92 kVA | --> | 0.095 | 0 | 0 | 0 | 0 | Constrained, otherwise capacity available =94 kW | --> | C11 ex NAAS | Naas [T41,T42] | KILTEEL |  | 53.1987 | -6.6568
429271 | MV/LV Substation BR***271 |  | 10 kV | _ | LV | 100 kVA :Pole Substation | 0.1 | --> | 0.1 | 0.064 | 0.33 |  | --> | 0.095 | 0 | 0 | 0 | 0 | Constrained, otherwise capacity available =90 kW | --> | C12 ex ABBEYFEALE | Abbeyfeale [T42] | TRIEN |  | 52.3127 | -9.2658
120613Y | MV/LV Substation OA***613Y |  | 20 kV | _ | LV | 400 kVA :Kiosk Substation | 0.4 | --> | 0.4 | 0.318 | 3.5 |  | --> | 0.38 | 0 | 0.041 | 0 | 0 | Constrained, otherwise capacity available =338 kW | --> | E12 ex DUNFIRTH | Dunfirth [T122] | DUNFIRTH |  | 53.4572 | -6.9238
015497Z | MV/LV Substation MO***497Z |  | 10 kV | _ | LV | 400 kVA :Building Structure | 0.4 | --> | 0.4 | 0 | 0 | Constrained, otherwise capacity available =324 kVA | --> | 0.38 | 0 | 0.075 | 0 | 0 | Constrained, otherwise capacity available =314 kW | --> | C19 ex SALLINS | Sallins [T41,T42] | GRIFFINRATH |  | 53.257 | -6.7454
0664012 | MV/LV Substation JO***4012 |  | 20 kV | _ | LV | 50 kVA :Pole Substation | 0.05 | --> | 0.05 | 0 | 0 | Constrained, otherwise capacity available =48 kVA | --> | 0.048 | 0 | 0.006 | 0 | 0 | Constrained, otherwise capacity available =43 kW | --> | E18 ex GLASMORE | Glasmore [T421,T422] | GLASMORE |  | 53.5354 | -6.2265
010387 | MV/LV Substation TH***387 |  | 20 kV | _ | LV | 50 kVA :Pole Substation | 0.05 | --> | 0.05 | 0 | 0 | Constrained, otherwise capacity available =48 kVA | --> | 0.048 | 0 | 0 | 0 | 0 | Constrained, otherwise capacity available =47 kW | --> | E11 ex BALLYHALE | Ballyhale [T42,T421] | KILKENNY |  | 52.5215 | -7.1295
288189 | MV/LV Substation O ***189 |  | 10 kV | _ | LV | 400 kVA :Kiosk Substation | 0.4 | --> | 0.4 | 0.265 | 1.16 |  | --> | 0.38 | 0 | 0 | 0.361 | 0 |  | --> | C21 ex BREWERY ROAD | Brewery Road [T41,T42] | CARRICKMINES |  | 53.2783 | -6.2106
048130X | MV/LV Substation CO***130X |  | 20 kV | _ | LV | 50 kVA :Pole Substation | 0.05 | --> | 0.05 | 0.049 | 2.03 |  | --> | 0.048 | 0 | 0 | 0 | 0 | Constrained, otherwise capacity available =47 kW | --> | E15 ex MOHILL | Mohill [T421,T422] | CARRICK ON SHANNON |  | 53.9263 | -7.8646
160078Z | MV/LV Substation RI***078Z |  | 20 kV | _ | LV | 400 kVA :Kiosk Substation | 0.4 | --> | 0.4 | 0 | 0 | Constrained, otherwise capacity available =337 kVA | --> | 0.38 | 0 | 0.004 | 0 | 0 | Constrained, otherwise capacity available =368 kW | --> | E11 ex PORTLAOISE |  |  |  | 53.0427 | -7.2671
164229 | MV/LV Substation BA***229 |  | 10 kV | _ | LV | 400 kVA :Kiosk Substation | 0.4 | --> | 0.4 | 0 | 0 | Constrained, otherwise capacity available =198 kVA | --> | 0.38 | 0 | 0.041 | 0 | 0 | Constrained, otherwise capacity available =321 kW | --> | C15 ex SKIBBEREEN | Skibbereen [T41,T42] | DUNMANWAY |  | 51.4839 | -9.3703
0334078 | MV/LV Substation DE***4078 |  | 20 kV | _ | LV | 100 kVA :Pole Substation | 0.1 | --> | 0.1 | 0 | 0 | Constrained, otherwise capacity available =97 kVA | --> | 0.095 | 0 | 0.025 | 0 | 0 | Constrained, otherwise capacity available =76 kW | --> | C18 ex DEERPARK | Deerpark [T41,T42] | BALLYDINE |  | 52.3562 | -7.4299
288187X | MV/LV Substation CA***187X |  | 10 kV | _ | LV | 50 kVA :Pole Substation | 0.05 | --> | 0.05 | 0 | 0 | Constrained, otherwise capacity available =48 kVA | --> | 0.048 | 0 | 0 | 0.047 | 0 |  | --> | C13 ex CARRICKMINES | Carrickmines [T41,T42] | CARRICKMINES |  | 53.2514 | -6.1729
0394187 | MV/LV Substation CR***4187 |  | 10 kV | _ | LV | 400 kVA :Kiosk Substation | 0.4 | --> | 0.4 | 0 | 0 | Constrained, otherwise capacity available =356 kVA | --> | 0.38 | 0 | 0 | 0 | 0 | Constrained, otherwise capacity available =374 kW | --> | C12 ex ORANMORE | Oranmore [T41,T44] | GALWAY 110KV |  | 53.277 | -8.9691
054440Y | MV/LV Substation RA***440Y |  | 20 kV | _ | LV | 50 kVA :Pole Substation | 0.05 | --> | 0.05 | 0 | 0 | Constrained, otherwise capacity available =46 kVA | --> | 0.048 | 0 | 0 | 0 | 0 | Constrained, otherwise capacity available =47 kW | --> | E13 ex ABBEYLEIX | Abbeyleix [T422] | PORTLAOISE |  | 52.9186 | -7.3397
055985X | MV/LV Substation GL***985X |  | 10 kV | _ | LV | 50 kVA :Pole Substation | 0.05 | --> | 0.05 | 0 | 0 | Constrained, otherwise capacity available =27 kVA | --> | 0.048 | 0 | 0.013 | 0 | 0 | Constrained, otherwise capacity available =35 kW | --> | C15 ex RATHDOWNEY | Rathdowney [T42] | IKERRIN |  | 52.8573 | -7.602
192430X | MV/LV Substation ME***430X |  | 10 kV | _ | LV | 400 kVA :Kiosk Substation | 0.4 | --> | 0.4 | 0.396 | 1.7 |  | --> | 0.38 | 0 | 0 | 0 | 0 | Constrained, otherwise capacity available =380 kW | --> | E16 ex GWEEDORE | Gweedore [T421] | ARDNAGAPPARY |  | 55.061 | -8.2418
007217Z | MV/LV Substation BA***217Z |  | 20 kV | _ | LV | 100 kVA :Pole Substation | 0.1 | --> | 0.1 | 0.09 | 16.12 |  | --> | 0.095 | 0 | 0 | 0.094 | 0 |  | --> | E21 ex WEXFORD | Wexford [T121,T122] | WEXFORD |  | 52.3893 | -6.4411
2094339 | MV/LV Substation MI***4339 |  | 10 kV | _ | LV | 630 kVA :Kiosk Substation | 0.63 | --> | 0.63 | 0 | 0 | Constrained, otherwise capacity available =584 kVA | --> | 0.598 | 0 | 0 | 0 | 0 | Constrained, otherwise capacity available =592 kW | --> | C19 ex MILFORD (NR) | Milford (nr) [T41,T42] | LETTERKENNY |  | 55.0814 | -7.6855
059411Y | MV/LV Substation KI***411Y |  | 10 kV | _ | LV | 400 kVA :Kiosk Substation | 0.4 | --> | 0.4 | 0 | 0 | Constrained, otherwise capacity available =377 kVA | --> | 0.38 | 0 | 0 | 0 | 0 | Constrained, otherwise capacity available =377 kW | --> | C16 ex DERRYCRAMPH | Derrycramph [T41,T42] | SHANKILL |  | 53.9834 | -7.3408
035751X | MV/LV Substation KI***751X |  | 20 kV | _ | LV | 200 kVA :Pole Substation | 0.2 | --> | 0.2 | 0.022 | 0.49 |  | --> | 0.19 | 0 | 0.2 | 0 | 0 | Constrained, otherwise capacity available =19 kW | --> | E11 ex ARDFINNAN | Ardfinnan [T421] | CAHIR |  | 52.2749 | -8.0449
021686Z | MV/LV Substation BA***686Z |  | 20 kV | _ | LV | 50 kVA :Pole Substation | 0.05 | --> | 0.05 | 0 | 0 | Constrained, otherwise capacity available =48 kVA | --> | 0.048 | 0 | 0 | 0 | 0 | Constrained, otherwise capacity available =47 kW | --> | E16 ex CURRALEIGH | Curraleigh [T421,T422] | KILBARRY |  | 51.9228 | -8.6951
066490 | MV/LV Substation KI***490 |  | 10 kV | _ | LV | 100 kVA :Pole Substation | 0.1 | --> | 0.1 | 0 | 0 | Constrained, otherwise capacity available =60 kVA | --> | 0.095 | 0 | 0.01 | 0 | 0 | Constrained, otherwise capacity available =82 kW | --> | C13 ex MALAHIDE | Malahide [T41,T42] | GLASMORE |  | 53.4194 | -6.1722
019006 | MV/LV Substation CO***006 |  | 10 kV | _ | LV | 630 kVA :Kiosk Substation | 0.63 | --> | 0.63 | 0.047 | 0.05 | Constrained, otherwise capacity available =600 kVA | --> | 0.598 | 0 | 0.24 | 0 | 0 | Constrained, otherwise capacity available =416 kW | --> | C13 ex BALLYBEGGAN | Ballybeggan [T43,T44] | TRALEE |  | 52.2665 | -9.6794
036686X | MV/LV Substation DU***686X |  | 20 kV | _ | LV | 400 kVA :Building Structure | 0.4 | --> | 0.4 | 0 | 0 | Constrained, otherwise capacity available =389 kVA | --> | 0.38 | 0 | 0 | 0 | 0 | Constrained, otherwise capacity available =378 kW | --> | E18 ex GARRANACANTY | Garranacanty [T421,T422] | TIPPERARY |  | 52.5614 | -8.0493
281367Z | MV/LV Substation FU***367Z |  | 10 kV | _ | LV | 630 kVA :Building Structure | 0.63 | --> | 0.63 | 0.306 | 10.79 |  | --> | 0.598 | 0 | 0 | 0.5 | 0 |  | --> | C12 ex FACTORY CROSS | Factory Cross [T41,T42] | BARNAHELY |  | 51.8279 | -8.3144
248659X | MV/LV Substation BO***659X |  | 20 kV | _ | LV | 200 kVA :Pole Substation | 0.2 | --> | 0.2 | 0.2 | 3.5 |  | --> | 0.19 | 0 | 0 | 0 | 0 | Constrained, otherwise capacity available =190 kW | --> | E13 ex DUNFIRTH | Dunfirth [T122] | DUNFIRTH |  | 53.4089 | -6.6992
020020 | MV/LV Substation NE***020 |  | 10 kV | _ | LV | 400 kVA :Kiosk Substation | 0.4 | --> | 0.4 | 0 | 0 | Constrained, otherwise capacity available =351 kVA | --> | 0.38 | 0 | 0.005 | 0 | 0 | Constrained, otherwise capacity available =370 kW | --> | C16 ex COOLCORCORAN | Coolcorcoran [T41,T42] | KNOCKEARAGH |  | 52.0627 | -9.516
253559 | MV/LV Substation ME***559 |  | 20 kV | _ | LV | 50 kVA :Pole Substation | 0.05 | --> | 0.05 | 0 | 0 | Constrained, otherwise capacity available =48 kVA | --> | 0.048 | 0 | 0 | 0 | 0 | Constrained, otherwise capacity available =47 kW | --> | E21 ex GLENAMADDY | Glenamaddy [T422] | ATHLONE |  | 53.6293 | -8.7138
050733X | MV/LV Substation PO***733X |  | 20 kV | _ | LV | 200 kVA :Pole Substation | 0.2 | --> | 0.2 | 0.199 | 6.49 |  | --> | 0.19 | 0 | 0 | 0 | 0 | Constrained, otherwise capacity available =190 kW | --> | C22 ex BUSHFIELD | Bushfield [T41,T42] | ATHLONE |  | 53.4949 | -7.9113
136466Y | MV/LV Substation DU***466Y |  | 20 kV | _ | LV | 200 kVA :Kiosk Substation | 0.2 | --> | 0.2 | 0 | 0 | Constrained, otherwise capacity available =156 kVA | --> | 0.19 | 0 | 0 | 0 | 0 | Constrained, otherwise capacity available =184 kW | --> | C18 ex ROSCOMMON | Roscommon [T41,T42] | LANESBORO |  | 53.5745 | -8.0865
012141Y | MV/LV Substation NE***141Y |  | 10 kV | _ | LV | 400 kVA :Kiosk Substation | 0.4 | --> | 0.4 | 0.073 | 1.99 |  | --> | 0.38 | 0 | 0.2 | 0 | 0 | Constrained, otherwise capacity available =228 kW | --> | C18 ex GRAIGUE | Graigue [T41,T42] | CARLOW |  | 52.8768 | -6.9328
251060X | MV/LV Substation LA***060X |  | 10 kV | _ | LV | 200 kVA :Pole Substation | 0.2 | --> | 0.2 | 0 | 0 | Constrained, otherwise capacity available =200 kVA | --> | 0.19 | 0 | 0 | 0 | 0 | Constrained, otherwise capacity available =190 kW | --> | C28 ex CLAREGALWAY | Claregalway [T42,T421] | GALWAY 110KV |  | 53.3561 | -8.9306
363885 | MV/LV Substation FL***885 |  | 20 kV | _ | LV | 630 kVA :Building Structure | 0.63 | --> | 0.63 | 0.5 | 3.25 |  | --> | 0.598 | 0 | 0 | 0 | 0 | Constrained, otherwise capacity available =590 kW | --> | E18 ex BALLYBUNION | Ballybunion [T421,T422] | TRIEN |  | 52.5125 | -9.672
237443 | MV/LV Substation CA***443 |  | 10 kV | _ | LV | 50 kVA :Pole Substation | 0.05 | --> | 0.05 | 0 | 0 | Constrained, otherwise capacity available =44 kVA | --> | 0.048 | 0 | 0 | 0 | 0 | Constrained, otherwise capacity available =47 kW | --> | C17 ex DUNLEER | Dunleer [T41,T42] | DRYBRIDGE |  | 53.8495 | -6.3962
204711 | MV/LV Substation CO***711 |  | 20 kV | _ | LV | 100 kVA :Pole Substation | 0.1 | --> | 0.1 | 0 | 0 | Constrained, otherwise capacity available =27 kVA | --> | 0.095 | 0 | 0 | 0 | 0 | Constrained, otherwise capacity available =84 kW | --> | E14 ex BUNCRANA | Buncrana [T421,T422] | TRILLICK |  | 55.1476 | -7.4466
003600Y | MV/LV Substation GR***600Y |  | 10 kV | _ | LV | 50 kVA :Pole Substation | 0.05 | --> | 0.05 | 0.034 | 11.58 |  | --> | 0.048 | 0 | 0.019 | 0 | 0 | Constrained, otherwise capacity available =31 kW | --> | C17 ex BALLYBEG | Ballybeg [T101,T102] | CARRICKMINES |  | 52.97 | -6.0331
064465Y | MV/LV Substation CO***465Y |  | 10 kV | _ | LV | 100 kVA :Pole Substation | 0.1 | --> | 0.1 | 0 | 0 | Constrained, otherwise capacity available =58 kVA | --> | 0.095 | 0 | 0 | 0 | 0 | Constrained, otherwise capacity available =89 kW | --> | E11 ex SLANE | Slane [T421] | DRYBRIDGE |  | 53.7752 | -6.481
062481X | MV/LV Substation ST***481X |  | 10 kV | _ | LV | 200 kVA :Kiosk Substation | 0.2 | --> | 0.2 | 0.176 | 1.03 |  | --> | 0.19 | 0 | 0.022 | 0 | 0 | Constrained, otherwise capacity available =170 kW | --> | C18 ex LITTLE MILLS | Little Mills [T41] | DUNDALK |  | 53.9332 | -6.4092
252838X | MV/LV Substation CO***838X |  | 20 kV | _ | LV | 200 kVA :Pole Substation | 0.2 | --> | 0.2 | 0.198 | 1.32 |  | --> | 0.19 | 0 | 0 | 0.19 | 0 |  | --> | C24 ex CLIFDEN | Clifden [T41,T42] | SCREEB |  | 53.5028 | -10.0416
001717 | MV/LV Substation AN***717 |  | 10 kV | _ | LV | 400 kVA :Building Structure | 0.4 | --> | 0.4 | 0 | 0 | Constrained, otherwise capacity available =339 kVA | --> | 0.38 | 0 | 0 | 0.372 | 0 |  | --> | C12 ex LOUGHLINSTOWN | Loughlinstown [T41,T42] | CARRICKMINES |  | 53.2485 | -6.1311
081548Y | MV/LV Substation TI***548Y |  | 10 kV | _ | LV | 100 kVA :Pole Substation | 0.1 | --> | 0.1 | 0 | 0 | Constrained, otherwise capacity available =56 kVA | --> | 0.095 | 0 | 0 | 0 | 0 | Constrained, otherwise capacity available =89 kW | --> | C20 ex CELBRIDGE | Celbridge [T41,T42] | GRIFFINRATH |  | 53.2956 | -6.5677
038516 | MV/LV Substation BL***516 |  | 20 kV | _ | LV | 50 kVA :Pole Substation | 0.05 | --> | 0.05 | 0 | 0 | Constrained, otherwise capacity available =42 kVA | --> | 0.048 | 0 | 0 | 0 | 0 | Constrained, otherwise capacity available =46 kW | --> | E15 ex GORT | Gort [T41,T42] | ENNIS |  | 53.1185 | -8.748
024568 | MV/LV Substation TU***568 |  | 10 kV | _ | LV | 50 kVA :Pole Substation | 0.05 | --> | 0.05 | 0.034 | 2.14 |  | --> | 0.048 | 0 | 0.006 | 0 | 0 | Constrained, otherwise capacity available =41 kW | --> | C13 ex BUTTEVANT | Buttevant [T41,T42] | MALLOW |  | 52.2244 | -8.5814
065127Z | MV/LV Substation NO***127Z |  | 10 kV | _ | LV | 200 kVA :Pole Substation | 0.2 | --> | 0.2 | 0 | 0 | Constrained, otherwise capacity available =191 kVA | --> | 0.19 | 0 | 0 | 0.189 | 0 |  | --> | C26 ex STEPHENSTOWN | Stephenstown [T101,T102] | FINGLAS |  | 53.5884 | -6.1938
154517Z | MV/LV Substation CR***517Z |  | 10 kV | _ | LV | 400 kVA :Kiosk Substation | 0.4 | --> | 0.4 | 0 | 0 | Constrained, otherwise capacity available =344 kVA | --> | 0.38 | 0 | 0.03 | 0.35 | 0 |  | --> | C39 ex COLLEGE PARK | College Park [T101,T102,T103] | COLLEGE PARK |  | 53.4191 | -6.3927
0714042 | MV/LV Substation GL***4042 |  | 10 kV | _ | LV | 630 kVA :Kiosk Substation | 0.63 | --> | 0.63 | 0 | 0 | Constrained, otherwise capacity available =544 kVA | --> | 0.598 | 0 | 0.165 | 0.464 | 0 |  | --> | C22 ex GREYSTONES | Greystones [T41,T42] | FASSAROE |  | 53.1241 | -6.0724
117496Y | MV/LV Substation KI***496Y |  | 20 kV | _ | LV | 200 kVA :Kiosk Substation | 0.2 | --> | 0.2 | 0 | 0 | Constrained, otherwise capacity available =170 kVA | --> | 0.19 | 0 | 0.006 | 0 | 0 | Constrained, otherwise capacity available =181 kW | --> | E22 ex COLLOONEY | Collooney [T421,T422] | SLIGO |  | 54.1989 | -8.3679
093469 | MV/LV Substation ST***469 |  | 10 kV | _ | LV | 100 kVA :Pole Substation | 0.1 | --> | 0.1 | 0 | 0 | Constrained, otherwise capacity available =90 kVA | --> | 0.095 | 0 | 0 | 0 | 0 | Constrained, otherwise capacity available =94 kW | --> | E11 ex ASHBOURNE | Ashbourne [T421,T422] | FINGLAS |  | 53.4351 | -6.298
008128 | MV/LV Substation RO***128 |  | 10 kV | _ | LV | 50 kVA :Pole Substation | 0.05 | --> | 0.05 | 0.05 | 0.24 |  | --> | 0.048 | 0 | 0 | 0 | 0 | Constrained, otherwise capacity available =48 kW | --> | C15 ex ROSBERCON | Rosbercon [T41,T42] | WATERFORD |  | 52.3879 | -6.9618
142242 | MV/LV Substation CL***242 |  | 10 kV | _ | LV | 50 kVA :Pole Substation | 0.05 | --> | 0.05 | 0 | 0 | Constrained, otherwise capacity available =21 kVA | --> | 0.048 | 0 | 0.005 | 0 | 0 | Constrained, otherwise capacity available =40 kW | --> | C17 ex ATHENRY |  |  |  | 53.3071 | -8.7396
251066X | MV/LV Substation HU***066X |  | 10 kV | _ | LV | 630 kVA :Building Structure | 0.63 | --> | 0.63 | 0 | 0 | Constrained, otherwise capacity available =453 kVA | --> | 0.598 | 0 | 0 | 0 | 0 | Constrained, otherwise capacity available =574 kW | --> | C28 ex CLAREGALWAY | Claregalway [T42,T421] | GALWAY 110KV |  | 53.341 | -8.9474
0684600 | MV/LV Substation RA***4600 |  | 10 kV | _ | LV | 1000 kVA :Building Structure | 1 | --> | 1 | 0 | 0 | Constrained, otherwise capacity available =995 kVA | --> | 0.95 | 0 | 0 | 0.5 | 0 |  | --> | C12 ex GLOUCESTER PLACE | Gloucester Place [T41,T42] | MCDERMOTT |  | 53.3531 | -6.2514
009077Y | MV/LV Substation WI***077Y |  | 10 kV | _ | LV | 200 kVA :Kiosk Substation | 0.2 | --> | 0.2 | 0 | 0 | Constrained, otherwise capacity available =193 kVA | --> | 0.19 | 0 | 0.003 | 0 | 0 | Constrained, otherwise capacity available =187 kW | --> | E12 ex KILCARRAGH | Kilcarragh [T421,T422] | BUTLERSTOWN |  | 52.2354 | -7.0747
011010Z | MV/LV Substation GR***010Z |  | 10 kV | _ | LV | 50 kVA :Pole Substation | 0.05 | --> | 0.05 | 0 | 0 | Constrained, otherwise capacity available =45 kVA | --> | 0.048 | 0 | 0 | 0 | 0 | Constrained, otherwise capacity available =47 kW | --> | C23 ex GORESBRIDGE | Goresbridge [T41,T42] | KILKENNY |  | 52.6422 | -7.004
001082X | MV/LV Substation BE***082X |  | 10 kV | _ | LV | 630 kVA :Building Structure | 0.63 | --> | 0.63 | 0.5 | 0.86 |  | --> | 0.598 | 0 | 0 | 0.5 | 0 |  | --> | C19 ex BELFIELD | Belfield [T41,T42] | BLACKROCK |  | 53.3047 | -6.2152
220230X | MV/LV Substation CA***230X |  | 20 kV | _ | LV | 50 kVA :Pole Substation | 0.05 | --> | 0.05 | 0.05 | 2.33 |  | --> | 0.048 | 0 | 0 | 0 | 0 | Constrained, otherwise capacity available =48 kW | --> | E14 ex MOY | Moy [T421,T422] | MOY |  | 54.2269 | -9.2594
288321X | MV/LV Substation ST***321X |  | 10 kV | _ | LV | 1000 kVA :Building Structure | 1 | --> | 1 | 0 | 0 | Constrained, otherwise capacity available =699 kVA | --> | 0.95 | 0 | 0.006 | 0.5 | 0 |  | --> | C18 ex CARRICKMINES | Carrickmines [T41,T42] | CARRICKMINES |  | 53.2526 | -6.2142
011755Z | MV/LV Substation AY***755Z |  | 10 kV | _ | LV | 50 kVA :Pole Substation | 0.05 | --> | 0.05 | 0 | 0 | Constrained, otherwise capacity available =42 kVA | --> | 0.048 | 0 | 0 | 0 | 0 | Constrained, otherwise capacity available =46 kW | --> | C11 ex ROSEHILL | Rosehill [T41,T42] | KILKENNY |  | 52.6603 | -7.2654
158623X | MV/LV Substation MO***623X |  | 20 kV | _ | LV | 50 kVA :Pole Substation | 0.05 | --> | 0.05 | 0 | 0 | Constrained, otherwise capacity available =50 kVA | --> | 0.048 | 0 | 0 | 0 | 0 | Constrained, otherwise capacity available =48 kW | --> | C19 ex ENNISTYMON | Ennistymon [T41,T42] | ENNIS |  | 52.974 | -9.2183
160777Y | MV/LV Substation CO***777Y |  | 10 kV | _ | LV | 200 kVA :Kiosk Substation | 0.2 | --> | 0.2 | 0 | 0 | Constrained, otherwise capacity available =136 kVA | --> | 0.19 | 0 | 0 | 0 | 0 | Constrained, otherwise capacity available =181 kW | --> | C14 ex PORTLAOISE | Portlaoise [T41,T42] | PORTLAOISE |  | 53.0459 | -7.2756
249004 | MV/LV Substation CA***004 |  | 20 kV | _ | LV | 200 kVA :Pole Substation | 0.2 | --> | 0.2 | 0 | 0 | Constrained, otherwise capacity available =169 kVA | --> | 0.19 | 0 | 0.157 | 0 | 0 | Constrained, otherwise capacity available =69 kW | --> | C25 ex KILCLOHER | Kilcloher [T41,T42] | DUNGARVAN |  | 52.2197 | -7.7282
066155X | MV/LV Substation SN***155X |  | 10 kV | _ | LV | 400 kVA :Kiosk Substation | 0.4 | --> | 0.4 | 0 | 0 | Constrained, otherwise capacity available =350 kVA | --> | 0.38 | 0 | 0 | 0.373 | 0 |  | --> | C22 ex GRANGE (DR) | Grange (dr) [T41,T42] | GRANGE (DR) |  | 53.4012 | -6.1872
0824017 | MV/LV Substation CH***4017 |  | 10 kV | _ | LV | 50 kVA :Pole Substation | 0.05 | --> | 0.05 | 0 | 0 | Constrained, otherwise capacity available =42 kVA | --> | 0.048 | 0 | 0.01 | 0 | 0 | Constrained, otherwise capacity available =39 kW | --> | C32 ex ACADEMY STREET | Academy Street [T421,T422,T44] | NAVAN |  | 53.6436 | -6.6961
081426Z | MV/LV Substation PA***426Z |  | 10 kV | _ | LV | 1000 kVA :Building Structure | 1 | --> | 1 | 0 | 0 | Constrained, otherwise capacity available =852 kVA | --> | 0.95 | 0 | 0 | 0.5 | 0 |  | --> | C31 ex SEMPERIT | Semperit [T41,T42,T43] | GRANGE CASTLE |  | 53.3333 | -6.3773
054584Y | MV/LV Substation LI***584Y |  | 10 kV | _ | LV | 1000 kVA :Building Structure | 1 | --> | 1 | 0 | 0 | Constrained, otherwise capacity available =776 kVA | --> | 0.95 | 0 | 0 | 0 | 0 | Constrained, otherwise capacity available =919 kW | --> | C19 ex PORTLAOISE | Portlaoise [T41,T42] | PORTLAOISE |  | 53.0323 | -7.2992
366249X | MV/LV Substation CA***249X |  | 10 kV | _ | LV | 100 kVA :Pole Substation | 0.1 | --> | 0.1 | 0.077 | 1.47 |  | --> | 0.095 | 0 | 0 | 0.092 | 0 |  | --> | C15 ex SCREEB | Screeb [T41] | SCREEB |  | 53.3245 | -9.8174
081569Y | MV/LV Substation WE***569Y |  | 10 kV | _ | LV | 200 kVA :Kiosk Substation | 0.2 | --> | 0.2 | 0 | 0 | Constrained, otherwise capacity available =80 kVA | --> | 0.19 | 0 | 0.044 | 0 | 0 | Constrained, otherwise capacity available =140 kW | --> | C15 ex LEIXLIP | Leixlip [T41,T42] | GRIFFINRATH |  | 53.3561 | -6.4717
1164160 | MV/LV Substation MO***4160 |  | 10 kV | _ | LV | 400 kVA :Kiosk Substation | 0.4 | --> | 0.4 | 0.356 | 7.32 |  | --> | 0.38 | 0 | 0.022 | 0.358 | 0 |  | --> | C12 ex CARROWBEG | Carrowbeg [T41,T42] | CARROWBEG |  | 53.809 | -9.5048
069580 | MV/LV Substation ED***580 |  | 10 kV | _ | LV | 400 kVA :Kiosk Substation | 0.4 | --> | 0.4 | 0 | 0 | Constrained, otherwise capacity available =285 kVA | --> | 0.38 | 0 | 0.019 | 0.35 | 0 |  | --> | C17 ex BALLYBODEN | Ballyboden [T41,T42] | COOKSTOWN |  | 53.2747 | -6.2864
014143X | MV/LV Substation KI***143X |  | 10 kV | _ | LV | 200 kVA :Pole Substation | 0.2 | --> | 0.2 | 0 | 0 | Constrained, otherwise capacity available =153 kVA | --> | 0.19 | 0 | 0.002 | 0 | 0 | Constrained, otherwise capacity available =182 kW | --> | C18 ex BLAKE | Blake [T41,T42] | BLAKE |  | 53.2497 | -6.8442
015128Y | MV/LV Substation SL***128Y |  | 10 kV | _ | LV | 50 kVA :Pole Substation | 0.05 | --> | 0.05 | 0 | 0 | Constrained, otherwise capacity available =38 kVA | --> | 0.048 | 0 | 0 | 0 | 0 | Constrained, otherwise capacity available =46 kW | --> | E18 ex BLESSINGTON | Blessington [T421,T422] | KILTEEL |  | 53.2156 | -6.4772
0684513 | MV/LV Substation DA***4513 |  | 10 kV | _ | LV | 1000 kVA :Building Structure | 1 | --> | 1 | 0.5 | 1.37 |  | --> | 0.95 | 0 | 0 | 0.5 | 0 |  | --> | C20 ex SOUTH KING STREET | South King Street [T41,T42] | FRANCIS STREET |  | 53.3418 | -6.2573
032583 | MV/LV Substation GR***583 |  | 20 kV | _ | LV | 100 kVA :Pole Substation | 0.1 | --> | 0.1 | 0 | 0 | Constrained, otherwise capacity available =82 kVA | --> | 0.095 | 0 | 0 | 0 | 0 | Constrained, otherwise capacity available =92 kW | --> | E12 ex KILMACTHOMAS | Kilmacthomas [T421,T422] | DUNGARVAN |  | 52.2099 | -7.339
0624220 | MV/LV Substation MO***4220 |  | 10 kV | _ | LV | 400 kVA :Kiosk Substation | 0.4 | --> | 0.4 | 0.293 | 2.33 |  | --> | 0.38 | 0 | 0.119 | 0 | 0 | Constrained, otherwise capacity available =277 kW | --> | C19 ex DUNDALK | Dundalk [T41,T42] | DUNDALK |  | 53.9957 | -6.4269
042880X | MV/LV Substation BU***880X |  | 10 kV | _ | LV | 400 kVA :Building Structure | 0.4 | --> | 0.4 | 0 | 0 | Constrained, otherwise capacity available =245 kVA | --> | 0.38 | 0 | 0.022 | 0 | 0 | Constrained, otherwise capacity available =356 kW | --> | E18 ex WINDSOR | Windsor [T421,T422] | CASTLEBAR |  | 53.8571 | -9.2783
281865Z | MV/LV Substation KI***865Z |  | 10 kV | _ | LV | 400 kVA :Kiosk Substation | 0.4 | --> | 0.4 | 0 | 0 | Constrained, otherwise capacity available =342 kVA | --> | 0.38 | 0 | 0.055 | 0 | 0 | Constrained, otherwise capacity available =331 kW | --> | C22 ex KILMONEY | Kilmoney [T41,T42] | TRABEG |  | 51.8054 | -8.4121
001773 | MV/LV Substation BE***773 |  | 10 kV | _ | LV | 200 kVA :Kiosk Substation | 0.2 | --> | 0.2 | 0.172 | 15.18 |  | --> | 0.19 | 0 | 0 | 0.186 | 0 |  | --> | C21 ex CENTRAL PARK | Central Park [T101,T102] | CARRICKMINES |  | 53.291 | -6.204
081041 | MV/LV Substation LU***041 |  | 10 kV | _ | LV | 400 kVA :Kiosk Substation | 0.4 | --> | 0.4 | 0 | 0 | Constrained, otherwise capacity available =175 kVA | --> | 0.38 | 0 | 0.021 | 0.332 | 0 |  | --> | C17 ex LUCAN EAST | Lucan East [T41,T42] | GRANGE CASTLE |  | 53.3545 | -6.458
046120 | MV/LV Substation FA***120 |  | 10 kV | _ | LV | 400 kVA :Building Structure | 0.4 | --> | 0.4 | 0.34 | 5.48 |  | --> | 0.38 | 0 | 0 | 0.372 | 0 |  | --> | C15 ex BALLYTIVNAN | Ballytivnan [T41,T42] | SLIGO |  | 54.2822 | -8.4558
034760X | MV/LV Substation DR***760X |  | 20 kV | _ | LV | 50 kVA :Pole Substation | 0.05 | --> | 0.05 | 0.047 | 5.88 |  | --> | 0.048 | 0 | 0 | 0 | 0 | Constrained, otherwise capacity available =47 kW | --> | C14 ex ARDGEEHA | Ardgeeha [T41,T42] | DOON |  | 52.5176 | -7.586
082577X | MV/LV Substation KI***577X |  | 20 kV | _ | LV | 400 kVA :Building Structure | 0.4 | --> | 0.4 | 0 | 0 | Constrained, otherwise capacity available =245 kVA | --> | 0.38 | 0 | 0.04 | 0 | 0 | Constrained, otherwise capacity available =329 kW | --> | E15 ex ACADEMY STREET | Academy Street [T421,T422,T44] | NAVAN |  | 53.6392 | -6.6762
067077X | MV/LV Substation MO***077X |  | 10 kV | _ | LV | 400 kVA :Kiosk Substation | 0.4 | --> | 0.4 | 0 | 0 | Constrained, otherwise capacity available =265 kVA | --> | 0.38 | 0 | 0.212 | 0 | 0 | Constrained, otherwise capacity available =204 kW | --> | C21 ex CASTLETROY | Castletroy [T41,T42] | ARDNACRUSHA |  | 52.6575 | -8.554
082979Y | MV/LV Substation HA***979Y |  | 20 kV | _ | LV | 200 kVA :Pole Substation | 0.2 | --> | 0.2 | 0 | 0 | Constrained, otherwise capacity available =197 kVA | --> | 0.19 | 0 | 0.005 | 0 | 0 | Constrained, otherwise capacity available =186 kW | --> | E17 ex DULEEK | Duleek [T421,T422] | DRYBRIDGE |  | 53.6577 | -6.6225
206923 | MV/LV Substation HO***923 |  | 20 kV | _ | LV | 200 kVA :Pole Substation | 0.2 | --> | 0.2 | 0.153 | 2.76 |  | --> | 0.19 | 0 | 0 | 0.184 | 0 |  | --> | E12 ex BANGOR ERRIS | Bangor Erris [T421] | BELLACORICK |  | 54.1134 | -9.8977
160978Y | MV/LV Substation RO***978Y |  | 20 kV | _ | LV | 100 kVA :Pole Substation | 0.1 | --> | 0.1 | 0 | 0 | Constrained, otherwise capacity available =76 kVA | --> | 0.095 | 0 | 0 | 0 | 0 | Constrained, otherwise capacity available =92 kW | --> | C11 ex MOUNTMELLICK | Mountmellick [T41,T42] | PORTLAOISE |  | 53.1381 | -7.4135
093099Y | MV/LV Substation WA***099Y |  | 10 kV | _ | LV | 630 kVA :Building Structure | 0.63 | --> | 0.63 | 0 | 0 | Constrained, otherwise capacity available =254 kVA | --> | 0.598 | 0 | 0 | 0.5 | 0 |  | --> | C21 ex POPPINTREE | Poppintree [T101,T102] | FINGLAS |  | 53.4027 | -6.29
345066X | MV/LV Substation CR***066X |  | 20 kV | _ | LV | 400 kVA :Kiosk Substation | 0.4 | --> | 0.4 | 0 | 0 | Constrained, otherwise capacity available =346 kVA | --> | 0.38 | 0 | 0.01 | 0.365 | 0 |  | --> | E16 ex MANORHAMILTON | Manorhamilton [T422] | SLIGO |  | 54.3051 | -8.1813
041175Y | MV/LV Substation EL***175Y |  | 10 kV | _ | LV | 400 kVA :Kiosk Substation | 0.4 | --> | 0.4 | 0 | 0 | Constrained, otherwise capacity available =317 kVA | --> | 0.38 | 0 | 0.005 | 0 | 0 | Constrained, otherwise capacity available =365 kW | --> | E13 ex DALTON | Dalton [T421,T422] | DALTON |  | 53.7263 | -8.997
1104015 | MV/LV Substation GU***4015 |  | 20 kV | _ | LV | 50 kVA :Pole Substation | 0.05 | --> | 0.05 | 0.041 | 0.76 |  | --> | 0.048 | 0 | 0 | 0 | 0 | Constrained, otherwise capacity available =46 kW | --> | E11 ex KILGARVAN | Kilgarvan [T421] | KNOCKEARAGH |  | 51.8638 | -9.4609
164843 | MV/LV Substation KN***843 |  | 10 kV | _ | LV | 50 kVA :Pole Substation | 0.05 | --> | 0.05 | 0.05 | 0.88 |  | --> | 0.048 | 0 | 0 | 0 | 0 | Constrained, otherwise capacity available =48 kW | --> | C22 ex ROSS CARBERY | Ross Carbery [T41,T42] | DUNMANWAY |  | 51.612 | -9.1574
0094321 | MV/LV Substation DE***4321 |  | 20 kV | _ | LV | 630 kVA :Kiosk Substation | 0.63 | --> | 0.63 | 0 | 0 | Constrained, otherwise capacity available =627 kVA | --> | 0.598 | 0 | 0.006 | 0 | 0 | Constrained, otherwise capacity available =594 kW | --> | E12 ex KILCARRAGH | Kilcarragh [T421,T422] | BUTLERSTOWN |  | 52.2384 | -7.0976
0474050 | MV/LV Substation BA***4050 |  | 20 kV | _ | LV | 200 kVA :Pole Substation | 0.2 | --> | 0.2 | 0.174 | 1.04 |  | --> | 0.19 | 0 | 0 | 0 | 0 | Constrained, otherwise capacity available =186 kW | --> | C16 ex BOYLE | Boyle [T41,T42] | CARRICK ON SHANNON |  | 54.0636 | -8.198
0594111 | MV/LV Substation DR***4111 |  | 10 kV | _ | LV | 50 kVA :Pole Substation | 0.05 | --> | 0.05 | 0 | 0 | Constrained, otherwise capacity available =50 kVA | --> | 0.048 | 0 | 0 | 0 | 0 | Constrained, otherwise capacity available =48 kW | --> | C11 ex DERRYCRAMPH | Derrycramph [T41,T42] | SHANKILL |  | 53.9255 | -7.1823
021943 | MV/LV Substation FI***943 |  | 20 kV | _ | LV | 100 kVA :Pole Substation | 0.1 | --> | 0.1 | 0 | 0 | Constrained, otherwise capacity available =65 kVA | --> | 0.095 | 0 | 0.005 | 0 | 0 | Constrained, otherwise capacity available =86 kW | --> | E18 ex WHITECHURCH | Whitechurch [T421,T422] | KILBARRY |  | 51.9874 | -8.7005
160593Y | MV/LV Substation ST***593Y |  | 10 kV | _ | LV | 50 kVA :Pole Substation | 0.05 | --> | 0.05 | 0 | 0 | Constrained, otherwise capacity available =47 kVA | --> | 0.048 | 0 | 0 | 0 | 0 | Constrained, otherwise capacity available =47 kW | --> | C20 ex MOUNTMELLICK | Mountmellick [T41,T42] | PORTLAOISE |  | 53.0743 | -7.2641
1544051 | MV/LV Substation PA***4051 |  | 10 kV | _ | LV | 400 kVA :Building Structure | 0.4 | --> | 0.4 | 0 | 0 | Constrained, otherwise capacity available =290 kVA | --> | 0.38 | 0 | 0 | 0.365 | 0 |  | --> | C14 ex MACETOWN | Macetown [T101,T102] | MACETOWN |  | 53.4026 | -6.3992
0524238 | MV/LV Substation ST***4238 |  | 10 kV | _ | LV | 400 kVA :Building Structure | 0.4 | --> | 0.4 | 0.338 | 10.9 |  | --> | 0.38 | 0 | 0 | 0.371 | 0 |  | --> | C19 ex MULLINGAR | Mullingar [T101,T102] | MULLINGAR |  | 53.533 | -7.3233
149358 | MV/LV Substation SU***358 |  | 10 kV | _ | LV | 630 kVA :Building Structure | 0.63 | --> | 0.63 | 0 | 0 | Constrained, otherwise capacity available =515 kVA | --> | 0.598 | 0 | 0 | 0 | 0 | Constrained, otherwise capacity available =582 kW | --> | C14 ex DONEGAL | Donegal [T41,T42] | CATHALEENS FALL |  | 54.6505 | -8.1109
1674122 | MV/LV Substation BL***4122 |  | 20 kV | _ | LV | 630 kVA :Building Structure | 0.63 | --> | 0.63 | 0 | 0 | Constrained, otherwise capacity available =134 kVA | --> | 0.598 | 0 | 0 | 0 | 0 | Constrained, otherwise capacity available =596 kW | --> | E15 ex WHITECHURCH | Whitechurch [T421,T422] | KILBARRY |  | 51.9375 | -8.5454
029557Y | MV/LV Substation MA***557Y |  | 10 kV | _ | LV | 630 kVA :Building Structure | 0.63 | --> | 0.63 | 0 | 0 | Constrained, otherwise capacity available =546 kVA | --> | 0.598 | 0 | 0 | 0.5 | 0 |  | --> | C17 ex MIDLETON | Midleton [T101,T102] | MIDLETON |  | 51.9174 | -8.1786
065114 | MV/LV Substation ST***114 |  | 10 kV | _ | LV | 630 kVA :Kiosk Substation | 0.63 | --> | 0.63 | 0 | 0 | Constrained, otherwise capacity available =469 kVA | --> | 0.598 | 0 | 0.07 | 0 | 0 | Constrained, otherwise capacity available =524 kW | --> | C19 ex LOUGHSHINNY | Loughshinny [T41,T42] | GLASMORE |  | 53.5741 | -6.1162
036027X | MV/LV Substation SH***027X |  | 20 kV | _ | LV | 50 kVA :Pole Substation | 0.05 | --> | 0.05 | 0 | 0 | Constrained, otherwise capacity available =34 kVA | --> | 0.048 | 0 | 0 | 0 | 0 | Constrained, otherwise capacity available =45 kW | --> | E18 ex GARRANACANTY | Garranacanty [T421,T422] | TIPPERARY |  | 52.5456 | -8.1309
207011 | MV/LV Substation KI***011 |  | 10 kV | _ | LV | 200 kVA :Pole Substation | 0.2 | --> | 0.2 | 0.139 | 2.9 |  | --> | 0.19 | 0 | 0.009 | 0 | 0 | Constrained, otherwise capacity available =175 kW | --> | C18 ex GLENGOOLE | Glengoole [T42] | THURLES |  | 52.5704 | -7.6655
110424 | MV/LV Substation KI***424 |  | 20 kV | _ | LV | 100 kVA :Pole Substation | 0.1 | --> | 0.1 | 0.03 | 0.76 |  | --> | 0.095 | 0 | 0 | 0 | 0 | Constrained, otherwise capacity available =85 kW | --> | E11 ex KILGARVAN | Kilgarvan [T421] | KNOCKEARAGH |  | 51.9041 | -9.4403
099178 | MV/LV Substation WH***178 |  | 10 kV | _ | LV | 400 kVA :Kiosk Substation | 0.4 | --> | 0.4 | 0.244 | 2.96 |  | --> | 0.38 | 0 | 0.021 | 0 | 0 | Constrained, otherwise capacity available =343 kW | --> | C11 ex BALLYRAINE | Ballyraine [T41,T42] | LETTERKENNY |  | 54.9589 | -7.7224
019389 | MV/LV Substation PE***389 |  | 10 kV | _ | LV | 400 kVA :Kiosk Substation | 0.4 | --> | 0.4 | 0.327 | 2.18 |  | --> | 0.38 | 0 | 0.01 | 0 | 0 | Constrained, otherwise capacity available =363 kW | --> | C19 ex BALLYRICKARD | Ballyrickard [T41,T42] | TRALEE |  | 52.2719 | -9.7129
0144297 | MV/LV Substation OG***4297 |  | 20 kV | _ | LV | 50 kVA :Pole Substation | 0.05 | --> | 0.05 | 0.05 | 0.12 |  | --> | 0.048 | 0 | 0 | 0.048 | 0 |  | --> | C26 ex ATHY | Athy [T101,T102] | ATHY |  | 53.1259 | -7.0025
036133Y | MV/LV Substation GL***133Y |  | 20 kV | _ | LV | 100 kVA :Pole Substation | 0.1 | --> | 0.1 | 0 | 0 | Constrained, otherwise capacity available =99 kVA | --> | 0.095 | 0 | 0 | 0 | 0 | Constrained, otherwise capacity available =95 kW | --> | E18 ex GARRANACANTY | Garranacanty [T421,T422] | TIPPERARY |  | 52.5128 | -8.2732
365130X | MV/LV Substation MU***130X |  | 10 kV | _ | LV | 630 kVA :Building Structure | 0.63 | --> | 0.63 | 0 | 0 | Constrained, otherwise capacity available =499 kVA | --> | 0.598 | 0 | 0 | 0.5 | 0 |  | --> | C13 ex BALLYMOUNT | Ballymount [T41,T42] | INCHICORE 220KV |  | 53.3198 | -6.3462
093141Z | MV/LV Substation NO***141Z |  | 10 kV | _ | LV | 630 kVA :Building Structure | 0.63 | --> | 0.63 | 0 | 0 | Constrained, otherwise capacity available =249 kVA | --> | 0.598 | 0 | 0.02 | 0.5 | 0 |  | --> | C27 ex POPPINTREE | Poppintree [T101,T102] | FINGLAS |  | 53.401 | -6.3139
063694X | MV/LV Substation PA***694X |  | 10 kV | _ | LV | 50 kVA :Pole Substation | 0.05 | --> | 0.05 | 0 | 0 | Constrained, otherwise capacity available =28 kVA | --> | 0.048 | 0 | 0 | 0 | 0 | Constrained, otherwise capacity available =44 kW | --> | C16 ex STICKILLEN | Stickillen [T41,T42] | DRYBRIDGE |  | 53.8374 | -6.4795
139144 | MV/LV Substation VI***144 |  | 10 kV | _ | LV | 100 kVA :Pole Substation | 0.1 | --> | 0.1 | 0 | 0 | Constrained, otherwise capacity available =76 kVA | --> | 0.095 | 0 | 0.011 | 0 | 0 | Constrained, otherwise capacity available =83 kW | --> | C17 ex VIRGINIA | Virginia [T41,T42] | MEATH HILL |  | 53.8385 | -7.0902
255203X | MV/LV Substation PU***203X |  | 10 kV | _ | LV | 50 kVA :Pole Substation | 0.05 | --> | 0.05 | 0.048 | 2.09 |  | --> | 0.048 | 0 | 0 | 0 | 0 | Constrained, otherwise capacity available =47 kW | --> | C17 ex KILCAR | Kilcar [T41] | BINBANE |  | 54.6509 | -8.6428
192419X | MV/LV Substation MI***419X |  | 20 kV | _ | LV | 50 kVA :Pole Substation | 0.05 | --> | 0.05 | 0.048 | 1.7 |  | --> | 0.048 | 0 | 0 | 0 | 0 | Constrained, otherwise capacity available =47 kW | --> | E15 ex GWEEDORE | Gweedore [T421] | ARDNAGAPPARY |  | 55.0718 | -8.1265
184226 | MV/LV Substation RO***226 |  | 10 kV | _ | LV | 400 kVA :Kiosk Substation | 0.4 | --> | 0.4 | 0.308 | 3.38 |  | --> | 0.38 | 0 | 0 | 0 | 0 | Constrained, otherwise capacity available =367 kW | --> | C20 ex CASTLEBLAYNEY | Castleblayney [T41,T42] | DUNDALK |  | 54.1135 | -6.7422
069137 | MV/LV Substation CA***137 |  | 10 kV | _ | LV | 630 kVA :Building Structure | 0.63 | --> | 0.63 | 0.408 | 4.91 |  | --> | 0.598 | 0 | 0.049 | 0.5 | 0 |  | --> | C14 ex CRUMLIN | Crumlin [T41,T42] | INCHICORE 220KV |  | 53.3201 | -6.3096
081500Y | MV/LV Substation WE***500Y |  | 10 kV | _ | LV | 200 kVA :Kiosk Substation | 0.2 | --> | 0.2 | 0 | 0 | Constrained, otherwise capacity available =84 kVA | --> | 0.19 | 0 | 0.046 | 0 | 0 | Constrained, otherwise capacity available =140 kW | --> | C15 ex LEIXLIP | Leixlip [T41,T42] | GRIFFINRATH |  | 53.3572 | -6.4716
162604 | MV/LV Substation RA***604 |  | 20 kV | _ | LV | 200 kVA :Pole Substation | 0.2 | --> | 0.2 | 0.12 | 0.25 |  | --> | 0.19 | 0 | 0.01 | 0 | 0 | Constrained, otherwise capacity available =171 kW | --> | C12 ex ROSSGEIR | Rossgeir [T41,T42] | LETTERKENNY |  | 54.8005 | -7.5926
066857 | MV/LV Substation MA***857 |  | 20 kV | _ | LV | 50 kVA :Pole Substation | 0.05 | --> | 0.05 | 0 | 0 | Constrained, otherwise capacity available =36 kVA | --> | 0.048 | 0 | 0 | 0 | 0 | Constrained, otherwise capacity available =46 kW | --> | E11 ex ASHBOURNE | Ashbourne [T421,T422] | FINGLAS |  | 53.4707 | -6.3602
251954 | MV/LV Substation BR***954 |  | 10 kV | _ | LV | 1000 kVA :Building Structure | 1 | --> | 1 | 0 | 0 | Constrained, otherwise capacity available =721 kVA | --> | 0.95 | 0 | 0.04 | 0 | 0 | Constrained, otherwise capacity available =882 kW | --> | C19 ex PARKMORE | Parkmore [T41,T42] | GALWAY 110KV |  | 53.2932 | -8.9866
293164Y | MV/LV Substation WH***164Y |  | 20 kV | _ | LV | 50 kVA :Pole Substation | 0.05 | --> | 0.05 | 0 | 0 | Constrained, otherwise capacity available =30 kVA | --> | 0.048 | 0 | 0.025 | 0 | 0 | Constrained, otherwise capacity available =26 kW | --> | E12 ex BALTINGLASS | Baltinglass [T421,T422] | STRATFORD |  | 53.0047 | -6.6568
024870X | MV/LV Substation MA***870X |  | 10 kV | _ | LV | 630 kVA :Building Structure | 0.63 | --> | 0.63 | 0.5 | 2.14 |  | --> | 0.598 | 0 | 0 | 0 | 0 | Constrained, otherwise capacity available =596 kW | --> | C13 ex BUTTEVANT | Buttevant [T41,T42] | MALLOW |  | 52.1861 | -8.6722
281111Y | MV/LV Substation DI***111Y |  | 10 kV | _ | LV | 400 kVA :Kiosk Substation | 0.4 | --> | 0.4 | 0 | 0 | Constrained, otherwise capacity available =342 kVA | --> | 0.38 | 0 | 0 | 0 | 0 | Constrained, otherwise capacity available =372 kW | --> | C14 ex TOGHER | Togher [T41,T42] | TRABEG |  | 51.8749 | -8.4907
004308Y | MV/LV Substation BU***308Y |  | 10 kV | _ | LV | 630 kVA :Kiosk Substation | 0.63 | --> | 0.63 | 0.5 | 18.08 |  | --> | 0.598 | 0 | 0.022 | 0.5 | 0 |  | --> | C20 ex ARKLOW | Arklow [T101,T102] | ARKLOW |  | 52.812 | -6.1542
0684402 | MV/LV Substation BE***4402 |  | 10 kV | _ | LV | 1000 kVA :Building Structure | 1 | --> | 1 | 0.5 | 14.34 |  | --> | 0.95 | 0 | 0 | 0.5 | 0 |  | --> | C20 ex NORTH QUAYS | North Quays [T101,T102,T103] | POOLBEG |  | 53.348 | -6.2291
019999 | MV/LV Substation BA***999 |  | 10 kV | _ | LV | 630 kVA :Building Structure | 0.63 | --> | 0.63 | 0.188 | 1.54 |  | --> | 0.598 | 0 | 0 | 0 | 0 | Constrained, otherwise capacity available =535 kW | --> | C16 ex BALLYARD | Ballyard [T41,T42] | TRALEE |  | 52.2699 | -9.7048
042060Y | MV/LV Substation S ***060Y |  | 10 kV | _ | LV | 50 kVA :Pole Substation | 0.05 | --> | 0.05 | 0 | 0 | Constrained, otherwise capacity available =47 kVA | --> | 0.048 | 0 | 0 | 0 | 0 | Constrained, otherwise capacity available =47 kW | --> | C18 ex KNOCKAPHUNTA | Knockaphunta [T41,T42] | CASTLEBAR |  | 53.8576 | -9.3251
093220Z | MV/LV Substation LA***220Z |  | 10 kV | _ | LV | 630 kVA :Kiosk Substation | 0.63 | --> | 0.63 | 0 | 0 | Constrained, otherwise capacity available =538 kVA | --> | 0.598 | 0 | 0.006 | 0.5 | 0 |  | --> | C24 ex POPPINTREE | Poppintree [T101,T102] | FINGLAS |  | 53.4031 | -6.2994
067220 | MV/LV Substation CA***220 |  | 10 kV | _ | LV | 400 kVA :Kiosk Substation | 0.4 | --> | 0.4 | 0 | 0 | Constrained, otherwise capacity available =231 kVA | --> | 0.38 | 0 | 0.003 | 0.354 | 0 |  | --> | C20 ex GARRYOWEN | Garryowen [T41,T42] | LIMERICK |  | 52.6438 | -8.6183
012434Y | MV/LV Substation FO***434Y |  | 20 kV | _ | LV | 100 kVA :Pole Substation | 0.1 | --> | 0.1 | 0.085 | 1.99 |  | --> | 0.095 | 0 | 0 | 0 | 0 | Constrained, otherwise capacity available =93 kW | --> | C19 ex GRAIGUE | Graigue [T41,T42] | CARLOW |  | 52.7928 | -6.9684
067632Y | MV/LV Substation RE***632Y |  | 20 kV | _ | LV | 50 kVA :Pole Substation | 0.05 | --> | 0.05 | 0 | 0 | Constrained, otherwise capacity available =34 kVA | --> | 0.048 | 0 | 0 | 0.045 | 0 |  | --> | C11 ex RAHEEN | Raheen [T41,T42] | LIMERICK |  | 52.6156 | -8.6856
180003 | MV/LV Substation CH***003 |  | 10 kV | _ | LV | 400 kVA :Kiosk Substation | 0.4 | --> | 0.4 | 0.277 | 3.27 |  | --> | 0.38 | 0 | 0.028 | 0 | 0 | Constrained, otherwise capacity available =342 kW | --> | C11 ex LLOYD | Lloyd [T41,T42] | NAVAN |  | 53.7321 | -6.8769
020737X | MV/LV Substation DE***737X |  | 10 kV | _ | LV | 400 kVA :Building Structure | 0.4 | --> | 0.4 | 0 | 0 | Constrained, otherwise capacity available =377 kVA | --> | 0.38 | 0 | 0 | 0 | 0 | Constrained, otherwise capacity available =377 kW | --> | C16 ex COOLCORCORAN | Coolcorcoran [T41,T42] | KNOCKEARAGH |  | 52.0614 | -9.5123
365946X | MV/LV Substation BR***946X |  | 10 kV | _ | LV | 400 kVA :Kiosk Substation | 0.4 | --> | 0.4 | 0 | 0 | Constrained, otherwise capacity available =323 kVA | --> | 0.38 | 0 | 0.028 | 0.349 | 0 |  | --> | C12 ex SAGGART | Saggart [T41,T42] | GRANGE CASTLE |  | 53.28 | -6.4813
066611X | MV/LV Substation RI***611X |  | 20 kV | _ | LV | 100 kVA :Pole Substation | 0.1 | --> | 0.1 | 0 | 0 | Constrained, otherwise capacity available =25 kVA | --> | 0.095 | 0 | 0 | 0 | 0 | Constrained, otherwise capacity available =84 kW | --> | E18 ex GLASMORE | Glasmore [T421,T422] | GLASMORE |  | 53.5126 | -6.2167
011891Z | MV/LV Substation AI***891Z |  | 10 kV | _ | LV | 200 kVA :Kiosk Substation | 0.2 | --> | 0.2 | 0.155 | 2.8 |  | --> | 0.19 | 0 | 0.046 | 0 | 0 | Constrained, otherwise capacity available =150 kW | --> | C13 ex PURCELLS INCH | Purcells Inch [T41,T42] | KILKENNY |  | 52.6352 | -7.2362
093094Z | MV/LV Substation AE***094Z |  | 10 kV | _ | LV | 200 kVA :Kiosk Substation | 0.2 | --> | 0.2 | 0 | 0 | Constrained, otherwise capacity available =137 kVA | --> | 0.19 | 0 | 0 | 0.181 | 0 |  | --> | C13 ex POPPINTREE | Poppintree [T101,T102] | FINGLAS |  | 53.4187 | -6.2735
052353 | MV/LV Substation DR***353 |  | 20 kV | _ | LV | 50 kVA :Pole Substation | 0.05 | --> | 0.05 | 0 | 0 | Constrained, otherwise capacity available =44 kVA | --> | 0.048 | 0 | 0 | 0 | 0 | Constrained, otherwise capacity available =47 kW | --> | C18 ex DELVIN | Delvin [T41,T42] | MULLINGAR |  | 53.6399 | -7.1537
265819X | MV/LV Substation MA***819X |  | 20 kV | _ | LV | 200 kVA :Pole Substation | 0.2 | --> | 0.2 | 0.194 | 2.56 |  | --> | 0.19 | 0 | 0 | 0.189 | 0 |  | --> | C18 ex KILLESHANDRA | Killeshandra [T41,T42] | GORTAWEE |  | 53.9228 | -7.5805
1324112 | MV/LV Substation LI***4112 |  | 20 kV | _ | LV | 50 kVA :Pole Substation | 0.05 | --> | 0.05 | 0 | 0 | Constrained, otherwise capacity available =50 kVA | --> | 0.048 | 0 | 0 | 0 | 0 | Constrained, otherwise capacity available =48 kW | --> | E17 ex KILCOLGAN | Kilcolgan [T42,T421] | GALWAY 110KV |  | 53.1856 | -8.7849
288207 | MV/LV Substation BL***207 |  | 10 kV | _ | LV | 630 kVA :Kiosk Substation | 0.63 | --> | 0.63 | 0.41 | 1.16 |  | --> | 0.598 | 0 | 0.09 | 0.5 | 0 |  | --> | C17 ex BREWERY ROAD | Brewery Road [T41,T42] | CARRICKMINES |  | 53.2796 | -6.2175
099597X | MV/LV Substation BA***597X |  | 10 kV | _ | LV | 400 kVA :Kiosk Substation | 0.4 | --> | 0.4 | 0.344 | 2.96 |  | --> | 0.38 | 0 | 0.007 | 0 | 0 | Constrained, otherwise capacity available =367 kW | --> | C12 ex BALLYRAINE | Ballyraine [T41,T42] | LETTERKENNY |  | 54.9552 | -7.702
184062X | MV/LV Substation LA***062X |  | 10 kV | _ | LV | 50 kVA :Pole Substation | 0.05 | --> | 0.05 | 0.049 | 3.38 |  | --> | 0.048 | 0 | 0 | 0 | 0 | Constrained, otherwise capacity available =47 kW | --> | C13 ex CASTLEBLAYNEY | Castleblayney [T41,T42] | DUNDALK |  | 54.1237 | -6.7363
256408 | MV/LV Substation KI***408 |  | 20 kV | _ | LV | 50 kVA :Pole Substation | 0.05 | --> | 0.05 | 0.048 | 1.28 |  | --> | 0.048 | 0 | 0.005 | 0 | 0 | Constrained, otherwise capacity available =44 kW | --> | C22 ex CASTLEREA | Castlerea [T41,T42] | CARRICK ON SHANNON |  | 53.8054 | -8.2315
049435 | MV/LV Substation KI***435 |  | 10 kV | _ | LV | 100 kVA :Pole Substation | 0.1 | --> | 0.1 | 0 | 0 | Constrained, otherwise capacity available =75 kVA | --> | 0.095 | 0 | 0.005 | 0 | 0 | Constrained, otherwise capacity available =88 kW | --> | C17 ex AGHAMORE | Aghamore [T41,T42] | LANESBORO |  | 53.6816 | -7.8815
152277 | MV/LV Substation HO***277 |  | 20 kV | _ | LV | 200 kVA :Pole Substation | 0.2 | --> | 0.2 | 0 | 0 | Constrained, otherwise capacity available =152 kVA | --> | 0.19 | 0 | 0.01 | 0 | 0 | Constrained, otherwise capacity available =176 kW | --> | C16 ex CAPPAMORE | Cappamore [T41,T42] | ARDNACRUSHA |  | 52.6335 | -8.1129
368431 | MV/LV Substation CL***431 |  | 20 kV | _ | LV | 100 kVA :Pole Substation | 0.1 | --> | 0.1 | 0 | 0 | Constrained, otherwise capacity available =38 kVA | --> | 0.095 | 0 | 0.009 | 0 | 0 | Constrained, otherwise capacity available =80 kW | --> | C15 ex BALLYHAUNIS | Ballyhaunis [T41,T42] | DALTON |  | 53.6866 | -8.752
0814335 | MV/LV Substation TH***4335 |  | 20 kV | _ | LV | 1000 kVA :Building Structure | 1 | --> | 1 | 0 | 0 | Constrained, otherwise capacity available =946 kVA | --> | 0.95 | 0 | 0 | 0.5 | 0 |  | --> | E19 ex ADAMSTOWN | Adamstown [T121,T122] | INCHICORE 220KV |  | 53.3371 | -6.4673
110080 | MV/LV Substation DE***080 |  | 20 kV | _ | LV | 200 kVA :Pole Substation | 0.2 | --> | 0.2 | 0.145 | 0.76 |  | --> | 0.19 | 0 | 0 | 0 | 0 | Constrained, otherwise capacity available =182 kW | --> | E11 ex KILGARVAN | Kilgarvan [T421] | KNOCKEARAGH |  | 51.8441 | -9.6519
153723 | MV/LV Substation BA***723 |  | 20 kV | _ | LV | 630 kVA :Kiosk Substation | 0.63 | --> | 0.63 | 0 | 0 | Constrained, otherwise capacity available =558 kVA | --> | 0.598 | 0 | 0 | 0 | 0 | Constrained, otherwise capacity available =589 kW | --> | E12 ex BIRDHILL | Birdhill [T421,T422] | ARDNACRUSHA |  | 52.8025 | -8.4345
034049 | MV/LV Substation HO***049 |  | 10 kV | _ | LV | 100 kVA :Pole Substation | 0.1 | --> | 0.1 | 0.069 | 5.88 |  | --> | 0.095 | 0 | 0 | 0 | 0 | Constrained, otherwise capacity available =91 kW | --> | C12 ex ARDGEEHA | Ardgeeha [T41,T42] | DOON |  | 52.3646 | -7.6984
066079Z | MV/LV Substation KN***079Z |  | 20 kV | _ | LV | 50 kVA :Pole Substation | 0.05 | --> | 0.05 | 0 | 0 | Constrained, otherwise capacity available =39 kVA | --> | 0.048 | 0 | 0.006 | 0 | 0 | Constrained, otherwise capacity available =42 kW | --> | E18 ex GLASMORE | Glasmore [T421,T422] | GLASMORE |  | 53.5462 | -6.2385
042054 | MV/LV Substation TH***054 |  | 10 kV | _ | LV | 400 kVA :Kiosk Substation | 0.4 | --> | 0.4 | 0 | 0 | Constrained, otherwise capacity available =329 kVA | --> | 0.38 | 0 | 0.031 | 0 | 0 | Constrained, otherwise capacity available =347 kW | --> | C13 ex KNOCKAPHUNTA | Knockaphunta [T41,T42] | CASTLEBAR |  | 53.8476 | -9.2978
062674 | MV/LV Substation P/***674 |  | 20 kV | _ | LV | 200 kVA :Pole Substation | 0.2 | --> | 0.2 | 0.16 | 4.25 |  | --> | 0.19 | 0 | 0.02 | 0 | 0 | Constrained, otherwise capacity available =170 kW | --> | E16 ex JENKINSTOWN | Jenkinstown [T421,T422] | DUNDALK |  | 53.9991 | -6.2559
068395X | MV/LV Substation HA***395X |  | 10 kV | _ | LV | 630 kVA :Building Structure | 0.63 | --> | 0.63 | 0.5 | 7.2 |  | --> | 0.598 | 0 | 0 | 0.5 | 0 |  | --> | C28 ex TRINITY | Trinity [T101,T102] | POOLBEG |  | 53.3416 | -6.244
160800Y | MV/LV Substation CL***800Y |  | 20 kV | _ | LV | 50 kVA :Pole Substation | 0.05 | --> | 0.05 | 0 | 0 | Constrained, otherwise capacity available =42 kVA | --> | 0.048 | 0 | 0 | 0 | 0 | Constrained, otherwise capacity available =46 kW | --> | C11 ex MOUNTMELLICK | Mountmellick [T41,T42] | PORTLAOISE |  | 53.1485 | -7.4886
069570 | MV/LV Substation HO***570 |  | 10 kV | _ | LV | 630 kVA :Kiosk Substation | 0.63 | --> | 0.63 | 0.499 | 7.75 |  | --> | 0.598 | 0 | 0.022 | 0.5 | 0 |  | --> | C12 ex MILLTOWN (DR) | Milltown (dr) [T101,T102] | INCHICORE 220KV |  | 53.3172 | -6.2656
293339Y | MV/LV Substation KI***339Y |  | 20 kV | _ | LV | 50 kVA :Pole Substation | 0.05 | --> | 0.05 | 0 | 0 | Constrained, otherwise capacity available =50 kVA | --> | 0.048 | 0 | 0 | 0 | 0 | Constrained, otherwise capacity available =47 kW | --> | E17 ex BALTINGLASS | Baltinglass [T421,T422] | STRATFORD |  | 52.847 | -6.6605
015179Y | MV/LV Substation CH***179Y |  | 10 kV | _ | LV | 630 kVA :Kiosk Substation | 0.63 | --> | 0.63 | 0 | 0 | Constrained, otherwise capacity available =401 kVA | --> | 0.598 | 0 | 0 | 0 | 0 | Constrained, otherwise capacity available =566 kW | --> | C14 ex NAAS | Naas [T41,T42] | KILTEEL |  | 53.2175 | -6.6627
065125Z | MV/LV Substation NA***125Z |  | 20 kV | _ | LV | 200 kVA :Pole Substation | 0.2 | --> | 0.2 | 0 | 0 | Constrained, otherwise capacity available =200 kVA | --> | 0.19 | 0 | 0 | 0.19 | 0 |  | --> | C26 ex STEPHENSTOWN | Stephenstown [T101,T102] | FINGLAS |  | 53.5891 | -6.2927
008560Y | MV/LV Substation TI***560Y |  | 10 kV | _ | LV | 100 kVA :Pole Substation | 0.1 | --> | 0.1 | 0.091 | 0.2 |  | --> | 0.095 | 0 | 0 | 0 | 0 | Constrained, otherwise capacity available =94 kW | --> | E17 ex BEALISTOWN | Bealistown [T421,T422] | GREAT ISLAND |  | 52.2355 | -6.8393
047237 | MV/LV Substation KA***237 |  | 20 kV | _ | LV | 100 kVA :Pole Substation | 0.1 | --> | 0.1 | 0.077 | 1.04 |  | --> | 0.095 | 0 | 0 | 0 | 0 | Constrained, otherwise capacity available =92 kW | --> | C18 ex BOYLE | Boyle [T41,T42] | CARRICK ON SHANNON |  | 53.8464 | -8.204
368295X | MV/LV Substation GA***295X |  | 20 kV | _ | LV | 50 kVA :Pole Substation | 0.05 | --> | 0.05 | 0 | 0 | Constrained, otherwise capacity available =50 kVA | --> | 0.048 | 0 | 0 | 0 | 0 | Constrained, otherwise capacity available =47 kW | --> | C12 ex BALLYHAUNIS | Ballyhaunis [T41,T42] | DALTON |  | 53.8042 | -8.8077
010223X | MV/LV Substation FO***223X |  | 20 kV | _ | LV | 200 kVA :Kiosk Substation | 0.2 | --> | 0.2 | 0 | 0 | Constrained, otherwise capacity available =151 kVA | --> | 0.19 | 0 | 0 | 0 | 0 | Constrained, otherwise capacity available =183 kW | --> | E11 ex BALLYHALE | Ballyhale [T42,T421] | KILKENNY |  | 52.5205 | -7.1829
363151 | MV/LV Substation KC***151 |  | 20 kV | _ | LV | 200 kVA :Pole Substation | 0.2 | --> | 0.2 | 0.186 | 3.25 |  | --> | 0.19 | 0 | 0 | 0 | 0 | Constrained, otherwise capacity available =188 kW | --> | E16 ex BALLYBUNION | Ballybunion [T421,T422] | TRIEN |  | 52.4913 | -9.6704
026908X | MV/LV Substation LA***908X |  | 10 kV | _ | LV | 100 kVA :Pole Substation | 0.1 | --> | 0.1 | 0 | 0 | Constrained, otherwise capacity available =63 kVA | --> | 0.095 | 0 | 0.011 | 0 | 0 | Constrained, otherwise capacity available =82 kW | --> | C18 ex KINSALE | Kinsale [T41,T42] | BANDON |  | 51.6458 | -8.5866
068454X | MV/LV Substation HA***454X |  | 10 kV | _ | LV | 1000 kVA :Building Structure | 1 | --> | 1 | 0.5 | 9.02 |  | --> | 0.95 | 0 | 0 | 0.5 | 0 |  | --> | C16 ex MISERY HILL | Misery Hill [T101,T102] | POOLBEG |  | 53.3452 | -6.2372
305676 | MV/LV Substation LU***676 |  | 10 kV | _ | LV | 50 kVA :Pole Substation | 0.05 | --> | 0.05 | 0.038 | 0.3 |  | --> | 0.048 | 0 | 0 | 0 | 0 | Constrained, otherwise capacity available =46 kW | --> | C16 ex BANAGHER | Banagher [T41,T42] | DALLOW |  | 53.1864 | -7.9926
084539 | MV/LV Substation DO***539 |  | 20 kV | _ | LV | 50 kVA :Pole Substation | 0.05 | --> | 0.05 | 0 | 0 | Constrained, otherwise capacity available =45 kVA | --> | 0.048 | 0 | 0.005 | 0 | 0 | Constrained, otherwise capacity available =43 kW | --> | E11 ex KILCOLGAN | Kilcolgan [T42,T421] | GALWAY 110KV |  | 53.1309 | -9.067
067397Y | MV/LV Substation LI***397Y |  | 20 kV | _ | LV | 400 kVA :Kiosk Substation | 0.4 | --> | 0.4 | 0 | 0 | Constrained, otherwise capacity available =319 kVA | --> | 0.38 | 0 | 0.008 | 0 | 0 | Constrained, otherwise capacity available =363 kW | --> | E21 ex CRATLOE | Cratloe [T421,T422] | ARDNACRUSHA |  | 52.7383 | -8.7797
192443 | MV/LV Substation ER***443 |  | 10 kV | _ | LV | 200 kVA :Pole Substation | 0.2 | --> | 0.2 | 0.093 | 1.56 |  | --> | 0.19 | 0 | 0.006 | 0 | 0 | Constrained, otherwise capacity available =170 kW | --> | C15 ex DERRYBEG | Derrybeg [T41,T42] | ARDNAGAPPARY |  | 55.0774 | -8.2913
019596 | MV/LV Substation KI***596 |  | 10 kV | _ | LV | 50 kVA :Pole Substation | 0.05 | --> | 0.05 | 0.047 | 0.05 | Constrained, otherwise capacity available =49 kVA | --> | 0.048 | 0 | 0 | 0 | 0 | Constrained, otherwise capacity available =47 kW | --> | C14 ex BALLYBEGGAN | Ballybeggan [T43,T44] | TRALEE |  | 52.2875 | -9.693
054851Y | MV/LV Substation PA***851Y |  | 10 kV | _ | LV | 150 kVA :Pole Substation | 0.15 | --> | 0.15 | 0 | 0 | Constrained, otherwise capacity available =150 kVA | --> | 0.142 | 0 | 0 | 0 | 0 | Constrained, otherwise capacity available =142 kW | --> | C16 ex PALLAS | Pallas [T41,T42] | PORTLAOISE |  | 53.0422 | -7.3382
116534X | MV/LV Substation CA***534X |  | 10 kV | _ | LV | 50 kVA :Pole Substation | 0.05 | --> | 0.05 | 0.04 | 7.32 |  | --> | 0.048 | 0 | 0 | 0.046 | 0 |  | --> | C11 ex CARROWBEG | Carrowbeg [T41,T42] | CARROWBEG |  | 53.7943 | -9.5306
363152 | MV/LV Substation KC***152 |  | 20 kV | _ | LV | 400 kVA :Building Structure | 0.4 | --> | 0.4 | 0.379 | 3.25 |  | --> | 0.38 | 0 | 0 | 0 | 0 | Constrained, otherwise capacity available =377 kW | --> | E18 ex BALLYBUNION | Ballybunion [T421,T422] | TRIEN |  | 52.4996 | -9.6717
0524588 | MV/LV Substation RA***4588 |  | 20 kV | _ | LV | 50 kVA :Pole Substation | 0.05 | --> | 0.05 | 0.044 | 1.25 |  | --> | 0.048 | 0 | 0 | 0 | 0 | Constrained, otherwise capacity available =47 kW | --> | C16 ex LOUGHANALLA | Loughanalla [T41,T42] | MULLINGAR |  | 53.6445 | -7.2304
281387X | MV/LV Substation SU***387X |  | 10 kV | _ | LV | 100 kVA :Pole Substation | 0.1 | --> | 0.1 | 0.073 | 4.3 |  | --> | 0.095 | 0 | 0.014 | 0.081 | 0 |  | --> | C19 ex RINGASKIDDY 110KV | Ringaskiddy 110kv [T42] | BARNAHELY |  | 51.8508 | -8.3386
0214271 | MV/LV Substation MI***4271 |  | 10 kV | _ | LV | 400 kVA :Kiosk Substation | 0.4 | --> | 0.4 | 0 | 0 | Constrained, otherwise capacity available =398 kVA | --> | 0.38 | 0 | 0 | 0.38 | 0 |  | --> | C12 ex RIVERSTOWN | Riverstown [T41,T42] | KILBARRY |  | 51.9415 | -8.4001
015688X | MV/LV Substation LA***688X |  | 10 kV | _ | LV | 50 kVA :Pole Substation | 0.05 | --> | 0.05 | 0.047 | 12.6 |  | --> | 0.048 | 0 | 0 | 0.047 | 0 |  | --> | C23 ex MONREAD | Monread [T101,T102] | MONREAD |  | 53.2335 | -6.7997
050272 | MV/LV Substation KI***272 |  | 10 kV | _ | LV | 630 kVA :Kiosk Substation | 0.63 | --> | 0.63 | 0.337 | 7.61 |  | --> | 0.598 | 0 | 0.024 | 0 | 0 | Constrained, otherwise capacity available =539 kW | --> | C12 ex GARRYCASTLE | Garrycastle [T41,T42] | ATHLONE |  | 53.4159 | -7.9025
1224058 | MV/LV Substation SU***4058 |  | 10 kV | _ | LV | 200 kVA :Kiosk Substation | 0.2 | --> | 0.2 | 0.2 | 4.18 |  | --> | 0.19 | 0 | 0 | 0 | 0 | Constrained, otherwise capacity available =190 kW | --> | C18 ex KINGSCOURT | Kingscourt [T41,T42] | MEATH HILL |  | 53.9011 | -6.8098
009880 | MV/LV Substation MU***880 |  | 20 kV | _ | LV | 50 kVA :Pole Substation | 0.05 | --> | 0.05 | 0.041 | 8.16 |  | --> | 0.048 | 0 | 0 | 0 | 0 | Constrained, otherwise capacity available =46 kW | --> | C17 ex MOUNT MISERY | Mount Misery [T41,T42] | WATERFORD |  | 52.3443 | -7.0496
060882X | MV/LV Substation GO***882X |  | 10 kV | _ | LV | 50 kVA :Pole Substation | 0.05 | --> | 0.05 | 0 | 0 | Constrained, otherwise capacity available =38 kVA | --> | 0.048 | 0 | 0.011 | 0 | 0 | Constrained, otherwise capacity available =38 kW | --> | C16 ex CLONES | Clones [T41,T42] | SHANKILL |  | 54.1967 | -7.2175
081379X | MV/LV Substation SP***379X |  | 10 kV | _ | LV | 200 kVA :Kiosk Substation | 0.2 | --> | 0.2 | 0 | 0 | Constrained, otherwise capacity available =89 kVA | --> | 0.19 | 0 | 0 | 0.174 | 0 |  | --> | C15 ex LUCAN EAST | Lucan East [T41,T42] | GRANGE CASTLE |  | 53.3554 | -6.4627
015876X | MV/LV Substation NA***876X |  | 10 kV | _ | LV | 200 kVA :Pole Substation | 0.2 | --> | 0.2 | 0 | 0 | Constrained, otherwise capacity available =192 kVA | --> | 0.19 | 0 | 0.005 | 0 | 0 | Constrained, otherwise capacity available =185 kW | --> | C11 ex JOHNSTOWN | Johnstown [T41,T42] | KILTEEL |  | 53.2196 | -6.6206
265926X | MV/LV Substation DA***926X |  | 20 kV | _ | LV | 50 kVA :Pole Substation | 0.05 | --> | 0.05 | 0.03 | 0.07 |  | --> | 0.048 | 0 | 0 | 0 | 0 | Constrained, otherwise capacity available =45 kW | --> | E17 ex BALLYCONNELL | Ballyconnell [T421,T422] | GORTAWEE |  | 54.076 | -7.6722
176981X | MV/LV Substation FL***981X |  | 20 kV | _ | LV | 200 kVA :Kiosk Substation | 0.2 | --> | 0.2 | 0.179 | 18.78 |  | --> | 0.19 | 0 | 0 | 0.187 | 0 |  | --> | E14 ex HARTNETTS CROSS | Hartnetts Cross [T121,T422] | MACROOM |  | 51.9402 | -9.1561
281476Y | MV/LV Substation PA***476Y |  | 10 kV | _ | LV | 400 kVA :Kiosk Substation | 0.4 | --> | 0.4 | 0.287 | 5.49 |  | --> | 0.38 | 0 | 0.027 | 0.344 | 0 |  | --> | C18 ex TRABEG | Trabeg [T101,T102] | TRABEG |  | 51.8705 | -8.4605
281165Z | MV/LV Substation FI***165Z |  | 10 kV | _ | LV | 1000 kVA :Building Structure | 1 | --> | 1 | 0.5 | 4.67 |  | --> | 0.95 | 0 | 0 | 0.5 | 0 |  | --> | C26 ex CENTRE PARK ROAD | Marina [T105,T106] | MARINA |  | 51.8961 | -8.4652
053573 | MV/LV Substation OL***573 |  | 20 kV | _ | LV | 200 kVA :Pole Substation | 0.2 | --> | 0.2 | 0 | 0 | Constrained, otherwise capacity available =120 kVA | --> | 0.19 | 0 | 0 | 0.179 | 0 |  | --> | E20 ex CLONMINCH | Clonminch [T41,T422] | THORNSBERRY |  | 53.345 | -7.2924
068901 | MV/LV Substation EA***901 |  | 10 kV | _ | LV | 1000 kVA :Building Structure | 1 | --> | 1 | 0.5 | 0.98 |  | --> | 0.95 | 0 | 0.01 | 0.5 | 0 |  | --> | C12 ex LEESON STREET | Leeson Street [T41,T42] | MILLTOWN (DR) |  | 53.3341 | -6.2581
059602Y | MV/LV Substation KI***602Y |  | 20 kV | _ | LV | 50 kVA :Pole Substation | 0.05 | --> | 0.05 | 0 | 0 | Constrained, otherwise capacity available =4 kVA | --> | 0.048 | 0 | 0 | 0 | 0 | Constrained, otherwise capacity available =41 kW | --> | E19 ex CAVAN | Cavan [T42,T421] | SHANKILL |  | 53.9883 | -7.4196
029558Y | MV/LV Substation MA***558Y |  | 10 kV | _ | LV | 630 kVA :Building Structure | 0.63 | --> | 0.63 | 0 | 0 | Constrained, otherwise capacity available =487 kVA | --> | 0.598 | 0 | 0 | 0.5 | 0 |  | --> | C17 ex MIDLETON | Midleton [T101,T102] | MIDLETON |  | 51.9159 | -8.1788
0074133 | MV/LV Substation BA***4133 |  | 20 kV | _ | LV | 50 kVA :Pole Substation | 0.05 | --> | 0.05 | 0.048 | 4.38 |  | --> | 0.048 | 0 | 0 | 0.047 | 0 |  | --> | E13 ex CRANE | Crane [T122] | CRANE |  | 52.4247 | -6.4086
377648 | MV/LV Substation GO***648 |  | 20 kV | _ | LV | 100 kVA :Pole Substation | 0.1 | --> | 0.1 | 0 | 0 | Constrained, otherwise capacity available =86 kVA | --> | 0.095 | 0 | 0 | 0 | 0 | Constrained, otherwise capacity available =93 kW | --> | E12 ex GURRANEBANE | Gurranebane [T421,T422] | OUGHTRAGH |  | 52.0325 | -10.0782
025673X | MV/LV Substation BA***673X |  | 20 kV | _ | LV | 100 kVA :Pole Substation | 0.1 | --> | 0.1 | 0.064 | 2.96 |  | --> | 0.095 | 0 | 0 | 0 | 0 | Constrained, otherwise capacity available =90 kW | --> | E13 ex CHARLEVILLE | Charleville [T421,T422] | CHARLEVILLE |  | 52.3096 | -8.6665
252378 | MV/LV Substation CN***378 |  | 20 kV | _ | LV | 50 kVA :Pole Substation | 0.05 | --> | 0.05 | 0.043 | 1.32 |  | --> | 0.048 | 0 | 0.01 | 0.039 | 0 |  | --> | C24 ex CLIFDEN | Clifden [T41,T42] | SCREEB |  | 53.5409 | -10.0114
012084 | MV/LV Substation JO***084 |  | 10 kV | _ | LV | 200 kVA :Kiosk Substation | 0.2 | --> | 0.2 | 0 | 0 | Constrained, otherwise capacity available =108 kVA | --> | 0.19 | 0 | 0 | 0 | 0 | Constrained, otherwise capacity available =177 kW | --> | C23 ex POLLERTON | Pollerton [T41,T42] | CARLOW |  | 52.8289 | -6.9079
281053X | MV/LV Substation CA***053X |  | 10 kV | _ | LV | 400 kVA :Kiosk Substation | 0.4 | --> | 0.4 | 0 | 0 | Constrained, otherwise capacity available =384 kVA | --> | 0.38 | 0 | 0.005 | 0 | 0 | Constrained, otherwise capacity available =374 kW | --> | C13 ex DOUGLAS | Douglas [T41,T42] | TRABEG |  | 51.866 | -8.4353
011438Z | MV/LV Substation KE***438Z |  | 10 kV | _ | LV | 400 kVA :Building Structure | 0.4 | --> | 0.4 | 0.371 | 2.8 |  | --> | 0.38 | 0 | 0 | 0 | 0 | Constrained, otherwise capacity available =376 kW | --> | C13 ex PURCELLS INCH | Purcells Inch [T41,T42] | KILKENNY |  | 52.6423 | -7.2111
252909X | MV/LV Substation BE***909X |  | 10 kV | _ | LV | 200 kVA :Pole Substation | 0.2 | --> | 0.2 | 0.193 | 1.32 |  | --> | 0.19 | 0 | 0 | 0.189 | 0 |  | --> | C26 ex CLIFDEN | Clifden [T41,T42] | SCREEB |  | 53.4853 | -10.0301
012718 | MV/LV Substation BE***718 |  | 10 kV | _ | LV | 100 kVA :Pole Substation | 0.1 | --> | 0.1 | 0.062 | 1.99 |  | --> | 0.095 | 0 | 0 | 0 | 0 | Constrained, otherwise capacity available =90 kW | --> | C18 ex GRAIGUE | Graigue [T41,T42] | CARLOW |  | 52.8535 | -6.9268
154413 | MV/LV Substation PA***413 |  | 10 kV | _ | LV | 200 kVA :Kiosk Substation | 0.2 | --> | 0.2 | 0 | 0 | Constrained, otherwise capacity available =135 kVA | --> | 0.19 | 0 | 0.005 | 0.177 | 0 |  | --> | C14 ex MACETOWN | Macetown [T101,T102] | MACETOWN |  | 53.4066 | -6.3958
305728 | MV/LV Substation CL***728 |  | 20 kV | _ | LV | 100 kVA :Pole Substation | 0.1 | --> | 0.1 | 0.096 | 4.61 |  | --> | 0.095 | 0 | 0 | 0 | 0 | Constrained, otherwise capacity available =94 kW | --> | E11 ex LUMCLOON | Lumcloon [T421,T422] | DALLOW |  | 53.2252 | -7.8885
029670Y | MV/LV Substation NA***670Y |  | 20 kV | _ | LV | 400 kVA :Kiosk Substation | 0.4 | --> | 0.4 | 0 | 0 | Constrained, otherwise capacity available =213 kVA | --> | 0.38 | 0 | 0.052 | 0 | 0 | Constrained, otherwise capacity available =315 kW | --> | E12 ex CARRIGSHANE | Carrigshane [T422] | MIDLETON |  | 51.8988 | -8.0413
158092Y | MV/LV Substation DO***092Y |  | 20 kV | _ | LV | 100 kVA :Pole Substation | 0.1 | --> | 0.1 | 0 | 0 | Constrained, otherwise capacity available =96 kVA | --> | 0.095 | 0 | 0 | 0 | 0 | Constrained, otherwise capacity available =94 kW | --> | C22 ex ENNISTYMON | Ennistymon [T41,T42] | ENNIS |  | 53.0164 | -9.3826
067779X | MV/LV Substation RO***779X |  | 10 kV | _ | LV | 50 kVA :Pole Substation | 0.05 | --> | 0.05 | 0 | 0 | Constrained, otherwise capacity available =40 kVA | --> | 0.048 | 0 | 0.01 | 0.039 | 0 |  | --> | C20 ex RAHEEN | Raheen [T41,T42] | LIMERICK |  | 52.6337 | -8.6157
089282 | MV/LV Substation TU***282 |  | 20 kV | _ | LV | 200 kVA :Pole Substation | 0.2 | --> | 0.2 | 0.2 | 3.56 |  | --> | 0.19 | 0 | 0 | 0 | 0 | Constrained, otherwise capacity available =190 kW | --> | E20 ex ENNISCRONE | Enniscrone [T421,T422] | MOY |  | 54.2086 | -9.092
082790X | MV/LV Substation WO***790X |  | 10 kV | _ | LV | 400 kVA :Kiosk Substation | 0.4 | --> | 0.4 | 0 | 0 | Constrained, otherwise capacity available =348 kVA | --> | 0.38 | 0 | 0.005 | 0 | 0 | Constrained, otherwise capacity available =369 kW | --> | C32 ex ACADEMY STREET | Academy Street [T421,T422,T44] | NAVAN |  | 53.646 | -6.6831
036081 | MV/LV Substation GA***081 |  | 10 kV | _ | LV | 100 kVA :Pole Substation | 0.1 | --> | 0.1 | 0.085 | 2.76 |  | --> | 0.095 | 0 | 0.004 | 0 | 0 | Constrained, otherwise capacity available =90 kW | --> | C18 ex KILROSS ROAD | Kilross Road [T42] | TIPPERARY |  | 52.4686 | -8.1621
011687Z | MV/LV Substation WO***687Z |  | 10 kV | _ | LV | 400 kVA :Building Structure | 0.4 | --> | 0.4 | 0.264 | 5.05 |  | --> | 0.38 | 0 | 0 | 0 | 0 | Constrained, otherwise capacity available =361 kW | --> | C11 ex MCDONAGH | Mcdonagh [T41,T42] | KILKENNY |  | 52.6555 | -7.2423
093341Z | MV/LV Substation AL***341Z |  | 10 kV | _ | LV | 1000 kVA :Building Structure | 1 | --> | 1 | 0 | 0 | Constrained, otherwise capacity available =816 kVA | --> | 0.95 | 0 | 0.035 | 0.5 | 0 |  | --> | C24 ex UNIDARE | Unidare [T41,T42] | FINGLAS |  | 53.3994 | -6.3055
003983X | MV/LV Substation RO***983X |  | 10 kV | _ | LV | 50 kVA :Pole Substation | 0.05 | --> | 0.05 | 0.05 | 11.58 |  | --> | 0.048 | 0 | 0 | 0 | 0 | Constrained, otherwise capacity available =48 kW | --> | C17 ex BALLYBEG | Ballybeg [T101,T102] | CARRICKMINES |  | 52.9796 | -6.0672
248980 | MV/LV Substation BA***980 |  | 20 kV | _ | LV | 50 kVA :Pole Substation | 0.05 | --> | 0.05 | 0 | 0 | Constrained, otherwise capacity available =22 kVA | --> | 0.048 | 0 | 0.004 | 0 | 0 | Constrained, otherwise capacity available =41 kW | --> | E19 ex KILCOCK | Kilcock [T421,T422] | GRIFFINRATH |  | 53.3523 | -6.6828
005639X | MV/LV Substation AR***639X |  | 20 kV | _ | LV | 400 kVA :Kiosk Substation | 0.4 | --> | 0.4 | 0.326 | 17.8 |  | --> | 0.38 | 0 | 0.033 | 0.345 | 0 |  | --> | E13 ex BANOGE | Banoge [T121,T122] | BANOGE |  | 52.628 | -6.2346
154179Y | MV/LV Substation CA***179Y |  | 20 kV | _ | LV | 50 kVA :Pole Substation | 0.05 | --> | 0.05 | 0 | 0 | Constrained, otherwise capacity available =41 kVA | --> | 0.048 | 0 | 0.005 | 0 | 0 | Constrained, otherwise capacity available =43 kW | --> | C17 ex MONEYCOOLEY | Moneycooley [T41,T42,T44] | GRIFFINRATH |  | 53.4124 | -6.4987
067255Y | MV/LV Substation HA***255Y |  | 10 kV | _ | LV | 1000 kVA :Building Structure | 1 | --> | 1 | 0 | 0 | Constrained, otherwise capacity available =867 kVA | --> | 0.95 | 0 | 0 | 0 | 0 | Constrained, otherwise capacity available =934 kW | --> | C18 ex CASTLETROY | Castletroy [T41,T42] | ARDNACRUSHA |  | 52.6733 | -8.5528
051006 | MV/LV Substation GA***006 |  | 20 kV | _ | LV | 100 kVA :Pole Substation | 0.1 | --> | 0.1 | 0.09 | 2.22 |  | --> | 0.095 | 0 | 0 | 0.094 | 0 |  | --> | E13 ex CLARA | Clara [T421,T422] | THORNSBERRY |  | 53.3939 | -7.5827
002752 | MV/LV Substation CO***752 |  | 10 kV | _ | LV | 100 kVA :Pole Substation | 0.1 | --> | 0.1 | 0.094 | 0.48 |  | --> | 0.095 | 0 | 0 | 0 | 0 | Constrained, otherwise capacity available =94 kW | --> | C20 ex KILMARTIN | Kilmartin [T41] | ARKLOW |  | 53.0602 | -6.2295
204004 | MV/LV Substation MA***004 |  | 10 kV | _ | LV | 630 kVA :Kiosk Substation | 0.63 | --> | 0.63 | 0 | 0 | Constrained, otherwise capacity available =356 kVA | --> | 0.598 | 0 | 0 | 0 | 0 | Constrained, otherwise capacity available =560 kW | --> | E16 ex BUNCRANA | Buncrana [T421,T422] | TRILLICK |  | 55.1346 | -7.4522
001194X | MV/LV Substation HA***194X |  | 10 kV | _ | LV | 630 kVA :Building Structure | 0.63 | --> | 0.63 | 0.321 | 4.37 |  | --> | 0.598 | 0 | 0 | 0.5 | 0 |  | --> | C21 ex DUN LAOGHAIRE | Dun Laoghaire [T41,T42] | BLACKROCK |  | 53.2916 | -6.1332
093251 | MV/LV Substation DR***251 |  | 10 kV | _ | LV | 400 kVA :Kiosk Substation | 0.4 | --> | 0.4 | 0.242 | 12.96 |  | --> | 0.38 | 0 | 0.059 | 0.314 | 0 |  | --> | C24 ex ARTANE | Artane [T101,T102] | FINGLAS |  | 53.3838 | -6.2313
1604204 | MV/LV Substation CO***4204 |  | 10 kV | _ | LV | 50 kVA :Pole Substation | 0.05 | --> | 0.05 | 0 | 0 | Constrained, otherwise capacity available =35 kVA | --> | 0.048 | 0 | 0 | 0 | 0 | Constrained, otherwise capacity available =45 kW | --> | C11 ex PORTARLINGTON | Portarlington [T41,T42] | PORTLAOISE |  | 53.2309 | -7.2117
008038 | MV/LV Substation BO***038 |  | 10 kV | _ | LV | 200 kVA :Pole Substation | 0.2 | --> | 0.2 | 0 | 0 | Constrained, otherwise capacity available =157 kVA | --> | 0.19 | 0 | 0.012 | 0 | 0 | Constrained, otherwise capacity available =175 kW | --> | C14 ex KNOCKMULLEN | Knockmullen [T42,T421] | GREAT ISLAND |  | 52.4001 | -6.9397
069276 | MV/LV Substation NO***276 |  | 10 kV | _ | LV | 1000 kVA :Building Structure | 1 | --> | 1 | 0.5 | 9.28 |  | --> | 0.95 | 0 | 0.017 | 0.5 | 0 |  | --> | C04 ex PEMBROKE | Pembroke [T41,T42,T43,T44] | RINGSEND |  | 53.3333 | -6.2353
067335Y | MV/LV Substation TH***335Y |  | 10 kV | _ | LV | 400 kVA :Kiosk Substation | 0.4 | --> | 0.4 | 0 | 0 | Constrained, otherwise capacity available =282 kVA | --> | 0.38 | 0 | 0.018 | 0.35 | 0 |  | --> | C20 ex RAHEEN | Raheen [T41,T42] | LIMERICK |  | 52.6276 | -8.6455
206880 | MV/LV Substation CA***880 |  | 20 kV | _ | LV | 200 kVA :Pole Substation | 0.2 | --> | 0.2 | 0.118 | 2.76 |  | --> | 0.19 | 0 | 0 | 0.179 | 0 |  | --> | E14 ex BANGOR ERRIS | Bangor Erris [T421] | BELLACORICK |  | 54.3045 | -9.8289
119409 | MV/LV Substation SP***409 |  | 10 kV | _ | LV | 100 kVA :Pole Substation | 0.1 | --> | 0.1 | 0 | 0 | Constrained, otherwise capacity available =97 kVA | --> | 0.095 | 0 | 0 | 0 | 0 | Constrained, otherwise capacity available =95 kW | --> | C11 ex KANTURK | Kanturk [T41,T42] | GLENLARA |  | 52.1832 | -8.8847
258712 | MV/LV Substation FA***712 |  | 20 kV | _ | LV | 50 kVA :Pole Substation | 0.05 | --> | 0.05 | 0.05 | 1.86 |  | --> | 0.048 | 0 | 0 | 0 | 0 | Constrained, otherwise capacity available =48 kW | --> | E17 ex CREESLOUGH | Creeslough [T421] | ARDNAGAPPARY |  | 55.1719 | -7.9233
082108 | MV/LV Substation CH***108 |  | 10 kV | _ | LV | 400 kVA :Building Structure | 0.4 | --> | 0.4 | 0 | 0 | Constrained, otherwise capacity available =153 kVA | --> | 0.38 | 0 | 0.01 | 0 | 0 | Constrained, otherwise capacity available =337 kW | --> | C28 ex ACADEMY STREET | Academy Street [T421,T422,T44] | NAVAN |  | 53.6484 | -6.686
281031 | MV/LV Substation MA***031 |  | 10 kV | _ | LV | 400 kVA :Kiosk Substation | 0.4 | --> | 0.4 | 0 | 0 | Constrained, otherwise capacity available =302 kVA | --> | 0.38 | 0 | 0.066 | 0 | 0 | Constrained, otherwise capacity available =318 kW | --> | C21 ex DOUGLAS | Douglas [T41,T42] | TRABEG |  | 51.8754 | -8.4239
345454 | MV/LV Substation HO***454 |  | 20 kV | _ | LV | 50 kVA :Pole Substation | 0.05 | --> | 0.05 | 0 | 0 | Constrained, otherwise capacity available =41 kVA | --> | 0.048 | 0 | 0.004 | 0.043 | 0 |  | --> | E18 ex MANORHAMILTON | Manorhamilton [T422] | SLIGO |  | 54.3887 | -8.1126
069360 | MV/LV Substation CH***360 |  | 10 kV | _ | LV | 630 kVA :Kiosk Substation | 0.63 | --> | 0.63 | 0.223 | 7.75 |  | --> | 0.598 | 0 | 0.011 | 0.5 | 0 |  | --> | C15 ex MILLTOWN (DR) | Milltown (dr) [T101,T102] | POOLBEG |  | 53.3244 | -6.2567
068254X | MV/LV Substation RI***254X |  | 10 kV | _ | LV | 400 kVA :Building Structure | 0.4 | --> | 0.4 | 0.333 | 17.78 |  | --> | 0.38 | 0 | 0 | 0.371 | 0 |  | --> | C12 ex RINGSEND | Ringsend [T101,T102] | POOLBEG |  | 53.3404 | -6.207
254337 | MV/LV Substation CA***337 |  | 10 kV | _ | LV | 100 kVA :Pole Substation | 0.1 | --> | 0.1 | 0 | 0 | Constrained, otherwise capacity available =88 kVA | --> | 0.095 | 0 | 0 | 0 | 0 | Constrained, otherwise capacity available =93 kW | --> | C16 ex TUAM NORTH | Tuam North [T41,T42] | CLOON |  | 53.4963 | -9.0187
027770 | MV/LV Substation AU***770 |  | 20 kV | _ | LV | 50 kVA :Pole Substation | 0.05 | --> | 0.05 | 0.039 | 7.79 |  | --> | 0.048 | 0 | 0 | 0 | 0 | Constrained, otherwise capacity available =46 kW | --> | E12 ex DUNMANWAY | Dunmanway [T422,T43] | DUNMANWAY |  | 51.6552 | -9.2713
058341X | MV/LV Substation MO***341X |  | 10 kV | _ | LV | 200 kVA :Pole Substation | 0.2 | --> | 0.2 | 0 | 0 | Constrained, otherwise capacity available =178 kVA | --> | 0.19 | 0 | 0.003 | 0 | 0 | Constrained, otherwise capacity available =185 kW | --> | C12 ex KYLEERAGH | Kyleeragh [T41,T42] | NENAGH |  | 52.866 | -8.2195
009305Y | MV/LV Substation BE***305Y |  | 20 kV | _ | LV | 400 kVA :Kiosk Substation | 0.4 | --> | 0.4 | 0.316 | 3.76 |  | --> | 0.38 | 0 | 0 | 0 | 0 | Constrained, otherwise capacity available =368 kW | --> | E17 ex BELVIEW | Belview [T421,T422] | WATERFORD |  | 52.2677 | -7.033
093228 | MV/LV Substation MO***228 |  | 10 kV | _ | LV | 400 kVA :Kiosk Substation | 0.4 | --> | 0.4 | 0.201 | 12.96 |  | --> | 0.38 | 0 | 0.048 | 0.316 | 0 |  | --> | C20 ex ARTANE | Artane [T101,T102] | FINGLAS |  | 53.3859 | -6.2234
059300Y | MV/LV Substation CA***300Y |  | 10 kV | _ | LV | 400 kVA :Kiosk Substation | 0.4 | --> | 0.4 | 0 | 0 | Constrained, otherwise capacity available =374 kVA | --> | 0.38 | 0 | 0.011 | 0 | 0 | Constrained, otherwise capacity available =368 kW | --> | C20 ex CAVAN | Cavan [T42,T421] | SHANKILL |  | 53.9875 | -7.3208
204225X | MV/LV Substation SP***225X |  | 20 kV | _ | LV | 50 kVA :Pole Substation | 0.05 | --> | 0.05 | 0 | 0 | Constrained, otherwise capacity available =32 kVA | --> | 0.048 | 0 | 0.01 | 0 | 0 | Constrained, otherwise capacity available =38 kW | --> | E17 ex BUNCRANA | Buncrana [T421,T422] | TRILLICK |  | 55.1238 | -7.1984
067103 | MV/LV Substation UN***103 |  | 10 kV | _ | LV | 630 kVA :Building Structure | 0.63 | --> | 0.63 | 0.5 | 6.81 |  | --> | 0.598 | 0 | 0 | 0.5 | 0 |  | --> | C05 ex AHANE | Ahane [T102] | AHANE |  | 52.6638 | -8.5049
017060 | MV/LV Substation ST***060 |  | 20 kV | _ | LV | 100 kVA :Pole Substation | 0.1 | --> | 0.1 | 0.071 | 1.98 |  | --> | 0.095 | 0 | 0 | 0 | 0 | Constrained, otherwise capacity available =91 kW | --> | E11 ex RATHKEALE | Rathkeale [T421,T422] | RATHKEALE |  | 52.6026 | -8.9622
293014 | MV/LV Substation CA***014 |  | 20 kV | _ | LV | 630 kVA :Kiosk Substation | 0.63 | --> | 0.63 | 0.431 | 0.43 | Constrained, otherwise capacity available =607 kVA | --> | 0.598 | 0 | 0.01 | 0 | 0 | Constrained, otherwise capacity available =588 kW | --> | E15 ex TULLOW | Tullow [T421,T422] | CARLOW |  | 52.8068 | -6.7492
046329X | MV/LV Substation CL***329X |  | 10 kV | _ | LV | 630 kVA :Kiosk Substation | 0.63 | --> | 0.63 | 0.5 | 5.48 |  | --> | 0.598 | 0 | 0 | 0.5 | 0 |  | --> | C11 ex BALLYTIVNAN | Ballytivnan [T41,T42] | SLIGO |  | 54.2822 | -8.4584
324174 | MV/LV Substation AT***174 |  | 10 kV | _ | LV | 100 kVA :Pole Substation | 0.1 | --> | 0.1 | 0 | 0 | Constrained, otherwise capacity available =90 kVA | --> | 0.095 | 0 | 0 | 0 | 0 | Constrained, otherwise capacity available =94 kW | --> | C20 ex BALLYGAR | Ballygar [T41,T42] | ATHLONE |  | 53.5701 | -8.2625
008258 | MV/LV Substation DY***258 |  | 10 kV | _ | LV | 100 kVA :Pole Substation | 0.1 | --> | 0.1 | 0.098 | 0.24 |  | --> | 0.095 | 0 | 0 | 0 | 0 | Constrained, otherwise capacity available =95 kW | --> | C14 ex ROSBERCON | Rosbercon [T41,T42] | WATERFORD |  | 52.4506 | -7.0225
288331 | MV/LV Substation HE***331 |  | 10 kV | _ | LV | 400 kVA :Building Structure | 0.4 | --> | 0.4 | 0 | 0 | Constrained, otherwise capacity available =212 kVA | --> | 0.38 | 0 | 0 | 0.353 | 0 |  | --> | C18 ex SANDYFORD | Sandyford [T41,T42] | CARRICKMINES |  | 53.2724 | -6.2135
042876X | MV/LV Substation VA***876X |  | 20 kV | _ | LV | 50 kVA :Pole Substation | 0.05 | --> | 0.05 | 0 | 0 | Constrained, otherwise capacity available =47 kVA | --> | 0.048 | 0 | 0 | 0 | 0 | Constrained, otherwise capacity available =47 kW | --> | E17 ex WINDSOR | Windsor [T421,T422] | CASTLEBAR |  | 53.8198 | -9.1691
010874 | MV/LV Substation CO***874 |  | 20 kV | _ | LV | 50 kVA :Pole Substation | 0.05 | --> | 0.05 | 0 | 0 | Constrained, otherwise capacity available =46 kVA | --> | 0.048 | 0 | 0.005 | 0 | 0 | Constrained, otherwise capacity available =43 kW | --> | E17 ex BALLYHALE | Ballyhale [T42,T421] | KILKENNY |  | 52.5268 | -7.1154
062562Y | MV/LV Substation CU***562Y |  | 20 kV | _ | LV | 400 kVA :Kiosk Substation | 0.4 | --> | 0.4 | 0.35 | 3.47 |  | --> | 0.38 | 0 | 0.021 | 0 | 0 | Constrained, otherwise capacity available =358 kW | --> | E17 ex BUSH | Bush [T421,T422] | DUNDALK |  | 54.0352 | -6.1819
0814135 | MV/LV Substation CA***4135 |  | 10 kV | _ | LV | 400 kVA :Kiosk Substation | 0.4 | --> | 0.4 | 0 | 0 | Constrained, otherwise capacity available =179 kVA | --> | 0.38 | 0 | 0.071 | 0.296 | 0 |  | --> | C29 ex GRANGE CASTLE | Grange Castle [T101,T102] | INCHICORE 220KV |  | 53.3002 | -6.4972
0674338 | MV/LV Substation AB***4338 |  | 10 kV | _ | LV | 400 kVA :Kiosk Substation | 0.4 | --> | 0.4 | 0 | 0 | Constrained, otherwise capacity available =348 kVA | --> | 0.38 | 0 | 0 | 0 | 0 | Constrained, otherwise capacity available =373 kW | --> | C13 ex DOCK ROAD | Dock Road [T41,T42] | LIMERICK |  | 52.6315 | -8.6698
154424Z | MV/LV Substation GR***424Z |  | 10 kV | _ | LV | 1000 kVA :Building Structure | 1 | --> | 1 | 0 | 0 | Constrained, otherwise capacity available =904 kVA | --> | 0.95 | 0 | 0 | 0.5 | 0 |  | --> | C13 ex COLLEGE PARK | College Park [T101,T102,T103] | COLLEGE PARK |  | 53.3911 | -6.3929
081028Y | MV/LV Substation ST***028Y |  | 10 kV | _ | LV | 200 kVA :Building Structure | 0.2 | --> | 0.2 | 0 | 0 | Constrained, otherwise capacity available =75 kVA | --> | 0.19 | 0 | 0 | 0 | 0 | Constrained, otherwise capacity available =172 kW | --> | C22 ex CELBRIDGE | Celbridge [T41,T42] | GRIFFINRATH |  | 53.3373 | -6.5458
009875X | MV/LV Substation AD***875X |  | 10 kV | _ | LV | 630 kVA :Kiosk Substation | 0.63 | --> | 0.63 | 0.338 | 0.53 |  | --> | 0.598 | 0 | 0.06 | 0 | 0 | Constrained, otherwise capacity available =513 kW | --> | C13 ex MANOR STREET | Manor Street [T41,T42] | WATERFORD |  | 52.2601 | -7.104
156997X | MV/LV Substation MU***997X |  | 10 kV | _ | LV | 50 kVA :Pole Substation | 0.05 | --> | 0.05 | 0 | 0 | Constrained, otherwise capacity available =33 kVA | --> | 0.048 | 0 | 0.003 | 0 | 0 | Constrained, otherwise capacity available =43 kW | --> | C13 ex DRUMBEAR | Drumbear [T41,T42] | LISDRUM |  | 54.245 | -6.9796
209007X | MV/LV Substation FI***007X |  | 10 kV | _ | LV | 200 kVA :Pole Substation | 0.2 | --> | 0.2 | 0 | 0 | Constrained, otherwise capacity available =178 kVA | --> | 0.19 | 0 | 0 | 0 | 0 | Constrained, otherwise capacity available =187 kW | --> | C21 ex MILFORD (NR) | Milford (nr) [T41,T42] | LETTERKENNY |  | 55.0924 | -7.7013
032800 | MV/LV Substation CO***800 |  | 20 kV | _ | LV | 50 kVA :Pole Substation | 0.05 | --> | 0.05 | 0 | 0 | Constrained, otherwise capacity available =45 kVA | --> | 0.048 | 0 | 0.01 | 0 | 0 | Constrained, otherwise capacity available =39 kW | --> | C19 ex TRAMORE | Tramore [T41,T42] | BUTLERSTOWN |  | 52.1603 | -7.0621
154367Z | MV/LV Substation AM***367Z |  | 10 kV | _ | LV | 200 kVA :Kiosk Substation | 0.2 | --> | 0.2 | 0 | 0 | Constrained, otherwise capacity available =172 kVA | --> | 0.19 | 0 | 0 | 0.186 | 0 |  | --> | C14 ex MACETOWN | Macetown [T101,T102] | MACETOWN |  | 53.4039 | -6.4033
151525 | MV/LV Substation KI***525 |  | 10 kV | _ | LV | 50 kVA :Pole Substation | 0.05 | --> | 0.05 | 0 | 0 | Constrained, otherwise capacity available =41 kVA | --> | 0.048 | 0 | 0 | 0 | 0 | Constrained, otherwise capacity available =46 kW | --> | C12 ex GARRYSPILLANE | Garryspillane [T41] | TIPPERARY |  | 52.3527 | -8.3748
093034Y | MV/LV Substation T.***034Y |  | 10 kV | _ | LV | 400 kVA :Kiosk Substation | 0.4 | --> | 0.4 | 0 | 0 | Constrained, otherwise capacity available =297 kVA | --> | 0.38 | 0 | 0.01 | 0.358 | 0 |  | --> | C11 ex GRANGE (DR) | Grange (dr) [T41,T42] | GRANGE (DR) |  | 53.3968 | -6.1502
015869Z | MV/LV Substation ON***869Z |  | 20 kV | _ | LV | 50 kVA :Pole Substation | 0.05 | --> | 0.05 | 0 | 0 | Constrained, otherwise capacity available =37 kVA | --> | 0.048 | 0 | 0 | 0 | 0 | Constrained, otherwise capacity available =46 kW | --> | E13 ex BLESSINGTON | Blessington [T421,T422] | KILTEEL |  | 53.142 | -6.6595
281253X | MV/LV Substation EL***253X |  | 10 kV | _ | LV | 630 kVA :Kiosk Substation | 0.63 | --> | 0.63 | 0 | 0 | Constrained, otherwise capacity available =576 kVA | --> | 0.598 | 0 | 0.005 | 0 | 0 | Constrained, otherwise capacity available =587 kW | --> | C22 ex KILMONEY | Kilmoney [T41,T42] | TRABEG |  | 51.8097 | -8.392
0124272 | MV/LV Substation GL***4272 |  | 10 kV | _ | LV | 400 kVA :Kiosk Substation | 0.4 | --> | 0.4 | 0.339 | 1.99 |  | --> | 0.38 | 0 | 0.005 | 0 | 0 | Constrained, otherwise capacity available =368 kW | --> | C20 ex GRAIGUE | Graigue [T41,T42] | CARLOW |  | 52.8484 | -6.9876
042094 | MV/LV Substation IN***094 |  | 10 kV | _ | LV | 200 kVA :Building Structure | 0.2 | --> | 0.2 | 0 | 0 | Constrained, otherwise capacity available =59 kVA | --> | 0.19 | 0 | 0.021 | 0 | 0 | Constrained, otherwise capacity available =154 kW | --> | E18 ex WINDSOR | Windsor [T421,T422] | CASTLEBAR |  | 53.8552 | -9.2839
049439Z | MV/LV Substation SH***439Z |  | 10 kV | _ | LV | 400 kVA :Kiosk Substation | 0.4 | --> | 0.4 | 0.342 | 1.31 |  | --> | 0.38 | 0 | 0.005 | 0 | 0 | Constrained, otherwise capacity available =368 kW | --> | C17 ex ROOSKY | Roosky [T41] | RICHMOND |  | 53.8238 | -7.9184
089049 | MV/LV Substation LR***049 |  | 20 kV | _ | LV | 200 kVA :Kiosk Substation | 0.2 | --> | 0.2 | 0.098 | 3.56 |  | --> | 0.19 | 0 | 0.02 | 0 | 0 | Constrained, otherwise capacity available =161 kW | --> | E20 ex ENNISCRONE | Enniscrone [T421,T422] | MOY |  | 54.2111 | -9.096
014657Z | MV/LV Substation TH***657Z |  | 10 kV | _ | LV | 200 kVA :Kiosk Substation | 0.2 | --> | 0.2 | 0.121 | 0.12 | Constrained, otherwise capacity available =156 kVA | --> | 0.19 | 0 | 0.021 | 0.168 | 0 |  | --> | C26 ex ATHY | Athy [T101,T102] | ATHY |  | 53.1023 | -7.0057
068990 | MV/LV Substation CO***990 |  | 10 kV | _ | LV | 630 kVA :Building Structure | 0.63 | --> | 0.63 | 0.416 | 12.96 |  | --> | 0.598 | 0 | 0.008 | 0.5 | 0 |  | --> | C21 ex ARTANE | Artane [T101,T102] | FINGLAS |  | 53.3829 | -6.2331
067188Z | MV/LV Substation LO***188Z |  | 10 kV | _ | LV | 630 kVA :Building Structure | 0.63 | --> | 0.63 | 0 | 0 | Constrained, otherwise capacity available =494 kVA | --> | 0.598 | 0 | 0 | 0.5 | 0 |  | --> | C18 ex BALLINACURRA | Ballinacurra [T41,T42] | LIMERICK |  | 52.6571 | -8.6269
009245Y | MV/LV Substation SI***245Y |  | 10 kV | _ | LV | 200 kVA :Kiosk Substation | 0.2 | --> | 0.2 | 0 | 0 | Constrained, otherwise capacity available =140 kVA | --> | 0.19 | 0 | 0.053 | 0 | 0 | Constrained, otherwise capacity available =142 kW | --> | C21 ex WATERFORD IND EST | Waterford Ind Est [T41,T42,T44] | BUTLERSTOWN |  | 52.232 | -7.1447
1604185 | MV/LV Substation RA***4185 |  | 20 kV | _ | LV | 50 kVA :Pole Substation | 0.05 | --> | 0.05 | 0.044 | 0.12 |  | --> | 0.048 | 0 | 0 | 0.047 | 0 |  | --> | E64 ex ATHY | Athy [T101,T102] | ATHY |  | 53.0533 | -7.1076
093388 | MV/LV Substation RI***388 |  | 10 kV | _ | LV | 1000 kVA :Building Structure | 1 | --> | 1 | 0 | 0 | Constrained, otherwise capacity available =727 kVA | --> | 0.95 | 0 | 0 | 0.5 | 0 |  | --> | C19 ex POPPINTREE | Poppintree [T101,T102] | FINGLAS |  | 53.4052 | -6.2711
005032 | MV/LV Substation PA***032 |  | 10 kV | _ | LV | 100 kVA :Pole Substation | 0.1 | --> | 0.1 | 0 | 0 | Constrained, otherwise capacity available =7 kVA | --> | 0.095 | 0 | 0.023 | 0 | 0 | Constrained, otherwise capacity available =64 kW | --> | C11 ex GARDEN CITY | Garden City [T41,T42] | ARKLOW |  | 52.6792 | -6.2956
099013X | MV/LV Substation BR***013X |  | 10 kV | _ | LV | 200 kVA :Pole Substation | 0.2 | --> | 0.2 | 0.142 | 2.96 |  | --> | 0.19 | 0 | 0.011 | 0 | 0 | Constrained, otherwise capacity available =174 kW | --> | C21 ex BALLYRAINE | Ballyraine [T41,T42] | LETTERKENNY |  | 54.9834 | -7.7197
165433X | MV/LV Substation GR***433X |  | 10 kV | _ | LV | 100 kVA :Pole Substation | 0.1 | --> | 0.1 | 0 | 0 | Constrained, otherwise capacity available =95 kVA | --> | 0.095 | 0 | 0 | 0 | 0 | Constrained, otherwise capacity available =94 kW | --> | C14 ex CLONAKILTY | Clonakilty [T41,T42] | DUNMANWAY |  | 51.5702 | -8.9252
028470 | MV/LV Substation MT***470 |  | 10 kV | _ | LV | 400 kVA :Kiosk Substation | 0.4 | --> | 0.4 | 0.322 | 19.7 |  | --> | 0.38 | 0 | 0.026 | 0.35 | 0 |  | --> | C14 ex COW CROSS | Cow Cross [T102,T41] | COW CROSS |  | 51.8542 | -8.2758
252627 | MV/LV Substation CL***627 |  | 20 kV | _ | LV | 200 kVA :Pole Substation | 0.2 | --> | 0.2 | 0.175 | 2.76 |  | --> | 0.19 | 0 | 0 | 0.187 | 0 |  | --> | C13 ex RECESS | Recess [T41] | SCREEB |  | 53.5614 | -9.8923
0234239 | MV/LV Substation KI***4239 |  | 20 kV | _ | LV | 50 kVA :Pole Substation | 0.05 | --> | 0.05 | 0 | 0 | Constrained, otherwise capacity available =50 kVA | --> | 0.048 | 0 | 0 | 0 | 0 | Constrained, otherwise capacity available =48 kW | --> | E12 ex CASTLELYONS | Castlelyons [T421,T422] | BARRYMORE |  | 52.0586 | -8.369
090845 | MV/LV Substation GR***845 |  | 10 kV | _ | LV | 200 kVA :Pole Substation | 0.2 | --> | 0.2 | 0.114 | 3.16 |  | --> | 0.19 | 0 | 0 | 0 | 0 | Constrained, otherwise capacity available =178 kW | --> | C20 ex ENNISKEANE | Enniskeane [T41,T42] | BANDON |  | 51.74 | -8.9299
125633 | MV/LV Substation AR***633 |  | 20 kV | _ | LV | 50 kVA :Pole Substation | 0.05 | --> | 0.05 | 0.042 | 0.22 |  | --> | 0.048 | 0 | 0.004 | 0 | 0 | Constrained, otherwise capacity available =43 kW | --> | C16 ex KILSHANNY | Kilshanny [T41,T42] | CAHIR |  | 52.2712 | -8.2028
156143Y | MV/LV Substation MU***143Y |  | 20 kV | _ | LV | 100 kVA :Pole Substation | 0.1 | --> | 0.1 | 0 | 0 | Constrained, otherwise capacity available =82 kVA | --> | 0.095 | 0 | 0 | 0 | 0 | Constrained, otherwise capacity available =92 kW | --> | C17 ex CLONES | Clones [T41,T42] | SHANKILL |  | 54.2286 | -7.0644
018409 | MV/LV Substation PU***409 |  | 20 kV | _ | LV | 100 kVA :Pole Substation | 0.1 | --> | 0.1 | 0.075 | 3.75 |  | --> | 0.095 | 0 | 0 | 0 | 0 | Constrained, otherwise capacity available =92 kW | --> | C18 ex SMEARLA | Smearla [T41,T42] | TRIEN |  | 52.3517 | -9.4931
281062X | MV/LV Substation NE***062X |  | 10 kV | _ | LV | 200 kVA :Kiosk Substation | 0.2 | --> | 0.2 | 0.144 | 5.49 |  | --> | 0.19 | 0 | 0.098 | 0.11 | 0 |  | --> | C19 ex TRABEG | Trabeg [T101,T102] | TRABEG |  | 51.8649 | -8.4519
265693 | MV/LV Substation TE***693 |  | 20 kV | _ | LV | 100 kVA :Pole Substation | 0.1 | --> | 0.1 | 0.066 | 0.07 | Constrained, otherwise capacity available =85 kVA | --> | 0.095 | 0 | 0.01 | 0 | 0 | Constrained, otherwise capacity available =86 kW | --> | E17 ex BALLYCONNELL | Ballyconnell [T421,T422] | GORTAWEE |  | 54.0962 | -7.6634
288315X | MV/LV Substation DU***315X |  | 10 kV | _ | LV | 400 kVA :Building Structure | 0.4 | --> | 0.4 | 0.343 | 19.52 |  | --> | 0.38 | 0 | 0 | 0.372 | 0 |  | --> | C30 ex TANEY | Taney [T101,T102] | CARRICKMINES |  | 53.2892 | -6.2465
156174Z | MV/LV Substation CO***174Z |  | 20 kV | _ | LV | 1000 kVA :Building Structure | 1 | --> | 1 | 0.5 | 2.1 |  | --> | 0.95 | 0 | 0.04 | 0 | 0 | Constrained, otherwise capacity available =894 kW | --> | E17 ex LISDRUM | Lisdrum [T422] | LISDRUM |  | 54.2423 | -6.9986
154289Z | MV/LV Substation BE***289Z |  | 10 kV | _ | LV | 400 kVA :Kiosk Substation | 0.4 | --> | 0.4 | 0 | 0 | Constrained, otherwise capacity available =251 kVA | --> | 0.38 | 0 | 0.025 | 0.341 | 0 |  | --> | C22 ex MACETOWN | Macetown [T101,T102] | MACETOWN |  | 53.4046 | -6.4359
042097Y | MV/LV Substation CU***097Y |  | 10 kV | _ | LV | 50 kVA :Pole Substation | 0.05 | --> | 0.05 | 0 | 0 | Constrained, otherwise capacity available =48 kVA | --> | 0.048 | 0 | 0 | 0 | 0 | Constrained, otherwise capacity available =47 kW | --> | C20 ex KNOCKAPHUNTA | Knockaphunta [T41,T42] | CASTLEBAR |  | 53.8193 | -9.1945
127172X | MV/LV Substation KI***172X |  | 10 kV | _ | LV | 50 kVA :Pole Substation | 0.05 | --> | 0.05 | 0 | 0 | Constrained, otherwise capacity available =36 kVA | --> | 0.048 | 0 | 0.011 | 0 | 0 | Constrained, otherwise capacity available =38 kW | --> | C11 ex TEMPLEMORE | Templemore [T41,T42] | IKERRIN |  | 52.7595 | -7.7981
062243Y | MV/LV Substation IN***243Y |  | 10 kV | _ | LV | 200 kVA :Kiosk Substation | 0.2 | --> | 0.2 | 0.152 | 1.03 |  | --> | 0.19 | 0 | 0.015 | 0 | 0 | Constrained, otherwise capacity available =172 kW | --> | C18 ex LITTLE MILLS | Little Mills [T41] | DUNDALK |  | 53.9238 | -6.3999
051901 | MV/LV Substation NB***901 |  | 20 kV | _ | LV | 200 kVA :Pole Substation | 0.2 | --> | 0.2 | 0.135 | 2.22 |  | --> | 0.19 | 0 | 0 | 0.181 | 0 |  | --> | E21 ex CLARA | Clara [T421,T422] | THORNSBERRY |  | 53.346 | -7.597
052802 | MV/LV Substation DU***802 |  | 20 kV | _ | LV | 200 kVA :Pole Substation | 0.2 | --> | 0.2 | 0.129 | 1.25 |  | --> | 0.19 | 0 | 0 | 0 | 0 | Constrained, otherwise capacity available =180 kW | --> | C16 ex LOUGHANALLA | Loughanalla [T41,T42] | MULLINGAR |  | 53.6774 | -7.2958
066139 | MV/LV Substation BA***139 |  | 20 kV | _ | LV | 50 kVA :Pole Substation | 0.05 | --> | 0.05 | 0 | 0 | Constrained, otherwise capacity available =37 kVA | --> | 0.048 | 0 | 0 | 0 | 0 | Constrained, otherwise capacity available =46 kW | --> | E18 ex GLASMORE | Glasmore [T421,T422] | GLASMORE |  | 53.5278 | -6.2686
0684546 | MV/LV Substation TH***4546 |  | 10 kV | _ | LV | 1000 kVA :Building Structure | 1 | --> | 1 | 0.5 | 7.91 |  | --> | 0.95 | 0 | 0 | 0.5 | 0 |  | --> | C28 ex PELLETSTOWN | Pelletstown [T101,T102] | FINGLAS |  | 53.3754 | -6.3083
068976 | MV/LV Substation CO***976 |  | 10 kV | _ | LV | 400 kVA :Building Structure | 0.4 | --> | 0.4 | 0.28 | 12.96 |  | --> | 0.38 | 0 | 0.016 | 0.352 | 0 |  | --> | C21 ex ARTANE | Artane [T101,T102] | FINGLAS |  | 53.3806 | -6.2349
216572 | MV/LV Substation CU***572 |  | 10 kV | _ | LV | 100 kVA :Pole Substation | 0.1 | --> | 0.1 | 0 | 0 | Constrained, otherwise capacity available =80 kVA | --> | 0.095 | 0 | 0.005 | 0 | 0 | Constrained, otherwise capacity available =88 kW | --> | C26 ex GLENTIES | Glenties [T41,T42] | BINBANE |  | 54.8371 | -8.4445
0624390 | MV/LV Substation EA***4390 |  | 10 kV | _ | LV | 630 kVA :Kiosk Substation | 0.63 | --> | 0.63 | 0.5 | 3.12 |  | --> | 0.598 | 0 | 0.088 | 0 | 0 | Constrained, otherwise capacity available =532 kW | --> | C21 ex MARSHES | Marshes [T41,T42] | DUNDALK |  | 53.9604 | -6.3857
0364103 | MV/LV Substation SU***4103 |  | 10 kV | _ | LV | 400 kVA :Building Structure | 0.4 | --> | 0.4 | 0.286 | 2.76 |  | --> | 0.38 | 0 | 0 | 0 | 0 | Constrained, otherwise capacity available =364 kW | --> | C16 ex KILROSS ROAD | Kilross Road [T42] | TIPPERARY |  | 52.4795 | -8.1758
012415Y | MV/LV Substation MI***415Y |  | 20 kV | _ | LV | 400 kVA :Kiosk Substation | 0.4 | --> | 0.4 | 0.355 | 1.99 |  | --> | 0.38 | 0 | 0.015 | 0 | 0 | Constrained, otherwise capacity available =363 kW | --> | C19 ex GRAIGUE | Graigue [T41,T42] | CARLOW |  | 52.7828 | -6.9833
070083X | MV/LV Substation MA***083X |  | 20 kV | _ | LV | 100 kVA :Pole Substation | 0.1 | --> | 0.1 | 0.097 | 0.76 |  | --> | 0.095 | 0 | 0 | 0 | 0 | Constrained, otherwise capacity available =95 kW | --> | E15 ex RATHMORE | Rathmore [T42,T421] | KNOCKEARAGH |  | 52.1282 | -9.2821
031084 | MV/LV Substation MO***084 |  | 20 kV | _ | LV | 50 kVA :Pole Substation | 0.05 | --> | 0.05 | 0 | 0 | Constrained, otherwise capacity available =44 kVA | --> | 0.048 | 0 | 0 | 0 | 0 | Constrained, otherwise capacity available =47 kW | --> | E13 ex FOXHOLE | Foxhole [T421,T422] | DUNGARVAN |  | 51.9554 | -7.7286
007498X | MV/LV Substation RA***498X |  | 20 kV | _ | LV | 100 kVA :Pole Substation | 0.1 | --> | 0.1 | 0.082 | 1.4 |  | --> | 0.095 | 0 | 0 | 0 | 0 | Constrained, otherwise capacity available =92 kW | --> | E13 ex KILLINICK | Killinick [T421,T422] | WEXFORD |  | 52.2211 | -6.3609
081684Y | MV/LV Substation GE***684Y |  | 10 kV | _ | LV | 400 kVA :Kiosk Substation | 0.4 | --> | 0.4 | 0 | 0 | Constrained, otherwise capacity available =158 kVA | --> | 0.38 | 0 | 0.06 | 0 | 0 | Constrained, otherwise capacity available =301 kW | --> | C17 ex CELBRIDGE | Celbridge [T41,T42] | GRIFFINRATH |  | 53.3434 | -6.5408
026227Z | MV/LV Substation AR***227Z |  | 10 kV | _ | LV | 400 kVA :Kiosk Substation | 0.4 | --> | 0.4 | 0.344 | 8.66 |  | --> | 0.38 | 0 | 0.017 | 0 | 0 | Constrained, otherwise capacity available =360 kW | --> | C17 ex BANDON | Bandon [T101,T42] | BANDON |  | 51.7695 | -8.6589
060356Y | MV/LV Substation CA***356Y |  | 20 kV | _ | LV | 50 kVA :Pole Substation | 0.05 | --> | 0.05 | 0 | 0 | Constrained, otherwise capacity available =38 kVA | --> | 0.048 | 0 | 0 | 0 | 0 | Constrained, otherwise capacity available =46 kW | --> | C18 ex CLONES | Clones [T41,T42] | SHANKILL |  | 54.1253 | -7.2545
0814197 | MV/LV Substation NE***4197 |  | 10 kV | _ | LV | 630 kVA :Kiosk Substation | 0.63 | --> | 0.63 | 0 | 0 | Constrained, otherwise capacity available =577 kVA | --> | 0.598 | 0 | 0 | 0.5 | 0 |  | --> | C29 ex GRANGE CASTLE | Grange Castle [T101,T102] | INCHICORE 220KV |  | 53.2997 | -6.5002
2814224 | MV/LV Substation JA***4224 |  | 10 kV | _ | LV | 630 kVA :Kiosk Substation | 0.63 | --> | 0.63 | 0 | 0 | Constrained, otherwise capacity available =470 kVA | --> | 0.598 | 0 | 0.078 | 0 | 0 | Constrained, otherwise capacity available =518 kW | --> | C15 ex CARRIGALINE | Carrigaline [T41,T42] | BARNAHELY |  | 51.8274 | -8.3941
066055Z | MV/LV Substation RA***055Z |  | 20 kV | _ | LV | 50 kVA :Pole Substation | 0.05 | --> | 0.05 | 0 | 0 | Constrained, otherwise capacity available =46 kVA | --> | 0.048 | 0 | 0 | 0 | 0 | Constrained, otherwise capacity available =47 kW | --> | E12 ex ASHBOURNE | Ashbourne [T421,T422] | FINGLAS |  | 53.4938 | -6.4337
036931X | MV/LV Substation KN***931X |  | 20 kV | _ | LV | 50 kVA :Pole Substation | 0.05 | --> | 0.05 | 0 | 0 | Constrained, otherwise capacity available =49 kVA | --> | 0.048 | 0 | 0 | 0 | 0 | Constrained, otherwise capacity available =47 kW | --> | E20 ex GARRANACANTY | Garranacanty [T421,T422] | TIPPERARY |  | 52.4914 | -7.9831
426533 | MV/LV Substation BA***533 |  | 20 kV | _ | LV | 100 kVA :Pole Substation | 0.1 | --> | 0.1 | 0 | 0 | Constrained, otherwise capacity available =74 kVA | --> | 0.095 | 0 | 0.01 | 0 | 0 | Constrained, otherwise capacity available =84 kW | --> | E12 ex DINGLE | Dingle [T421,T422] | OUGHTRAGH |  | 52.2285 | -10.3071
014019 | MV/LV Substation KI***019 |  | 10 kV | _ | LV | 630 kVA :Building Structure | 0.63 | --> | 0.63 | 0 | 0 | Constrained, otherwise capacity available =556 kVA | --> | 0.598 | 0 | 0 | 0 | 0 | Constrained, otherwise capacity available =588 kW | --> | C17 ex KILDARE | Kildare [T41,T42] | NEWBRIDGE |  | 53.1632 | -6.901
069542 | MV/LV Substation WI***542 |  | 10 kV | _ | LV | 1000 kVA :Building Structure | 1 | --> | 1 | 0.5 | 0.87 |  | --> | 0.95 | 0 | 0.01 | 0.5 | 0 |  | --> | C17 ex GARVILLE AVENUE | Garville Avenue [T42] | MILLTOWN (DR) |  | 53.3254 | -6.2656
209372 | MV/LV Substation MA***372 |  | 10 kV | _ | LV | 50 kVA :Pole Substation | 0.05 | --> | 0.05 | 0 | 0 | Constrained, otherwise capacity available =44 kVA | --> | 0.048 | 0 | 0 | 0 | 0 | Constrained, otherwise capacity available =47 kW | --> | C16 ex MILFORD (NR) | Milford (nr) [T41,T42] | LETTERKENNY |  | 55.0268 | -7.7829
012408 | MV/LV Substation PO***408 |  | 10 kV | _ | LV | 400 kVA :Kiosk Substation | 0.4 | --> | 0.4 | 0 | 0 | Constrained, otherwise capacity available =319 kVA | --> | 0.38 | 0 | 0.03 | 0 | 0 | Constrained, otherwise capacity available =347 kW | --> | C11 ex POLLERTON | Pollerton [T41,T42] | CARLOW |  | 52.8535 | -6.8834
255407 | MV/LV Substation ST***407 |  | 20 kV | _ | LV | 100 kVA :Pole Substation | 0.1 | --> | 0.1 | 0 | 0 | Constrained, otherwise capacity available =53 kVA | --> | 0.095 | 0 | 0.01 | 0 | 0 | Constrained, otherwise capacity available =81 kW | --> | E12 ex KILLYBEGS | Killybegs [T422] | BINBANE |  | 54.6321 | -8.3642
071954 | MV/LV Substation KE***954 |  | 10 kV | _ | LV | 200 kVA :Kiosk Substation | 0.2 | --> | 0.2 | 0 | 0 | Constrained, otherwise capacity available =164 kVA | --> | 0.19 | 0 | 0.018 | 0.172 | 0 |  | --> | C12 ex GREYSTONES | Greystones [T41,T42] | FASSAROE |  | 53.1468 | -6.0895
154463Z | MV/LV Substation BA***463Z |  | 10 kV | _ | LV | 400 kVA :Kiosk Substation | 0.4 | --> | 0.4 | 0 | 0 | Constrained, otherwise capacity available =368 kVA | --> | 0.38 | 0 | 0 | 0.376 | 0 |  | --> | C20 ex COLLEGE PARK | College Park [T101,T102,T103] | COLLEGE PARK |  | 53.3933 | -6.3701
082131Z | MV/LV Substation RI***131Z |  | 10 kV | _ | LV | 200 kVA :Kiosk Substation | 0.2 | --> | 0.2 | 0 | 0 | Constrained, otherwise capacity available =175 kVA | --> | 0.19 | 0 | 0.004 | 0 | 0 | Constrained, otherwise capacity available =184 kW | --> | C30 ex ACADEMY STREET | Academy Street [T421,T422,T44] | NAVAN |  | 53.6452 | -6.67
2484068 | MV/LV Substation KI***4068 |  | 20 kV | _ | LV | 400 kVA :Kiosk Substation | 0.4 | --> | 0.4 | 0 | 0 | Constrained, otherwise capacity available =351 kVA | --> | 0.38 | 0 | 0 | 0 | 0 | Constrained, otherwise capacity available =373 kW | --> | E18 ex KILCOCK | Kilcock [T421,T422] | GRIFFINRATH |  | 53.395 | -6.6533
156632 | MV/LV Substation TU***632 |  | 10 kV | _ | LV | 100 kVA :Pole Substation | 0.1 | --> | 0.1 | 0.085 | 2.47 |  | --> | 0.095 | 0 | 0 | 0 | 0 | Constrained, otherwise capacity available =93 kW | --> | C12 ex TELAYDON | Telaydon [T42,T421] | LISDRUM |  | 54.2583 | -6.9552
039953X | MV/LV Substation CA***953X |  | 10 kV | _ | LV | 1000 kVA :Building Structure | 1 | --> | 1 | 0 | 0 | Constrained, otherwise capacity available =981 kVA | --> | 0.95 | 0 | 0 | 0.5 | 0 |  | --> | C17 ex GALWAY 110KV | Galway 110kv [T102,T103] | GALWAY 110KV |  | 53.294 | -9.0149
011639X | MV/LV Substation AR***639X |  | 10 kV | _ | LV | 50 kVA :Pole Substation | 0.05 | --> | 0.05 | 0.044 | 2.8 |  | --> | 0.048 | 0 | 0 | 0 | 0 | Constrained, otherwise capacity available =47 kW | --> | C13 ex PURCELLS INCH | Purcells Inch [T41,T42] | KILKENNY |  | 52.6419 | -7.2266
011436 | MV/LV Substation WE***436 |  | 10 kV | _ | LV | 50 kVA :Pole Substation | 0.05 | --> | 0.05 | 0 | 0 | Constrained, otherwise capacity available =47 kVA | --> | 0.048 | 0 | 0 | 0 | 0 | Constrained, otherwise capacity available =47 kW | --> | C17 ex ROSEHILL | Rosehill [T41,T42] | KILKENNY |  | 52.6419 | -7.267
054188Z | MV/LV Substation BE***188Z |  | 10 kV | _ | LV | 400 kVA :Kiosk Substation | 0.4 | --> | 0.4 | 0 | 0 | Constrained, otherwise capacity available =259 kVA | --> | 0.38 | 0 | 0.048 | 0 | 0 | Constrained, otherwise capacity available =325 kW | --> | C16 ex PALLAS | Pallas [T41,T42] | PORTLAOISE |  | 53.0316 | -7.3269
206908 | MV/LV Substation UN***908 |  | 20 kV | _ | LV | 400 kVA :Building Structure | 0.4 | --> | 0.4 | 0.334 | 1.6 |  | --> | 0.38 | 0 | 0 | 0 | 0 | Constrained, otherwise capacity available =371 kW | --> | E17 ex BELMULLET | Belmullet [T421] | BELLACORICK |  | 54.2205 | -9.9829
026499Y | MV/LV Substation GA***499Y |  | 10 kV | _ | LV | 50 kVA :Pole Substation | 0.05 | --> | 0.05 | 0 | 0 | Constrained, otherwise capacity available =42 kVA | --> | 0.048 | 0 | 0 | 0 | 0 | Constrained, otherwise capacity available =46 kW | --> | C15 ex KINSALE | Kinsale [T41,T42] | BANDON |  | 51.7068 | -8.4871
154582Z | MV/LV Substation FA***582Z |  | 10 kV | _ | LV | 400 kVA :Building Structure | 0.4 | --> | 0.4 | 0 | 0 | Constrained, otherwise capacity available =372 kVA | --> | 0.38 | 0 | 0.08 | 0.317 | 0 |  | --> | C41 ex COLLEGE PARK | College Park [T101,T102,T103] | COLLEGE PARK |  | 53.4161 | -6.4059
027743X | MV/LV Substation GU***743X |  | 20 kV | _ | LV | 200 kVA :Pole Substation | 0.2 | --> | 0.2 | 0.081 | 7.79 |  | --> | 0.19 | 0 | 0 | 0 | 0 | Constrained, otherwise capacity available =173 kW | --> | E12 ex DUNMANWAY | Dunmanway [T422,T43] | DUNMANWAY |  | 51.6716 | -9.2703
069141 | MV/LV Substation SO***141 |  | 10 kV | _ | LV | 1000 kVA :Building Structure | 1 | --> | 1 | 0.5 | 3.34 |  | --> | 0.95 | 0 | 0.007 | 0.5 | 0 |  | --> | C11 ex GREENHILLS | Greenhills [T42] | INCHICORE 220KV |  | 53.3146 | -6.333
041954X | MV/LV Substation CR***954X |  | 20 kV | _ | LV | 200 kVA :Kiosk Substation | 0.2 | --> | 0.2 | 0 | 0 | Constrained, otherwise capacity available =183 kVA | --> | 0.19 | 0 | 0.004 | 0 | 0 | Constrained, otherwise capacity available =185 kW | --> | E14 ex DALTON | Dalton [T421,T422] | DALTON |  | 53.7841 | -8.9181
118973X | MV/LV Substation BR***973X |  | 10 kV | _ | LV | 200 kVA :Pole Substation | 0.2 | --> | 0.2 | 0.176 | 2 |  | --> | 0.19 | 0 | 0 | 0 | 0 | Constrained, otherwise capacity available =187 kW | --> | C12 ex BALLINASLOE | Ballinasloe [T41,T42] | SOMERSET |  | 53.3293 | -8.2175
125901X | MV/LV Substation CO***901X |  | 10 kV | _ | LV | 400 kVA :Building Structure | 0.4 | --> | 0.4 | 0 | 0 | Constrained, otherwise capacity available =385 kVA | --> | 0.38 | 0 | 0.011 | 0 | 0 | Constrained, otherwise capacity available =370 kW | --> | C11 ex CLOONLOUGH | Cloonlough [T41,T42] | BARRYMORE |  | 52.2758 | -8.2716
0324195 | MV/LV Substation LE***4195 |  | 20 kV | _ | LV | 50 kVA :Pole Substation | 0.05 | --> | 0.05 | 0 | 0 | Constrained, otherwise capacity available =44 kVA | --> | 0.048 | 0 | 0 | 0 | 0 | Constrained, otherwise capacity available =47 kW | --> | E13 ex KILCARRAGH | Kilcarragh [T421,T422] | BUTLERSTOWN |  | 52.1692 | -7.0154
064671Y | MV/LV Substation TH***671Y |  | 20 kV | _ | LV | 50 kVA :Pole Substation | 0.05 | --> | 0.05 | 0 | 0 | Constrained, otherwise capacity available =20 kVA | --> | 0.048 | 0 | 0.009 | 0 | 0 | Constrained, otherwise capacity available =36 kW | --> | C21 ex TERMONFECKIN ROAD | Termonfeckin Road [T41,T42] | DRYBRIDGE |  | 53.7709 | -6.3061
007160X | MV/LV Substation BA***160X |  | 20 kV | _ | LV | 50 kVA :Pole Substation | 0.05 | --> | 0.05 | 0.049 | 1.4 |  | --> | 0.048 | 0 | 0 | 0 | 0 | Constrained, otherwise capacity available =47 kW | --> | E12 ex KILLINICK | Killinick [T421,T422] | WEXFORD |  | 52.2298 | -6.3533
033041 | MV/LV Substation OH***041 |  | 10 kV | _ | LV | 400 kVA :Kiosk Substation | 0.4 | --> | 0.4 | 0 | 0 | Constrained, otherwise capacity available =328 kVA | --> | 0.38 | 0 | 0 | 0 | 0 | Constrained, otherwise capacity available =370 kW | --> | C15 ex DEERPARK | Deerpark [T41,T42] | BALLYDINE |  | 52.342 | -7.4165
041981 | MV/LV Substation AR***981 |  | 20 kV | _ | LV | 50 kVA :Pole Substation | 0.05 | --> | 0.05 | 0 | 0 | Constrained, otherwise capacity available =37 kVA | --> | 0.048 | 0 | 0 | 0 | 0 | Constrained, otherwise capacity available =46 kW | --> | E21 ex DALTON | Dalton [T421,T422] | DALTON |  | 53.7996 | -9.1226
117442 | MV/LV Substation KI***442 |  | 20 kV | _ | LV | 200 kVA :Pole Substation | 0.2 | --> | 0.2 | 0 | 0 | Constrained, otherwise capacity available =159 kVA | --> | 0.19 | 0 | 0.013 | 0 | 0 | Constrained, otherwise capacity available =175 kW | --> | E18 ex COLLOONEY | Collooney [T421,T422] | SLIGO |  | 54.1334 | -8.3952
093619 | MV/LV Substation ME***619 |  | 10 kV | _ | LV | 100 kVA :Pole Substation | 0.1 | --> | 0.1 | 0 | 0 | Constrained, otherwise capacity available =79 kVA | --> | 0.095 | 0 | 0 | 0.092 | 0 |  | --> | C13 ex POPPINTREE | Poppintree [T101,T102] | FINGLAS |  | 53.4097 | -6.2614
365249X | MV/LV Substation WO***249X |  | 10 kV | _ | LV | 200 kVA :Kiosk Substation | 0.2 | --> | 0.2 | 0 | 0 | Constrained, otherwise capacity available =140 kVA | --> | 0.19 | 0 | 0.01 | 0.174 | 0 |  | --> | C34 ex CLONDALKIN | Clondalkin [T41,T42,T44] | INCHICORE 220KV |  | 53.3212 | -6.3793
067769 | MV/LV Substation BA***769 |  | 20 kV | _ | LV | 100 kVA :Pole Substation | 0.1 | --> | 0.1 | 0.099 | 6.81 |  | --> | 0.095 | 0 | 0 | 0.095 | 0 |  | --> | C06 ex AHANE | Ahane [T102] | AHANE |  | 52.7018 | -8.4305
136012Y | MV/LV Substation CU***012Y |  | 10 kV | _ | LV | 50 kVA :Pole Substation | 0.05 | --> | 0.05 | 0 | 0 | Constrained, otherwise capacity available =48 kVA | --> | 0.048 | 0 | 0 | 0 | 0 | Constrained, otherwise capacity available =47 kW | --> | C12 ex AGHAMORE | Aghamore [T41,T42] | LANESBORO |  | 53.7296 | -8.0302
0824436 | MV/LV Substation AR***4436 |  | 10 kV | _ | LV | 50 kVA :Pole Substation | 0.05 | --> | 0.05 | 0.05 | 2.01 |  | --> | 0.048 | 0 | 0 | 0 | 0 | Constrained, otherwise capacity available =48 kW | --> | C18 ex ABBEYLAND | Abbeyland [T41,T42] | NAVAN |  | 53.6491 | -6.7523
110894 | MV/LV Substation LO***894 |  | 20 kV | _ | LV | 50 kVA :Pole Substation | 0.05 | --> | 0.05 | 0.045 | 0.76 |  | --> | 0.048 | 0 | 0.006 | 0 | 0 | Constrained, otherwise capacity available =42 kW | --> | E19 ex KENMARE | Kenmare [T421] | KNOCKEARAGH |  | 51.8725 | -9.6954
065356Z | MV/LV Substation BR***356Z |  | 10 kV | _ | LV | 400 kVA :Kiosk Substation | 0.4 | --> | 0.4 | 0 | 0 | Constrained, otherwise capacity available =289 kVA | --> | 0.38 | 0 | 0 | 0.365 | 0 |  | --> | C22 ex STEPHENSTOWN | Stephenstown [T101,T102] | FINGLAS |  | 53.6132 | -6.208
345041X | MV/LV Substation AM***041X |  | 20 kV | _ | LV | 50 kVA :Pole Substation | 0.05 | --> | 0.05 | 0 | 0 | Constrained, otherwise capacity available =47 kVA | --> | 0.048 | 0 | 0 | 0.047 | 0 |  | --> | E16 ex MANORHAMILTON | Manorhamilton [T422] | SLIGO |  | 54.3114 | -8.1934
060916 | MV/LV Substation AG***916 |  | 20 kV | _ | LV | 50 kVA :Pole Substation | 0.05 | --> | 0.05 | 0 | 0 | Constrained, otherwise capacity available =33 kVA | --> | 0.048 | 0 | 0 | 0 | 0 | Constrained, otherwise capacity available =45 kW | --> | C18 ex CLONES | Clones [T41,T42] | SHANKILL |  | 54.1132 | -7.227
214168 | MV/LV Substation CR***168 |  | 10 kV | _ | LV | 100 kVA :Pole Substation | 0.1 | --> | 0.1 | 0 | 0 | Constrained, otherwise capacity available =53 kVA | --> | 0.095 | 0 | 0 | 0 | 0 | Constrained, otherwise capacity available =88 kW | --> | C14 ex DRUMQUIN | Drumquin [T42] | ENNIS |  | 52.8112 | -8.9647
252604X | MV/LV Substation DA***604X |  | 20 kV | _ | LV | 200 kVA :Pole Substation | 0.2 | --> | 0.2 | 0.178 | 1.32 |  | --> | 0.19 | 0 | 0.006 | 0.182 | 0 |  | --> | C24 ex CLIFDEN | Clifden [T41,T42] | SCREEB |  | 53.6141 | -10.2063
0664413 | MV/LV Substation BA***4413 |  | 20 kV | _ | LV | 400 kVA :Kiosk Substation | 0.4 | --> | 0.4 | 0 | 0 | Constrained, otherwise capacity available =390 kVA | --> | 0.38 | 0 | 0 | 0 | 0 | Constrained, otherwise capacity available =379 kW | --> | E11 ex GLASMORE | Glasmore [T421,T422] | GLASMORE |  | 53.4874 | -6.1243
1624071 | MV/LV Substation GL***4071 |  | 10 kV | _ | LV | 50 kVA :Pole Substation | 0.05 | --> | 0.05 | 0.05 | 0.25 |  | --> | 0.048 | 0 | 0 | 0 | 0 | Constrained, otherwise capacity available =48 kW | --> | C16 ex ROSSGEIR | Rossgeir [T41,T42] | LETTERKENNY |  | 54.8648 | -7.4991
142974X | MV/LV Substation CR***974X |  | 20 kV | _ | LV | 100 kVA :Pole Substation | 0.1 | --> | 0.1 | 0 | 0 | Constrained, otherwise capacity available =64 kVA | --> | 0.095 | 0 | 0.05 | 0 | 0 | Constrained, otherwise capacity available =53 kW | --> | E23 ex ATHENRY | Athenry [T423] | GALWAY 110KV |  | 53.2915 | -8.5478
0034184 | MV/LV Substation MI***4184 |  | 10 kV | _ | LV | 50 kVA :Pole Substation | 0.05 | --> | 0.05 | 0.05 | 11.58 |  | --> | 0.048 | 0 | 0 | 0 | 0 | Constrained, otherwise capacity available =48 kW | --> | C17 ex BALLYBEG | Ballybeg [T101,T102] | CARRICKMINES |  | 52.8961 | -6.0583
116643X | MV/LV Substation KI***643X |  | 20 kV | _ | LV | 50 kVA :Pole Substation | 0.05 | --> | 0.05 | 0.038 | 8.1 |  | --> | 0.048 | 0 | 0 | 0 | 0 | Constrained, otherwise capacity available =46 kW | --> | E15 ex WESTPORT | Westport [T421,T422] | CASTLEBAR |  | 53.8122 | -9.4204
049401Z | MV/LV Substation CH***401Z |  | 10 kV | _ | LV | 50 kVA :Pole Substation | 0.05 | --> | 0.05 | 0.049 | 0.21 |  | --> | 0.048 | 0 | 0 | 0 | 0 | Constrained, otherwise capacity available =47 kW | --> | E19 ex LONGFORD | Longford [T421,T422] | RICHMOND |  | 53.7082 | -7.8192
0084125 | MV/LV Substation MI***4125 |  | 20 kV | _ | LV | 50 kVA :Pole Substation | 0.05 | --> | 0.05 | 0.05 | 0.24 |  | --> | 0.048 | 0 | 0 | 0 | 0 | Constrained, otherwise capacity available =48 kW | --> | C20 ex ROSBERCON | Rosbercon [T41,T42] | WATERFORD |  | 52.3925 | -6.9754
355429 | MV/LV Substation TO***429 |  | 10 kV | _ | LV | 50 kVA :Pole Substation | 0.05 | --> | 0.05 | 0.036 | 0.06 |  | --> | 0.048 | 0 | 0.004 | 0 | 0 | Constrained, otherwise capacity available =43 kW | --> | C17 ex TUBBERCURRY | Tubbercurry [T41,T42] | TONROE |  | 54.0395 | -8.843
167103Z | MV/LV Substation RO***103Z |  | 20 kV | _ | LV | 50 kVA :Pole Substation | 0.05 | --> | 0.05 | 0 | 0 | Constrained, otherwise capacity available =41 kVA | --> | 0.048 | 0 | 0.04 | 0 | 0 | Constrained, otherwise capacity available =17 kW | --> | E11 ex WHITECHURCH | Whitechurch [T421,T422] | KILBARRY |  | 52.0402 | -8.6226
075406 | MV/LV Substation TO***406 |  | 20 kV | _ | LV | 200 kVA :Kiosk Substation | 0.2 | --> | 0.2 | 0.175 | 0.58 |  | --> | 0.19 | 0 | 0.005 | 0 | 0 | Constrained, otherwise capacity available =183 kW | --> | E11 ex FERNS | Ferns [T421] | CRANE |  | 52.6018 | -6.5478
081519Z | MV/LV Substation BE***519Z |  | 10 kV | _ | LV | 400 kVA :Kiosk Substation | 0.4 | --> | 0.4 | 0.271 | 7.91 |  | --> | 0.38 | 0 | 0.099 | 0.289 | 0 |  | --> | C26 ex PELLETSTOWN | Pelletstown [T101,T102] | FINGLAS |  | 53.3801 | -6.3618
078026X | MV/LV Substation KN***026X |  | 10 kV | _ | LV | 630 kVA :Kiosk Substation | 0.63 | --> | 0.63 | 0 | 0 | Constrained, otherwise capacity available =625 kVA | --> | 0.598 | 0 | 0 | 0 | 0 | Constrained, otherwise capacity available =598 kW | --> | C13 ex CHARLESTOWN | Charlestown [T41] | TONROE |  | 53.9131 | -8.8237
281896 | MV/LV Substation DD***896 |  | 10 kV | _ | LV | 630 kVA :Building Structure | 0.63 | --> | 0.63 | 0 | 0 | Constrained, otherwise capacity available =316 kVA | --> | 0.598 | 0 | 0 | 0 | 0 | Constrained, otherwise capacity available =593 kW | --> | C18 ex DENNEHYS CROSS | Dennehys Cross [T41,T42] | TRABEG |  | 51.8914 | -8.5218
039805X | MV/LV Substation LE***805X |  | 10 kV | _ | LV | 1000 kVA :Building Structure | 1 | --> | 1 | 0 | 0 | Constrained, otherwise capacity available =954 kVA | --> | 0.95 | 0 | 0 | 0 | 0 | Constrained, otherwise capacity available =944 kW | --> | C22 ex ORANMORE | Oranmore [T41,T44] | GALWAY 110KV |  | 53.2788 | -8.9269
0374261 | MV/LV Substation MO***4261 |  | 20 kV | _ | LV | 400 kVA :Kiosk Substation | 0.4 | --> | 0.4 | 0.4 | 13.05 |  | --> | 0.38 | 0 | 0 | 0.38 | 0 |  | --> | C19 ex ENNIS | Ennis [T101,T102] | ENNIS |  | 52.8198 | -8.8732
288353X | MV/LV Substation AI***353X |  | 10 kV | _ | LV | 400 kVA :Building Structure | 0.4 | --> | 0.4 | 0 | 0 | Constrained, otherwise capacity available =400 kVA | --> | 0.38 | 0 | 0 | 0.38 | 0 |  | --> | C18 ex CARRICKMINES | Carrickmines [T41,T42] | CARRICKMINES |  | 53.2637 | -6.2192
0094033 | MV/LV Substation KI***4033 |  | 10 kV | _ | LV | 100 kVA :Pole Substation | 0.1 | --> | 0.1 | 0 | 0 | Constrained, otherwise capacity available =82 kVA | --> | 0.095 | 0 | 0 | 0 | 0 | Constrained, otherwise capacity available =92 kW | --> | C15 ex GRANAGH | Granagh [T41,T42] | WATERFORD |  | 52.3082 | -7.1739
162105X | MV/LV Substation CA***105X |  | 10 kV | _ | LV | 200 kVA :Kiosk Substation | 0.2 | --> | 0.2 | 0.176 | 7.25 |  | --> | 0.19 | 0 | 0.005 | 0 | 0 | Constrained, otherwise capacity available =183 kW | --> | C18 ex CONVOY | Convoy [T41,T42] | LETTERKENNY |  | 54.8714 | -7.6077
019202X | MV/LV Substation TO***202X |  | 10 kV | _ | LV | 50 kVA :Pole Substation | 0.05 | --> | 0.05 | 0.037 | 0.05 |  | --> | 0.048 | 0 | 0 | 0 | 0 | Constrained, otherwise capacity available =46 kW | --> | C14 ex BALLYBEGGAN | Ballybeggan [T43,T44] | TRALEE |  | 52.2897 | -9.6734
042016 | MV/LV Substation CU***016 |  | 10 kV | _ | LV | 400 kVA :Kiosk Substation | 0.4 | --> | 0.4 | 0 | 0 | Constrained, otherwise capacity available =335 kVA | --> | 0.38 | 0 | 0.011 | 0 | 0 | Constrained, otherwise capacity available =363 kW | --> | C13 ex KNOCKAPHUNTA | Knockaphunta [T41,T42] | CASTLEBAR |  | 53.8538 | -9.2908
093098Y | MV/LV Substation BA***098Y |  | 10 kV | _ | LV | 400 kVA :Kiosk Substation | 0.4 | --> | 0.4 | 0 | 0 | Constrained, otherwise capacity available =318 kVA | --> | 0.38 | 0 | 0 | 0.369 | 0 |  | --> | C20 ex MERVILLE | Merville [T41,T42] | FINGLAS |  | 53.3954 | -6.312
066229X | MV/LV Substation AY***229X |  | 10 kV | _ | LV | 400 kVA :Kiosk Substation | 0.4 | --> | 0.4 | 0.238 | 5.82 |  | --> | 0.38 | 0 | 0.023 | 0.34 | 0 |  | --> | C22 ex COOLOCK | Coolock [T41,T42] | FINGLAS |  | 53.3929 | -6.1887
156803X | MV/LV Substation MO***803X |  | 10 kV | _ | LV | 200 kVA :Pole Substation | 0.2 | --> | 0.2 | 0 | 0 | Constrained, otherwise capacity available =197 kVA | --> | 0.19 | 0 | 0.006 | 0 | 0 | Constrained, otherwise capacity available =185 kW | --> | C15 ex DRUMBEAR | Drumbear [T41,T42] | LISDRUM |  | 54.1854 | -6.8679
0554232 | MV/LV Substation BE***4232 |  | 10 kV | _ | LV | 100 kVA :Pole Substation | 0.1 | --> | 0.1 | 0 | 0 | Constrained, otherwise capacity available =80 kVA | --> | 0.095 | 0 | 0 | 0 | 0 | Constrained, otherwise capacity available =92 kW | --> | C12 ex ROSCREA | Roscrea [T41,T42] | IKERRIN |  | 52.9603 | -7.7775
176015 | MV/LV Substation BA***015 |  | 20 kV | _ | LV | 100 kVA :Pole Substation | 0.1 | --> | 0.1 | 0.096 | 18.78 |  | --> | 0.095 | 0 | 0 | 0.094 | 0 |  | --> | E13 ex HARTNETTS CROSS | Hartnetts Cross [T121,T422] | HARTNETTS CROSS |  | 51.8565 | -9.2323
276959 | MV/LV Substation AB***959 |  | 10 kV | _ | LV | 630 kVA :Building Structure | 0.63 | --> | 0.63 | 0.5 | 0.76 |  | --> | 0.598 | 0 | 0 | 0 | 0 | Constrained, otherwise capacity available =598 kW | --> | C12 ex WOODFORD | Woodford [T41,T42] | KNOCKEARAGH |  | 52.0575 | -9.4306
036108 | MV/LV Substation CO***108 |  | 20 kV | _ | LV | 400 kVA :Kiosk Substation | 0.4 | --> | 0.4 | 0 | 0 | Constrained, otherwise capacity available =393 kVA | --> | 0.38 | 0 | 0 | 0 | 0 | Constrained, otherwise capacity available =379 kW | --> | E19 ex GARRANACANTY | Garranacanty [T421,T422] | TIPPERARY |  | 52.4729 | -8.1324
093557Z | MV/LV Substation BE***557Z |  | 10 kV | _ | LV | 400 kVA :Building Structure | 0.4 | --> | 0.4 | 0 | 0 | Constrained, otherwise capacity available =386 kVA | --> | 0.38 | 0 | 0 | 0.378 | 0 |  | --> | C22 ex GRANGE (DR) | Grange (dr) [T41,T42] | GRANGE (DR) |  | 53.4037 | -6.1736
3654118 | MV/LV Substation AT***4118 |  | 10 kV | _ | LV | 50 kVA :Pole Substation | 0.05 | --> | 0.05 | 0 | 0 | Constrained, otherwise capacity available =50 kVA | --> | 0.048 | 0 | 0 | 0 | 0 | Constrained, otherwise capacity available =48 kW | --> | C18 ex CELBRIDGE | Celbridge [T41,T42] | GRIFFINRATH |  | 53.2925 | -6.5244
235813X | MV/LV Substation AG***813X |  | 20 kV | _ | LV | 50 kVA :Pole Substation | 0.05 | --> | 0.05 | 0 | 0 | Constrained, otherwise capacity available =43 kVA | --> | 0.048 | 0 | 0 | 0 | 0 | Constrained, otherwise capacity available =46 kW | --> | E18 ex BEALNABLATH | Bealnablath [T421] | BANDON |  | 51.8835 | -8.7557
0084265 | MV/LV Substation CA***4265 |  | 20 kV | _ | LV | 50 kVA :Pole Substation | 0.05 | --> | 0.05 | 0 | 0 | Constrained, otherwise capacity available =46 kVA | --> | 0.048 | 0 | 0 | 0 | 0 | Constrained, otherwise capacity available =47 kW | --> | C20 ex KNOCKMULLEN | Knockmullen [T42,T421] | GREAT ISLAND |  | 52.3634 | -6.9619
281134X | MV/LV Substation BE***134X |  | 10 kV | _ | LV | 50 kVA :Pole Substation | 0.05 | --> | 0.05 | 0 | 0 | Constrained, otherwise capacity available =30 kVA | --> | 0.048 | 0 | 0.031 | 0 | 0 | Constrained, otherwise capacity available =22 kW | --> | C15 ex KILMONEY | Kilmoney [T41,T42] | TRABEG |  | 51.745 | -8.4936
046912 | MV/LV Substation BA***912 |  | 10 kV | _ | LV | 200 kVA :Pole Substation | 0.2 | --> | 0.2 | 0.162 | 5.48 |  | --> | 0.19 | 0 | 0.01 | 0.177 | 0 |  | --> | C17 ex BALLYTIVNAN | Ballytivnan [T41,T42] | SLIGO |  | 54.2973 | -8.4967
006980X | MV/LV Substation RA***980X |  | 10 kV | _ | LV | 400 kVA :Kiosk Substation | 0.4 | --> | 0.4 | 0.227 | 3.12 |  | --> | 0.38 | 0 | 0.04 | 0 | 0 | Constrained, otherwise capacity available =326 kW | --> | C22 ex BELLFIELD | Bellfield [T41,T42] | CRANE |  | 52.5036 | -6.5664
011468 | MV/LV Substation ST***468 |  | 10 kV | _ | LV | 30 kVA :Pole Substation | 0.03 | --> | 0.03 | 0 | 0 | Constrained, otherwise capacity available =29 kVA | --> | 0.028 | 0 | 0 | 0 | 0 | Constrained, otherwise capacity available =28 kW | --> | C17 ex ROSEHILL | Rosehill [T41,T42] | KILKENNY |  | 52.6439 | -7.2743
064974X | MV/LV Substation IR***974X |  | 10 kV | _ | LV | 100 kVA :Pole Substation | 0.1 | --> | 0.1 | 0 | 0 | Constrained, otherwise capacity available =80 kVA | --> | 0.095 | 0 | 0 | 0 | 0 | Constrained, otherwise capacity available =92 kW | --> | C20 ex RATHMULLAN | Rathmullan [T41,T42] | DRYBRIDGE |  | 53.6961 | -6.4147
365883X | MV/LV Substation CA***883X |  | 10 kV | _ | LV | 400 kVA :Kiosk Substation | 0.4 | --> | 0.4 | 0 | 0 | Constrained, otherwise capacity available =354 kVA | --> | 0.38 | 0 | 0.004 | 0.371 | 0 |  | --> | C20 ex OLDBAWN | Oldbawn [T41,T42] | COOKSTOWN |  | 53.2728 | -6.3695
066064Y | MV/LV Substation MA***064Y |  | 10 kV | _ | LV | 400 kVA :Building Structure | 0.4 | --> | 0.4 | 0 | 0 | Constrained, otherwise capacity available =282 kVA | --> | 0.38 | 0 | 0 | 0 | 0 | Constrained, otherwise capacity available =364 kW | --> | C14 ex SWORDS | Swords [T41,T42] | GLASMORE |  | 53.4608 | -6.2447
117323Y | MV/LV Substation GO***323Y |  | 20 kV | _ | LV | 200 kVA :Kiosk Substation | 0.2 | --> | 0.2 | 0 | 0 | Constrained, otherwise capacity available =156 kVA | --> | 0.19 | 0 | 0.004 | 0 | 0 | Constrained, otherwise capacity available =181 kW | --> | E14 ex COLLOONEY | Collooney [T421,T422] | SLIGO |  | 54.1697 | -8.6069
281151 | MV/LV Substation FR***151 |  | 10 kV | _ | LV | 400 kVA :Building Structure | 0.4 | --> | 0.4 | 0.206 | 7.88 |  | --> | 0.38 | 0 | 0.039 | 0.324 | 0 |  | --> | C12 ex LIBERTY STREET | Liberty Street [T101,T102] | LIBERTY STREET |  | 51.8861 | -8.4765
1544395 | MV/LV Substation CH***4395 |  | 10 kV | _ | LV | 630 kVA :Kiosk Substation | 0.63 | --> | 0.63 | 0 | 0 | Constrained, otherwise capacity available =630 kVA | --> | 0.598 | 0 | 0 | 0 | 0 | Constrained, otherwise capacity available =598 kW | --> | C14 ex COOLMINE | Coolmine [T41,T42] | FINGLAS |  | 53.3848 | -6.4204
365203X | MV/LV Substation SO***203X |  | 10 kV | _ | LV | 400 kVA :Kiosk Substation | 0.4 | --> | 0.4 | 0 | 0 | Constrained, otherwise capacity available =352 kVA | --> | 0.38 | 0 | 0 | 0.373 | 0 |  | --> | C21 ex TYMON | Tymon [T41,T42] | COOKSTOWN |  | 53.2968 | -6.3567
022364 | MV/LV Substation PI***364 |  | 10 kV | _ | LV | 50 kVA :Pole Substation | 0.05 | --> | 0.05 | 0 | 0 | Constrained, otherwise capacity available =47 kVA | --> | 0.048 | 0 | 0 | 0 | 0 | Constrained, otherwise capacity available =47 kW | --> | C15 ex SCARTEEN | Scarteen [T41,T42] | MALLOW |  | 52.1119 | -8.6632
002926 | MV/LV Substation NE***926 |  | 10 kV | _ | LV | 400 kVA :Kiosk Substation | 0.4 | --> | 0.4 | 0.284 | 4.51 |  | --> | 0.38 | 0 | 0 | 0.364 | 0 |  | --> | C14 ex BOGHALL ROAD | Boghall Road [T41,T42] | FASSAROE |  | 53.1826 | -6.1134
417137X | MV/LV Substation GO***137X |  | 20 kV | _ | LV | 50 kVA :Pole Substation | 0.05 | --> | 0.05 | 0.05 | 8.5 |  | --> | 0.048 | 0 | 0 | 0 | 0 | Constrained, otherwise capacity available =48 kW | --> | E12 ex ARIGNA | Arigna [T121] | ARIGNA |  | 54.2479 | -7.8883
004008 | MV/LV Substation CO***008 |  | 10 kV | _ | LV | 630 kVA :Kiosk Substation | 0.63 | --> | 0.63 | 0.42 | 18.08 |  | --> | 0.598 | 0 | 0.003 | 0.5 | 0 |  | --> | C19 ex ARKLOW | Arklow [T101,T102] | ARKLOW |  | 52.7986 | -6.1542
281039Y | MV/LV Substation DU***039Y |  | 10 kV | _ | LV | 400 kVA :Building Structure | 0.4 | --> | 0.4 | 0.368 | 4.67 |  | --> | 0.38 | 0 | 0 | 0.376 | 0 |  | --> | C21 ex CENTRE PARK ROAD | Marina [T105,T106] | MARINA |  | 51.8977 | -8.4497
118761X | MV/LV Substation KI***761X |  | 20 kV | _ | LV | 200 kVA :Pole Substation | 0.2 | --> | 0.2 | 0 | 0 | Constrained, otherwise capacity available =200 kVA | --> | 0.19 | 0 | 0 | 0 | 0 | Constrained, otherwise capacity available =190 kW | --> | E11 ex CREAGH | Creagh [T421,T422] | ATHLONE |  | 53.4145 | -8.1708
0684014 | MV/LV Substation SA***4014 |  | 10 kV | _ | LV | 1000 kVA :Building Structure | 1 | --> | 1 | 0.5 | 7.2 |  | --> | 0.95 | 0 | 0 | 0.5 | 0 |  | --> | C13 ex TRINITY | Trinity [T101,T102] | POOLBEG |  | 53.3432 | -6.2465
167443 | MV/LV Substation BL***443 |  | 20 kV | _ | LV | 50 kVA :Pole Substation | 0.05 | --> | 0.05 | 0 | 0 | Constrained, otherwise capacity available =32 kVA | --> | 0.048 | 0 | 0.005 | 0 | 0 | Constrained, otherwise capacity available =41 kW | --> | E15 ex WHITECHURCH | Whitechurch [T421,T422] | KILBARRY |  | 51.9453 | -8.5576
032380Y | MV/LV Substation BA***380Y |  | 10 kV | _ | LV | 400 kVA :Kiosk Substation | 0.4 | --> | 0.4 | 0 | 0 | Constrained, otherwise capacity available =325 kVA | --> | 0.38 | 0 | 0.01 | 0 | 0 | Constrained, otherwise capacity available =362 kW | --> | C12 ex TRAMORE | Tramore [T41,T42] | BUTLERSTOWN |  | 52.1636 | -7.167
058850X | MV/LV Substation HO***850X |  | 20 kV | _ | LV | 200 kVA :Pole Substation | 0.2 | --> | 0.2 | 0 | 0 | Constrained, otherwise capacity available =192 kVA | --> | 0.19 | 0 | 0 | 0 | 0 | Constrained, otherwise capacity available =189 kW | --> | C17 ex KYLEERAGH | Kyleeragh [T41,T42] | NENAGH |  | 53.0088 | -8.273
0064159 | MV/LV Substation MO***4159 |  | 10 kV | _ | LV | 100 kVA :Pole Substation | 0.1 | --> | 0.1 | 0.07 | 1.29 |  | --> | 0.095 | 0 | 0 | 0 | 0 | Constrained, otherwise capacity available =91 kW | --> | C13 ex MONFIN | Monfin [T41,T42] | WEXFORD |  | 52.4598 | -6.5229
069367 | MV/LV Substation HO***367 |  | 10 kV | _ | LV | 400 kVA :Kiosk Substation | 0.4 | --> | 0.4 | 0.324 | 7.75 |  | --> | 0.38 | 0 | 0.007 | 0.364 | 0 |  | --> | C26 ex MILLTOWN (DR) | Milltown (dr) [T101,T102] | INCHICORE 220KV |  | 53.2906 | -6.2604
034840X | MV/LV Substation CO***840X |  | 20 kV | _ | LV | 50 kVA :Pole Substation | 0.05 | --> | 0.05 | 0.05 | 5.88 |  | --> | 0.048 | 0 | 0 | 0 | 0 | Constrained, otherwise capacity available =47 kW | --> | C14 ex ARDGEEHA | Ardgeeha [T41,T42] | DOON |  | 52.5156 | -7.545
062504 | MV/LV Substation CU***504 |  | 20 kV | _ | LV | 100 kVA :Pole Substation | 0.1 | --> | 0.1 | 0.086 | 4.25 |  | --> | 0.095 | 0 | 0 | 0 | 0 | Constrained, otherwise capacity available =93 kW | --> | E15 ex JENKINSTOWN | Jenkinstown [T421,T422] | DUNDALK |  | 54.1058 | -6.3591
068163X | MV/LV Substation BA***163X |  | 10 kV | _ | LV | 630 kVA :Building Structure | 0.63 | --> | 0.63 | 0 | 0 | Constrained, otherwise capacity available =630 kVA | --> | 0.598 | 0 | 0 | 0.5 | 0 |  | --> | C18 ex WATLING STREET | Watling Street [T41,T42] | FRANCIS STREET |  | 53.3486 | -6.2759
154288Z | MV/LV Substation PO***288Z |  | 10 kV | _ | LV | 630 kVA :Kiosk Substation | 0.63 | --> | 0.63 | 0 | 0 | Constrained, otherwise capacity available =495 kVA | --> | 0.598 | 0 | 0 | 0 | 0 | Constrained, otherwise capacity available =580 kW | --> | C13 ex COOLMINE | Coolmine [T41,T42] | FINGLAS |  | 53.3826 | -6.3969
056030Y | MV/LV Substation WO***030Y |  | 10 kV | _ | LV | 100 kVA :Pole Substation | 0.1 | --> | 0.1 | 0.076 | 0.89 |  | --> | 0.095 | 0 | 0.016 | 0 | 0 | Constrained, otherwise capacity available =80 kW | --> | C17 ex BIRR | Birr [T41,T422] | DALLOW |  | 53.0869 | -7.9002
153216X | MV/LV Substation CA***216X |  | 20 kV | _ | LV | 400 kVA :Kiosk Substation | 0.4 | --> | 0.4 | 0 | 0 | Constrained, otherwise capacity available =281 kVA | --> | 0.38 | 0 | 0.005 | 0 | 0 | Constrained, otherwise capacity available =360 kW | --> | E18 ex BIRDHILL | Birdhill [T421,T422] | ARDNACRUSHA |  | 52.7099 | -8.5071
0814011 | MV/LV Substation NE***4011 |  | 10 kV | _ | LV | 200 kVA :Kiosk Substation | 0.2 | --> | 0.2 | 0.19 | 7.91 |  | --> | 0.19 | 0 | 0 | 0.189 | 0 |  | --> | C26 ex PELLETSTOWN | Pelletstown [T101,T102] | FINGLAS |  | 53.3809 | -6.357
060349Y | MV/LV Substation TR***349Y |  | 10 kV | _ | LV | 50 kVA :Pole Substation | 0.05 | --> | 0.05 | 0.049 | 4 |  | --> | 0.048 | 0 | 0 | 0 | 0 | Constrained, otherwise capacity available =47 kW | --> | C18 ex BALLYJAMESDUFF | Ballyjamesduff [T41,T42] | SHANKILL |  | 53.9547 | -7.0602
214834 | MV/LV Substation CA***834 |  | 20 kV | _ | LV | 50 kVA :Pole Substation | 0.05 | --> | 0.05 | 0 | 0 | Constrained, otherwise capacity available =50 kVA | --> | 0.048 | 0 | 0 | 0 | 0 | Constrained, otherwise capacity available =47 kW | --> | C11 ex DRUMQUIN | Drumquin [T42] | ENNIS |  | 52.7981 | -9.1019
031063 | MV/LV Substation CA***063 |  | 20 kV | _ | LV | 50 kVA :Pole Substation | 0.05 | --> | 0.05 | 0 | 0 | Constrained, otherwise capacity available =46 kVA | --> | 0.048 | 0 | 0 | 0 | 0 | Constrained, otherwise capacity available =47 kW | --> | E13 ex FOXHOLE | Foxhole [T421,T422] | DUNGARVAN |  | 51.9629 | -7.7428
0264256 | MV/LV Substation AB***4256 |  | 10 kV | _ | LV | 630 kVA :Kiosk Substation | 0.63 | --> | 0.63 | 0 | 0 | Constrained, otherwise capacity available =534 kVA | --> | 0.598 | 0 | 0.009 | 0 | 0 | Constrained, otherwise capacity available =579 kW | --> | C16 ex KINSALE | Kinsale [T41,T42] | BANDON |  | 51.7114 | -8.5348
160452X | MV/LV Substation LO***452X |  | 20 kV | _ | LV | 50 kVA :Pole Substation | 0.05 | --> | 0.05 | 0 | 0 | Constrained, otherwise capacity available =31 kVA | --> | 0.048 | 0 | 0 | 0 | 0 | Constrained, otherwise capacity available =45 kW | --> | E11 ex PORTLAOISE |  |  |  | 53.1256 | -7.1934
156345X | MV/LV Substation SK***345X |  | 20 kV | _ | LV | 50 kVA :Pole Substation | 0.05 | --> | 0.05 | 0 | 0 | Constrained, otherwise capacity available =38 kVA | --> | 0.048 | 0 | 0 | 0 | 0 | Constrained, otherwise capacity available =46 kW | --> | C17 ex CLONES | Clones [T41,T42] | SHANKILL |  | 54.2327 | -7.0756
266261X | MV/LV Substation BA***261X |  | 20 kV | _ | LV | 200 kVA :Pole Substation | 0.2 | --> | 0.2 | 0 | 0 | Constrained, otherwise capacity available =173 kVA | --> | 0.19 | 0 | 0.011 | 0 | 0 | Constrained, otherwise capacity available =178 kW | --> | E12 ex CARNDONAGH | Carndonagh [T421,T422] | TRILLICK |  | 55.2806 | -7.3912
210830Y | MV/LV Substation DO***830Y |  | 10 kV | _ | LV | 100 kVA :Pole Substation | 0.1 | --> | 0.1 | 0 | 0 | Constrained, otherwise capacity available =96 kVA | --> | 0.095 | 0 | 0 | 0 | 0 | Constrained, otherwise capacity available =94 kW | --> | C17 ex CARRICKMACROSS | Carrickmacross [T41,T42] | MEATH HILL |  | 54.0045 | -6.7006
015192Z | MV/LV Substation PR***192Z |  | 10 kV | _ | LV | 100 kVA :Pole Substation | 0.1 | --> | 0.1 | 0 | 0 | Constrained, otherwise capacity available =89 kVA | --> | 0.095 | 0 | 0 | 0 | 0 | Constrained, otherwise capacity available =94 kW | --> | C19 ex SALLINS | Sallins [T41,T42] | GRIFFINRATH |  | 53.2929 | -6.7582
0054002 | MV/LV Substation BA***4002 |  | 20 kV | _ | LV | 50 kVA :Pole Substation | 0.05 | --> | 0.05 | 0.049 | 17.8 |  | --> | 0.048 | 0 | 0 | 0.047 | 0 |  | --> | E21 ex BANOGE | Banoge [T121,T122] | BANOGE |  | 52.7159 | -6.4232
095471X | MV/LV Substation A-***471X |  | 10 kV | _ | LV | 50 kVA :Pole Substation | 0.05 | --> | 0.05 | 0.046 | 1.1 |  | --> | 0.048 | 0 | 0 | 0 | 0 | Constrained, otherwise capacity available =47 kW | --> | C23 ex KILKEE | Kilkee [T41] | TULLABRACK |  | 52.6722 | -9.645
039984X | MV/LV Substation TW***984X |  | 10 kV | _ | LV | 630 kVA :Building Structure | 0.63 | --> | 0.63 | 0.5 | 11.03 |  | --> | 0.598 | 0 | 0 | 0.5 | 0 |  | --> | C28 ex SALTHILL | Salthill [T101,T102] | SALTHILL |  | 53.2516 | -9.1528
4294151 | MV/LV Substation EO***4151 |  | 20 kV | _ | LV | 100 kVA :Pole Substation | 0.1 | --> | 0.1 | 0.1 | 5.75 |  | --> | 0.095 | 0 | 0 | 0 | 0 | Constrained, otherwise capacity available =95 kW | --> | E15 ex ABBEYFEALE | Abbeyfeale [T421] | TRIEN |  | 52.3347 | -9.2614
116858X | MV/LV Substation KN***858X |  | 20 kV | _ | LV | 50 kVA :Pole Substation | 0.05 | --> | 0.05 | 0.03 | 8.1 |  | --> | 0.048 | 0 | 0 | 0 | 0 | Constrained, otherwise capacity available =45 kW | --> | E16 ex WESTPORT | Westport [T421,T422] | CASTLEBAR |  | 53.7609 | -9.5519
3654246 | MV/LV Substation NE***4246 |  | 10 kV | _ | LV | 400 kVA :Kiosk Substation | 0.4 | --> | 0.4 | 0 | 0 | Constrained, otherwise capacity available =363 kVA | --> | 0.38 | 0 | 0 | 0.375 | 0 |  | --> | C17 ex TYMON | Tymon [T41,T42] | COOKSTOWN |  | 53.3124 | -6.3747
008663Y | MV/LV Substation ST***663Y |  | 20 kV | _ | LV | 200 kVA :Pole Substation | 0.2 | --> | 0.2 | 0 | 0 | Constrained, otherwise capacity available =196 kVA | --> | 0.19 | 0 | 0 | 0 | 0 | Constrained, otherwise capacity available =190 kW | --> | C20 ex KNOCKMULLEN | Knockmullen [T42,T421] | GREAT ISLAND |  | 52.3664 | -6.9693
111241 | MV/LV Substation KI***241 |  | 20 kV | _ | LV | 100 kVA :Pole Substation | 0.1 | --> | 0.1 | 0 | 0 | Constrained, otherwise capacity available =86 kVA | --> | 0.095 | 0 | 0 | 0 | 0 | Constrained, otherwise capacity available =93 kW | --> | E16 ex BALLYDEHOB | Ballydehob [T421] | DUNMANWAY |  | 51.4654 | -9.7564
058927X | MV/LV Substation MA***927X |  | 20 kV | _ | LV | 200 kVA :Pole Substation | 0.2 | --> | 0.2 | 0 | 0 | Constrained, otherwise capacity available =134 kVA | --> | 0.19 | 0 | 0.006 | 0 | 0 | Constrained, otherwise capacity available =176 kW | --> | C17 ex KYLEERAGH | Kyleeragh [T41,T42] | NENAGH |  | 53.001 | -8.1186
054215X | MV/LV Substation BL***215X |  | 10 kV | _ | LV | 50 kVA :Pole Substation | 0.05 | --> | 0.05 | 0 | 0 | Constrained, otherwise capacity available =40 kVA | --> | 0.048 | 0 | 0 | 0 | 0 | Constrained, otherwise capacity available =46 kW | --> | C20 ex PORTLAOISE | Portlaoise [T41,T42] | PORTLAOISE |  | 53.0366 | -7.2765
182756X | MV/LV Substation CA***756X |  | 20 kV | _ | LV | 50 kVA :Pole Substation | 0.05 | --> | 0.05 | 0 | 0 | Constrained, otherwise capacity available =49 kVA | --> | 0.048 | 0 | 0 | 0 | 0 | Constrained, otherwise capacity available =47 kW | --> | C12 ex SCARIFF | Scariff [T42] | ENNIS |  | 52.9084 | -8.5091
044539 | MV/LV Substation BA***539 |  | 20 kV | _ | LV | 50 kVA :Pole Substation | 0.05 | --> | 0.05 | 0.038 | 2.33 |  | --> | 0.048 | 0 | 0 | 0 | 0 | Constrained, otherwise capacity available =46 kW | --> | E13 ex MOY | Moy [T421,T422] | MOY |  | 53.9859 | -9.1197
081433Z | MV/LV Substation PO***433Z |  | 10 kV | _ | LV | 50 kVA :Pole Substation | 0.05 | --> | 0.05 | 0 | 0 | Constrained, otherwise capacity available =46 kVA | --> | 0.048 | 0 | 0 | 0 | 0 | Constrained, otherwise capacity available =47 kW | --> | C11 ex COOLMINE | Coolmine [T41,T42] | FINGLAS |  | 53.3792 | -6.4064
008494 | MV/LV Substation DU***494 |  | 10 kV | _ | LV | 200 kVA :Pole Substation | 0.2 | --> | 0.2 | 0.11 | 0.2 |  | --> | 0.19 | 0 | 0.039 | 0 | 0 | Constrained, otherwise capacity available =148 kW | --> | E16 ex BEALISTOWN | Bealistown [T421,T422] | GREAT ISLAND |  | 52.2216 | -6.9322
0594081 | MV/LV Substation DR***4081 |  | 20 kV | _ | LV | 200 kVA :Pole Substation | 0.2 | --> | 0.2 | 0 | 0 | Constrained, otherwise capacity available =200 kVA | --> | 0.19 | 0 | 0 | 0 | 0 | Constrained, otherwise capacity available =190 kW | --> | E17 ex CAVAN | Cavan [T42,T421] | SHANKILL |  | 54.0708 | -7.41
067690 | MV/LV Substation DR***690 |  | 10 kV | _ | LV | 100 kVA :Pole Substation | 0.1 | --> | 0.1 | 0.1 | 13.8 |  | --> | 0.095 | 0 | 0 | 0.095 | 0 |  | --> | C17 ex SINGLAND | Singland [T101,T102] | SINGLAND |  | 52.6679 | -8.5779
281768X | MV/LV Substation EL***768X |  | 10 kV | _ | LV | 400 kVA :Kiosk Substation | 0.4 | --> | 0.4 | 0 | 0 | Constrained, otherwise capacity available =259 kVA | --> | 0.38 | 0 | 0.013 | 0 | 0 | Constrained, otherwise capacity available =351 kW | --> | C16 ex TOGHER | Togher [T41,T42] | TRABEG |  | 51.8747 | -8.5011
0154394 | MV/LV Substation FU***4394 |  | 10 kV | _ | LV | 400 kVA :Kiosk Substation | 0.4 | --> | 0.4 | 0.4 | 12.6 |  | --> | 0.38 | 0 | 0 | 0.38 | 0 |  | --> | C22 ex MONREAD | Monread [T101,T102] | MONREAD |  | 53.2133 | -6.6766
281048Y | MV/LV Substation AR***048Y |  | 10 kV | _ | LV | 200 kVA :Kiosk Substation | 0.2 | --> | 0.2 | 0 | 0 | Constrained, otherwise capacity available =150 kVA | --> | 0.19 | 0 | 0.025 | 0 | 0 | Constrained, otherwise capacity available =165 kW | --> | C17 ex CARRIGALINE | Carrigaline [T41,T42] | BARNAHELY |  | 51.8025 | -8.2885
031903X | MV/LV Substation GO***903X |  | 20 kV | _ | LV | 200 kVA :Pole Substation | 0.2 | --> | 0.2 | 0 | 0 | Constrained, otherwise capacity available =181 kVA | --> | 0.19 | 0 | 0.007 | 0 | 0 | Constrained, otherwise capacity available =182 kW | --> | C17 ex COLLIGAN | Colligan [T41,T42] | DUNGARVAN |  | 52.0838 | -7.7002
204545 | MV/LV Substation FA***545 |  | 20 kV | _ | LV | 200 kVA :Pole Substation | 0.2 | --> | 0.2 | 0.127 | 2.02 |  | --> | 0.19 | 0 | 0 | 0 | 0 | Constrained, otherwise capacity available =180 kW | --> | E17 ex BALLYMACARRY | Ballymacarry [T421] | TRILLICK |  | 55.0898 | -7.4763
130249X | MV/LV Substation PA***249X |  | 20 kV | _ | LV | 630 kVA :Kiosk Substation | 0.63 | --> | 0.63 | 0.5 | 2.55 |  | --> | 0.598 | 0 | 0.022 | 0 | 0 | Constrained, otherwise capacity available =569 kW | --> | E18 ex EDGEWORTHSTOWN | Edgeworthstown [T421,T422] | RICHMOND |  | 53.6949 | -7.6101
008675Z | MV/LV Substation HA***675Z |  | 10 kV | _ | LV | 50 kVA :Pole Substation | 0.05 | --> | 0.05 | 0.05 | 0.24 |  | --> | 0.048 | 0 | 0 | 0 | 0 | Constrained, otherwise capacity available =48 kW | --> | C15 ex ROSBERCON | Rosbercon [T41,T42] | WATERFORD |  | 52.3958 | -6.9644
017132 | MV/LV Substation PR***132 |  | 10 kV | _ | LV | 400 kVA :Building Structure | 0.4 | --> | 0.4 | 0.329 | 1.58 |  | --> | 0.38 | 0 | 0 | 0 | 0 | Constrained, otherwise capacity available =370 kW | --> | C12 ex FOYNES | Foynes [T41,T42] | RATHKEALE |  | 52.6127 | -9.1004
127673 | MV/LV Substation KI***673 |  | 20 kV | _ | LV | 100 kVA :Pole Substation | 0.1 | --> | 0.1 | 0 | 0 | Constrained, otherwise capacity available =38 kVA | --> | 0.095 | 0 | 0.01 | 0 | 0 | Constrained, otherwise capacity available =79 kW | --> | C16 ex HOLYCROSS ROAD | Holycross Road [T41,T42] | THURLES |  | 52.6321 | -7.8975
0314134 | MV/LV Substation CU***4134 |  | 20 kV | _ | LV | 50 kVA :Pole Substation | 0.05 | --> | 0.05 | 0 | 0 | Constrained, otherwise capacity available =50 kVA | --> | 0.048 | 0 | 0 | 0 | 0 | Constrained, otherwise capacity available =48 kW | --> | E13 ex FOXHOLE | Foxhole [T421,T422] | DUNGARVAN |  | 51.9613 | -7.7141
288060 | MV/LV Substation BE***060 |  | 10 kV | _ | LV | 400 kVA :Kiosk Substation | 0.4 | --> | 0.4 | 0 | 0 | Constrained, otherwise capacity available =260 kVA | --> | 0.38 | 0 | 0.088 | 0.295 | 0 |  | --> | C14 ex DUNDRUM | Dundrum [T41,T42] | BLACKROCK |  | 53.2916 | -6.2548
0594267 | MV/LV Substation RA***4267 |  | 10 kV | _ | LV | 400 kVA :Kiosk Substation | 0.4 | --> | 0.4 | 0 | 0 | Constrained, otherwise capacity available =382 kVA | --> | 0.38 | 0 | 0 | 0 | 0 | Constrained, otherwise capacity available =378 kW | --> | C20 ex CAVAN | Cavan [T42,T421] | SHANKILL |  | 53.9886 | -7.3232
0664238 | MV/LV Substation ST***4238 |  | 10 kV | _ | LV | 630 kVA :Kiosk Substation | 0.63 | --> | 0.63 | 0 | 0 | Constrained, otherwise capacity available =551 kVA | --> | 0.598 | 0 | 0 | 0.5 | 0 |  | --> | C11 ex HOWTH JUNCTION | Howth Junction [T41,T42] | GRANGE (DR) |  | 53.3834 | -6.1473
2884016 | MV/LV Substation CA***4016 |  | 10 kV | _ | LV | 200 kVA :Pole Substation | 0.2 | --> | 0.2 | 0 | 0 | Constrained, otherwise capacity available =175 kVA | --> | 0.19 | 0 | 0 | 0.187 | 0 |  | --> | C13 ex SANDYFORD | Sandyford [T41,T42] | CARRICKMINES |  | 53.2621 | -6.3108
253518 | MV/LV Substation BA***518 |  | 20 kV | _ | LV | 100 kVA :Pole Substation | 0.1 | --> | 0.1 | 0 | 0 | Constrained, otherwise capacity available =81 kVA | --> | 0.095 | 0 | 0 | 0 | 0 | Constrained, otherwise capacity available =92 kW | --> | E21 ex GLENAMADDY | Glenamaddy [T422] | ATHLONE |  | 53.6221 | -8.7318
012064Y | MV/LV Substation MO***064Y |  | 20 kV | _ | LV | 50 kVA :Pole Substation | 0.05 | --> | 0.05 | 0.036 | 2.83 |  | --> | 0.048 | 0 | 0 | 0 | 0 | Constrained, otherwise capacity available =46 kW | --> | E12 ex BAGENALSTOWN | Bagenalstown [T421,T422] | CARLOW |  | 52.7108 | -7.0266
065129 | MV/LV Substation CH***129 |  | 10 kV | _ | LV | 400 kVA :Kiosk Substation | 0.4 | --> | 0.4 | 0 | 0 | Constrained, otherwise capacity available =262 kVA | --> | 0.38 | 0 | 0.068 | 0.31 | 0 |  | --> | C21 ex STEPHENSTOWN | Stephenstown [T101,T102] | FINGLAS |  | 53.6104 | -6.1921
365022 | MV/LV Substation BE***022 |  | 10 kV | _ | LV | 630 kVA :Kiosk Substation | 0.63 | --> | 0.63 | 0 | 0 | Constrained, otherwise capacity available =571 kVA | --> | 0.598 | 0 | 0 | 0.5 | 0 |  | --> | C19 ex FORTUNESTOWN | Fortunestown [T101,T102] | INCHICORE 220KV |  | 53.2759 | -6.4117
042406 | MV/LV Substation AG***406 |  | 20 kV | _ | LV | 50 kVA :Pole Substation | 0.05 | --> | 0.05 | 0 | 0 | Constrained, otherwise capacity available =44 kVA | --> | 0.048 | 0 | 0.005 | 0 | 0 | Constrained, otherwise capacity available =43 kW | --> | E17 ex WINDSOR | Windsor [T421,T422] | CASTLEBAR |  | 53.8671 | -9.2623
209603 | MV/LV Substation PI***603 |  | 10 kV | _ | LV | 200 kVA :Kiosk Substation | 0.2 | --> | 0.2 | 0 | 0 | Constrained, otherwise capacity available =66 kVA | --> | 0.19 | 0 | 0.004 | 0 | 0 | Constrained, otherwise capacity available =168 kW | --> | C19 ex MILFORD (NR) | Milford (nr) [T41,T42] | LETTERKENNY |  | 55.0959 | -7.5341
093153Z | MV/LV Substation MA***153Z |  | 10 kV | _ | LV | 400 kVA :Building Structure | 0.4 | --> | 0.4 | 0 | 0 | Constrained, otherwise capacity available =309 kVA | --> | 0.38 | 0 | 0 | 0.367 | 0 |  | --> | C24 ex UNIDARE | Unidare [T41,T42] | FINGLAS |  | 53.3985 | -6.3039
365822X | MV/LV Substation HA***822X |  | 10 kV | _ | LV | 200 kVA :Kiosk Substation | 0.2 | --> | 0.2 | 0 | 0 | Constrained, otherwise capacity available =122 kVA | --> | 0.19 | 0 | 0.017 | 0.166 | 0 |  | --> | C18 ex WHITESTOWN | Whitestown [T41,T42] | COOKSTOWN |  | 53.2752 | -6.3978
125862X | MV/LV Substation CA***862X |  | 10 kV | _ | LV | 200 kVA :Kiosk Substation | 0.2 | --> | 0.2 | 0 | 0 | Constrained, otherwise capacity available =137 kVA | --> | 0.19 | 0 | 0 | 0 | 0 | Constrained, otherwise capacity available =181 kW | --> | C20 ex CLOONLOUGH | Cloonlough [T41,T42] | BARRYMORE |  | 52.2618 | -8.2693
4334161 | MV/LV Substation DA***4161 |  | 10 kV | _ | LV | 50 kVA :Pole Substation | 0.05 | --> | 0.05 | 0 | 0 | Constrained, otherwise capacity available =50 kVA | --> | 0.048 | 0 | 0 | 0 | 0 | Constrained, otherwise capacity available =48 kW | --> | C15 ex BALLAGHADERREEN | Ballaghaderreen [T41,T42] | TONROE |  | 53.9066 | -8.5602
0294406 | MV/LV Substation SO***4406 |  | 10 kV | _ | LV | 200 kVA :Pole Substation | 0.2 | --> | 0.2 | 0 | 0 | Constrained, otherwise capacity available =200 kVA | --> | 0.19 | 0 | 0 | 0 | 0 | Constrained, otherwise capacity available =190 kW | --> | C11 ex CARRIGTWOHILL |  |  |  | 51.8998 | -8.2459
090193 | MV/LV Substation AG***193 |  | 10 kV | _ | LV | 50 kVA :Pole Substation | 0.05 | --> | 0.05 | 0.028 | 3.16 |  | --> | 0.048 | 0 | 0.005 | 0 | 0 | Constrained, otherwise capacity available =41 kW | --> | C22 ex ENNISKEANE | Enniskeane [T41,T42] | BANDON |  | 51.7485 | -8.9785
001792 | MV/LV Substation OB***792 |  | 10 kV | _ | LV | 200 kVA :Kiosk Substation | 0.2 | --> | 0.2 | 0.128 | 1.55 |  | --> | 0.19 | 0 | 0.014 | 0.17 | 0 |  | --> | C11 ex MONKSTOWN | Monkstown [T41,T42] | BLACKROCK |  | 53.2871 | -6.1874
0154334 | MV/LV Substation KI***4334 |  | 10 kV | _ | LV | 400 kVA :Building Structure | 0.4 | --> | 0.4 | 0 | 0 | Constrained, otherwise capacity available =317 kVA | --> | 0.38 | 0 | 0 | 0 | 0 | Constrained, otherwise capacity available =368 kW | --> | E18 ex BLESSINGTON | Blessington [T421,T422] | KILTEEL |  | 53.1672 | -6.3808
281139X | MV/LV Substation SH***139X |  | 10 kV | _ | LV | 400 kVA :Kiosk Substation | 0.4 | --> | 0.4 | 0.285 | 4.67 |  | --> | 0.38 | 0 | 0.012 | 0.355 | 0 |  | --> | C28 ex CENTRE PARK ROAD | Marina [T105,T106] | MARINA |  | 51.8886 | -8.4392
066017 | MV/LV Substation BE***017 |  | 10 kV | _ | LV | 400 kVA :Kiosk Substation | 0.4 | --> | 0.4 | 0 | 0 | Constrained, otherwise capacity available =322 kVA | --> | 0.38 | 0 | 0.03 | 0.347 | 0 |  | --> | C20 ex SUTTON | Sutton [T41,T42] | GRANGE (DR) |  | 53.3742 | -6.0952
062168X | MV/LV Substation SH***168X |  | 10 kV | _ | LV | 400 kVA :Building Structure | 0.4 | --> | 0.4 | 0.398 | 5.69 |  | --> | 0.38 | 0 | 0 | 0 | 0 | Constrained, otherwise capacity available =380 kW | --> | C18 ex RAMPARTS | Ramparts [T41,T42] | DUNDALK |  | 54.0027 | -6.3984
1764305 | MV/LV Substation AR***4305 |  | 20 kV | _ | LV | 50 kVA :Pole Substation | 0.05 | --> | 0.05 | 0.05 | 18.78 |  | --> | 0.048 | 0 | 0 | 0.048 | 0 |  | --> | E18 ex HARTNETTS CROSS | Hartnetts Cross [T121,T422] | MACROOM |  | 51.9247 | -8.9909
099593X | MV/LV Substation TH***593X |  | 10 kV | _ | LV | 630 kVA :Kiosk Substation | 0.63 | --> | 0.63 | 0 | 0 | Constrained, otherwise capacity available =482 kVA | --> | 0.598 | 0 | 0.011 | 0 | 0 | Constrained, otherwise capacity available =570 kW | --> | C12 ex CULLION | Cullion [T41,T42] | LETTERKENNY |  | 54.9385 | -7.7304
027506X | MV/LV Substation MA***506X |  | 20 kV | _ | LV | 50 kVA :Pole Substation | 0.05 | --> | 0.05 | 0.039 | 7.79 |  | --> | 0.048 | 0 | 0 | 0 | 0 | Constrained, otherwise capacity available =46 kW | --> | E12 ex DUNMANWAY | Dunmanway [T422,T43] | DUNMANWAY |  | 51.6483 | -9.0655
042038 | MV/LV Substation SP***038 |  | 10 kV | _ | LV | 100 kVA :Pole Substation | 0.1 | --> | 0.1 | 0 | 0 | Constrained, otherwise capacity available =22 kVA | --> | 0.095 | 0 | 0 | 0 | 0 | Constrained, otherwise capacity available =84 kW | --> | C13 ex KNOCKAPHUNTA | Knockaphunta [T41,T42] | CASTLEBAR |  | 53.8508 | -9.2947
011030 | MV/LV Substation TE***030 |  | 10 kV | _ | LV | 1000 kVA :Building Structure | 1 | --> | 1 | 0.5 | 2.8 |  | --> | 0.95 | 0 | 0 | 0 | 0 | Constrained, otherwise capacity available =950 kW | --> | C18 ex PURCELLS INCH | Purcells Inch [T41,T42] | KILKENNY |  | 52.6445 | -7.2123
235508 | MV/LV Substation GL***508 |  | 20 kV | _ | LV | 50 kVA :Pole Substation | 0.05 | --> | 0.05 | 0 | 0 | Constrained, otherwise capacity available =39 kVA | --> | 0.048 | 0 | 0 | 0 | 0 | Constrained, otherwise capacity available =46 kW | --> | E13 ex BEALNABLATH | Bealnablath [T421] | BANDON |  | 51.8149 | -8.8554
068033X | MV/LV Substation AR***033X |  | 10 kV | _ | LV | 1000 kVA :Building Structure | 1 | --> | 1 | 0.5 | 2.6 |  | --> | 0.95 | 0 | 0 | 0.5 | 0 |  | --> | C24 ex WOLFE TONE STREET | Wolfe Tone Street [T101,T102] | FINGLAS |  | 53.3463 | -6.2763
365758X | MV/LV Substation TE***758X |  | 10 kV | _ | LV | 400 kVA :Building Structure | 0.4 | --> | 0.4 | 0 | 0 | Constrained, otherwise capacity available =399 kVA | --> | 0.38 | 0 | 0 | 0.38 | 0 |  | --> | C19 ex BALLYMOUNT | Ballymount [T41,T42] | INCHICORE 220KV |  | 53.3077 | -6.3508
0044279 | MV/LV Substation GL***4279 |  | 10 kV | _ | LV | 100 kVA :Pole Substation | 0.1 | --> | 0.1 | 0 | 0 | Constrained, otherwise capacity available =100 kVA | --> | 0.095 | 0 | 0 | 0 | 0 | Constrained, otherwise capacity available =95 kW | --> | C23 ex TINAHASK | Tinahask [T41,T42] | ARKLOW |  | 52.7766 | -6.2827
067002 | MV/LV Substation TH***002 |  | 10 kV | _ | LV | 400 kVA :Kiosk Substation | 0.4 | --> | 0.4 | 0 | 0 | Constrained, otherwise capacity available =206 kVA | --> | 0.38 | 0 | 0.004 | 0 | 0 | Constrained, otherwise capacity available =350 kW | --> | C13 ex CORBALLY | Corbally [T41,T42] | ARDNACRUSHA |  | 52.669 | -8.6232
2534432 | MV/LV Substation CU***4432 |  | 10 kV | _ | LV | 50 kVA :Pole Substation | 0.05 | --> | 0.05 | 0 | 0 | Constrained, otherwise capacity available =50 kVA | --> | 0.048 | 0 | 0 | 0 | 0 | Constrained, otherwise capacity available =48 kW | --> | C16 ex CLAREGALWAY | Claregalway [T42,T421] | GALWAY 110KV |  | 53.4296 | -8.9025
068105X | MV/LV Substation GE***105X |  | 10 kV | _ | LV | 400 kVA :Kiosk Substation | 0.4 | --> | 0.4 | 0.322 | 2.6 |  | --> | 0.38 | 0 | 0 | 0.369 | 0 |  | --> | C24 ex WOLFE TONE STREET | Wolfe Tone Street [T101,T102] | FINGLAS |  | 53.349 | -6.2716
007072Z | MV/LV Substation JO***072Z |  | 10 kV | _ | LV | 400 kVA :Kiosk Substation | 0.4 | --> | 0.4 | 0.28 | 0.9 |  | --> | 0.38 | 0 | 0 | 0 | 0 | Constrained, otherwise capacity available =369 kW | --> | C19 ex CLONARD | Clonard [T41,T42] | WEXFORD |  | 52.296 | -6.5026
426640 | MV/LV Substation NE***640 |  | 20 kV | _ | LV | 200 kVA :Building Structure | 0.2 | --> | 0.2 | 0 | 0 | Constrained, otherwise capacity available =193 kVA | --> | 0.19 | 0 | 0 | 0 | 0 | Constrained, otherwise capacity available =189 kW | --> | E16 ex DINGLE | Dingle [T421,T422] | OUGHTRAGH |  | 52.1362 | -10.2724
161176Y | MV/LV Substation AB***176Y |  | 20 kV | _ | LV | 50 kVA :Pole Substation | 0.05 | --> | 0.05 | 0.048 | 0.45 |  | --> | 0.048 | 0 | 0.011 | 0 | 0 | Constrained, otherwise capacity available =39 kW | --> | C14 ex CARRAROE | Carraroe [T42] | SCREEB |  | 53.2474 | -9.5484
050499Y | MV/LV Substation N6***499Y |  | 10 kV | _ | LV | 200 kVA :Pole Substation | 0.2 | --> | 0.2 | 0.021 | 7.61 |  | --> | 0.19 | 0 | 0 | 0 | 0 | Constrained, otherwise capacity available =164 kW | --> | C12 ex GARRYCASTLE | Garrycastle [T41,T42] | ATHLONE |  | 53.4102 | -7.8927
139464X | MV/LV Substation PA***464X |  | 10 kV | _ | LV | 100 kVA :Pole Substation | 0.1 | --> | 0.1 | 0.028 | 4 |  | --> | 0.095 | 0 | 0.005 | 0 | 0 | Constrained, otherwise capacity available =81 kW | --> | C14 ex BALLYJAMESDUFF | Ballyjamesduff [T41,T42] | SHANKILL |  | 53.8361 | -7.0942
093234 | MV/LV Substation CR***234 |  | 10 kV | _ | LV | 400 kVA :Building Structure | 0.4 | --> | 0.4 | 0.377 | 12.96 |  | --> | 0.38 | 0 | 0 | 0.377 | 0 |  | --> | C22 ex ARTANE | Artane [T101,T102] | FINGLAS |  | 53.3936 | -6.2153
063042 | MV/LV Substation DU***042 |  | 10 kV | _ | LV | 400 kVA :Kiosk Substation | 0.4 | --> | 0.4 | 0 | 0 | Constrained, otherwise capacity available =369 kVA | --> | 0.38 | 0 | 0.005 | 0 | 0 | Constrained, otherwise capacity available =372 kW | --> | C19 ex BALLYBAILIE | Ballybailie [T41,T42] | DUNDALK |  | 53.8633 | -6.5407
034752X | MV/LV Substation GR***752X |  | 10 kV | _ | LV | 400 kVA :Building Structure | 0.4 | --> | 0.4 | 0.4 | 0.95 |  | --> | 0.38 | 0 | 0 | 0 | 0 | Constrained, otherwise capacity available =380 kW | --> | C18 ex SPA ROAD | Spa Road [T41,T42] | DOON |  | 52.361 | -7.6442
093042Z | MV/LV Substation BE***042Z |  | 10 kV | _ | LV | 400 kVA :Kiosk Substation | 0.4 | --> | 0.4 | 0 | 0 | Constrained, otherwise capacity available =319 kVA | --> | 0.38 | 0 | 0.003 | 0.367 | 0 |  | --> | C14 ex SANTRY | Santry [T41,T42] | FINGLAS |  | 53.391 | -6.229
029331 | MV/LV Substation ST***331 |  | 20 kV | _ | LV | 50 kVA :Pole Substation | 0.05 | --> | 0.05 | 0.044 | 2.31 |  | --> | 0.048 | 0 | 0 | 0.047 | 0 |  | --> | E13 ex AGHADA | Aghada [T721] | N/A |  | 51.8028 | -8.2441
093603Z | MV/LV Substation SP***603Z |  | 10 kV | _ | LV | 200 kVA :Kiosk Substation | 0.2 | --> | 0.2 | 0 | 0 | Constrained, otherwise capacity available =197 kVA | --> | 0.19 | 0 | 0 | 0.19 | 0 |  | --> | C28 ex KILMORE | Kilmore [T101,T102,T103] | FINGLAS |  | 53.4084 | -6.2005
281258X | MV/LV Substation CA***258X |  | 10 kV | _ | LV | 50 kVA :Pole Substation | 0.05 | --> | 0.05 | 0 | 0 | Constrained, otherwise capacity available =28 kVA | --> | 0.048 | 0 | 0.01 | 0.037 | 0 |  | --> | C17 ex BISHOPSTOWN | Bishopstown [T41,T42] | KILBARRY |  | 51.8886 | -8.5615
003134Y | MV/LV Substation BR***134Y |  | 10 kV | _ | LV | 400 kVA :Kiosk Substation | 0.4 | --> | 0.4 | 0.379 | 18.08 |  | --> | 0.38 | 0 | 0 | 0.377 | 0 |  | --> | C18 ex ARKLOW | Arklow [T101,T102] | ARKLOW |  | 52.8782 | -6.0769
127331Y | MV/LV Substation PA***331Y |  | 10 kV | _ | LV | 50 kVA :Pole Substation | 0.05 | --> | 0.05 | 0 | 0 | Constrained, otherwise capacity available =50 kVA | --> | 0.048 | 0 | 0 | 0 | 0 | Constrained, otherwise capacity available =48 kW | --> | C12 ex LOUGHTAGALLA | Loughtagalla [T41,T42] | THURLES |  | 52.622 | -7.766
137386 | MV/LV Substation KN***386 |  | 10 kV | _ | LV | 50 kVA :Pole Substation | 0.05 | --> | 0.05 | 0.037 | 3.74 |  | --> | 0.048 | 0 | 0 | 0 | 0 | Constrained, otherwise capacity available =46 kW | --> | C15 ex KILFLYNN | Kilflynn [T41,T42] | TRALEE |  | 52.3315 | -9.6377
036910 | MV/LV Substation RA***910 |  | 20 kV | _ | LV | 50 kVA :Pole Substation | 0.05 | --> | 0.05 | 0 | 0 | Constrained, otherwise capacity available =49 kVA | --> | 0.048 | 0 | 0 | 0 | 0 | Constrained, otherwise capacity available =47 kW | --> | E18 ex GARRANACANTY | Garranacanty [T421,T422] | TIPPERARY |  | 52.5044 | -8.2122
0714062 | MV/LV Substation OR***4062 |  | 10 kV | _ | LV | 400 kVA :Kiosk Substation | 0.4 | --> | 0.4 | 0 | 0 | Constrained, otherwise capacity available =400 kVA | --> | 0.38 | 0 | 0 | 0.38 | 0 |  | --> | C17 ex GREYSTONES | Greystones [T41,T42] | FASSAROE |  | 53.1442 | -6.0844
182868X | MV/LV Substation IN***868X |  | 20 kV | _ | LV | 400 kVA :Kiosk Substation | 0.4 | --> | 0.4 | 0 | 0 | Constrained, otherwise capacity available =361 kVA | --> | 0.38 | 0 | 0.015 | 0 | 0 | Constrained, otherwise capacity available =364 kW | --> | E21 ex CRATLOE | Cratloe [T421,T422] | ARDNACRUSHA |  | 52.7449 | -8.7752
426060 | MV/LV Substation PO***060 |  | 20 kV | _ | LV | 200 kVA :Pole Substation | 0.2 | --> | 0.2 | 0 | 0 | Constrained, otherwise capacity available =198 kVA | --> | 0.19 | 0 | 0 | 0 | 0 | Constrained, otherwise capacity available =190 kW | --> | E15 ex DINGLE | Dingle [T421,T422] | OUGHTRAGH |  | 52.126 | -10.4534
167502Y | MV/LV Substation CO***502Y |  | 20 kV | _ | LV | 50 kVA :Pole Substation | 0.05 | --> | 0.05 | 0 | 0 | Constrained, otherwise capacity available =35 kVA | --> | 0.048 | 0 | 0 | 0 | 0 | Constrained, otherwise capacity available =45 kW | --> | E21 ex WHITECHURCH | Whitechurch [T421,T422] | KILBARRY |  | 51.9794 | -8.4495
164979 | MV/LV Substation AR***979 |  | 10 kV | _ | LV | 50 kVA :Pole Substation | 0.05 | --> | 0.05 | 0 | 0 | Constrained, otherwise capacity available =39 kVA | --> | 0.048 | 0 | 0.005 | 0 | 0 | Constrained, otherwise capacity available =42 kW | --> | C15 ex SKIBBEREEN | Skibbereen [T41,T42] | DUNMANWAY |  | 51.5368 | -9.2728
340810 | MV/LV Substation DR***810 |  | 10 kV | _ | LV | 50 kVA :Pole Substation | 0.05 | --> | 0.05 | 0 | 0 | Constrained, otherwise capacity available =42 kVA | --> | 0.048 | 0 | 0.02 | 0 | 0 | Constrained, otherwise capacity available =32 kW | --> | C15 ex DUNGLOE | Dungloe [T41,T42] | ARDNAGAPPARY |  | 54.8922 | -8.3359
054128Z | MV/LV Substation CL***128Z |  | 10 kV | _ | LV | 200 kVA :Kiosk Substation | 0.2 | --> | 0.2 | 0 | 0 | Constrained, otherwise capacity available =149 kVA | --> | 0.19 | 0 | 0.005 | 0 | 0 | Constrained, otherwise capacity available =179 kW | --> | C15 ex PALLAS | Pallas [T41,T42] | PORTLAOISE |  | 53.0473 | -7.3227
5034031 | MV/LV Substation GA***4031 |  | 10 kV | _ | LV | 50 kVA :Pole Substation | 0.05 | --> | 0.05 | 0.049 | 1.69 |  | --> | 0.048 | 0 | 0 | 0 | 0 | Constrained, otherwise capacity available =47 kW | --> | C11 ex NEWTOWNCUNNINGHAM | Newtowncunningham [T41,T42] | LETTERKENNY |  | 54.9773 | -7.435
026925X | MV/LV Substation RI***925X |  | 10 kV | _ | LV | 630 kVA :Kiosk Substation | 0.63 | --> | 0.63 | 0.5 | 8.66 |  | --> | 0.598 | 0 | 0.023 | 0 | 0 | Constrained, otherwise capacity available =569 kW | --> | C14 ex BANDON | Bandon [T101,T42] | BANDON |  | 51.7409 | -8.7386
029403X | MV/LV Substation MO***403X |  | 20 kV | _ | LV | 400 kVA :Building Structure | 0.4 | --> | 0.4 | 0 | 0 |  | --> | 0.38 | 0 | 0 | 0 | 0 | Constrained, otherwise capacity available =277 kW | --> | E20 ex CARRIGSHANE | Carrigshane [T422] | MIDLETON |  | 51.9277 | -8.058
136970Y | MV/LV Substation CA***970Y |  | 20 kV | _ | LV | 50 kVA :Pole Substation | 0.05 | --> | 0.05 | 0 | 0 | Constrained, otherwise capacity available =42 kVA | --> | 0.048 | 0 | 0 | 0 | 0 | Constrained, otherwise capacity available =46 kW | --> | C20 ex ROSCOMMON | Roscommon [T41,T42] | LANESBORO |  | 53.7228 | -8.2151
0684242 | MV/LV Substation TH***4242 |  | 10 kV | _ | LV | 630 kVA :Building Structure | 0.63 | --> | 0.63 | 0.412 | 14.34 |  | --> | 0.598 | 0 | 0 | 0.5 | 0 |  | --> | C20 ex NORTH QUAYS | North Quays [T101,T102,T103] | POOLBEG |  | 53.3492 | -6.2295
067087Z | MV/LV Substation GO***087Z |  | 20 kV | _ | LV | 400 kVA :Kiosk Substation | 0.4 | --> | 0.4 | 0 | 0 | Constrained, otherwise capacity available =328 kVA | --> | 0.38 | 0 | 0.014 | 0 | 0 | Constrained, otherwise capacity available =360 kW | --> | E21 ex CRATLOE | Cratloe [T421,T422] | ARDNACRUSHA |  | 52.7384 | -8.7744
081075Z | MV/LV Substation GR***075Z |  | 10 kV | _ | LV | 200 kVA :Kiosk Substation | 0.2 | --> | 0.2 | 0 | 0 | Constrained, otherwise capacity available =107 kVA | --> | 0.19 | 0 | 0.014 | 0.166 | 0 |  | --> | C20 ex BALGADDY | Balgaddy [T41,T42] | GRANGE CASTLE |  | 53.3412 | -6.4317
008531Z | MV/LV Substation CA***531Z |  | 10 kV | _ | LV | 400 kVA :Kiosk Substation | 0.4 | --> | 0.4 | 0.239 | 0.24 | Constrained, otherwise capacity available =371 kVA | --> | 0.38 | 0 | 0 | 0 | 0 | Constrained, otherwise capacity available =376 kW | --> | C15 ex ROSBERCON | Rosbercon [T41,T42] | WATERFORD |  | 52.3961 | -6.9604
065690 | MV/LV Substation BA***690 |  | 10 kV | _ | LV | 50 kVA :Pole Substation | 0.05 | --> | 0.05 | 0 | 0 | Constrained, otherwise capacity available =42 kVA | --> | 0.048 | 0 | 0.01 | 0 | 0 | Constrained, otherwise capacity available =39 kW | --> | C16 ex LOUGHSHINNY | Loughshinny [T41,T42] | GLASMORE |  | 53.557 | -6.1294
252424 | MV/LV Substation TH***424 |  | 10 kV | _ | LV | 400 kVA :Kiosk Substation | 0.4 | --> | 0.4 | 0.369 | 2.76 |  | --> | 0.38 | 0 | 0.005 | 0.372 | 0 |  | --> | C19 ex RECESS | Recess [T41] | SCREEB |  | 53.3939 | -9.9209
009535Y | MV/LV Substation AL***535Y |  | 10 kV | _ | LV | 630 kVA :Building Structure | 0.63 | --> | 0.63 | 0.5 | 0.53 | Constrained, otherwise capacity available =580 kVA | --> | 0.598 | 0 | 0 | 0 | 0 | Constrained, otherwise capacity available =592 kW | --> | C14 ex MANOR STREET | Manor Street [T41,T42] | WATERFORD |  | 52.2545 | -7.11
116470X | MV/LV Substation OL***470X |  | 20 kV | _ | LV | 50 kVA :Pole Substation | 0.05 | --> | 0.05 | 0.044 | 8.1 |  | --> | 0.048 | 0 | 0 | 0 | 0 | Constrained, otherwise capacity available =47 kW | --> | E11 ex WESTPORT | Westport [T421,T422] | CASTLEBAR |  | 53.7745 | -9.771
081394X | MV/LV Substation CR***394X |  | 10 kV | _ | LV | 200 kVA :Kiosk Substation | 0.2 | --> | 0.2 | 0 | 0 | Constrained, otherwise capacity available =125 kVA | --> | 0.19 | 0 | 0.005 | 0 | 0 | Constrained, otherwise capacity available =176 kW | --> | C17 ex PALMERSTOWN | Palmerstown [T41,T42] | FINGLAS |  | 53.3374 | -6.3703
039580X | MV/LV Substation SE***580X |  | 10 kV | _ | LV | 400 kVA :Kiosk Substation | 0.4 | --> | 0.4 | 0 | 0 | Constrained, otherwise capacity available =267 kVA | --> | 0.38 | 0 | 0 | 0.362 | 0 |  | --> | C22 ex GALWAY 110KV | Galway 110kv [T102,T103] | GALWAY 110KV |  | 53.2873 | -8.9834
089363 | MV/LV Substation DE***363 |  | 20 kV | _ | LV | 200 kVA :Kiosk Substation | 0.2 | --> | 0.2 | 0.172 | 3.56 |  | --> | 0.19 | 0 | 0 | 0 | 0 | Constrained, otherwise capacity available =186 kW | --> | E22 ex ENNISCRONE | Enniscrone [T421,T422] | MOY |  | 54.25 | -8.8808
011168 | MV/LV Substation DU***168 |  | 10 kV | _ | LV | 200 kVA :Kiosk Substation | 0.2 | --> | 0.2 | 0 | 0 | Constrained, otherwise capacity available =134 kVA | --> | 0.19 | 0 | 0.06 | 0 | 0 | Constrained, otherwise capacity available =136 kW | --> | C19 ex ROSEHILL | Rosehill [T41,T42] | KILKENNY |  | 52.6457 | -7.2398
022432X | MV/LV Substation AS***432X |  | 10 kV | _ | LV | 100 kVA :Pole Substation | 0.1 | --> | 0.1 | 0 | 0 | Constrained, otherwise capacity available =72 kVA | --> | 0.095 | 0 | 0.016 | 0 | 0 | Constrained, otherwise capacity available =79 kW | --> | C15 ex SCARTEEN | Scarteen [T41,T42] | MALLOW |  | 52.1288 | -8.66
050889X | MV/LV Substation PU***889X |  | 20 kV | _ | LV | 200 kVA :Pole Substation | 0.2 | --> | 0.2 | 0.187 | 6.49 |  | --> | 0.19 | 0 | 0 | 0 | 0 | Constrained, otherwise capacity available =188 kW | --> | C22 ex BUSHFIELD | Bushfield [T41,T42] | ATHLONE |  | 53.5414 | -7.8394
021054Y | MV/LV Substation MA***054Y |  | 20 kV | _ | LV | 50 kVA :Pole Substation | 0.05 | --> | 0.05 | 0 | 0 | Constrained, otherwise capacity available =40 kVA | --> | 0.048 | 0 | 0 | 0 | 0 | Constrained, otherwise capacity available =46 kW | --> | E21 ex CURRALEIGH | Curraleigh [T421,T422] | KILBARRY |  | 51.9548 | -8.656
011011 | MV/LV Substation AR***011 |  | 10 kV | _ | LV | 630 kVA :Kiosk Substation | 0.63 | --> | 0.63 | 0 | 0 | Constrained, otherwise capacity available =411 kVA | --> | 0.598 | 0 | 0 | 0 | 0 | Constrained, otherwise capacity available =568 kW | --> | C18 ex ROSEHILL | Rosehill [T41,T42] | KILKENNY |  | 52.6528 | -7.2542
066174 | MV/LV Substation SE***174 |  | 10 kV | _ | LV | 400 kVA :Kiosk Substation | 0.4 | --> | 0.4 | 0 | 0 | Constrained, otherwise capacity available =203 kVA | --> | 0.38 | 0 | 0.108 | 0 | 0 | Constrained, otherwise capacity available =272 kW | --> | C18 ex MALAHIDE | Malahide [T41,T42] | GLASMORE |  | 53.4479 | -6.14
042062 | MV/LV Substation CH***062 |  | 10 kV | _ | LV | 630 kVA :Kiosk Substation | 0.63 | --> | 0.63 | 0.46 | 1.93 |  | --> | 0.598 | 0 | 0.005 | 0 | 0 | Constrained, otherwise capacity available =571 kW | --> | C13 ex TURLOUGH ROAD | Turlough Road [T41,T42] | CASTLEBAR |  | 53.8577 | -9.294
243168X | MV/LV Substation AR***168X |  | 20 kV | _ | LV | 100 kVA :Pole Substation | 0.1 | --> | 0.1 | 0 | 0 | Constrained, otherwise capacity available =98 kVA | --> | 0.095 | 0 | 0 | 0 | 0 | Constrained, otherwise capacity available =95 kW | --> | E16 ex DINGLE | Dingle [T421,T422] | OUGHTRAGH |  | 52.1317 | -10.1634
293912 | MV/LV Substation KI***912 |  | 20 kV | _ | LV | 200 kVA :Pole Substation | 0.2 | --> | 0.2 | 0 | 0 | Constrained, otherwise capacity available =184 kVA | --> | 0.19 | 0 | 0.02 | 0 | 0 | Constrained, otherwise capacity available =173 kW | --> | E17 ex BALTINGLASS | Baltinglass [T421,T422] | STRATFORD |  | 52.9047 | -6.5981
0934102 | MV/LV Substation LI***4102 |  | 10 kV | _ | LV | 630 kVA :Building Structure | 0.63 | --> | 0.63 | 0 | 0 |  | --> | 0.598 | 0 | 0 | 0.5 | 0 |  | --> | C18 ex POPPINTREE | Poppintree [T101,T102] | FINGLAS |  | 53.3975 | -6.2658
022057 | MV/LV Substation SH***057 |  | 10 kV | _ | LV | 50 kVA :Pole Substation | 0.05 | --> | 0.05 | 0.05 | 2.24 |  | --> | 0.048 | 0 | 0 | 0 | 0 | Constrained, otherwise capacity available =48 kW | --> | C19 ex CASTLETOWNROCHE | Castletownroche [T41] | MALLOW |  | 52.2244 | -8.4757
022318 | MV/LV Substation BA***318 |  | 10 kV | _ | LV | 100 kVA :Pole Substation | 0.1 | --> | 0.1 | 0.096 | 2.24 |  | --> | 0.095 | 0 | 0 | 0 | 0 | Constrained, otherwise capacity available =94 kW | --> | C19 ex CASTLETOWNROCHE | Castletownroche [T41] | MALLOW |  | 52.1808 | -8.4547
0394097 | MV/LV Substation BA***4097 |  | 20 kV | _ | LV | 50 kVA :Pole Substation | 0.05 | --> | 0.05 | 0.044 | 11.03 |  | --> | 0.048 | 0 | 0 | 0.047 | 0 |  | --> | C36 ex SALTHILL | Salthill [T101,T102] | SALTHILL |  | 53.2973 | -9.0989
281002 | MV/LV Substation MA***002 |  | 10 kV | _ | LV | 400 kVA :Building Structure | 0.4 | --> | 0.4 | 0.146 | 7.88 |  | --> | 0.38 | 0 | 0 | 0.344 | 0 |  | --> | C13 ex LIBERTY STREET | Liberty Street [T101,T102] | LIBERTY STREET |  | 51.8976 | -8.474
011371Y | MV/LV Substation SM***371Y |  | 10 kV | _ | LV | 50 kVA :Pole Substation | 0.05 | --> | 0.05 | 0 | 0 | Constrained, otherwise capacity available =41 kVA | --> | 0.048 | 0 | 0 | 0 | 0 | Constrained, otherwise capacity available =46 kW | --> | C24 ex GORESBRIDGE | Goresbridge [T41,T42] | KILKENNY |  | 52.6143 | -7.128
184780 | MV/LV Substation FO***780 |  | 10 kV | _ | LV | 50 kVA :Pole Substation | 0.05 | --> | 0.05 | 0.046 | 3.38 |  | --> | 0.048 | 0 | 0 | 0 | 0 | Constrained, otherwise capacity available =47 kW | --> | C18 ex CASTLEBLAYNEY | Castleblayney [T41,T42] | DUNDALK |  | 54.1479 | -6.682
012015 | MV/LV Substation SL***015 |  | 10 kV | _ | LV | 400 kVA :Kiosk Substation | 0.4 | --> | 0.4 | 0.244 | 1.99 |  | --> | 0.38 | 0 | 0 | 0 | 0 | Constrained, otherwise capacity available =358 kW | --> | C18 ex GRAIGUE | Graigue [T41,T42] | CARLOW |  | 52.841 | -6.9385
0714037 | MV/LV Substation MA***4037 |  | 10 kV | _ | LV | 630 kVA :Kiosk Substation | 0.63 | --> | 0.63 | 0 | 0 | Constrained, otherwise capacity available =560 kVA | --> | 0.598 | 0 | 0.011 | 0.5 | 0 |  | --> | C17 ex GREYSTONES | Greystones [T41,T42] | FASSAROE |  | 53.1536 | -6.0698
116545X | MV/LV Substation WE***545X |  | 10 kV | _ | LV | 200 kVA :Kiosk Substation | 0.2 | --> | 0.2 | 0.182 | 7.32 |  | --> | 0.19 | 0 | 0 | 0.188 | 0 |  | --> | C14 ex CARROWBEG | Carrowbeg [T41,T42] | CARROWBEG |  | 53.8128 | -9.5633
139237X | MV/LV Substation DR***237X |  | 10 kV | _ | LV | 100 kVA :Pole Substation | 0.1 | --> | 0.1 | 0.084 | 4 |  | --> | 0.095 | 0 | 0 | 0 | 0 | Constrained, otherwise capacity available =93 kW | --> | C17 ex BALLYJAMESDUFF | Ballyjamesduff [T41,T42] | SHANKILL |  | 53.8919 | -7.3272
210945X | MV/LV Substation BA***945X |  | 10 kV | _ | LV | 50 kVA :Pole Substation | 0.05 | --> | 0.05 | 0 | 0 | Constrained, otherwise capacity available =50 kVA | --> | 0.048 | 0 | 0 | 0 | 0 | Constrained, otherwise capacity available =47 kW | --> | C19 ex CARRICKMACROSS | Carrickmacross [T41,T42] | MEATH HILL |  | 53.9352 | -6.7882
032614 | MV/LV Substation OS***614 |  | 20 kV | _ | LV | 50 kVA :Pole Substation | 0.05 | --> | 0.05 | 0 | 0 | Constrained, otherwise capacity available =18 kVA | --> | 0.048 | 0 | 0.01 | 0 | 0 | Constrained, otherwise capacity available =36 kW | --> | C21 ex TRAMORE | Tramore [T41,T42] | BUTLERSTOWN |  | 52.1424 | -7.3646
041774X | MV/LV Substation CL***774X |  | 20 kV | _ | LV | 100 kVA :Pole Substation | 0.1 | --> | 0.1 | 0 | 0 | Constrained, otherwise capacity available =92 kVA | --> | 0.095 | 0 | 0 | 0 | 0 | Constrained, otherwise capacity available =94 kW | --> | E14 ex DALTON | Dalton [T421,T422] | DALTON |  | 53.7982 | -8.9148
039039X | MV/LV Substation LI***039X |  | 10 kV | _ | LV | 400 kVA :Kiosk Substation | 0.4 | --> | 0.4 | 0.243 | 11.03 |  | --> | 0.38 | 0 | 0.052 | 0.32 | 0 |  | --> | C28 ex SALTHILL | Salthill [T101,T102] | SALTHILL |  | 53.2626 | -9.1288
288268X | MV/LV Substation RI***268X |  | 10 kV | _ | LV | 1000 kVA :Building Structure | 1 | --> | 1 | 0.5 | 2.36 |  | --> | 0.95 | 0 | 0.04 | 0.5 | 0 |  | --> | C11 ex BRAY | Bray [T41,T42] | FASSAROE |  | 53.1949 | -6.1335
2814474 | MV/LV Substation NU***4474 |  | 10 kV | _ | LV | 630 kVA :Kiosk Substation | 0.63 | --> | 0.63 | 0.496 | 7.88 |  | --> | 0.598 | 0 | 0.024 | 0.5 | 0 |  | --> | C12 ex LIBERTY STREET | Liberty Street [T101,T102] | LIBERTY STREET |  | 51.8843 | -8.4804
062807X | MV/LV Substation DR***807X |  | 20 kV | _ | LV | 200 kVA :Pole Substation | 0.2 | --> | 0.2 | 0.184 | 2.33 |  | --> | 0.19 | 0 | 0 | 0 | 0 | Constrained, otherwise capacity available =188 kW | --> | C26 ex DUNDALK | Dundalk [T41,T42] | DUNDALK |  | 54.0058 | -6.5649
081112Z | MV/LV Substation PA***112Z |  | 10 kV | _ | LV | 630 kVA :Building Structure | 0.63 | --> | 0.63 | 0 | 0 | Constrained, otherwise capacity available =616 kVA | --> | 0.598 | 0 | 0 | 0.5 | 0 |  | --> | C31 ex SEMPERIT | Semperit [T41,T42,T43] | GRANGE CASTLE |  | 53.3302 | -6.3713
249760 | MV/LV Substation MC***760 |  | 10 kV | _ | LV | 200 kVA :Pole Substation | 0.2 | --> | 0.2 | 0 | 0 | Constrained, otherwise capacity available =148 kVA | --> | 0.19 | 0 | 0.005 | 0 | 0 | Constrained, otherwise capacity available =179 kW | --> | C19 ex LISMORE | Lismore [T41,T42] | DUNGARVAN |  | 52.1479 | -8.0535
065213Z | MV/LV Substation CA***213Z |  | 10 kV | _ | LV | 400 kVA :Kiosk Substation | 0.4 | --> | 0.4 | 0 | 0 | Constrained, otherwise capacity available =294 kVA | --> | 0.38 | 0 | 0.028 | 0.345 | 0 |  | --> | C24 ex STEPHENSTOWN | Stephenstown [T101,T102] | FINGLAS |  | 53.603 | -6.1779
048050X | MV/LV Substation AR***050X |  | 20 kV | _ | LV | 200 kVA :Kiosk Substation | 0.2 | --> | 0.2 | 0.151 | 1.31 |  | --> | 0.19 | 0 | 0.011 | 0 | 0 | Constrained, otherwise capacity available =175 kW | --> | C14 ex ROOSKY | Roosky [T41] | RICHMOND |  | 53.8594 | -7.9217
365024X | MV/LV Substation GA***024X |  | 10 kV | _ | LV | 400 kVA :Building Structure | 0.4 | --> | 0.4 | 0 | 0 | Constrained, otherwise capacity available =158 kVA | --> | 0.38 | 0 | 0 | 0.346 | 0 |  | --> | C19 ex BALLYMOUNT | Ballymount [T41,T42] | INCHICORE 220KV |  | 53.3147 | -6.3534
250679 | MV/LV Substation DE***679 |  | 10 kV | _ | LV | 30 kVA :Pole Substation | 0.03 | --> | 0.03 | 0.027 | 1.26 |  | --> | 0.028 | 0 | 0 | 0 | 0 | Constrained, otherwise capacity available =28 kW | --> | C23 ex BALLYCROSSAUN | Ballycrossaun [T421,T422] | SOMERSET |  | 53.183 | -8.1492
059622Y | MV/LV Substation AS***622Y |  | 10 kV | _ | LV | 200 kVA :Kiosk Substation | 0.2 | --> | 0.2 | 0 | 0 | Constrained, otherwise capacity available =114 kVA | --> | 0.19 | 0 | 0.016 | 0 | 0 | Constrained, otherwise capacity available =166 kW | --> | C16 ex DERRYCRAMPH | Derrycramph [T41,T42] | SHANKILL |  | 53.975 | -7.3586
007945Z | MV/LV Substation TY***945Z |  | 20 kV | _ | LV | 200 kVA :Pole Substation | 0.2 | --> | 0.2 | 0.176 | 1.4 |  | --> | 0.19 | 0 | 0 | 0 | 0 | Constrained, otherwise capacity available =187 kW | --> | E11 ex KILLINICK | Killinick [T421,T422] | WEXFORD |  | 52.1744 | -6.5891
030353 | MV/LV Substation YO***353 |  | 20 kV | _ | LV | 50 kVA :Pole Substation | 0.05 | --> | 0.05 | 0 | 0 | Constrained, otherwise capacity available =38 kVA | --> | 0.048 | 0 | 0 | 0 | 0 | Constrained, otherwise capacity available =46 kW | --> | E14 ex FOXHOLE | Foxhole [T421,T422] | DUNGARVAN |  | 51.9711 | -7.8593
099181 | MV/LV Substation SY***181 |  | 10 kV | _ | LV | 400 kVA :Building Structure | 0.4 | --> | 0.4 | 0.299 | 2.96 |  | --> | 0.38 | 0 | 0.011 | 0 | 0 | Constrained, otherwise capacity available =358 kW | --> | C11 ex BALLYRAINE | Ballyraine [T41,T42] | LETTERKENNY |  | 54.9575 | -7.7163
064096Z | MV/LV Substation TO***096Z |  | 10 kV | _ | LV | 50 kVA :Pole Substation | 0.05 | --> | 0.05 | 0 | 0 | Constrained, otherwise capacity available =50 kVA | --> | 0.048 | 0 | 0 | 0 | 0 | Constrained, otherwise capacity available =48 kW | --> | C21 ex TERMONFECKIN ROAD | Termonfeckin Road [T41,T42] | DRYBRIDGE |  | 53.7444 | -6.3276
2504115 | MV/LV Substation ME***4115 |  | 10 kV | _ | LV | 50 kVA :Pole Substation | 0.05 | --> | 0.05 | 0.039 | 1.26 |  | --> | 0.048 | 0 | 0 | 0 | 0 | Constrained, otherwise capacity available =46 kW | --> | C23 ex BALLYCROSSAUN | Ballycrossaun [T421,T422] | SOMERSET |  | 53.1771 | -8.0761
125277 | MV/LV Substation CO***277 |  | 20 kV | _ | LV | 50 kVA :Pole Substation | 0.05 | --> | 0.05 | 0.047 | 0.22 |  | --> | 0.048 | 0 | 0.005 | 0 | 0 | Constrained, otherwise capacity available =43 kW | --> | C16 ex KILSHANNY | Kilshanny [T41,T42] | CAHIR |  | 52.3053 | -8.1087
0934290 | MV/LV Substation GR***4290 |  | 10 kV | _ | LV | 1000 kVA :Building Structure | 1 | --> | 1 | 0 | 0 | Constrained, otherwise capacity available =1000 kVA | --> | 0.95 | 0 | 0 | 0.5 | 0 |  | --> | C22 ex GRANGE (DR) | Grange (dr) [T41,T42] | GRANGE (DR) |  | 53.4001 | -6.1626
065721 | MV/LV Substation BA***721 |  | 10 kV | _ | LV | 50 kVA :Pole Substation | 0.05 | --> | 0.05 | 0 | 0 | Constrained, otherwise capacity available =46 kVA | --> | 0.048 | 0 | 0 | 0 | 0 | Constrained, otherwise capacity available =47 kW | --> | C16 ex LOUGHSHINNY | Loughshinny [T41,T42] | GLASMORE |  | 53.5505 | -6.1254
068326 | MV/LV Substation VI***326 |  | 10 kV | _ | LV | 630 kVA :Building Structure | 0.63 | --> | 0.63 | 0.387 | 1.47 |  | --> | 0.598 | 0 | 0.004 | 0.5 | 0 |  | --> | C20 ex MARROWBONE LANE | Marrowbone Lane [T42] | INCHICORE 220KV |  | 53.3384 | -6.3185
1514246 | MV/LV Substation KI***4246 |  | 10 kV | _ | LV | 100 kVA :Pole Substation | 0.1 | --> | 0.1 | 0 | 0 | Constrained, otherwise capacity available =95 kVA | --> | 0.095 | 0 | 0 | 0 | 0 | Constrained, otherwise capacity available =94 kW | --> | C16 ex GARRYSPILLANE | Garryspillane [T41] | TIPPERARY |  | 52.3606 | -8.4695
0084235 | MV/LV Substation WH***4235 |  | 20 kV | _ | LV | 50 kVA :Pole Substation | 0.05 | --> | 0.05 | 0 | 0 | Constrained, otherwise capacity available =50 kVA | --> | 0.048 | 0 | 0 | 0 | 0 | Constrained, otherwise capacity available =48 kW | --> | C20 ex KNOCKMULLEN | Knockmullen [T42,T421] | GREAT ISLAND |  | 52.3242 | -6.9789
003091 | MV/LV Substation LA***091 |  | 10 kV | _ | LV | 50 kVA :Pole Substation | 0.05 | --> | 0.05 | 0 | 0 | Constrained, otherwise capacity available =44 kVA | --> | 0.048 | 0 | 0 | 0 | 0 | Constrained, otherwise capacity available =47 kW | --> | C16 ex RATHDRUM | Rathdrum [T42] | ARKLOW |  | 53.0105 | -6.3159
150077X | MV/LV Substation MI***077X |  | 20 kV | _ | LV | 50 kVA :Pole Substation | 0.05 | --> | 0.05 | 0.032 | 3.96 |  | --> | 0.048 | 0 | 0.005 | 0 | 0 | Constrained, otherwise capacity available =41 kW | --> | E20 ex STRANORLAR | Stranorlar [T421,T422] | LETTERKENNY |  | 54.7856 | -7.7746
007172Z | MV/LV Substation CO***172Z |  | 10 kV | _ | LV | 200 kVA :Kiosk Substation | 0.2 | --> | 0.2 | 0 | 0 | Constrained, otherwise capacity available =149 kVA | --> | 0.19 | 0 | 0.028 | 0 | 0 | Constrained, otherwise capacity available =162 kW | --> | C11 ex MULGANNON | Mulgannon [T41,T42] | WEXFORD |  | 52.3358 | -6.4687
023491Y | MV/LV Substation BR***491Y |  | 20 kV | _ | LV | 100 kVA :Pole Substation | 0.1 | --> | 0.1 | 0 | 0 | Constrained, otherwise capacity available =91 kVA | --> | 0.095 | 0 | 0 | 0 | 0 | Constrained, otherwise capacity available =94 kW | --> | C18 ex COOLCARRON | Coolcarron [T41,T42] | BARRYMORE |  | 52.1261 | -8.1791
054024Z | MV/LV Substation LA***024Z |  | 10 kV | _ | LV | 400 kVA :Kiosk Substation | 0.4 | --> | 0.4 | 0 | 0 | Constrained, otherwise capacity available =254 kVA | --> | 0.38 | 0 | 0.021 | 0 | 0 | Constrained, otherwise capacity available =344 kW | --> | C15 ex PALLAS | Pallas [T41,T42] | PORTLAOISE |  | 53.0416 | -7.2965
023872 | MV/LV Substation BA***872 |  | 20 kV | _ | LV | 50 kVA :Pole Substation | 0.05 | --> | 0.05 | 0.038 | 0.22 |  | --> | 0.048 | 0 | 0 | 0 | 0 | Constrained, otherwise capacity available =46 kW | --> | C16 ex KILSHANNY | Kilshanny [T41,T42] | CAHIR |  | 52.2082 | -8.0885
0824263 | MV/LV Substation CO***4263 |  | 20 kV | _ | LV | 400 kVA :Kiosk Substation | 0.4 | --> | 0.4 | 0 | 0 | Constrained, otherwise capacity available =314 kVA | --> | 0.38 | 0 | 0.151 | 0 | 0 | Constrained, otherwise capacity available =256 kW | --> | E12 ex ACADEMY STREET | Academy Street [T421,T422,T44] | NAVAN |  | 53.6359 | -6.6543
093388X | MV/LV Substation TU***388X |  | 10 kV | _ | LV | 200 kVA :Kiosk Substation | 0.2 | --> | 0.2 | 0 | 0 | Constrained, otherwise capacity available =127 kVA | --> | 0.19 | 0 | 0.018 | 0.166 | 0 |  | --> | C18 ex SUTTON | Sutton [T41,T42] | GRANGE (DR) |  | 53.3946 | -6.1264
081584Z | MV/LV Substation CA***584Z |  | 20 kV | _ | LV | 400 kVA :Kiosk Substation | 0.4 | --> | 0.4 | 0 | 0 | Constrained, otherwise capacity available =330 kVA | --> | 0.38 | 0 | 0.01 | 0.363 | 0 |  | --> | E19 ex ADAMSTOWN | Adamstown [T121,T122] | INCHICORE 220KV |  | 53.3366 | -6.4591
3654050 | MV/LV Substation DE***4050 |  | 10 kV | _ | LV | 400 kVA :Kiosk Substation | 0.4 | --> | 0.4 | 0 | 0 | Constrained, otherwise capacity available =380 kVA | --> | 0.38 | 0 | 0 | 0.377 | 0 |  | --> | C20 ex FORTUNESTOWN | Fortunestown [T101,T102] | INCHICORE 220KV |  | 53.2826 | -6.4193
176202Y | MV/LV Substation MA***202Y |  | 10 kV | _ | LV | 50 kVA :Pole Substation | 0.05 | --> | 0.05 | 0.043 | 18.78 |  | --> | 0.048 | 0 | 0 | 0.046 | 0 |  | --> | E11 ex HARTNETTS CROSS | Hartnetts Cross [T121,T422] | HARTNETTS CROSS |  | 51.9103 | -8.9602
089062 | MV/LV Substation MC***062 |  | 10 kV | _ | LV | 400 kVA :Kiosk Substation | 0.4 | --> | 0.4 | 0.377 | 2.33 |  | --> | 0.38 | 0 | 0 | 0 | 0 | Constrained, otherwise capacity available =377 kW | --> | E17 ex MOY | Moy [T421,T422] | MOY |  | 54.1156 | -9.1613
288153X | MV/LV Substation BR***153X |  | 10 kV | _ | LV | 630 kVA :Building Structure | 0.63 | --> | 0.63 | 0 | 0 | Constrained, otherwise capacity available =522 kVA | --> | 0.598 | 0 | 0 | 0.5 | 0 |  | --> | C14 ex SANDYFORD | Sandyford [T41,T42] | CARRICKMINES |  | 53.2703 | -6.2362
238088Y | MV/LV Substation BA***088Y |  | 20 kV | _ | LV | 50 kVA :Pole Substation | 0.05 | --> | 0.05 | 0 | 0 | Constrained, otherwise capacity available =50 kVA | --> | 0.048 | 0 | 0 | 0 | 0 | Constrained, otherwise capacity available =48 kW | --> | E18 ex BALLINROBE | Ballinrobe [T421,T422] | DALTON |  | 53.6981 | -9.2973
070490X | MV/LV Substation AL***490X |  | 20 kV | _ | LV | 100 kVA :Pole Substation | 0.1 | --> | 0.1 | 0.082 | 2.24 |  | --> | 0.095 | 0 | 0.005 | 0.089 | 0 |  | --> | E11 ex CLOONBANNIN | Cloonbannin [T421] | GLENLARA |  | 52.058 | -9.0509
006125 | MV/LV Substation VE***125 |  | 10 kV | _ | LV | 400 kVA :Kiosk Substation | 0.4 | --> | 0.4 | 0.275 | 3.12 |  | --> | 0.38 | 0 | 0.003 | 0 | 0 | Constrained, otherwise capacity available =360 kW | --> | C11 ex BELLFIELD | Bellfield [T41,T42] | CRANE |  | 52.5094 | -6.5854
281444Y | MV/LV Substation CU***444Y |  | 10 kV | _ | LV | 400 kVA :Kiosk Substation | 0.4 | --> | 0.4 | 0 | 0 | Constrained, otherwise capacity available =382 kVA | --> | 0.38 | 0 | 0 | 0.378 | 0 |  | --> | C19 ex BISHOPSTOWN | Bishopstown [T41,T42] | KILBARRY |  | 51.8721 | -8.5466
137629 | MV/LV Substation AR***629 |  | 10 kV | _ | LV | 630 kVA :Kiosk Substation | 0.63 | --> | 0.63 | 0.5 | 2.18 |  | --> | 0.598 | 0 | 0.026 | 0 | 0 | Constrained, otherwise capacity available =562 kW | --> | C17 ex BALLYRICKARD | Ballyrickard [T41,T42] | TRALEE |  | 52.3253 | -9.7778
255682 | MV/LV Substation KN***682 |  | 10 kV | _ | LV | 100 kVA :Pole Substation | 0.1 | --> | 0.1 | 0.091 | 2.09 |  | --> | 0.095 | 0 | 0 | 0 | 0 | Constrained, otherwise capacity available =94 kW | --> | C17 ex KILCAR | Kilcar [T41] | BINBANE |  | 54.709 | -8.7304
0584219 | MV/LV Substation LO***4219 |  | 10 kV | _ | LV | 50 kVA :Pole Substation | 0.05 | --> | 0.05 | 0.049 | 3 |  | --> | 0.048 | 0 | 0 | 0 | 0 | Constrained, otherwise capacity available =47 kW | --> | C21 ex NENAGH | Nenagh [T41,T42] | NENAGH |  | 52.8629 | -8.2617
015577Z | MV/LV Substation GA***577Z |  | 10 kV | _ | LV | 630 kVA :Building Structure | 0.63 | --> | 0.63 | 0 | 0 | Constrained, otherwise capacity available =581 kVA | --> | 0.598 | 0 | 0 | 0 | 0 | Constrained, otherwise capacity available =592 kW | --> | C14 ex NAAS | Naas [T41,T42] | KILTEEL |  | 53.2134 | -6.6692
214937 | MV/LV Substation GO***937 |  | 10 kV | _ | LV | 50 kVA :Pole Substation | 0.05 | --> | 0.05 | 0 | 0 | Constrained, otherwise capacity available =50 kVA | --> | 0.048 | 0 | 0 | 0 | 0 | Constrained, otherwise capacity available =48 kW | --> | C15 ex DRUMQUIN | Drumquin [T42] | ENNIS |  | 52.6677 | -9.1639
027188 | MV/LV Substation RA***188 |  | 10 kV | _ | LV | 50 kVA :Pole Substation | 0.05 | --> | 0.05 | 0.048 | 7.79 |  | --> | 0.048 | 0 | 0 | 0 | 0 | Constrained, otherwise capacity available =47 kW | --> | C17 ex DUNMANWAY | Dunmanway [T422,T43] | DUNMANWAY |  | 51.7076 | -9.0275
132975X | MV/LV Substation DA***975X |  | 20 kV | _ | LV | 100 kVA :Pole Substation | 0.1 | --> | 0.1 | 0 | 0 | Constrained, otherwise capacity available =99 kVA | --> | 0.095 | 0 | 0 | 0 | 0 | Constrained, otherwise capacity available =95 kW | --> | E28 ex LOUGHREA | Loughrea [T41,T42] | SOMERSET |  | 53.2233 | -8.4771
059467 | MV/LV Substation ST***467 |  | 10 kV | _ | LV | 50 kVA :Pole Substation | 0.05 | --> | 0.05 | 0 | 0 | Constrained, otherwise capacity available =31 kVA | --> | 0.048 | 0 | 0 | 0 | 0 | Constrained, otherwise capacity available =45 kW | --> | C20 ex CAVAN | Cavan [T42,T421] | SHANKILL |  | 53.9843 | -7.2379
365190 | MV/LV Substation TA***190 |  | 10 kV | _ | LV | 1000 kVA :Building Structure | 1 | --> | 1 | 0.5 | 13.91 |  | --> | 0.95 | 0 | 0 | 0.5 | 0 |  | --> | C19 ex COOKSTOWN | Cookstown [T101,T102] | CARRICKMINES |  | 53.2889 | -6.3769
4334027 | MV/LV Substation PU***4027 |  | 10 kV | _ | LV | 50 kVA :Pole Substation | 0.05 | --> | 0.05 | 0 | 0 | Constrained, otherwise capacity available =44 kVA | --> | 0.048 | 0 | 0 | 0 | 0 | Constrained, otherwise capacity available =47 kW | --> | C16 ex BALLAGHADERREEN | Ballaghaderreen [T41,T42] | TONROE |  | 53.9125 | -8.6192
035657 | MV/LV Substation CA***657 |  | 20 kV | _ | LV | 50 kVA :Pole Substation | 0.05 | --> | 0.05 | 0.037 | 0.49 |  | --> | 0.048 | 0 | 0 | 0 | 0 | Constrained, otherwise capacity available =46 kW | --> | E15 ex ARDFINNAN | Ardfinnan [T421] | CAHIR |  | 52.3163 | -7.8656
041223Y | MV/LV Substation TU***223Y |  | 20 kV | _ | LV | 200 kVA :Pole Substation | 0.2 | --> | 0.2 | 0 | 0 | Constrained, otherwise capacity available =79 kVA | --> | 0.19 | 0 | 0 | 0 | 0 | Constrained, otherwise capacity available =173 kW | --> | E18 ex DALTON | Dalton [T421,T422] | DALTON |  | 53.6673 | -8.956
0374192 | MV/LV Substation MO***4192 |  | 10 kV | _ | LV | 630 kVA :Kiosk Substation | 0.63 | --> | 0.63 | 0.5 | 13.05 |  | --> | 0.598 | 0 | 0 | 0.5 | 0 |  | --> | C18 ex ENNIS | Ennis [T101,T102] | ENNIS |  | 52.8608 | -8.9566
1274185 | MV/LV Substation DE***4185 |  | 20 kV | _ | LV | 100 kVA :Pole Substation | 0.1 | --> | 0.1 | 0.1 | 5.89 |  | --> | 0.095 | 0 | 0 | 0 | 0 | Constrained, otherwise capacity available =95 kW | --> | C14 ex CASHEL | Cashel [T41,T42] | CAHIR |  | 52.5341 | -7.8816
039421 | MV/LV Substation CH***421 |  | 10 kV | _ | LV | 400 kVA :Kiosk Substation | 0.4 | --> | 0.4 | 0.316 | 3.45 |  | --> | 0.38 | 0 | 0.025 | 0.35 | 0 |  | --> | C20 ex TRIMMS LANE | Trimms Lane [T41,T42] | SALTHILL |  | 53.2667 | -9.0682
276779 | MV/LV Substation BA***779 |  | 10 kV | _ | LV | 50 kVA :Pole Substation | 0.05 | --> | 0.05 | 0.042 | 0.76 |  | --> | 0.048 | 0 | 0 | 0 | 0 | Constrained, otherwise capacity available =46 kW | --> | C11 ex WOODFORD | Woodford [T41,T42] | KNOCKEARAGH |  | 52.0565 | -9.4912
017239 | MV/LV Substation KI***239 |  | 20 kV | _ | LV | 100 kVA :Pole Substation | 0.1 | --> | 0.1 | 0.086 | 1.05 |  | --> | 0.095 | 0 | 0 | 0 | 0 | Constrained, otherwise capacity available =93 kW | --> | C16 ex NEWCASTLEWEST | Newcastlewest [T41,T42] | RATHKEALE |  | 52.5325 | -9.0845
003622X | MV/LV Substation BA***622X |  | 10 kV | _ | LV | 50 kVA :Pole Substation | 0.05 | --> | 0.05 | 0.045 | 18.08 |  | --> | 0.048 | 0 | 0 | 0.047 | 0 |  | --> | C18 ex ARKLOW | Arklow [T101,T102] | ARKLOW |  | 52.9047 | -6.1386
281980Y | MV/LV Substation GR***980Y |  | 10 kV | _ | LV | 200 kVA :Kiosk Substation | 0.2 | --> | 0.2 | 0 | 0 | Constrained, otherwise capacity available =100 kVA | --> | 0.19 | 0 | 0.091 | 0.108 | 0 |  | --> | C22 ex BALLINCOLLIG | Ballincollig [T41,T42] | KILBARRY |  | 51.8783 | -8.6158
210436Y | MV/LV Substation FO***436Y |  | 10 kV | _ | LV | 400 kVA :Kiosk Substation | 0.4 | --> | 0.4 | 0 | 0 | Constrained, otherwise capacity available =324 kVA | --> | 0.38 | 0 | 0.023 | 0 | 0 | Constrained, otherwise capacity available =352 kW | --> | C21 ex CARRICKMACROSS | Carrickmacross [T41,T42] | MEATH HILL |  | 53.968 | -6.7248
095043 | MV/LV Substation CA***043 |  | 10 kV | _ | LV | 50 kVA :Pole Substation | 0.05 | --> | 0.05 | 0.041 | 0.7 |  | --> | 0.048 | 0 | 0 | 0 | 0 | Constrained, otherwise capacity available =46 kW | --> | C15 ex KILRUSH | Kilrush [T41,T42] | TULLABRACK |  | 52.625 | -9.4903
058629Y | MV/LV Substation TH***629Y |  | 10 kV | _ | LV | 200 kVA :Kiosk Substation | 0.2 | --> | 0.2 | 0.181 | 0.18 | Constrained, otherwise capacity available =186 kVA | --> | 0.19 | 0 | 0 | 0 | 0 | Constrained, otherwise capacity available =188 kW | --> | C15 ex TOOMEVARA | Toomevara [T42] | NENAGH |  | 52.9417 | -8.0382
034978 | MV/LV Substation PO***978 |  | 10 kV | _ | LV | 200 kVA :Kiosk Substation | 0.2 | --> | 0.2 | 0.147 | 0.57 |  | --> | 0.19 | 0 | 0.044 | 0 | 0 | Constrained, otherwise capacity available =150 kW | --> | E25 ex LAWLESSTOWN | Lawlesstown [T42,T421] | DOON |  | 52.3625 | -7.6796
2814272 | MV/LV Substation GA***4272 |  | 10 kV | _ | LV | 630 kVA :Kiosk Substation | 0.63 | --> | 0.63 | 0 | 0 | Constrained, otherwise capacity available =594 kVA | --> | 0.598 | 0 | 0 | 0.5 | 0 |  | --> | C17 ex BISHOPSTOWN | Bishopstown [T41,T42] | KILBARRY |  | 51.8892 | -8.5693
136874Y | MV/LV Substation AB***874Y |  | 10 kV | _ | LV | 400 kVA :Kiosk Substation | 0.4 | --> | 0.4 | 0 | 0 | Constrained, otherwise capacity available =377 kVA | --> | 0.38 | 0 | 0.005 | 0 | 0 | Constrained, otherwise capacity available =373 kW | --> | C17 ex ROSCOMMON | Roscommon [T41,T42] | LANESBORO |  | 53.6187 | -8.2011
2444116 | MV/LV Substation DU***4116 |  | 20 kV | _ | LV | 100 kVA :Pole Substation | 0.1 | --> | 0.1 | 0 | 0 | Constrained, otherwise capacity available =96 kVA | --> | 0.095 | 0 | 0 | 0 | 0 | Constrained, otherwise capacity available =94 kW | --> | E12 ex MILLTOWN (SR) | Milltown (sr) [T421,T422] | OUGHTRAGH |  | 52.0985 | -9.7375
255055X | MV/LV Substation NU***055X |  | 20 kV | _ | LV | 400 kVA :Building Structure | 0.4 | --> | 0.4 | 0 | 0 | Constrained, otherwise capacity available =341 kVA | --> | 0.38 | 0 | 0.03 | 0 | 0 | Constrained, otherwise capacity available =350 kW | --> | E18 ex KILLYBEGS | Killybegs [T422] | BINBANE |  | 54.6377 | -8.4391
120129Y | MV/LV Substation MA***129Y |  | 20 kV | _ | LV | 630 kVA :Kiosk Substation | 0.63 | --> | 0.63 | 0 | 0 | Constrained, otherwise capacity available =391 kVA | --> | 0.598 | 0 | 0.036 | 0 | 0 | Constrained, otherwise capacity available =538 kW | --> | E17 ex EDENDERRY | Edenderry [T421,T422] | BLAKE |  | 53.3444 | -7.044
066263X | MV/LV Substation CO***263X |  | 10 kV | _ | LV | 400 kVA :Kiosk Substation | 0.4 | --> | 0.4 | 0 | 0 | Constrained, otherwise capacity available =352 kVA | --> | 0.38 | 0 | 0.01 | 0 | 0 | Constrained, otherwise capacity available =366 kW | --> | C16 ex MALAHIDE | Malahide [T41,T42] | GLASMORE |  | 53.4329 | -6.1373
015993 | MV/LV Substation 18***993 |  | 10 kV | _ | LV | 50 kVA :Pole Substation | 0.05 | --> | 0.05 | 0 | 0 | Constrained, otherwise capacity available =29 kVA | --> | 0.048 | 0 | 0.008 | 0 | 0 | Constrained, otherwise capacity available =39 kW | --> | C19 ex SALLINS | Sallins [T41,T42] | GRIFFINRATH |  | 53.2697 | -6.7384
281427Z | MV/LV Substation PA***427Z |  | 10 kV | _ | LV | 400 kVA :Building Structure | 0.4 | --> | 0.4 | 0 | 0 | Constrained, otherwise capacity available =162 kVA | --> | 0.38 | 0 | 0 | 0.346 | 0 |  | --> | C21 ex BISHOPSTOWN | Bishopstown [T41,T42] | KILBARRY |  | 51.8886 | -8.5348
054290Y | MV/LV Substation GR***290Y |  | 10 kV | _ | LV | 200 kVA :Kiosk Substation | 0.2 | --> | 0.2 | 0 | 0 | Constrained, otherwise capacity available =137 kVA | --> | 0.19 | 0 | 0.025 | 0 | 0 | Constrained, otherwise capacity available =163 kW | --> | C20 ex PORTLAOISE | Portlaoise [T41,T42] | PORTLAOISE |  | 53.0382 | -7.2717
281079Y | MV/LV Substation HO***079Y |  | 10 kV | _ | LV | 50 kVA :Pole Substation | 0.05 | --> | 0.05 | 0 | 0 |  | --> | 0.048 | 0 | 0 | 0.034 | 0 |  | --> | C12 ex BALLINCOLLIG | Ballincollig [T41,T42] | KILBARRY |  | 51.8864 | -8.6094
044626 | MV/LV Substation MO***626 |  | 20 kV | _ | LV | 1000 kVA :Kiosk Substation | 1 | --> | 1 | 0.5 | 9.1 |  | --> | 0.95 | 0 | 0 | 0 | 0 | Constrained, otherwise capacity available =949 kW | --> | E21 ex ARDNAREE | Ardnaree [T42,T421] | MOY |  | 54.0137 | -9.0886
066310X | MV/LV Substation SE***310X |  | 10 kV | _ | LV | 400 kVA :Kiosk Substation | 0.4 | --> | 0.4 | 0 | 0 | Constrained, otherwise capacity available =225 kVA | --> | 0.38 | 0 | 0.097 | 0.284 | 0 |  | --> | C18 ex MOUNTGORRY | Mountgorry [T41,T42] | GRANGE (DR) |  | 53.4543 | -6.186
050062 | MV/LV Substation NE***062 |  | 10 kV | _ | LV | 400 kVA :Building Structure | 0.4 | --> | 0.4 | 0.211 | 7.61 |  | --> | 0.38 | 0 | 0.013 | 0 | 0 | Constrained, otherwise capacity available =344 kW | --> | C14 ex GARRYCASTLE | Garrycastle [T41,T42] | ATHLONE |  | 53.4265 | -7.9338
006905 | MV/LV Substation CU***905 |  | 20 kV | _ | LV | 100 kVA :Pole Substation | 0.1 | --> | 0.1 | 0.099 | 1.13 |  | --> | 0.095 | 0 | 0 | 0 | 0 | Constrained, otherwise capacity available =95 kW | --> | E18 ex BUNCLODY | Bunclody [T421,T422] | CRANE |  | 52.5703 | -6.7228
250700 | MV/LV Substation KI***700 |  | 10 kV | _ | LV | 50 kVA :Pole Substation | 0.05 | --> | 0.05 | 0.042 | 1.26 |  | --> | 0.048 | 0 | 0 | 0 | 0 | Constrained, otherwise capacity available =46 kW | --> | C27 ex BALLYCROSSAUN | Ballycrossaun [T421,T422] | SOMERSET |  | 53.1495 | -8.3043
011606X | MV/LV Substation BR***606X |  | 10 kV | _ | LV | 100 kVA :Pole Substation | 0.1 | --> | 0.1 | 0.096 | 5.05 |  | --> | 0.095 | 0 | 0 | 0 | 0 | Constrained, otherwise capacity available =94 kW | --> | C20 ex MCDONAGH | Mcdonagh [T41,T42] | KILKENNY |  | 52.6689 | -7.2148
003982 | MV/LV Substation BA***982 |  | 10 kV | _ | LV | 50 kVA :Pole Substation | 0.05 | --> | 0.05 | 0.025 | 11.58 |  | --> | 0.048 | 0 | 0 | 0 | 0 | Constrained, otherwise capacity available =44 kW | --> | C19 ex BALLYBEG | Ballybeg [T101,T102] | CARRICKMINES |  | 53.0179 | -6.143
063843X | MV/LV Substation LI***843X |  | 10 kV | _ | LV | 400 kVA :Building Structure | 0.4 | --> | 0.4 | 0 | 0 | Constrained, otherwise capacity available =250 kVA | --> | 0.38 | 0 | 0 | 0 | 0 | Constrained, otherwise capacity available =365 kW | --> | C15 ex STICKILLEN | Stickillen [T41,T42] | DRYBRIDGE |  | 53.8443 | -6.5375
066284X | MV/LV Substation PA***284X |  | 10 kV | _ | LV | 630 kVA :Kiosk Substation | 0.63 | --> | 0.63 | 0 | 0 | Constrained, otherwise capacity available =456 kVA | --> | 0.598 | 0 | 0.083 | 0.5 | 0 |  | --> | C11 ex SUTTON | Sutton [T41,T42] | GRANGE (DR) |  | 53.3912 | -6.0976
1364178 | MV/LV Substation RA***4178 |  | 10 kV | _ | LV | 50 kVA :Pole Substation | 0.05 | --> | 0.05 | 0 | 0 | Constrained, otherwise capacity available =39 kVA | --> | 0.048 | 0 | 0 | 0 | 0 | Constrained, otherwise capacity available =46 kW | --> | C19 ex ROSCOMMON | Roscommon [T41,T42] | LANESBORO |  | 53.6488 | -8.2166
154560 | MV/LV Substation CO***560 |  | 10 kV | _ | LV | 100 kVA :Pole Substation | 0.1 | --> | 0.1 | 0 | 0 | Constrained, otherwise capacity available =53 kVA | --> | 0.095 | 0 | 0.005 | 0 | 0 | Constrained, otherwise capacity available =85 kW | --> | C24 ex BALLYCOOLIN | Ballycoolin [T41,T42,T43] | FINGLAS |  | 53.3989 | -6.3924
068783X | MV/LV Substation IS***783X |  | 10 kV | _ | LV | 1000 kVA :Building Structure | 1 | --> | 1 | 0.5 | 14.34 |  | --> | 0.95 | 0 | 0 | 0.5 | 0 |  | --> | C31 ex NORTH QUAYS | North Quays [T101,T102,T103] | POOLBEG |  | 53.3533 | -6.2312
078135X | MV/LV Substation BA***135X |  | 10 kV | _ | LV | 50 kVA :Pole Substation | 0.05 | --> | 0.05 | 0 | 0 | Constrained, otherwise capacity available =49 kVA | --> | 0.048 | 0 | 0 | 0 | 0 | Constrained, otherwise capacity available =47 kW | --> | C13 ex CHARLESTOWN | Charlestown [T41] | TONROE |  | 53.9328 | -8.8509
064787X | MV/LV Substation NE***787X |  | 10 kV | _ | LV | 50 kVA :Pole Substation | 0.05 | --> | 0.05 | 0 | 0 | Constrained, otherwise capacity available =50 kVA | --> | 0.048 | 0 | 0 | 0 | 0 | Constrained, otherwise capacity available =48 kW | --> | C20 ex RATHMULLAN | Rathmullan [T41,T42] | DRYBRIDGE |  | 53.6976 | -6.3921
067336 | MV/LV Substation DO***336 |  | 10 kV | _ | LV | 50 kVA :Pole Substation | 0.05 | --> | 0.05 | 0 | 0 | Constrained, otherwise capacity available =50 kVA | --> | 0.048 | 0 | 0 | 0.048 | 0 |  | --> | C16 ex BALLINACURRA | Ballinacurra [T41,T42] | LIMERICK |  | 52.6379 | -8.6445
029257 | MV/LV Substation GA***257 |  | 20 kV | _ | LV | 100 kVA :Pole Substation | 0.1 | --> | 0.1 | 0 | 0 | Constrained, otherwise capacity available =92 kVA | --> | 0.095 | 0 | 0 | 0 | 0 | Constrained, otherwise capacity available =94 kW | --> | C13 ex CLOYNE | Cloyne [T41] | MIDLETON |  | 51.8658 | -7.9998
281601Z | MV/LV Substation JA***601Z |  | 10 kV | _ | LV | 630 kVA :Kiosk Substation | 0.63 | --> | 0.63 | 0.5 | 6.78 |  | --> | 0.598 | 0 | 0.027 | 0.5 | 0 |  | --> | C38 ex CASTLEVIEW | Castleview [T101,T102] | CASTLEVIEW |  | 51.8816 | -8.3955
116967X | MV/LV Substation TR***967X |  | 20 kV | _ | LV | 50 kVA :Pole Substation | 0.05 | --> | 0.05 | 0.046 | 8.1 |  | --> | 0.048 | 0 | 0 | 0 | 0 | Constrained, otherwise capacity available =47 kW | --> | E16 ex WESTPORT | Westport [T421,T422] | CASTLEBAR |  | 53.7932 | -9.534
021988X | MV/LV Substation AR***988X |  | 10 kV | _ | LV | 400 kVA :Kiosk Substation | 0.4 | --> | 0.4 | 0 | 0 | Constrained, otherwise capacity available =293 kVA | --> | 0.38 | 0 | 0 | 0.365 | 0 |  | --> | C25 ex KILBARRY | Kilbarry [T101,T43] | KILBARRY |  | 51.9049 | -8.5102
210674Y | MV/LV Substation SE***674Y |  | 10 kV | _ | LV | 200 kVA :Kiosk Substation | 0.2 | --> | 0.2 | 0 | 0 | Constrained, otherwise capacity available =192 kVA | --> | 0.19 | 0 | 0 | 0 | 0 | Constrained, otherwise capacity available =189 kW | --> | C18 ex CARRICKMACROSS | Carrickmacross [T41,T42] | MEATH HILL |  | 53.9779 | -6.7276
003279Y | MV/LV Substation BA***279Y |  | 10 kV | _ | LV | 50 kVA :Pole Substation | 0.05 | --> | 0.05 | 0.045 | 11.58 |  | --> | 0.048 | 0 | 0.003 | 0 | 0 | Constrained, otherwise capacity available =45 kW | --> | C18 ex BALLYBEG | Ballybeg [T101,T102] | CARRICKMINES |  | 52.9558 | -6.1759
011970Y | MV/LV Substation KI***970Y |  | 10 kV | _ | LV | 400 kVA :Building Structure | 0.4 | --> | 0.4 | 0.397 | 2.8 |  | --> | 0.38 | 0 | 0 | 0 | 0 | Constrained, otherwise capacity available =380 kW | --> | C18 ex PURCELLS INCH | Purcells Inch [T41,T42] | KILKENNY |  | 52.6444 | -7.2106
037074Y | MV/LV Substation FO***074Y |  | 20 kV | _ | LV | 100 kVA :Pole Substation | 0.1 | --> | 0.1 | 0 | 0 | Constrained, otherwise capacity available =97 kVA | --> | 0.095 | 0 | 0 | 0 | 0 | Constrained, otherwise capacity available =95 kW | --> | C16 ex ENNIS NORTH | Ennis North [T41,T42] | ENNIS |  | 52.8752 | -9.0347
007484Z | MV/LV Substation CO***484Z |  | 20 kV | _ | LV | 100 kVA :Pole Substation | 0.1 | --> | 0.1 | 0.1 | 1.4 |  | --> | 0.095 | 0 | 0 | 0 | 0 | Constrained, otherwise capacity available =95 kW | --> | E20 ex KILLINICK | Killinick [T421,T422] | WEXFORD |  | 52.2499 | -6.506
149257X | MV/LV Substation DR***257X |  | 10 kV | _ | LV | 50 kVA :Pole Substation | 0.05 | --> | 0.05 | 0 | 0 | Constrained, otherwise capacity available =44 kVA | --> | 0.048 | 0 | 0 | 0 | 0 | Constrained, otherwise capacity available =47 kW | --> | C11 ex DONEGAL | Donegal [T41,T42] | CATHALEENS FALL |  | 54.6623 | -8.112
011841 | MV/LV Substation TU***841 |  | 10 kV | _ | LV | 100 kVA :Pole Substation | 0.1 | --> | 0.1 | 0 | 0 | Constrained, otherwise capacity available =89 kVA | --> | 0.095 | 0 | 0.02 | 0 | 0 | Constrained, otherwise capacity available =79 kW | --> | C15 ex TALBOTS INCH | Talbots Inch [T41,T42] | KILKENNY |  | 52.6633 | -7.4315
037019 | MV/LV Substation OA***019 |  | 10 kV | _ | LV | 400 kVA :Kiosk Substation | 0.4 | --> | 0.4 | 0 | 0 | Constrained, otherwise capacity available =349 kVA | --> | 0.38 | 0 | 0 | 0 | 0 | Constrained, otherwise capacity available =373 kW | --> | C15 ex ENNIS NORTH | Ennis North [T41,T42] | ENNIS |  | 52.855 | -8.9902
154256Z | MV/LV Substation PE***256Z |  | 10 kV | _ | LV | 630 kVA :Building Structure | 0.63 | --> | 0.63 | 0 | 0 | Constrained, otherwise capacity available =586 kVA | --> | 0.598 | 0 | 0 | 0.5 | 0 |  | --> | C16 ex COLLEGE PARK | College Park [T101,T102,T103] | COLLEGE PARK |  | 53.3912 | -6.3901
082846 | MV/LV Substation BE***846 |  | 10 kV | _ | LV | 100 kVA :Pole Substation | 0.1 | --> | 0.1 | 0.086 | 2.01 |  | --> | 0.095 | 0 | 0.005 | 0 | 0 | Constrained, otherwise capacity available =89 kW | --> | C18 ex ABBEYLAND | Abbeyland [T41,T42] | NAVAN |  | 53.6392 | -6.7533
053048 | MV/LV Substation TE***048 |  | 20 kV | _ | LV | 200 kVA :Kiosk Substation | 0.2 | --> | 0.2 | 0 | 0 | Constrained, otherwise capacity available =112 kVA | --> | 0.19 | 0 | 0.054 | 0.138 | 0 |  | --> | E18 ex CLONMINCH | Clonminch [T41,T422] | THORNSBERRY |  | 53.2472 | -7.5534
075746 | MV/LV Substation BA***746 |  | 20 kV | _ | LV | 50 kVA :Pole Substation | 0.05 | --> | 0.05 | 0.041 | 0.58 |  | --> | 0.048 | 0 | 0 | 0 | 0 | Constrained, otherwise capacity available =46 kW | --> | E11 ex FERNS | Ferns [T421] | CRANE |  | 52.6195 | -6.5305
254332 | MV/LV Substation CO***332 |  | 10 kV | _ | LV | 400 kVA :Kiosk Substation | 0.4 | --> | 0.4 | 0.314 | 10.7 |  | --> | 0.38 | 0 | 0.035 | 0 | 0 | Constrained, otherwise capacity available =342 kW | --> | C22 ex CLOON | Cloon [T42,T421] | CLOON |  | 53.5092 | -8.8597
288239X | MV/LV Substation BE***239X |  | 10 kV | _ | LV | 1000 kVA :Building Structure | 1 | --> | 1 | 0.332 | 1.16 |  | --> | 0.95 | 0 | 0 | 0.5 | 0 |  | --> | C20 ex BREWERY ROAD | Brewery Road [T41,T42] | CARRICKMINES |  | 53.2776 | -6.2159
127071Z | MV/LV Substation EG***071Z |  | 10 kV | _ | LV | 400 kVA :Building Structure | 0.4 | --> | 0.4 | 0 | 0 | Constrained, otherwise capacity available =238 kVA | --> | 0.38 | 0 | 0 | 0 | 0 | Constrained, otherwise capacity available =357 kW | --> | C12 ex LOUGHTAGALLA | Loughtagalla [T41,T42] | THURLES |  | 52.6141 | -7.7747
0694153 | MV/LV Substation MU***4153 |  | 10 kV | _ | LV | 1000 kVA :Building Structure | 1 | --> | 1 | 0 | 0 | Constrained, otherwise capacity available =933 kVA | --> | 0.95 | 0 | 0.005 | 0.5 | 0 |  | --> | C13 ex DONNYBROOK | Donnybrook [T41,T42] | MILLTOWN (DR) |  | 53.3224 | -6.2366
136402 | MV/LV Substation CL***402 |  | 10 kV | _ | LV | 50 kVA :Pole Substation | 0.05 | --> | 0.05 | 0 | 0 | Constrained, otherwise capacity available =39 kVA | --> | 0.048 | 0 | 0.02 | 0 | 0 | Constrained, otherwise capacity available =31 kW | --> | C12 ex ROSCOMMON | Roscommon [T41,T42] | LANESBORO |  | 53.6381 | -8.1984
152610 | MV/LV Substation NI***610 |  | 20 kV | _ | LV | 50 kVA :Pole Substation | 0.05 | --> | 0.05 | 0 | 0 | Constrained, otherwise capacity available =28 kVA | --> | 0.048 | 0 | 0 | 0 | 0 | Constrained, otherwise capacity available =44 kW | --> | E33 ex CAPPAMORE | Cappamore [T41,T42] | ARDNACRUSHA |  | 52.5613 | -8.3462
158832 | MV/LV Substation CA***832 |  | 10 kV | _ | LV | 50 kVA :Pole Substation | 0.05 | --> | 0.05 | 0 | 0 | Constrained, otherwise capacity available =45 kVA | --> | 0.048 | 0 | 0 | 0 | 0 | Constrained, otherwise capacity available =47 kW | --> | C22 ex ENNISTYMON | Ennistymon [T41,T42] | ENNIS |  | 52.9521 | -9.2814
041329 | MV/LV Substation BA***329 |  | 20 kV | _ | LV | 100 kVA :Pole Substation | 0.1 | --> | 0.1 | 0 | 0 | Constrained, otherwise capacity available =62 kVA | --> | 0.095 | 0 | 0.006 | 0 | 0 | Constrained, otherwise capacity available =85 kW | --> | E18 ex DALTON | Dalton [T421,T422] | DALTON |  | 53.6679 | -8.9606
266235X | MV/LV Substation AR***235X |  | 20 kV | _ | LV | 100 kVA :Pole Substation | 0.1 | --> | 0.1 | 0 | 0 | Constrained, otherwise capacity available =73 kVA | --> | 0.095 | 0 | 0 | 0 | 0 | Constrained, otherwise capacity available =91 kW | --> | E12 ex CARNDONAGH | Carndonagh [T421,T422] | TRILLICK |  | 55.2555 | -7.279
127202Y | MV/LV Substation SH***202Y |  | 10 kV | _ | LV | 50 kVA :Pole Substation | 0.05 | --> | 0.05 | 0 | 0 | Constrained, otherwise capacity available =50 kVA | --> | 0.048 | 0 | 0 | 0 | 0 | Constrained, otherwise capacity available =48 kW | --> | C17 ex HOLYCROSS ROAD | Holycross Road [T41,T42] | THURLES |  | 52.6959 | -8.0308
006402Y | MV/LV Substation SP***402Y |  | 20 kV | _ | LV | 50 kVA :Pole Substation | 0.05 | --> | 0.05 | 0 | 0 | Constrained, otherwise capacity available =48 kVA | --> | 0.048 | 0 | 0 | 0 | 0 | Constrained, otherwise capacity available =47 kW | --> | E18 ex CLONROCHE | Clonroche [T421,T422] | WEXFORD |  | 52.422 | -6.6278
001787 | MV/LV Substation RI***787 |  | 10 kV | _ | LV | 200 kVA :Kiosk Substation | 0.2 | --> | 0.2 | 0.119 | 4.37 |  | --> | 0.19 | 0 | 0.029 | 0.157 | 0 |  | --> | C14 ex DUN LAOGHAIRE | Dun Laoghaire [T41,T42] | BLACKROCK |  | 53.2912 | -6.1552
084128X | MV/LV Substation CA***128X |  | 10 kV | _ | LV | 200 kVA :Kiosk Substation | 0.2 | --> | 0.2 | 0 | 0 | Constrained, otherwise capacity available =147 kVA | --> | 0.19 | 0 | 0.047 | 0 | 0 | Constrained, otherwise capacity available =148 kW | --> | C18 ex KILCOLGAN | Kilcolgan [T42,T421] | GALWAY 110KV |  | 53.2249 | -8.8805
065217Z | MV/LV Substation AD***217Z |  | 20 kV | _ | LV | 50 kVA :Pole Substation | 0.05 | --> | 0.05 | 0 | 0 | Constrained, otherwise capacity available =46 kVA | --> | 0.048 | 0 | 0.004 | 0 | 0 | Constrained, otherwise capacity available =44 kW | --> | E21 ex ASHBOURNE | Ashbourne [T421,T422] | FINGLAS |  | 53.5566 | -6.3642
005963 | MV/LV Substation TO***963 |  | 10 kV | _ | LV | 200 kVA :Pole Substation | 0.2 | --> | 0.2 | 0 | 0 | Constrained, otherwise capacity available =91 kVA | --> | 0.19 | 0 | 0.015 | 0 | 0 | Constrained, otherwise capacity available =164 kW | --> | C11 ex GARDEN CITY | Garden City [T41,T42] | ARKLOW |  | 52.7108 | -6.2951
012771X | MV/LV Substation PA***771X |  | 10 kV | _ | LV | 200 kVA :Kiosk Substation | 0.2 | --> | 0.2 | 0 | 0 | Constrained, otherwise capacity available =118 kVA | --> | 0.19 | 0 | 0.004 | 0 | 0 | Constrained, otherwise capacity available =176 kW | --> | C19 ex POLLERTON | Pollerton [T41,T42] | CARLOW |  | 52.8327 | -6.9236
0044023 | MV/LV Substation TI***4023 |  | 20 kV | _ | LV | 100 kVA :Pole Substation | 0.1 | --> | 0.1 | 0 | 0 | Constrained, otherwise capacity available =82 kVA | --> | 0.095 | 0 | 0.008 | 0 | 0 | Constrained, otherwise capacity available =87 kW | --> | E13 ex SHILLELAGH | Shillelagh [T421,T422] | CARLOW |  | 52.7969 | -6.4569
017825X | MV/LV Substation FO***825X |  | 10 kV | _ | LV | 200 kVA :Pole Substation | 0.2 | --> | 0.2 | 0.188 | 1.58 |  | --> | 0.19 | 0 | 0 | 0 | 0 | Constrained, otherwise capacity available =188 kW | --> | C12 ex FOYNES | Foynes [T41,T42] | RATHKEALE |  | 52.6097 | -9.0977
233018X | MV/LV Substation BR***018X |  | 10 kV | _ | LV | 50 kVA :Pole Substation | 0.05 | --> | 0.05 | 0 | 0 | Constrained, otherwise capacity available =48 kVA | --> | 0.048 | 0 | 0 | 0 | 0 | Constrained, otherwise capacity available =47 kW | --> | C23 ex CASTLEISLAND | Castleisland [T41,T42] | TRALEE |  | 52.2374 | -9.4593
0894091 | MV/LV Substation SU***4091 |  | 20 kV | _ | LV | 400 kVA :Building Structure | 0.4 | --> | 0.4 | 0.394 | 9.1 |  | --> | 0.38 | 0 | 0 | 0 | 0 | Constrained, otherwise capacity available =379 kW | --> | E17 ex ARDNAREE | Ardnaree [T42,T421] | MOY |  | 54.1152 | -9.1411
005546 | MV/LV Substation AR***546 |  | 20 kV | _ | LV | 400 kVA :Kiosk Substation | 0.4 | --> | 0.4 | 0.345 | 17.8 |  | --> | 0.38 | 0 | 0 | 0.372 | 0 |  | --> | E13 ex BANOGE | Banoge [T121,T122] | BANOGE |  | 52.634 | -6.2314
004030Y | MV/LV Substation KI***030Y |  | 10 kV | _ | LV | 50 kVA :Pole Substation | 0.05 | --> | 0.05 | 0.048 | 18.08 |  | --> | 0.048 | 0 | 0 | 0.047 | 0 |  | --> | C13 ex ARKLOW | Arklow [T101,T102] | ARKLOW |  | 52.8132 | -6.1609
068403X | MV/LV Substation DO***403X |  | 10 kV | _ | LV | 630 kVA :Building Structure | 0.63 | --> | 0.63 | 0.5 | 6.65 |  | --> | 0.598 | 0 | 0 | 0.5 | 0 |  | --> | C12 ex EAST WALL ROAD | East Wall Road [T41,T42] | MCDERMOTT |  | 53.3545 | -6.2117
266131 | MV/LV Substation CE***131 |  | 20 kV | _ | LV | 200 kVA :Pole Substation | 0.2 | --> | 0.2 | 0 | 0 | Constrained, otherwise capacity available =166 kVA | --> | 0.19 | 0 | 0.002 | 0 | 0 | Constrained, otherwise capacity available =184 kW | --> | E12 ex CARNDONAGH | Carndonagh [T421,T422] | TRILLICK |  | 55.2558 | -7.2767
0144056 | MV/LV Substation CR***4056 |  | 10 kV | _ | LV | 200 kVA :Building Structure | 0.2 | --> | 0.2 | 0 | 0 | Constrained, otherwise capacity available =131 kVA | --> | 0.19 | 0 | 0 | 0 | 0 | Constrained, otherwise capacity available =180 kW | --> | C20 ex KILDARE | Kildare [T41,T42] | NEWBRIDGE |  | 53.1702 | -6.9133
006193 | MV/LV Substation ST***193 |  | 10 kV | _ | LV | 100 kVA :Pole Substation | 0.1 | --> | 0.1 | 0.068 | 1.29 |  | --> | 0.095 | 0 | 0 | 0 | 0 | Constrained, otherwise capacity available =90 kW | --> | C12 ex MONFIN | Monfin [T41,T42] | WEXFORD |  | 52.4939 | -6.5743
117221Y | MV/LV Substation SL***221Y |  | 10 kV | _ | LV | 200 kVA :Kiosk Substation | 0.2 | --> | 0.2 | 0.177 | 0.32 |  | --> | 0.19 | 0 | 0.004 | 0 | 0 | Constrained, otherwise capacity available =184 kW | --> | C18 ex BALLYMOTE | Ballymote [T41] | SLIGO |  | 54.0931 | -8.5224
137270X | MV/LV Substation BE***270X |  | 10 kV | _ | LV | 50 kVA :Pole Substation | 0.05 | --> | 0.05 | 0.046 | 3.74 |  | --> | 0.048 | 0 | 0 | 0 | 0 | Constrained, otherwise capacity available =47 kW | --> | C11 ex KILFLYNN | Kilflynn [T41,T42] | TRALEE |  | 52.3143 | -9.6968
054888Y | MV/LV Substation SE***888Y |  | 10 kV | _ | LV | 400 kVA :Kiosk Substation | 0.4 | --> | 0.4 | 0.344 | 2.78 |  | --> | 0.38 | 0 | 0 | 0 | 0 | Constrained, otherwise capacity available =372 kW | --> | E16 ex BALLYRAGGET | Ballyragget [T421,T422] | BALLYRAGGET |  | 52.8404 | -7.4036
048106X | MV/LV Substation SL***106X |  | 20 kV | _ | LV | 200 kVA :Pole Substation | 0.2 | --> | 0.2 | 0.2 | 2.03 |  | --> | 0.19 | 0 | 0 | 0 | 0 | Constrained, otherwise capacity available =190 kW | --> | E16 ex MOHILL | Mohill [T421,T422] | CARRICK ON SHANNON |  | 53.9209 | -7.8762
009819Y | MV/LV Substation TH***819Y |  | 10 kV | _ | LV | 200 kVA :Kiosk Substation | 0.2 | --> | 0.2 | 0.166 | 8.16 |  | --> | 0.19 | 0 | 0 | 0 | 0 | Constrained, otherwise capacity available =185 kW | --> | C12 ex MOUNT MISERY | Mount Misery [T41,T42] | WATERFORD |  | 52.2731 | -7.0876
030017 | MV/LV Substation ON***017 |  | 20 kV | _ | LV | 400 kVA :Kiosk Substation | 0.4 | --> | 0.4 | 0 | 0 | Constrained, otherwise capacity available =92 kVA | --> | 0.38 | 0 | 0.005 | 0 | 0 | Constrained, otherwise capacity available =332 kW | --> | E14 ex FOXHOLE | Foxhole [T421,T422] | DUNGARVAN |  | 51.9552 | -7.8484
012461Y | MV/LV Substation SH***461Y |  | 10 kV | _ | LV | 1000 kVA :Building Structure | 1 | --> | 1 | 0 | 0 | Constrained, otherwise capacity available =369 kVA | --> | 0.95 | 0 | 0.045 | 0 | 0 | Constrained, otherwise capacity available =827 kW | --> | C22 ex POLLERTON | Pollerton [T41,T42] | CARLOW |  | 52.8363 | -6.9246
288106X | MV/LV Substation LA***106X |  | 10 kV | _ | LV | 400 kVA :Building Structure | 0.4 | --> | 0.4 | 0.232 | 2.36 |  | --> | 0.38 | 0 | 0.006 | 0.352 | 0 |  | --> | C11 ex BRAY | Bray [T41,T42] | FASSAROE |  | 53.1964 | -6.1312
108035 | MV/LV Substation GA***035 |  | 10 kV | _ | LV | 200 kVA :Pole Substation | 0.2 | --> | 0.2 | 0.178 | 1.57 |  | --> | 0.19 | 0 | 0 | 0 | 0 | Constrained, otherwise capacity available =187 kW | --> | C16 ex BALLYSHANNON | Ballyshannon [T41,T42] | CATHALEENS FALL |  | 54.4968 | -8.1938
011562Z | MV/LV Substation LA***562Z |  | 10 kV | _ | LV | 400 kVA :Kiosk Substation | 0.4 | --> | 0.4 | 0.377 | 5.05 |  | --> | 0.38 | 0 | 0 | 0 | 0 | Constrained, otherwise capacity available =377 kW | --> | C18 ex MCDONAGH | Mcdonagh [T41,T42] | KILKENNY |  | 52.6585 | -7.2395
1084064 | MV/LV Substation CO***4064 |  | 10 kV | _ | LV | 630 kVA :Building Structure | 0.63 | --> | 0.63 | 0.5 | 1.57 |  | --> | 0.598 | 0 | 0 | 0 | 0 | Constrained, otherwise capacity available =596 kW | --> | C15 ex BALLYSHANNON | Ballyshannon [T41,T42] | CATHALEENS FALL |  | 54.5015 | -8.1852
293131Z | MV/LV Substation CO***131Z |  | 20 kV | _ | LV | 50 kVA :Pole Substation | 0.05 | --> | 0.05 | 0.044 | 2.83 |  | --> | 0.048 | 0 | 0.005 | 0 | 0 | Constrained, otherwise capacity available =43 kW | --> | E13 ex BAGENALSTOWN | Bagenalstown [T421,T422] | CARLOW |  | 52.6586 | -6.9063
156802 | MV/LV Substation KI***802 |  | 20 kV | _ | LV | 100 kVA :Pole Substation | 0.1 | --> | 0.1 | 0.051 | 2.47 |  | --> | 0.095 | 0 | 0.05 | 0 | 0 | Constrained, otherwise capacity available =51 kW | --> | E13 ex TELAYDON | Telaydon [T42,T421] | LISDRUM |  | 54.2595 | -7.0419
026131Z | MV/LV Substation DA***131Z |  | 10 kV | _ | LV | 50 kVA :Pole Substation | 0.05 | --> | 0.05 | 0 | 0 | Constrained, otherwise capacity available =48 kVA | --> | 0.048 | 0 | 0 | 0 | 0 | Constrained, otherwise capacity available =47 kW | --> | C12 ex TIMOLEAGUE | Timoleague [T41] | BANDON |  | 51.7057 | -8.7662
011207Z | MV/LV Substation KE***207Z |  | 10 kV | _ | LV | 50 kVA :Pole Substation | 0.05 | --> | 0.05 | 0 | 0 | Constrained, otherwise capacity available =48 kVA | --> | 0.048 | 0 | 0 | 0 | 0 | Constrained, otherwise capacity available =47 kW | --> | C23 ex GORESBRIDGE | Goresbridge [T41,T42] | KILKENNY |  | 52.6854 | -7.0407
017910X | MV/LV Substation RO***910X |  | 10 kV | _ | LV | 630 kVA :Building Structure | 0.63 | --> | 0.63 | 0.5 | 1.58 |  | --> | 0.598 | 0 | 0 | 0 | 0 | Constrained, otherwise capacity available =598 kW | --> | C18 ex FOYNES | Foynes [T41,T42] | RATHKEALE |  | 52.5998 | -9.0419
365983X | MV/LV Substation GR***983X |  | 10 kV | _ | LV | 630 kVA :Building Structure | 0.63 | --> | 0.63 | 0 | 0 | Constrained, otherwise capacity available =497 kVA | --> | 0.598 | 0 | 0 | 0.5 | 0 |  | --> | C21 ex TYMON | Tymon [T41,T42] | COOKSTOWN |  | 53.2931 | -6.3549
158736X | MV/LV Substation DO***736X |  | 20 kV | _ | LV | 50 kVA :Pole Substation | 0.05 | --> | 0.05 | 0 | 0 | Constrained, otherwise capacity available =44 kVA | --> | 0.048 | 0 | 0 | 0 | 0 | Constrained, otherwise capacity available =47 kW | --> | C22 ex ENNISTYMON | Ennistymon [T41,T42] | ENNIS |  | 53.0137 | -9.38
157328X | MV/LV Substation KI***328X |  | 20 kV | _ | LV | 50 kVA :Pole Substation | 0.05 | --> | 0.05 | 0.05 | 1.55 |  | --> | 0.048 | 0 | 0 | 0 | 0 | Constrained, otherwise capacity available =48 kW | --> | E13 ex CARRIGALLEN | Carrigallen [T421] | CARRICK ON SHANNON |  | 53.9814 | -7.629
084497 | MV/LV Substation BA***497 |  | 20 kV | _ | LV | 50 kVA :Pole Substation | 0.05 | --> | 0.05 | 0 | 0 | Constrained, otherwise capacity available =13 kVA | --> | 0.048 | 0 | 0.009 | 0 | 0 | Constrained, otherwise capacity available =36 kW | --> | E11 ex KILCOLGAN | Kilcolgan [T42,T421] | GALWAY 110KV |  | 53.1854 | -8.9094
012935X | MV/LV Substation CO***935X |  | 10 kV | _ | LV | 200 kVA :Kiosk Substation | 0.2 | --> | 0.2 | 0 | 0 | Constrained, otherwise capacity available =135 kVA | --> | 0.19 | 0 | 0 | 0 | 0 | Constrained, otherwise capacity available =181 kW | --> | C19 ex POLLERTON | Pollerton [T41,T42] | CARLOW |  | 52.8278 | -6.9208
161178Y | MV/LV Substation CE***178Y |  | 20 kV | _ | LV | 630 kVA :Building Structure | 0.63 | --> | 0.63 | 0.468 | 11.03 |  | --> | 0.598 | 0 | 0 | 0.5 | 0 |  | --> | C27 ex SALTHILL | Salthill [T101,T102] | SALTHILL |  | 53.3389 | -9.1804
093227X | MV/LV Substation PA***227X |  | 10 kV | _ | LV | 200 kVA :Kiosk Substation | 0.2 | --> | 0.2 | 0 | 0 | Constrained, otherwise capacity available =169 kVA | --> | 0.19 | 0 | 0.006 | 0.181 | 0 |  | --> | C13 ex SUTTON | Sutton [T41,T42] | GRANGE (DR) |  | 53.3933 | -6.1335
081435X | MV/LV Substation RO***435X |  | 10 kV | _ | LV | 400 kVA :Kiosk Substation | 0.4 | --> | 0.4 | 0 | 0 | Constrained, otherwise capacity available =300 kVA | --> | 0.38 | 0 | 0.012 | 0.357 | 0 |  | --> | C18 ex BALGADDY | Balgaddy [T41,T42] | GRANGE CASTLE |  | 53.3422 | -6.4217
204284X | MV/LV Substation IN***284X |  | 20 kV | _ | LV | 630 kVA :Building Structure | 0.63 | --> | 0.63 | 0 | 0 |  | --> | 0.598 | 0 | 0 | 0 | 0 | Constrained, otherwise capacity available =552 kW | --> | E13 ex CARNDONAGH | Carndonagh [T421,T422] | TRILLICK |  | 55.1869 | -7.4035
137081X | MV/LV Substation BA***081X |  | 10 kV | _ | LV | 50 kVA :Pole Substation | 0.05 | --> | 0.05 | 0.035 | 3.74 |  | --> | 0.048 | 0 | 0.011 | 0 | 0 | Constrained, otherwise capacity available =37 kW | --> | C12 ex KILFLYNN | Kilflynn [T41,T42] | TRALEE |  | 52.3512 | -9.628
293479 | MV/LV Substation BA***479 |  | 20 kV | _ | LV | 200 kVA :Pole Substation | 0.2 | --> | 0.2 | 0.153 | 0.43 |  | --> | 0.19 | 0 | 0.004 | 0 | 0 | Constrained, otherwise capacity available =180 kW | --> | E13 ex TULLOW | Tullow [T421,T422] | CARLOW |  | 52.7463 | -6.7807
015047 | MV/LV Substation DE***047 |  | 10 kV | _ | LV | 400 kVA :Kiosk Substation | 0.4 | --> | 0.4 | 0 | 0 | Constrained, otherwise capacity available =396 kVA | --> | 0.38 | 0 | 0 | 0 | 0 | Constrained, otherwise capacity available =379 kW | --> | C17 ex NAAS | Naas [T41,T42] | KILTEEL |  | 53.2059 | -6.7133
426431 | MV/LV Substation BA***431 |  | 20 kV | _ | LV | 50 kVA :Pole Substation | 0.05 | --> | 0.05 | 0 | 0 | Constrained, otherwise capacity available =32 kVA | --> | 0.048 | 0 | 0.015 | 0 | 0 | Constrained, otherwise capacity available =34 kW | --> | E15 ex DINGLE | Dingle [T421,T422] | OUGHTRAGH |  | 52.1402 | -10.3756
018121Z | MV/LV Substation LI***121Z |  | 10 kV | _ | LV | 630 kVA :Kiosk Substation | 0.63 | --> | 0.63 | 0.5 | 3.75 |  | --> | 0.598 | 0 | 0.02 | 0 | 0 | Constrained, otherwise capacity available =578 kW | --> | C11 ex SMEARLA | Smearla [T41,T42] | TRIEN |  | 52.4458 | -9.4875
244483X | MV/LV Substation TI***483X |  | 20 kV | _ | LV | 100 kVA :Pole Substation | 0.1 | --> | 0.1 | 0 | 0 | Constrained, otherwise capacity available =92 kVA | --> | 0.095 | 0 | 0 | 0 | 0 | Constrained, otherwise capacity available =94 kW | --> | E17 ex MILLTOWN (SR) | Milltown (sr) [T421,T422] | OUGHTRAGH |  | 52.1212 | -9.7517
049289Z | MV/LV Substation CO***289Z |  | 10 kV | _ | LV | 200 kVA :Kiosk Substation | 0.2 | --> | 0.2 | 0.133 | 0.13 | Constrained, otherwise capacity available =186 kVA | --> | 0.19 | 0 | 0 | 0 | 0 | Constrained, otherwise capacity available =188 kW | --> | C14 ex BALLYMAHON | Ballymahon [T41,T42] | ATHLONE |  | 53.5846 | -7.6561
1084076 | MV/LV Substation BA***4076 |  | 20 kV | _ | LV | 50 kVA :Pole Substation | 0.05 | --> | 0.05 | 0.048 | 1.57 |  | --> | 0.048 | 0 | 0 | 0 | 0 | Constrained, otherwise capacity available =47 kW | --> | C17 ex BALLYSHANNON | Ballyshannon [T41,T42] | CATHALEENS FALL |  | 54.576 | -8.1193
0684379 | MV/LV Substation CH***4379 |  | 10 kV | _ | LV | 630 kVA :Kiosk Substation | 0.63 | --> | 0.63 | 0 | 0 | Constrained, otherwise capacity available =630 kVA | --> | 0.598 | 0 | 0 | 0.5 | 0 |  | --> | C16 ex WHITEHALL | Whitehall [T41] | FINGLAS |  | 53.3701 | -6.2477
011066 | MV/LV Substation WH***066 |  | 10 kV | _ | LV | 200 kVA :Pole Substation | 0.2 | --> | 0.2 | 0 | 0 | Constrained, otherwise capacity available =129 kVA | --> | 0.19 | 0 | 0 | 0 | 0 | Constrained, otherwise capacity available =180 kW | --> | C11 ex ROSEHILL | Rosehill [T41,T42] | KILKENNY |  | 52.6457 | -7.2647
022613X | MV/LV Substation CO***613X |  | 10 kV | _ | LV | 400 kVA :Kiosk Substation | 0.4 | --> | 0.4 | 0.284 | 4.55 |  | --> | 0.38 | 0 | 0 | 0 | 0 | Constrained, otherwise capacity available =364 kW | --> | C14 ex MALLOW | Mallow [T41,T42] | MALLOW |  | 52.1393 | -8.6547
260002 | MV/LV Substation ME***002 |  | 20 kV | _ | LV | 50 kVA :Pole Substation | 0.05 | --> | 0.05 | 0.027 | 1.67 |  | --> | 0.048 | 0 | 0 | 0.044 | 0 |  | --> | E18 ex NEWPORT | Newport [T421] | CARROWBEG |  | 53.8828 | -9.5471
019109 | MV/LV Substation BA***109 |  | 10 kV | _ | LV | 400 kVA :Kiosk Substation | 0.4 | --> | 0.4 | 0.292 | 2.18 |  | --> | 0.38 | 0 | 0 | 0 | 0 | Constrained, otherwise capacity available =365 kW | --> | C21 ex BALLYRICKARD | Ballyrickard [T41,T42] | TRALEE |  | 52.2662 | -9.7145
022009 | MV/LV Substation CO***009 |  | 10 kV | _ | LV | 400 kVA :Kiosk Substation | 0.4 | --> | 0.4 | 0.331 | 4.55 |  | --> | 0.38 | 0 | 0.009 | 0 | 0 | Constrained, otherwise capacity available =364 kW | --> | C11 ex MALLOW | Mallow [T41,T42] | MALLOW |  | 52.1266 | -8.6496
052565X | MV/LV Substation HO***565X |  | 20 kV | _ | LV | 400 kVA :Kiosk Substation | 0.4 | --> | 0.4 | 0 | 0 | Constrained, otherwise capacity available =362 kVA | --> | 0.38 | 0 | 0 | 0 | 0 | Constrained, otherwise capacity available =375 kW | --> | C18 ex DELVIN | Delvin [T41,T42] | MULLINGAR |  | 53.634 | -7.164
081073Y | MV/LV Substation RI***073Y |  | 10 kV | _ | LV | 200 kVA :Kiosk Substation | 0.2 | --> | 0.2 | 0 | 0 | Constrained, otherwise capacity available =138 kVA | --> | 0.19 | 0 | 0.012 | 0 | 0 | Constrained, otherwise capacity available =172 kW | --> | C12 ex LEIXLIP | Leixlip [T41,T42] | GRIFFINRATH |  | 53.3741 | -6.4899
0604220 | MV/LV Substation CO***4220 |  | 20 kV | _ | LV | 50 kVA :Pole Substation | 0.05 | --> | 0.05 | 0 | 0 | Constrained, otherwise capacity available =47 kVA | --> | 0.048 | 0 | 0.01 | 0 | 0 | Constrained, otherwise capacity available =40 kW | --> | C17 ex CLONES | Clones [T41,T42] | SHANKILL |  | 54.1999 | -7.2015
011950 | MV/LV Substation MA***950 |  | 10 kV | _ | LV | 50 kVA :Pole Substation | 0.05 | --> | 0.05 | 0.033 | 0.04 |  | --> | 0.048 | 0 | 0 | 0 | 0 | Constrained, otherwise capacity available =45 kW | --> | C18 ex CALLAN | Callan [T41,T42] | KILKENNY |  | 52.5308 | -7.3506
066060X | MV/LV Substation RA***060X |  | 10 kV | _ | LV | 400 kVA :Kiosk Substation | 0.4 | --> | 0.4 | 0.209 | 5.82 |  | --> | 0.38 | 0 | 0.004 | 0.35 | 0 |  | --> | C19 ex COOLOCK | Coolock [T41,T42] | FINGLAS |  | 53.3797 | -6.1748
074473X | MV/LV Substation CO***473X |  | 20 kV | _ | LV | 200 kVA :Kiosk Substation | 0.2 | --> | 0.2 | 0.166 | 8.5 |  | --> | 0.19 | 0 | 0.01 | 0 | 0 | Constrained, otherwise capacity available =178 kW | --> | E14 ex ARIGNA | Arigna [T121] | ARIGNA |  | 54.0437 | -8.0438
142922 | MV/LV Substation CA***922 |  | 20 kV | _ | LV | 100 kVA :Pole Substation | 0.1 | --> | 0.1 | 0 | 0 | Constrained, otherwise capacity available =78 kVA | --> | 0.095 | 0 | 0.03 | 0 | 0 | Constrained, otherwise capacity available =70 kW | --> | E23 ex ATHENRY | Athenry [T423] | GALWAY 110KV |  | 53.2614 | -8.6638
288935 | MV/LV Substation US***935 |  | 10 kV | _ | LV | 400 kVA :Building Structure | 0.4 | --> | 0.4 | 0 | 0 | Constrained, otherwise capacity available =236 kVA | --> | 0.38 | 0 | 0 | 0.357 | 0 |  | --> | C18 ex SANDYFORD | Sandyford [T41,T42] | CARRICKMINES |  | 53.2734 | -6.2115
0934064 | MV/LV Substation KI***4064 |  | 10 kV | _ | LV | 630 kVA :Kiosk Substation | 0.63 | --> | 0.63 | 0 | 0 | Constrained, otherwise capacity available =476 kVA | --> | 0.598 | 0 | 0.022 | 0.5 | 0 |  | --> | C13 ex GRANGE (DR) | Grange (dr) [T41,T42] | GRANGE (DR) |  | 53.406 | -6.1551
015075 | MV/LV Substation RA***075 |  | 10 kV | _ | LV | 630 kVA :Kiosk Substation | 0.63 | --> | 0.63 | 0 | 0 | Constrained, otherwise capacity available =382 kVA | --> | 0.598 | 0 | 0.049 | 0 | 0 | Constrained, otherwise capacity available =527 kW | --> | C17 ex NAAS | Naas [T41,T42] | KILTEEL |  | 53.2115 | -6.6675
068585 | MV/LV Substation RO***585 |  | 10 kV | _ | LV | 630 kVA :Building Structure | 0.63 | --> | 0.63 | 0.333 | 11.14 |  | --> | 0.598 | 0 | 0.04 | 0.5 | 0 |  | --> | C19 ex CABRA | Cabra [T101,T102] | FINGLAS |  | 53.3743 | -6.2955
209868 | MV/LV Substation SE***868 |  | 20 kV | _ | LV | 50 kVA :Pole Substation | 0.05 | --> | 0.05 | 0 | 0 | Constrained, otherwise capacity available =50 kVA | --> | 0.048 | 0 | 0 | 0 | 0 | Constrained, otherwise capacity available =47 kW | --> | C14 ex MILFORD (NR) | Milford (nr) [T41,T42] | LETTERKENNY |  | 55.1834 | -7.7339
006715X | MV/LV Substation BR***715X |  | 20 kV | _ | LV | 100 kVA :Pole Substation | 0.1 | --> | 0.1 | 0 | 0 | Constrained, otherwise capacity available =81 kVA | --> | 0.095 | 0 | 0.01 | 0 | 0 | Constrained, otherwise capacity available =85 kW | --> | E18 ex CLONROCHE | Clonroche [T421,T422] | WEXFORD |  | 52.4328 | -6.6074
031347Y | MV/LV Substation WE***347Y |  | 10 kV | _ | LV | 400 kVA :Kiosk Substation | 0.4 | --> | 0.4 | 0 | 0 | Constrained, otherwise capacity available =270 kVA | --> | 0.38 | 0 | 0 | 0 | 0 | Constrained, otherwise capacity available =362 kW | --> | C20 ex COLLIGAN | Colligan [T41,T42] | DUNGARVAN |  | 52.0955 | -7.6319
252082 | MV/LV Substation TU***082 |  | 20 kV | _ | LV | 50 kVA :Pole Substation | 0.05 | --> | 0.05 | 0.041 | 1.32 |  | --> | 0.048 | 0 | 0 | 0.046 | 0 |  | --> | C24 ex CLIFDEN | Clifden [T41,T42] | SCREEB |  | 53.5926 | -9.9825
365140X | MV/LV Substation BA***140X |  | 10 kV | _ | LV | 400 kVA :Building Structure | 0.4 | --> | 0.4 | 0 | 0 | Constrained, otherwise capacity available =230 kVA | --> | 0.38 | 0 | 0 | 0.356 | 0 |  | --> | C14 ex BALLYMOUNT | Ballymount [T41,T42] | INCHICORE 220KV |  | 53.3207 | -6.3582
066444X | MV/LV Substation RO***444X |  | 10 kV | _ | LV | 200 kVA :Pole Substation | 0.2 | --> | 0.2 | 0 | 0 | Constrained, otherwise capacity available =200 kVA | --> | 0.19 | 0 | 0 | 0 | 0 | Constrained, otherwise capacity available =190 kW | --> | C13 ex MALAHIDE | Malahide [T41,T42] | GLASMORE |  | 53.4388 | -6.1943
068685 | MV/LV Substation RO***685 |  | 10 kV | _ | LV | 630 kVA :Building Structure | 0.63 | --> | 0.63 | 0.497 | 11.14 |  | --> | 0.598 | 0 | 0.059 | 0.5 | 0 |  | --> | C17 ex CABRA | Cabra [T101,T102] | FINGLAS |  | 53.3727 | -6.2859
156279Z | MV/LV Substation SL***279Z |  | 10 kV | _ | LV | 50 kVA :Pole Substation | 0.05 | --> | 0.05 | 0.05 | 2.04 |  | --> | 0.048 | 0 | 0 | 0 | 0 | Constrained, otherwise capacity available =48 kW | --> | C18 ex BALLYBAY | Ballybay [T41,T42] | LISDRUM |  | 54.1772 | -6.994
046328X | MV/LV Substation KE***328X |  | 10 kV | _ | LV | 400 kVA :Kiosk Substation | 0.4 | --> | 0.4 | 0 | 0 | Constrained, otherwise capacity available =393 kVA | --> | 0.38 | 0 | 0 | 0.379 | 0 |  | --> | C11 ex CRANMORE | Cranmore [T41,T42] | SLIGO |  | 54.2722 | -8.4708
093044Y | MV/LV Substation WO***044Y |  | 10 kV | _ | LV | 400 kVA :Kiosk Substation | 0.4 | --> | 0.4 | 0 | 0 | Constrained, otherwise capacity available =247 kVA | --> | 0.38 | 0 | 0.01 | 0.351 | 0 |  | --> | C16 ex SANTRY | Santry [T41,T42] | FINGLAS |  | 53.4011 | -6.2308
139436X | MV/LV Substation KI***436X |  | 10 kV | _ | LV | 100 kVA :Pole Substation | 0.1 | --> | 0.1 | 0.1 | 4 |  | --> | 0.095 | 0 | 0 | 0 | 0 | Constrained, otherwise capacity available =95 kW | --> | C18 ex BALLYJAMESDUFF | Ballyjamesduff [T41,T42] | SHANKILL |  | 53.867 | -7.2082
281918X | MV/LV Substation CA***918X |  | 10 kV | _ | LV | 100 kVA :Pole Substation | 0.1 | --> | 0.1 | 0.081 | 10.79 |  | --> | 0.095 | 0 | 0 | 0.092 | 0 |  | --> | C12 ex FACTORY CROSS | Factory Cross [T41,T42] | BARNAHELY |  | 51.8264 | -8.3303
237352X | MV/LV Substation RE***352X |  | 20 kV | _ | LV | 50 kVA :Pole Substation | 0.05 | --> | 0.05 | 0 | 0 | Constrained, otherwise capacity available =32 kVA | --> | 0.048 | 0 | 0 | 0 | 0 | Constrained, otherwise capacity available =45 kW | --> | C12 ex DUNLEER | Dunleer [T41,T42] | DRYBRIDGE |  | 53.8052 | -6.2697
2204099 | MV/LV Substation OL***4099 |  | 20 kV | _ | LV | 400 kVA :Kiosk Substation | 0.4 | --> | 0.4 | 0.4 | 2.33 |  | --> | 0.38 | 0 | 0 | 0 | 0 | Constrained, otherwise capacity available =380 kW | --> | E14 ex MOY | Moy [T421,T422] | MOY |  | 54.1947 | -9.2116
152440X | MV/LV Substation GL***440X |  | 20 kV | _ | LV | 200 kVA :Pole Substation | 0.2 | --> | 0.2 | 0 | 0 | Constrained, otherwise capacity available =192 kVA | --> | 0.19 | 0 | 0 | 0 | 0 | Constrained, otherwise capacity available =189 kW | --> | C16 ex CAPPAMORE | Cappamore [T41,T42] | ARDNACRUSHA |  | 52.6405 | -8.1072
081198Z | MV/LV Substation NE***198Z |  | 10 kV | _ | LV | 200 kVA :Kiosk Substation | 0.2 | --> | 0.2 | 0 | 0 | Constrained, otherwise capacity available =152 kVA | --> | 0.19 | 0 | 0.01 | 0.176 | 0 |  | --> | C19 ex CLONDALKIN | Clondalkin [T41,T42,T44] | INCHICORE 220KV |  | 53.3092 | -6.408
066484Z | MV/LV Substation SE***484Z |  | 10 kV | _ | LV | 200 kVA :Kiosk Substation | 0.2 | --> | 0.2 | 0 | 0 | Constrained, otherwise capacity available =200 kVA | --> | 0.19 | 0 | 0 | 0.19 | 0 |  | --> | C17 ex MOUNTGORRY | Mountgorry [T41,T42] | GRANGE (DR) |  | 53.4547 | -6.1694
068232 | MV/LV Substation ST***232 |  | 10 kV | _ | LV | 400 kVA :Building Structure | 0.4 | --> | 0.4 | 0.397 | 4.6 |  | --> | 0.38 | 0 | 0 | 0.38 | 0 |  | --> | C11 ex KINGSBRIDGE | Kingsbridge [T41,T42] | INCHICORE 220KV |  | 53.3454 | -6.2929
151579X | MV/LV Substation KN***579X |  | 10 kV | _ | LV | 50 kVA :Pole Substation | 0.05 | --> | 0.05 | 0 | 0 | Constrained, otherwise capacity available =50 kVA | --> | 0.048 | 0 | 0 | 0 | 0 | Constrained, otherwise capacity available =47 kW | --> | C25 ex GARRYSPILLANE | Garryspillane [T41] | TIPPERARY |  | 52.4298 | -8.4035
250851 | MV/LV Substation PU***851 |  | 20 kV | _ | LV | 50 kVA :Pole Substation | 0.05 | --> | 0.05 | 0.048 | 1.26 |  | --> | 0.048 | 0 | 0 | 0 | 0 | Constrained, otherwise capacity available =47 kW | --> | E16 ex BALLYCROSSAUN | Ballycrossaun [T421,T422] | SOMERSET |  | 53.0841 | -8.2127
237950 | MV/LV Substation GO***950 |  | 10 kV | _ | LV | 400 kVA :Building Structure | 0.4 | --> | 0.4 | 0 | 0 | Constrained, otherwise capacity available =389 kVA | --> | 0.38 | 0 | 0 | 0 | 0 | Constrained, otherwise capacity available =378 kW | --> | C17 ex DUNLEER | Dunleer [T41,T42] | DRYBRIDGE |  | 53.8428 | -6.3893
365044X | MV/LV Substation ST***044X |  | 10 kV | _ | LV | 200 kVA :Kiosk Substation | 0.2 | --> | 0.2 | 0 | 0 | Constrained, otherwise capacity available =142 kVA | --> | 0.19 | 0 | 0.025 | 0.163 | 0 |  | --> | C19 ex CLONDALKIN | Clondalkin [T41,T42,T44] | INCHICORE 220KV |  | 53.3163 | -6.4004
015609X | MV/LV Substation RA***609X |  | 10 kV | _ | LV | 50 kVA :Pole Substation | 0.05 | --> | 0.05 | 0 | 0 | Constrained, otherwise capacity available =34 kVA | --> | 0.048 | 0 | 0 | 0 | 0 | Constrained, otherwise capacity available =45 kW | --> | C11 ex JOHNSTOWN | Johnstown [T41,T42] | KILTEEL |  | 53.2161 | -6.5252
066396X | MV/LV Substation SE***396X |  | 10 kV | _ | LV | 400 kVA :Kiosk Substation | 0.4 | --> | 0.4 | 0 | 0 | Constrained, otherwise capacity available =258 kVA | --> | 0.38 | 0 | 0.053 | 0.321 | 0 |  | --> | C18 ex MOUNTGORRY | Mountgorry [T41,T42] | GRANGE (DR) |  | 53.4562 | -6.1839
053383 | MV/LV Substation CO***383 |  | 10 kV | _ | LV | 200 kVA :Pole Substation | 0.2 | --> | 0.2 | 0 | 0 | Constrained, otherwise capacity available =168 kVA | --> | 0.19 | 0 | 0 | 0.186 | 0 |  | --> | C19 ex CLONMINCH | Clonminch [T41,T422] | THORNSBERRY |  | 53.2746 | -7.4845
008420Z | MV/LV Substation RO***420Z |  | 20 kV | _ | LV | 100 kVA :Pole Substation | 0.1 | --> | 0.1 | 0.1 | 0.2 |  | --> | 0.095 | 0 | 0 | 0 | 0 | Constrained, otherwise capacity available =95 kW | --> | E16 ex BEALISTOWN | Bealistown [T421,T422] | GREAT ISLAND |  | 52.2525 | -6.9314
015955Z | MV/LV Substation ST***955Z |  | 10 kV | _ | LV | 400 kVA :Kiosk Substation | 0.4 | --> | 0.4 | 0 | 0 | Constrained, otherwise capacity available =399 kVA | --> | 0.38 | 0 | 0.005 | 0 | 0 | Constrained, otherwise capacity available =376 kW | --> | E20 ex BLESSINGTON | Blessington [T421,T422] | KILTEEL |  | 53.1734 | -6.531
018432Z | MV/LV Substation FI***432Z |  | 10 kV | _ | LV | 50 kVA :Pole Substation | 0.05 | --> | 0.05 | 0.05 | 3.75 |  | --> | 0.048 | 0 | 0 | 0 | 0 | Constrained, otherwise capacity available =48 kW | --> | C18 ex SMEARLA | Smearla [T41,T42] | TRIEN |  | 52.4281 | -9.5267
043159 | MV/LV Substation SE***159 |  | 10 kV | _ | LV | 200 kVA :Kiosk Substation | 0.2 | --> | 0.2 | 0.181 | 0.43 |  | --> | 0.19 | 0 | 0.004 | 0 | 0 | Constrained, otherwise capacity available =184 kW | --> | C18 ex SWINFORD | Swinford [T41,T42] | CASTLEBAR |  | 53.9385 | -8.9544
064212Z | MV/LV Substation ST***212Z |  | 20 kV | _ | LV | 200 kVA :Pole Substation | 0.2 | --> | 0.2 | 0 | 0 | Constrained, otherwise capacity available =162 kVA | --> | 0.19 | 0 | 0.03 | 0 | 0 | Constrained, otherwise capacity available =163 kW | --> | E15 ex JULIANSTOWN | Julianstown [T421,T422] | DRYBRIDGE |  | 53.6219 | -6.2709
038986X | MV/LV Substation DH***986X |  | 10 kV | _ | LV | 50 kVA :Pole Substation | 0.05 | --> | 0.05 | 0 | 0 | Constrained, otherwise capacity available =50 kVA | --> | 0.048 | 0 | 0 | 0 | 0 | Constrained, otherwise capacity available =48 kW | --> | C18 ex GORT | Gort [T41,T42] | ENNIS |  | 53.0546 | -8.831
0494418 | MV/LV Substation DO***4418 |  | 10 kV | _ | LV | 50 kVA :Pole Substation | 0.05 | --> | 0.05 | 0.037 | 0.13 |  | --> | 0.048 | 0 | 0 | 0 | 0 | Constrained, otherwise capacity available =46 kW | --> | C14 ex BALLYMAHON | Ballymahon [T41,T42] | ATHLONE |  | 53.6088 | -7.7407
363904 | MV/LV Substation CU***904 |  | 10 kV | _ | LV | 200 kVA :Kiosk Substation | 0.2 | --> | 0.2 | 0.176 | 3.25 |  | --> | 0.19 | 0 | 0 | 0 | 0 | Constrained, otherwise capacity available =187 kW | --> | E16 ex BALLYBUNION | Ballybunion [T421,T422] | TRIEN |  | 52.4532 | -9.5087
120495Y | MV/LV Substation BO***495Y |  | 20 kV | _ | LV | 200 kVA :Kiosk Substation | 0.2 | --> | 0.2 | 0 | 0 | Constrained, otherwise capacity available =144 kVA | --> | 0.19 | 0 | 0.023 | 0 | 0 | Constrained, otherwise capacity available =165 kW | --> | E11 ex EDENDERRY | Edenderry [T421,T422] | BLAKE |  | 53.3481 | -7.0376
037994 | MV/LV Substation FL***994 |  | 10 kV | _ | LV | 50 kVA :Pole Substation | 0.05 | --> | 0.05 | 0 | 0 | Constrained, otherwise capacity available =33 kVA | --> | 0.048 | 0 | 0.005 | 0 | 0 | Constrained, otherwise capacity available =41 kW | --> | C15 ex CAHIRCALLA | Cahircalla [T41,T42] | ENNIS |  | 52.827 | -8.9778
276157 | MV/LV Substation BA***157 |  | 10 kV | _ | LV | 630 kVA :Kiosk Substation | 0.63 | --> | 0.63 | 0.461 | 0.76 |  | --> | 0.598 | 0 | 0.03 | 0 | 0 | Constrained, otherwise capacity available =553 kW | --> | C14 ex WOODFORD | Woodford [T41,T42] | KNOCKEARAGH |  | 52.0605 | -9.4735
0494589 | MV/LV Substation DR***4589 |  | 10 kV | _ | LV | 50 kVA :Pole Substation | 0.05 | --> | 0.05 | 0.05 | 0.13 |  | --> | 0.048 | 0 | 0 | 0 | 0 | Constrained, otherwise capacity available =48 kW | --> | C14 ex BALLYMAHON | Ballymahon [T41,T42] | ATHLONE |  | 53.5943 | -7.6512
008132 | MV/LV Substation BI***132 |  | 10 kV | _ | LV | 400 kVA :Kiosk Substation | 0.4 | --> | 0.4 | 0 | 0 | Constrained, otherwise capacity available =285 kVA | --> | 0.38 | 0 | 0.013 | 0 | 0 | Constrained, otherwise capacity available =354 kW | --> | C14 ex KNOCKMULLEN | Knockmullen [T42,T421] | GREAT ISLAND |  | 52.3925 | -6.9355
1494090 | MV/LV Substation AR***4090 |  | 10 kV | _ | LV | 50 kVA :Pole Substation | 0.05 | --> | 0.05 | 0 | 0 | Constrained, otherwise capacity available =42 kVA | --> | 0.048 | 0 | 0 | 0 | 0 | Constrained, otherwise capacity available =46 kW | --> | C13 ex DONEGAL | Donegal [T41,T42] | CATHALEENS FALL |  | 54.6348 | -8.1144
089386X | MV/LV Substation BE***386X |  | 10 kV | _ | LV | 50 kVA :Pole Substation | 0.05 | --> | 0.05 | 0.048 | 2.33 |  | --> | 0.048 | 0 | 0 | 0 | 0 | Constrained, otherwise capacity available =47 kW | --> | E18 ex MOY | Moy [T421,T422] | MOY |  | 54.1297 | -9.1474
007946 | MV/LV Substation HA***946 |  | 20 kV | _ | LV | 33 kVA :Pole Substation | 0.033 | --> | 0.033 | 0.026 | 16.12 |  | --> | 0.031 | 0 | 0.006 | 0.026 | 0 |  | --> | E17 ex WEXFORD | Wexford [T121,T122] | WEXFORD |  | 52.3106 | -6.7345
081431X | MV/LV Substation WO***431X |  | 10 kV | _ | LV | 200 kVA :Kiosk Substation | 0.2 | --> | 0.2 | 0 | 0 | Constrained, otherwise capacity available =97 kVA | --> | 0.19 | 0 | 0.006 | 0.171 | 0 |  | --> | C14 ex CLONDALKIN | Clondalkin [T41,T42,T44] | INCHICORE 220KV |  | 53.3374 | -6.404
015919Y | MV/LV Substation BE***919Y |  | 10 kV | _ | LV | 200 kVA :Kiosk Substation | 0.2 | --> | 0.2 | 0 | 0 | Constrained, otherwise capacity available =127 kVA | --> | 0.19 | 0 | 0.008 | 0 | 0 | Constrained, otherwise capacity available =174 kW | --> | E20 ex BLESSINGTON | Blessington [T421,T422] | KILTEEL |  | 53.1697 | -6.5366
156042Z | MV/LV Substation DA***042Z |  | 20 kV | _ | LV | 50 kVA :Pole Substation | 0.05 | --> | 0.05 | 0 | 0 | Constrained, otherwise capacity available =32 kVA | --> | 0.048 | 0 | 0 | 0 | 0 | Constrained, otherwise capacity available =45 kW | --> | E14 ex EMYVALE | Emyvale [T422] | LISDRUM |  | 54.3411 | -6.9942
023736X | MV/LV Substation CO***736X |  | 10 kV | _ | LV | 50 kVA :Pole Substation | 0.05 | --> | 0.05 | 0 | 0 | Constrained, otherwise capacity available =30 kVA | --> | 0.048 | 0 | 0 | 0 | 0 | Constrained, otherwise capacity available =45 kW | --> | C19 ex CURRAGLASS | Curraglass [T41] | BARRYMORE |  | 52.0929 | -8.1027
248860 | MV/LV Substation MO***860 |  | 20 kV | _ | LV | 50 kVA :Pole Substation | 0.05 | --> | 0.05 | 0 | 0 | Constrained, otherwise capacity available =30 kVA | --> | 0.048 | 0 | 0 | 0 | 0 | Constrained, otherwise capacity available =45 kW | --> | E18 ex KILCOCK | Kilcock [T421,T422] | GRIFFINRATH |  | 53.3994 | -6.6212
066415Z | MV/LV Substation AL***415Z |  | 10 kV | _ | LV | 400 kVA :Kiosk Substation | 0.4 | --> | 0.4 | 0.374 | 5.82 |  | --> | 0.38 | 0 | 0 | 0.376 | 0 |  | --> | C19 ex COOLOCK | Coolock [T41,T42] | FINGLAS |  | 53.3768 | -6.1782
206208X | MV/LV Substation CO***208X |  | 20 kV | _ | LV | 630 kVA :Kiosk Substation | 0.63 | --> | 0.63 | 0.5 | 1.6 |  | --> | 0.598 | 0 | 0 | 0 | 0 | Constrained, otherwise capacity available =594 kW | --> | E12 ex BELMULLET | Belmullet [T421] | BELLACORICK |  | 54.2157 | -9.983
062407Y | MV/LV Substation GE***407Y |  | 10 kV | _ | LV | 400 kVA :Kiosk Substation | 0.4 | --> | 0.4 | 0.4 | 0.72 |  | --> | 0.38 | 0 | 0 | 0 | 0 | Constrained, otherwise capacity available =380 kW | --> | C15 ex COES ROAD | Coes Road [T41,T42] | DUNDALK |  | 53.9935 | -6.3795
064968Y | MV/LV Substation NA***968Y |  | 20 kV | _ | LV | 200 kVA :Pole Substation | 0.2 | --> | 0.2 | 0 | 0 | Constrained, otherwise capacity available =173 kVA | --> | 0.19 | 0 | 0 | 0 | 0 | Constrained, otherwise capacity available =186 kW | --> | E15 ex JULIANSTOWN | Julianstown [T421,T422] | DRYBRIDGE |  | 53.6328 | -6.2663
276565 | MV/LV Substation BA***565 |  | 10 kV | _ | LV | 50 kVA :Pole Substation | 0.05 | --> | 0.05 | 0.043 | 0.76 |  | --> | 0.048 | 0 | 0.005 | 0 | 0 | Constrained, otherwise capacity available =43 kW | --> | C12 ex WOODFORD | Woodford [T41,T42] | KNOCKEARAGH |  | 52.0494 | -9.4065
068447X | MV/LV Substation TH***447X |  | 10 kV | _ | LV | 1000 kVA :Building Structure | 1 | --> | 1 | 0.492 | 2.6 |  | --> | 0.95 | 0 | 0 | 0.5 | 0 |  | --> | C31 ex WOLFE TONE STREET | Wolfe Tone Street [T101,T102] | FINGLAS |  | 53.3494 | -6.2795
590331 | MV/LV Substation TH***331 |  | 20 kV | _ | LV | 100 kVA :Pole Substation | 0.1 | --> | 0.1 | 0 | 0 | Constrained, otherwise capacity available =78 kVA | --> | 0.095 | 0 | 0 | 0 | 0 | Constrained, otherwise capacity available =92 kW | --> | E15 ex CONG |  |  |  | 53.5269 | -9.3799
136800X | MV/LV Substation CO***800X |  | 10 kV | _ | LV | 50 kVA :Pole Substation | 0.05 | --> | 0.05 | 0 | 0 | Constrained, otherwise capacity available =26 kVA | --> | 0.048 | 0 | 0 | 0 | 0 | Constrained, otherwise capacity available =44 kW | --> | C12 ex ROSCOMMON | Roscommon [T41,T42] | LANESBORO |  | 53.6288 | -8.2039
365142Y | MV/LV Substation NE***142Y |  | 10 kV | _ | LV | 50 kVA :Pole Substation | 0.05 | --> | 0.05 | 0 | 0 | Constrained, otherwise capacity available =47 kVA | --> | 0.048 | 0 | 0 | 0.047 | 0 |  | --> | C19 ex CLONDALKIN | Clondalkin [T41,T42,T44] | INCHICORE 220KV |  | 53.3089 | -6.4027
237445 | MV/LV Substation DR***445 |  | 10 kV | _ | LV | 50 kVA :Pole Substation | 0.05 | --> | 0.05 | 0 | 0 | Constrained, otherwise capacity available =44 kVA | --> | 0.048 | 0 | 0 | 0 | 0 | Constrained, otherwise capacity available =47 kW | --> | C17 ex DUNLEER | Dunleer [T41,T42] | DRYBRIDGE |  | 53.8586 | -6.3893
2544130 | MV/LV Substation PA***4130 |  | 10 kV | _ | LV | 400 kVA :Kiosk Substation | 0.4 | --> | 0.4 | 0 | 0 | Constrained, otherwise capacity available =400 kVA | --> | 0.38 | 0 | 0 | 0 | 0 | Constrained, otherwise capacity available =380 kW | --> | C15 ex TUAM NORTH | Tuam North [T41,T42] | CLOON |  | 53.5142 | -8.8646
433461X | MV/LV Substation PU***461X |  | 20 kV | _ | LV | 50 kVA :Pole Substation | 0.05 | --> | 0.05 | 0 | 0 | Constrained, otherwise capacity available =50 kVA | --> | 0.048 | 0 | 0 | 0 | 0 | Constrained, otherwise capacity available =48 kW | --> | C17 ex CHARLESTOWN | Charlestown [T41] | TONROE |  | 53.8896 | -8.6962
210696X | MV/LV Substation MA***696X |  | 10 kV | _ | LV | 50 kVA :Pole Substation | 0.05 | --> | 0.05 | 0 | 0 | Constrained, otherwise capacity available =17 kVA | --> | 0.048 | 0 | 0 | 0 | 0 | Constrained, otherwise capacity available =43 kW | --> | C19 ex CARRICKMACROSS | Carrickmacross [T41,T42] | MEATH HILL |  | 53.9465 | -6.7608
001182X | MV/LV Substation CL***182X |  | 10 kV | _ | LV | 200 kVA :Kiosk Substation | 0.2 | --> | 0.2 | 0.161 | 1.16 |  | --> | 0.19 | 0 | 0.01 | 0.177 | 0 |  | --> | C24 ex DEANSGRANGE | Deansgrange [T41,T42] | CARRICKMINES |  | 53.2617 | -6.169
081556 | MV/LV Substation AN***556 |  | 10 kV | _ | LV | 400 kVA :Building Structure | 0.4 | --> | 0.4 | 0 | 0 | Constrained, otherwise capacity available =390 kVA | --> | 0.38 | 0 | 0 | 0.379 | 0 |  | --> | C16 ex LUCAN EAST | Lucan East [T41,T42] | GRANGE CASTLE |  | 53.3686 | -6.4329
068609 | MV/LV Substation CL***609 |  | 10 kV | _ | LV | 630 kVA :Kiosk Substation | 0.63 | --> | 0.63 | 0.5 | 11.14 |  | --> | 0.598 | 0 | 0.013 | 0.5 | 0 |  | --> | C14 ex CABRA | Cabra [T101,T102] | FINGLAS |  | 53.3712 | -6.2865
238420X | MV/LV Substation TR***420X |  | 20 kV | _ | LV | 50 kVA :Pole Substation | 0.05 | --> | 0.05 | 0 | 0 | Constrained, otherwise capacity available =36 kVA | --> | 0.048 | 0 | 0.011 | 0 | 0 | Constrained, otherwise capacity available =37 kW | --> | E18 ex BALLINROBE | Ballinrobe [T421,T422] | DALTON |  | 53.6627 | -9.3559
417766 | MV/LV Substation DR***766 |  | 20 kV | _ | LV | 100 kVA :Pole Substation | 0.1 | --> | 0.1 | 0.016 | 8.5 |  | --> | 0.095 | 0 | 0.005 | 0 | 0 | Constrained, otherwise capacity available =79 kW | --> | E12 ex ARIGNA | Arigna [T121] | ARIGNA |  | 54.1686 | -8.1446
066873X | MV/LV Substation KI***873X |  | 10 kV | _ | LV | 200 kVA :Pole Substation | 0.2 | --> | 0.2 | 0 | 0 | Constrained, otherwise capacity available =121 kVA | --> | 0.19 | 0 | 0.058 | 0 | 0 | Constrained, otherwise capacity available =136 kW | --> | C13 ex MALAHIDE | Malahide [T41,T42] | GLASMORE |  | 53.4388 | -6.1662
244901 | MV/LV Substation NA***901 |  | 20 kV | _ | LV | 100 kVA :Pole Substation | 0.1 | --> | 0.1 | 0 | 0 | Constrained, otherwise capacity available =73 kVA | --> | 0.095 | 0 | 0.011 | 0 | 0 | Constrained, otherwise capacity available =83 kW | --> | E21 ex MILLTOWN (SR) | Milltown (sr) [T421,T422] | OUGHTRAGH |  | 52.1174 | -9.7095
0154218 | MV/LV Substation CA***4218 |  | 10 kV | _ | LV | 400 kVA :Kiosk Substation | 0.4 | --> | 0.4 | 0 | 0 | Constrained, otherwise capacity available =337 kVA | --> | 0.38 | 0 | 0.097 | 0 | 0 | Constrained, otherwise capacity available =299 kW | --> | C17 ex NAAS | Naas [T41,T42] | KILTEEL |  | 53.2095 | -6.6842
156408Z | MV/LV Substation DR***408Z |  | 20 kV | _ | LV | 100 kVA :Pole Substation | 0.1 | --> | 0.1 | 0 | 0 | Constrained, otherwise capacity available =93 kVA | --> | 0.095 | 0 | 0.04 | 0 | 0 | Constrained, otherwise capacity available =64 kW | --> | E14 ex EMYVALE | Emyvale [T422] | LISDRUM |  | 54.336 | -6.9922
0264382 | MV/LV Substation BA***4382 |  | 10 kV | _ | LV | 400 kVA :Kiosk Substation | 0.4 | --> | 0.4 | 0 | 0 | Constrained, otherwise capacity available =400 kVA | --> | 0.38 | 0 | 0 | 0 | 0 | Constrained, otherwise capacity available =380 kW | --> | C18 ex KINSALE | Kinsale [T41,T42] | BANDON |  | 51.6645 | -8.5965
082660Y | MV/LV Substation HE***660Y |  | 20 kV | _ | LV | 50 kVA :Pole Substation | 0.05 | --> | 0.05 | 0 | 0 | Constrained, otherwise capacity available =49 kVA | --> | 0.048 | 0 | 0 | 0 | 0 | Constrained, otherwise capacity available =47 kW | --> | E19 ex SLANE | Slane [T421] | DRYBRIDGE |  | 53.7669 | -6.6187
276260 | MV/LV Substation HA***260 |  | 10 kV | _ | LV | 200 kVA :Kiosk Substation | 0.2 | --> | 0.2 | 0.138 | 0.76 |  | --> | 0.19 | 0 | 0.022 | 0 | 0 | Constrained, otherwise capacity available =165 kW | --> | C11 ex WOODFORD | Woodford [T41,T42] | KNOCKEARAGH |  | 52.0537 | -9.4942
154363Z | MV/LV Substation WI***363Z |  | 10 kV | _ | LV | 200 kVA :Kiosk Substation | 0.2 | --> | 0.2 | 0 | 0 | Constrained, otherwise capacity available =147 kVA | --> | 0.19 | 0 | 0.005 | 0.179 | 0 |  | --> | C22 ex MACETOWN | Macetown [T101,T102] | MACETOWN |  | 53.395 | -6.4429
011151 | MV/LV Substation PI***151 |  | 10 kV | _ | LV | 400 kVA :Kiosk Substation | 0.4 | --> | 0.4 | 0 | 0 | Constrained, otherwise capacity available =298 kVA | --> | 0.38 | 0 | 0.009 | 0 | 0 | Constrained, otherwise capacity available =359 kW | --> | C19 ex ROSEHILL | Rosehill [T41,T42] | KILKENNY |  | 52.6425 | -7.243
206956 | MV/LV Substation IN***956 |  | 20 kV | _ | LV | 400 kVA :Building Structure | 0.4 | --> | 0.4 | 0.336 | 7.61 |  | --> | 0.38 | 0 | 0.022 | 0 | 0 | Constrained, otherwise capacity available =355 kW | --> | E14 ex BELLACORICK | Bellacorick [T122] | BELLACORICK |  | 54.2129 | -9.9638
142771 | MV/LV Substation CO***771 |  | 10 kV | _ | LV | 50 kVA :Pole Substation | 0.05 | --> | 0.05 | 0 | 0 | Constrained, otherwise capacity available =41 kVA | --> | 0.048 | 0 | 0.005 | 0 | 0 | Constrained, otherwise capacity available =42 kW | --> | C11 ex ATHENRY | Athenry [T41,T42] | GALWAY 110KV |  | 53.2607 | -8.8605
034539X | MV/LV Substation BR***539X |  | 20 kV | _ | LV | 400 kVA :Building Structure | 0.4 | --> | 0.4 | 0.4 | 5.88 |  | --> | 0.38 | 0 | 0 | 0 | 0 | Constrained, otherwise capacity available =380 kW | --> | C14 ex ARDGEEHA | Ardgeeha [T41,T42] | DOON |  | 52.5122 | -7.5282
033750Y | MV/LV Substation HU***750Y |  | 10 kV | _ | LV | 50 kVA :Pole Substation | 0.05 | --> | 0.05 | 0 | 0 | Constrained, otherwise capacity available =49 kVA | --> | 0.048 | 0 | 0.005 | 0 | 0 | Constrained, otherwise capacity available =44 kW | --> | C18 ex BALLYHALE | Ballyhale [T42,T421] | KILKENNY |  | 52.47 | -7.2648
1114312 | MV/LV Substation BA***4312 |  | 10 kV | _ | LV | 400 kVA :Kiosk Substation | 0.4 | --> | 0.4 | 0 | 0 | Constrained, otherwise capacity available =358 kVA | --> | 0.38 | 0 | 0.009 | 0 | 0 | Constrained, otherwise capacity available =368 kW | --> | C16 ex BANTRY | Bantry [T41,T42] | BALLYLICKY |  | 51.6753 | -9.4492
068751X | MV/LV Substation TH***751X |  | 10 kV | _ | LV | 1000 kVA :Building Structure | 1 | --> | 1 | 0 | 0 | Constrained, otherwise capacity available =789 kVA | --> | 0.95 | 0 | 0 | 0.5 | 0 |  | --> | C14 ex DRUMCONDRA | Drumcondra [T41,T42] | MCDERMOTT |  | 53.363 | -6.2489
029372Y | MV/LV Substation LI***372Y |  | 10 kV | _ | LV | 630 kVA :Building Structure | 0.63 | --> | 0.63 | 0 | 0 | Constrained, otherwise capacity available =447 kVA | --> | 0.598 | 0 | 0.004 | 0.5 | 0 |  | --> | C17 ex MIDLETON | Midleton [T101,T102] | MIDLETON |  | 51.9136 | -8.1768
093244Z | MV/LV Substation IN***244Z |  | 10 kV | _ | LV | 200 kVA :Kiosk Substation | 0.2 | --> | 0.2 | 0 | 0 | Constrained, otherwise capacity available =197 kVA | --> | 0.19 | 0 | 0 | 0.19 | 0 |  | --> | C11 ex HOWTH JUNCTION | Howth Junction [T41,T42] | GRANGE (DR) |  | 53.3698 | -6.1485
069644 | MV/LV Substation WO***644 |  | 10 kV | _ | LV | 400 kVA :Kiosk Substation | 0.4 | --> | 0.4 | 0 | 0 | Constrained, otherwise capacity available =311 kVA | --> | 0.38 | 0 | 0.019 | 0.354 | 0 |  | --> | C12 ex BALLYBODEN | Ballyboden [T41,T42] | COOKSTOWN |  | 53.2777 | -6.3098
081363X | MV/LV Substation LA***363X |  | 10 kV | _ | LV | 400 kVA :Kiosk Substation | 0.4 | --> | 0.4 | 0.231 | 7.91 |  | --> | 0.38 | 0 | 0.031 | 0.333 | 0 |  | --> | C23 ex PELLETSTOWN | Pelletstown [T101,T102] | FINGLAS |  | 53.3795 | -6.378
082827X | MV/LV Substation WO***827X |  | 10 kV | _ | LV | 200 kVA :Kiosk Substation | 0.2 | --> | 0.2 | 0 | 0 | Constrained, otherwise capacity available =129 kVA | --> | 0.19 | 0 | 0.033 | 0 | 0 | Constrained, otherwise capacity available =156 kW | --> | C28 ex ACADEMY STREET | Academy Street [T421,T422,T44] | NAVAN |  | 53.6485 | -6.6813
013575 | MV/LV Substation MA***575 |  | 10 kV | _ | LV | 50 kVA :Pole Substation | 0.05 | --> | 0.05 | 0.018 | 0.12 |  | --> | 0.048 | 0 | 0 | 0.043 | 0 |  | --> | C21 ex ATHY | Athy [T101,T102] | ATHY |  | 52.9101 | -7.0462
176526X | MV/LV Substation IV***526X |  | 20 kV | _ | LV | 100 kVA :Pole Substation | 0.1 | --> | 0.1 | 0 | 0 | Constrained, otherwise capacity available =100 kVA | --> | 0.095 | 0 | 0 | 0 | 0 | Constrained, otherwise capacity available =95 kW | --> | E12 ex MACROOM | Macroom [T422] | MACROOM |  | 51.9353 | -8.9746
365929 | MV/LV Substation ST***929 |  | 10 kV | _ | LV | 400 kVA :Kiosk Substation | 0.4 | --> | 0.4 | 0 | 0 | Constrained, otherwise capacity available =270 kVA | --> | 0.38 | 0 | 0.02 | 0.347 | 0 |  | --> | C19 ex CLONDALKIN | Clondalkin [T41,T42,T44] | INCHICORE 220KV |  | 53.3172 | -6.4012
033437Y | MV/LV Substation IV***437Y |  | 10 kV | _ | LV | 100 kVA :Pole Substation | 0.1 | --> | 0.1 | 0 | 0 | Constrained, otherwise capacity available =98 kVA | --> | 0.095 | 0 | 0 | 0.059 | 0 | Constrained, otherwise capacity available =95 kW | --> | C23 ex CREGG ROAD | Cregg Road [T41,T42] | BALLYDINE |  | 52.3605 | -7.331
059855X | MV/LV Substation KI***855X |  | 20 kV | _ | LV | 400 kVA :Building Structure | 0.4 | --> | 0.4 | 0 | 0 | Constrained, otherwise capacity available =357 kVA | --> | 0.38 | 0 | 0 | 0 | 0 | Constrained, otherwise capacity available =374 kW | --> | E19 ex CAVAN | Cavan [T42,T421] | SHANKILL |  | 54.0033 | -7.4716
027001 | MV/LV Substation BR***001 |  | 10 kV | _ | LV | 200 kVA :Pole Substation | 0.2 | --> | 0.2 | 0.091 | 7.79 |  | --> | 0.19 | 0 | 0.003 | 0 | 0 | Constrained, otherwise capacity available =172 kW | --> | C11 ex DUNMANWAY | Dunmanway [T422,T43] | DUNMANWAY |  | 51.7212 | -9.1122
253033 | MV/LV Substation AB***033 |  | 10 kV | _ | LV | 200 kVA :Pole Substation | 0.2 | --> | 0.2 | 0 | 0 | Constrained, otherwise capacity available =113 kVA | --> | 0.19 | 0 | 0.005 | 0 | 0 | Constrained, otherwise capacity available =174 kW | --> | C13 ex TUAM SOUTH | Tuam South [T42] | CLOON |  | 53.5151 | -8.8566
068288 | MV/LV Substation MI***288 |  | 10 kV | _ | LV | 630 kVA :Building Structure | 0.63 | --> | 0.63 | 0 | 0 | Constrained, otherwise capacity available =427 kVA | --> | 0.598 | 0 | 0.037 | 0.5 | 0 |  | --> | C13 ex DRUMCONDRA | Drumcondra [T41,T42] | MCDERMOTT |  | 53.3689 | -6.257
038790X | MV/LV Substation ID***790X |  | 10 kV | _ | LV | 400 kVA :Kiosk Substation | 0.4 | --> | 0.4 | 0 | 0 | Constrained, otherwise capacity available =400 kVA | --> | 0.38 | 0 | 0 | 0 | 0 | Constrained, otherwise capacity available =380 kW | --> | C18 ex GORT | Gort [T41,T42] | ENNIS |  | 53.0676 | -8.8278
031150Y | MV/LV Substation BL***150Y |  | 10 kV | _ | LV | 400 kVA :Building Structure | 0.4 | --> | 0.4 | 0 | 0 | Constrained, otherwise capacity available =373 kVA | --> | 0.38 | 0 | 0 | 0 | 0 | Constrained, otherwise capacity available =376 kW | --> | C20 ex COLLIGAN | Colligan [T41,T42] | DUNGARVAN |  | 52.0866 | -7.6246
067003 | MV/LV Substation EN***003 |  | 10 kV | _ | LV | 400 kVA :Kiosk Substation | 0.4 | --> | 0.4 | 0 | 0 | Constrained, otherwise capacity available =174 kVA | --> | 0.38 | 0 | 0.058 | 0 | 0 | Constrained, otherwise capacity available =305 kW | --> | C17 ex CAHERDAVIN | Caherdavin [T41,T42] | ARDNACRUSHA |  | 52.6664 | -8.641
044630 | MV/LV Substation GW***630 |  | 20 kV | _ | LV | 50 kVA :Pole Substation | 0.05 | --> | 0.05 | 0.035 | 9.1 |  | --> | 0.048 | 0 | 0 | 0 | 0 | Constrained, otherwise capacity available =45 kW | --> | E21 ex ARDNAREE | Ardnaree [T42,T421] | MOY |  | 54.0198 | -9.0883
180683 | MV/LV Substation MU***683 |  | 10 kV | _ | LV | 50 kVA :Pole Substation | 0.05 | --> | 0.05 | 0.045 | 0.68 |  | --> | 0.048 | 0 | 0 | 0 | 0 | Constrained, otherwise capacity available =47 kW | --> | C24 ex MULLAGH | Mullagh [T44] | MEATH HILL |  | 53.8171 | -6.9733
160031Z | MV/LV Substation LA***031Z |  | 10 kV | _ | LV | 200 kVA :Pole Substation | 0.2 | --> | 0.2 | 0 | 0 | Constrained, otherwise capacity available =135 kVA | --> | 0.19 | 0 | 0 | 0 | 0 | Constrained, otherwise capacity available =181 kW | --> | C16 ex PORTARLINGTON | Portarlington [T41,T42] | PORTLAOISE |  | 53.1419 | -7.2026
2814381 | MV/LV Substation BA***4381 |  | 10 kV | _ | LV | 630 kVA :Kiosk Substation | 0.63 | --> | 0.63 | 0 | 0 | Constrained, otherwise capacity available =606 kVA | --> | 0.598 | 0 | 0.001 | 0 | 0 | Constrained, otherwise capacity available =594 kW | --> | C17 ex DOUGLAS | Douglas [T41,T42] | TRABEG |  | 51.8645 | -8.4272
161747 | MV/LV Substation AN***747 |  | 10 kV | _ | LV | 630 kVA :Kiosk Substation | 0.63 | --> | 0.63 | 0.5 | 6.53 |  | --> | 0.598 | 0 | 0.006 | 0.5 | 0 |  | --> | C17 ex OUGHTERARD | Oughterard [T41,T42] | SCREEB |  | 53.4228 | -9.3259
0014110 | MV/LV Substation FU***4110 |  | 10 kV | _ | LV | 1000 kVA :Building Structure | 1 | --> | 1 | 0.25 | 0.86 |  | --> | 0.95 | 0 | 0 | 0.5 | 0 |  | --> | C19 ex BELFIELD | Belfield [T41,T42] | BLACKROCK |  | 53.3034 | -6.2175
116378 | MV/LV Substation HO***378 |  | 10 kV | _ | LV | 50 kVA :Pole Substation | 0.05 | --> | 0.05 | 0.044 | 7.32 |  | --> | 0.048 | 0 | 0 | 0.047 | 0 |  | --> | C14 ex CARROWBEG | Carrowbeg [T41,T42] | CARROWBEG |  | 53.8058 | -9.5972
010539X | MV/LV Substation UL***539X |  | 10 kV | _ | LV | 100 kVA :Pole Substation | 0.1 | --> | 0.1 | 0 | 0 | Constrained, otherwise capacity available =79 kVA | --> | 0.095 | 0 | 0 | 0 | 0 | Constrained, otherwise capacity available =92 kW | --> | C17 ex GRAIGUENAMANAGH | Graiguenamanagh [T41,T42] | KILKENNY |  | 52.5859 | -6.9468
293019Z | MV/LV Substation BA***019Z |  | 20 kV | _ | LV | 100 kVA :Pole Substation | 0.1 | --> | 0.1 | 0 | 0 | Constrained, otherwise capacity available =91 kVA | --> | 0.095 | 0 | 0 | 0 | 0 | Constrained, otherwise capacity available =94 kW | --> | E20 ex BALTINGLASS | Baltinglass [T421,T422] | STRATFORD |  | 52.9451 | -6.7195
252872X | MV/LV Substation SK***872X |  | 10 kV | _ | LV | 50 kVA :Pole Substation | 0.05 | --> | 0.05 | 0.047 | 1.32 |  | --> | 0.048 | 0 | 0.005 | 0.043 | 0 |  | --> | C26 ex CLIFDEN | Clifden [T41,T42] | SCREEB |  | 53.4935 | -10.06
066658Z | MV/LV Substation HO***658Z |  | 10 kV | _ | LV | 400 kVA :Kiosk Substation | 0.4 | --> | 0.4 | 0 | 0 | Constrained, otherwise capacity available =337 kVA | --> | 0.38 | 0 | 0.02 | 0.357 | 0 |  | --> | C16 ex MOUNTGORRY | Mountgorry [T41,T42] | GRANGE (DR) |  | 53.4435 | -6.2075
154159Y | MV/LV Substation JA***159Y |  | 10 kV | _ | LV | 100 kVA :Pole Substation | 0.1 | --> | 0.1 | 0 | 0 | Constrained, otherwise capacity available =90 kVA | --> | 0.095 | 0 | 0 | 0.094 | 0 |  | --> | C23 ex MACETOWN | Macetown [T101,T102] | MACETOWN |  | 53.3938 | -6.4781
015023 | MV/LV Substation GO***023 |  | 20 kV | _ | LV | 200 kVA :Pole Substation | 0.2 | --> | 0.2 | 0 | 0 | Constrained, otherwise capacity available =176 kVA | --> | 0.19 | 0 | 0 | 0 | 0 | Constrained, otherwise capacity available =187 kW | --> | E14 ex BLESSINGTON | Blessington [T421,T422] | KILTEEL |  | 53.123 | -6.6127
010607X | MV/LV Substation PL***607X |  | 20 kV | _ | LV | 50 kVA :Pole Substation | 0.05 | --> | 0.05 | 0 | 0 | Constrained, otherwise capacity available =48 kVA | --> | 0.048 | 0 | 0 | 0 | 0 | Constrained, otherwise capacity available =47 kW | --> | E17 ex BALLYHALE | Ballyhale [T42,T421] | KILKENNY |  | 52.4938 | -7.1343
081202Y | MV/LV Substation BA***202Y |  | 10 kV | _ | LV | 100 kVA :Pole Substation | 0.1 | --> | 0.1 | 0 | 0 | Constrained, otherwise capacity available =48 kVA | --> | 0.095 | 0 | 0 | 0 | 0 | Constrained, otherwise capacity available =88 kW | --> | C16 ex LEIXLIP | Leixlip [T41,T42] | GRIFFINRATH |  | 53.3457 | -6.494
139516 | MV/LV Substation CO***516 |  | 10 kV | _ | LV | 50 kVA :Pole Substation | 0.05 | --> | 0.05 | 0.041 | 4 |  | --> | 0.048 | 0 | 0 | 0 | 0 | Constrained, otherwise capacity available =46 kW | --> | C14 ex BALLYJAMESDUFF | Ballyjamesduff [T41,T42] | SHANKILL |  | 53.8485 | -7.1294
003139 | MV/LV Substation RO***139 |  | 10 kV | _ | LV | 400 kVA :Kiosk Substation | 0.4 | --> | 0.4 | 0.321 | 11.58 |  | --> | 0.38 | 0 | 0.033 | 0 | 0 | Constrained, otherwise capacity available =345 kW | --> | C20 ex BALLYBEG | Ballybeg [T101,T102] | CARRICKMINES |  | 52.9731 | -6.0517
0954111 | MV/LV Substation KI***4111 |  | 10 kV | _ | LV | 100 kVA :Pole Substation | 0.1 | --> | 0.1 | 0 | 0 | Constrained, otherwise capacity available =100 kVA | --> | 0.095 | 0 | 0 | 0 | 0 | Constrained, otherwise capacity available =95 kW | --> | C15 ex CRANNY | Cranny [T41] | ENNIS |  | 52.7194 | -9.3144
012955 | MV/LV Substation SP***955 |  | 10 kV | _ | LV | 200 kVA :Pole Substation | 0.2 | --> | 0.2 | 0.198 | 1.99 |  | --> | 0.19 | 0 | 0 | 0 | 0 | Constrained, otherwise capacity available =190 kW | --> | C20 ex GRAIGUE | Graigue [T41,T42] | CARLOW |  | 52.8352 | -7.0003
066471X | MV/LV Substation BO***471X |  | 20 kV | _ | LV | 100 kVA :Pole Substation | 0.1 | --> | 0.1 | 0 | 0 | Constrained, otherwise capacity available =76 kVA | --> | 0.095 | 0 | 0.016 | 0 | 0 | Constrained, otherwise capacity available =80 kW | --> | E17 ex BALTRASNA | Baltrasna [T121,T122] | BALTRASNA |  | 53.5336 | -6.4664
007885Z | MV/LV Substation RO***885Z |  | 10 kV | _ | LV | 400 kVA :Kiosk Substation | 0.4 | --> | 0.4 | 0.321 | 1.4 |  | --> | 0.38 | 0 | 0 | 0 | 0 | Constrained, otherwise capacity available =369 kW | --> | E18 ex KILLINICK | Killinick [T421,T422] | WEXFORD |  | 52.2644 | -6.3881
066801Z | MV/LV Substation EN***801Z |  | 10 kV | _ | LV | 630 kVA :Building Structure | 0.63 | --> | 0.63 | 0 | 0 | Constrained, otherwise capacity available =519 kVA | --> | 0.598 | 0 | 0.012 | 0.5 | 0 |  | --> | C20 ex MOUNTGORRY | Mountgorry [T41,T42] | GRANGE (DR) |  | 53.4435 | -6.2176
067100 | MV/LV Substation UN***100 |  | 10 kV | _ | LV | 400 kVA :Building Structure | 0.4 | --> | 0.4 | 0.317 | 6.81 |  | --> | 0.38 | 0 | 0.05 | 0.332 | 0 |  | --> | C05 ex AHANE | Ahane [T102] | AHANE |  | 52.6647 | -8.503
281481X | MV/LV Substation KI***481X |  | 10 kV | _ | LV | 50 kVA :Pole Substation | 0.05 | --> | 0.05 | 0 | 0 | Constrained, otherwise capacity available =42 kVA | --> | 0.048 | 0 | 0.005 | 0 | 0 | Constrained, otherwise capacity available =43 kW | --> | C21 ex KILMONEY | Kilmoney [T41,T42] | TRABEG |  | 51.8011 | -8.4069
154224 | MV/LV Substation GL***224 |  | 10 kV | _ | LV | 200 kVA :Kiosk Substation | 0.2 | --> | 0.2 | 0 | 0 | Constrained, otherwise capacity available =81 kVA | --> | 0.19 | 0 | 0.084 | 0 | 0 | Constrained, otherwise capacity available =111 kW | --> | C13 ex COOLMINE | Coolmine [T41,T42] | FINGLAS |  | 53.3829 | -6.3864
052672Z | MV/LV Substation LA***672Z |  | 10 kV | _ | LV | 400 kVA :Kiosk Substation | 0.4 | --> | 0.4 | 0 | 0 | Constrained, otherwise capacity available =329 kVA | --> | 0.38 | 0 | 0.026 | 0 | 0 | Constrained, otherwise capacity available =351 kW | --> | C17 ex BALLINDERRY | Ballinderry [T41,T422] | MULLINGAR |  | 53.527 | -7.3138
036097 | MV/LV Substation GO***097 |  | 20 kV | _ | LV | 100 kVA :Pole Substation | 0.1 | --> | 0.1 | 0 | 0 | Constrained, otherwise capacity available =70 kVA | --> | 0.095 | 0 | 0 | 0 | 0 | Constrained, otherwise capacity available =91 kW | --> | E20 ex GARRANACANTY | Garranacanty [T421,T422] | TIPPERARY |  | 52.4986 | -7.9773
004822 | MV/LV Substation SH***822 |  | 10 kV | _ | LV | 50 kVA :Pole Substation | 0.05 | --> | 0.05 | 0.041 | 18.08 |  | --> | 0.048 | 0 | 0 | 0.046 | 0 |  | --> | C13 ex ARKLOW | Arklow [T101,T102] | ARKLOW |  | 52.8286 | -6.1903
260539 | MV/LV Substation SE***539 |  | 20 kV | _ | LV | 200 kVA :Pole Substation | 0.2 | --> | 0.2 | 0.164 | 1.67 |  | --> | 0.19 | 0 | 0.005 | 0.181 | 0 |  | --> | E18 ex NEWPORT | Newport [T421] | CARROWBEG |  | 53.8828 | -9.5545
064330Z | MV/LV Substation WH***330Z |  | 20 kV | _ | LV | 200 kVA :Kiosk Substation | 0.2 | --> | 0.2 | 0 | 0 | Constrained, otherwise capacity available =63 kVA | --> | 0.19 | 0 | 0.02 | 0 | 0 | Constrained, otherwise capacity available =156 kW | --> | E17 ex JULIANSTOWN | Julianstown [T421,T422] | DRYBRIDGE |  | 53.7026 | -6.2656
0694090 | MV/LV Substation ST***4090 |  | 10 kV | _ | LV | 1000 kVA :Building Structure | 1 | --> | 1 | 0.5 | 0.91 | Constrained, otherwise capacity available =967 kVA | --> | 0.95 | 0 | 0 | 0.5 | 0 |  | --> | C16 ex KIMMAGE | Kimmage [T41,T42] | INCHICORE 220KV |  | 53.3183 | -6.307
281286Z | MV/LV Substation BU***286Z |  | 10 kV | _ | LV | 400 kVA :Building Structure | 0.4 | --> | 0.4 | 0.399 | 5.49 |  | --> | 0.38 | 0 | 0 | 0.38 | 0 |  | --> | C23 ex TRABEG | Trabeg [T101,T102] | TRABEG |  | 51.8502 | -8.4788
293137Y | MV/LV Substation BE***137Y |  | 20 kV | _ | LV | 100 kVA :Pole Substation | 0.1 | --> | 0.1 | 0 | 0 | Constrained, otherwise capacity available =81 kVA | --> | 0.095 | 0 | 0 | 0 | 0 | Constrained, otherwise capacity available =92 kW | --> | E20 ex BALTINGLASS | Baltinglass [T421,T422] | STRATFORD |  | 52.9564 | -6.832
0694152 | MV/LV Substation MU***4152 |  | 10 kV | _ | LV | 1000 kVA :Building Structure | 1 | --> | 1 | 0 | 0 | Constrained, otherwise capacity available =584 kVA | --> | 0.95 | 0 | 0.01 | 0.5 | 0 |  | --> | C13 ex DONNYBROOK | Donnybrook [T41,T42] | MILLTOWN (DR) |  | 53.3224 | -6.2366
2204018 | MV/LV Substation CL***4018 |  | 10 kV | _ | LV | 100 kVA :Pole Substation | 0.1 | --> | 0.1 | 0.075 | 1.36 |  | --> | 0.095 | 0 | 0 | 0 | 0 | Constrained, otherwise capacity available =92 kW | --> | C11 ex CROSSMOLINA | Crossmolina [T41,T42] | MOY |  | 53.9976 | -9.3496
021087X | MV/LV Substation PA***087X |  | 10 kV | _ | LV | 100 kVA :Pole Substation | 0.1 | --> | 0.1 | 0 | 0 | Constrained, otherwise capacity available =97 kVA | --> | 0.095 | 0 | 0 | 0.095 | 0 |  | --> | C12 ex RIVERSTOWN | Riverstown [T41,T42] | KILBARRY |  | 51.9307 | -8.4127
160743Y | MV/LV Substation BA***743Y |  | 10 kV | _ | LV | 200 kVA :Kiosk Substation | 0.2 | --> | 0.2 | 0 | 0 | Constrained, otherwise capacity available =121 kVA | --> | 0.19 | 0 | 0 | 0 | 0 | Constrained, otherwise capacity available =179 kW | --> | C16 ex MOUNTMELLICK | Mountmellick [T41,T42] | PORTLAOISE |  | 53.1222 | -7.3195
150919 | MV/LV Substation HE***919 |  | 20 kV | _ | LV | 400 kVA :Kiosk Substation | 0.4 | --> | 0.4 | 0.376 | 3.96 |  | --> | 0.38 | 0 | 0.01 | 0 | 0 | Constrained, otherwise capacity available =369 kW | --> | E20 ex STRANORLAR | Stranorlar [T421,T422] | LETTERKENNY |  | 54.7907 | -7.7897
064224Y | MV/LV Substation HA***224Y |  | 10 kV | _ | LV | 200 kVA :Pole Substation | 0.2 | --> | 0.2 | 0 | 0 | Constrained, otherwise capacity available =141 kVA | --> | 0.19 | 0 | 0.041 | 0 | 0 | Constrained, otherwise capacity available =152 kW | --> | C18 ex RATHMULLAN | Rathmullan [T41,T42] | DRYBRIDGE |  | 53.7053 | -6.3424
011935Y | MV/LV Substation KI***935Y |  | 10 kV | _ | LV | 50 kVA :Pole Substation | 0.05 | --> | 0.05 | 0 | 0 | Constrained, otherwise capacity available =43 kVA | --> | 0.048 | 0 | 0 | 0 | 0 | Constrained, otherwise capacity available =46 kW | --> | C23 ex GORESBRIDGE | Goresbridge [T41,T42] | KILKENNY |  | 52.6721 | -7.0442
053840Y | MV/LV Substation MA***840Y |  | 10 kV | _ | LV | 630 kVA :Building Structure | 0.63 | --> | 0.63 | 0 | 0 | Constrained, otherwise capacity available =509 kVA | --> | 0.598 | 0 | 0 | 0.5 | 0 |  | --> | C19 ex CLONMINCH | Clonminch [T41,T422] | THORNSBERRY |  | 53.2735 | -7.4982
082819X | MV/LV Substation BA***819X |  | 20 kV | _ | LV | 50 kVA :Pole Substation | 0.05 | --> | 0.05 | 0 | 0 | Constrained, otherwise capacity available =43 kVA | --> | 0.048 | 0 | 0 | 0 | 0 | Constrained, otherwise capacity available =46 kW | --> | E16 ex ACADEMY STREET | Academy Street [T421,T422,T44] | NAVAN |  | 53.5943 | -6.6755
067472Y | MV/LV Substation TH***472Y |  | 20 kV | _ | LV | 400 kVA :Kiosk Substation | 0.4 | --> | 0.4 | 0 | 0 | Constrained, otherwise capacity available =324 kVA | --> | 0.38 | 0 | 0.036 | 0 | 0 | Constrained, otherwise capacity available =343 kW | --> | C17 ex GILLOGUE | Gillogue [T41,T42] | ARDNACRUSHA |  | 52.7218 | -8.5574
160101Y | MV/LV Substation CL***101Y |  | 20 kV | _ | LV | 50 kVA :Pole Substation | 0.05 | --> | 0.05 | 0 | 0 | Constrained, otherwise capacity available =47 kVA | --> | 0.048 | 0 | 0 | 0 | 0 | Constrained, otherwise capacity available =47 kW | --> | C23 ex PORTARLINGTON | Portarlington [T43] | BLAKE |  | 53.1253 | -7.13
065496X | MV/LV Substation KI***496X |  | 20 kV | _ | LV | 100 kVA :Pole Substation | 0.1 | --> | 0.1 | 0 | 0 | Constrained, otherwise capacity available =73 kVA | --> | 0.095 | 0 | 0.01 | 0 | 0 | Constrained, otherwise capacity available =84 kW | --> | E23 ex BALTRASNA | Baltrasna [T121,T122] | BALTRASNA |  | 53.5738 | -6.4492
0394166 | MV/LV Substation WW***4166 |  | 10 kV | _ | LV | 630 kVA :Kiosk Substation | 0.63 | --> | 0.63 | 0.423 | 11.03 |  | --> | 0.598 | 0 | 0.076 | 0.5 | 0 |  | --> | C32 ex SALTHILL | Salthill [T101,T102] | SALTHILL |  | 53.2896 | -9.0752
176001 | MV/LV Substation RA***001 |  | 10 kV | _ | LV | 400 kVA :Kiosk Substation | 0.4 | --> | 0.4 | 0 | 0 | Constrained, otherwise capacity available =130 kVA | --> | 0.38 | 0 | 0.01 | 0 | 0 | Constrained, otherwise capacity available =334 kW | --> | E12 ex HARTNETTS CROSS |  |  |  | 51.9046 | -8.9555
288922 | MV/LV Substation KI***922 |  | 10 kV | _ | LV | 400 kVA :Kiosk Substation | 0.4 | --> | 0.4 | 0 | 0 | Constrained, otherwise capacity available =286 kVA | --> | 0.38 | 0 | 0.096 | 0.293 | 0 |  | --> | C19 ex CARRICKMINES | Carrickmines [T41,T42] | CARRICKMINES |  | 53.2635 | -6.2158
065431Z | MV/LV Substation RA***431Z |  | 20 kV | _ | LV | 200 kVA :Pole Substation | 0.2 | --> | 0.2 | 0 | 0 | Constrained, otherwise capacity available =198 kVA | --> | 0.19 | 0 | 0.005 | 0 | 0 | Constrained, otherwise capacity available =186 kW | --> | C11 ex LOUGHSHINNY | Loughshinny [T41,T42] | GLASMORE |  | 53.5454 | -6.1538
248636X | MV/LV Substation RY***636X |  | 20 kV | _ | LV | 400 kVA :Kiosk Substation | 0.4 | --> | 0.4 | 0 | 0 | Constrained, otherwise capacity available =277 kVA | --> | 0.38 | 0 | 0 | 0 | 0 | Constrained, otherwise capacity available =363 kW | --> | E19 ex KILCOCK | Kilcock [T421,T422] | GRIFFINRATH |  | 53.3996 | -6.6657
154250Z | MV/LV Substation WO***250Z |  | 10 kV | _ | LV | 400 kVA :Kiosk Substation | 0.4 | --> | 0.4 | 0.28 | 7.91 |  | --> | 0.38 | 0 | 0 | 0.363 | 0 |  | --> | C23 ex PELLETSTOWN | Pelletstown [T101,T102] | FINGLAS |  | 53.3849 | -6.3705
005556X | MV/LV Substation GO***556X |  | 10 kV | _ | LV | 200 kVA :Pole Substation | 0.2 | --> | 0.2 | 0.171 | 3.03 |  | --> | 0.19 | 0 | 0 | 0 | 0 | Constrained, otherwise capacity available =186 kW | --> | C17 ex RAMSTOWN | Ramstown [T41,T42] | CRANE |  | 52.6659 | -6.2889
015894Y | MV/LV Substation HA***894Y |  | 10 kV | _ | LV | 100 kVA :Pole Substation | 0.1 | --> | 0.1 | 0 | 0 | Constrained, otherwise capacity available =80 kVA | --> | 0.095 | 0 | 0 | 0 | 0 | Constrained, otherwise capacity available =92 kW | --> | C11 ex JOHNSTOWN | Johnstown [T41,T42] | KILTEEL |  | 53.2387 | -6.5843
196205 | MV/LV Substation CL***205 |  | 20 kV | _ | LV | 50 kVA :Pole Substation | 0.05 | --> | 0.05 | 0.043 | 1.34 |  | --> | 0.048 | 0 | 0.005 | 0 | 0 | Constrained, otherwise capacity available =43 kW | --> | E23 ex ATHBOY | Athboy [T423] | NAVAN |  | 53.5916 | -6.9135
069528 | MV/LV Substation R.***528 |  | 10 kV | _ | LV | 630 kVA :Building Structure | 0.63 | --> | 0.63 | 0 | 0 | Constrained, otherwise capacity available =630 kVA | --> | 0.598 | 0 | 0 | 0.5 | 0 |  | --> | C14 ex DONNYBROOK | Donnybrook [T41,T42] | MILLTOWN (DR) |  | 53.3224 | -6.2247
020118 | MV/LV Substation ST***118 |  | 10 kV | _ | LV | 400 kVA :Kiosk Substation | 0.4 | --> | 0.4 | 0 | 0 | Constrained, otherwise capacity available =396 kVA | --> | 0.38 | 0 | 0 | 0 | 0 | Constrained, otherwise capacity available =380 kW | --> | C12 ex COOLCORCORAN | Coolcorcoran [T41,T42] | KNOCKEARAGH |  | 52.0681 | -9.511
026755Y | MV/LV Substation BA***755Y |  | 10 kV | _ | LV | 200 kVA :Kiosk Substation | 0.2 | --> | 0.2 | 0.181 | 8.66 |  | --> | 0.19 | 0 | 0.004 | 0 | 0 | Constrained, otherwise capacity available =184 kW | --> | C13 ex BANDON | Bandon [T101,T42] | BANDON |  | 51.7423 | -8.7549
1364005 | MV/LV Substation RO***4005 |  | 10 kV | _ | LV | 100 kVA :Pole Substation | 0.1 | --> | 0.1 | 0 | 0 | Constrained, otherwise capacity available =75 kVA | --> | 0.095 | 0 | 0.01 | 0 | 0 | Constrained, otherwise capacity available =84 kW | --> | C20 ex ROSCOMMON | Roscommon [T41,T42] | LANESBORO |  | 53.6453 | -8.1558
119692X | MV/LV Substation KA***692X |  | 10 kV | _ | LV | 200 kVA :Pole Substation | 0.2 | --> | 0.2 | 0 | 0 | Constrained, otherwise capacity available =144 kVA | --> | 0.19 | 0 | 0 | 0 | 0 | Constrained, otherwise capacity available =182 kW | --> | C11 ex KANTURK | Kanturk [T41,T42] | GLENLARA |  | 52.1706 | -8.8988
293116Y | MV/LV Substation BO***116Y |  | 20 kV | _ | LV | 200 kVA :Pole Substation | 0.2 | --> | 0.2 | 0 | 0 | Constrained, otherwise capacity available =198 kVA | --> | 0.19 | 0 | 0 | 0 | 0 | Constrained, otherwise capacity available =190 kW | --> | E20 ex BALTINGLASS | Baltinglass [T421,T422] | STRATFORD |  | 52.9451 | -6.8275
071197 | MV/LV Substation BU***197 |  | 10 kV | _ | LV | 400 kVA :Kiosk Substation | 0.4 | --> | 0.4 | 0 | 0 | Constrained, otherwise capacity available =282 kVA | --> | 0.38 | 0 | 0 | 0.364 | 0 |  | --> | C22 ex GREYSTONES | Greystones [T41,T42] | FASSAROE |  | 53.1312 | -6.0704
0934253 | MV/LV Substation ON***4253 |  | 10 kV | _ | LV | 630 kVA :Building Structure | 0.63 | --> | 0.63 | 0 | 0 | Constrained, otherwise capacity available =621 kVA | --> | 0.598 | 0 | 0.012 | 0.5 | 0 |  | --> | C28 ex KILMORE | Kilmore [T101,T102,T103] | FINGLAS |  | 53.4041 | -6.1743
011460Y | MV/LV Substation RE***460Y |  | 10 kV | _ | LV | 1000 kVA :Kiosk Substation | 1 | --> | 1 | 0 | 0 | Constrained, otherwise capacity available =896 kVA | --> | 0.95 | 0 | 0 | 0 | 0 | Constrained, otherwise capacity available =936 kW | --> | C18 ex ROSEHILL | Rosehill [T41,T42] | KILKENNY |  | 52.6526 | -7.2544
238782X | MV/LV Substation CA***782X |  | 20 kV | _ | LV | 630 kVA :Kiosk Substation | 0.63 | --> | 0.63 | 0 | 0 | Constrained, otherwise capacity available =630 kVA | --> | 0.598 | 0 | 0 | 0 | 0 | Constrained, otherwise capacity available =598 kW | --> | E18 ex BALLINROBE | Ballinrobe [T421,T422] | DALTON |  | 53.6363 | -9.2373
111005 | MV/LV Substation GL***005 |  | 10 kV | _ | LV | 200 kVA :Pole Substation | 0.2 | --> | 0.2 | 0 | 0 | Constrained, otherwise capacity available =133 kVA | --> | 0.19 | 0 | 0.021 | 0 | 0 | Constrained, otherwise capacity available =165 kW | --> | C16 ex BANTRY | Bantry [T41,T42] | BALLYLICKY |  | 51.6831 | -9.4451
053140X | MV/LV Substation BO***140X |  | 10 kV | _ | LV | 400 kVA :Building Structure | 0.4 | --> | 0.4 | 0.237 | 3.28 |  | --> | 0.38 | 0 | 0 | 0.357 | 0 |  | --> | C25 ex SRAH | Srah [T43] | THORNSBERRY |  | 53.284 | -7.5091
093256Z | MV/LV Substation AS***256Z |  | 10 kV | _ | LV | 400 kVA :Kiosk Substation | 0.4 | --> | 0.4 | 0 | 0 | Constrained, otherwise capacity available =335 kVA | --> | 0.38 | 0 | 0 | 0.371 | 0 |  | --> | C16 ex SANTRY | Santry [T41,T42] | FINGLAS |  | 53.3974 | -6.2298
063727 | MV/LV Substation AC***727 |  | 10 kV | _ | LV | 50 kVA :Pole Substation | 0.05 | --> | 0.05 | 0 | 0 | Constrained, otherwise capacity available =48 kVA | --> | 0.048 | 0 | 0 | 0 | 0 | Constrained, otherwise capacity available =47 kW | --> | C15 ex STICKILLEN | Stickillen [T41,T42] | DRYBRIDGE |  | 53.8317 | -6.6534
281383Z | MV/LV Substation RE***383Z |  | 10 kV | _ | LV | 400 kVA :Building Structure | 0.4 | --> | 0.4 | 0.4 | 5.49 |  | --> | 0.38 | 0 | 0 | 0.38 | 0 |  | --> | C17 ex TRABEG | Trabeg [T101,T102] | TRABEG |  | 51.8673 | -8.4793
0674208 | MV/LV Substation SL***4208 |  | 10 kV | _ | LV | 400 kVA :Kiosk Substation | 0.4 | --> | 0.4 | 0 | 0 | Constrained, otherwise capacity available =360 kVA | --> | 0.38 | 0 | 0 | 0 | 0 | Constrained, otherwise capacity available =375 kW | --> | C13 ex DOCK ROAD | Dock Road [T41,T42] | LIMERICK |  | 52.6375 | -8.6767
058175Y | MV/LV Substation GU***175Y |  | 20 kV | _ | LV | 630 kVA :Kiosk Substation | 0.63 | --> | 0.63 | 0.181 | 0.18 | Constrained, otherwise capacity available =615 kVA | --> | 0.598 | 0 | 0 | 0 | 0 | Constrained, otherwise capacity available =596 kW | --> | C18 ex TOOMEVARA | Toomevara [T42] | NENAGH |  | 52.7898 | -8.0588
156841Y | MV/LV Substation DR***841Y |  | 20 kV | _ | LV | 100 kVA :Pole Substation | 0.1 | --> | 0.1 | 0 | 2.1 |  | --> | 0.095 | 0 | 0.1 | 0 | 0 | Constrained, otherwise capacity available =6 kW | --> | E17 ex LISDRUM | Lisdrum [T422] | LISDRUM |  | 54.2286 | -6.9699
082509 | MV/LV Substation PA***509 |  | 20 kV | _ | LV | 50 kVA :Pole Substation | 0.05 | --> | 0.05 | 0 | 0 | Constrained, otherwise capacity available =43 kVA | --> | 0.048 | 0 | 0 | 0 | 0 | Constrained, otherwise capacity available =47 kW | --> | E17 ex DULEEK | Duleek [T421,T422] | DRYBRIDGE |  | 53.663 | -6.5577
0134032 | MV/LV Substation BA***4032 |  | 10 kV | _ | LV | 50 kVA :Pole Substation | 0.05 | --> | 0.05 | 0.05 | 0.12 |  | --> | 0.048 | 0 | 0 | 0.048 | 0 |  | --> | C20 ex ATHY | Athy [T101,T102] | ATHY |  | 52.9961 | -6.9871
039566X | MV/LV Substation TI***566X |  | 10 kV | _ | LV | 630 kVA :Kiosk Substation | 0.63 | --> | 0.63 | 0 | 0 | Constrained, otherwise capacity available =504 kVA | --> | 0.598 | 0 | 0 | 0 | 0 | Constrained, otherwise capacity available =581 kW | --> | C15 ex ORANMORE | Oranmore [T41,T44] | GALWAY 110KV |  | 53.2686 | -8.9291
151046 | MV/LV Substation MA***046 |  | 10 kV | _ | LV | 50 kVA :Pole Substation | 0.05 | --> | 0.05 | 0 | 0 | Constrained, otherwise capacity available =50 kVA | --> | 0.048 | 0 | 0 | 0.047 | 0 |  | --> | C12 ex BRUFF | Bruff [T42,T421] | LIMERICK |  | 52.4935 | -8.4057
165454 | MV/LV Substation LI***454 |  | 20 kV | _ | LV | 100 kVA :Pole Substation | 0.1 | --> | 0.1 | 0 | 0 | Constrained, otherwise capacity available =70 kVA | --> | 0.095 | 0 | 0.012 | 0 | 0 | Constrained, otherwise capacity available =82 kW | --> | C13 ex CLONAKILTY | Clonakilty [T41,T42] | DUNMANWAY |  | 51.6093 | -8.7561
281216Y | MV/LV Substation BA***216Y |  | 10 kV | _ | LV | 50 kVA :Pole Substation | 0.05 | --> | 0.05 | 0 | 0 | Constrained, otherwise capacity available =48 kVA | --> | 0.048 | 0 | 0 | 0 | 0 | Constrained, otherwise capacity available =47 kW | --> | C21 ex KILMONEY | Kilmoney [T41,T42] | TRABEG |  | 51.7287 | -8.4006
281745Z | MV/LV Substation FO***745Z |  | 10 kV | _ | LV | 400 kVA :Kiosk Substation | 0.4 | --> | 0.4 | 0 | 0 | Constrained, otherwise capacity available =319 kVA | --> | 0.38 | 0 | 0.006 | 0 | 0 | Constrained, otherwise capacity available =364 kW | --> | C18 ex DOUGLAS | Douglas [T41,T42] | TRABEG |  | 51.8632 | -8.4072
056272Y | MV/LV Substation TE***272Y |  | 20 kV | _ | LV | 50 kVA :Pole Substation | 0.05 | --> | 0.05 | 0.046 | 1.26 |  | --> | 0.048 | 0 | 0 | 0 | 0 | Constrained, otherwise capacity available =47 kW | --> | E15 ex BALLYCROSSAUN | Ballycrossaun [T421,T422] | SOMERSET |  | 53.0588 | -8.2066
281795 | MV/LV Substation NO***795 |  | 10 kV | _ | LV | 200 kVA :Pole Substation | 0.2 | --> | 0.2 | 0 | 0 | Constrained, otherwise capacity available =171 kVA | --> | 0.19 | 0 | 0.009 | 0 | 0 | Constrained, otherwise capacity available =179 kW | --> | C21 ex KILMONEY | Kilmoney [T41,T42] | TRABEG |  | 51.7214 | -8.402
068022 | MV/LV Substation HO***022 |  | 10 kV | _ | LV | 630 kVA :Building Structure | 0.63 | --> | 0.63 | 0.462 | 9.02 |  | --> | 0.598 | 0 | 0 | 0.5 | 0 |  | --> | C13 ex MISERY HILL | Misery Hill [T101,T102] | POOLBEG |  | 53.341 | -6.2424
082442 | MV/LV Substation AR***442 |  | 20 kV | _ | LV | 50 kVA :Pole Substation | 0.05 | --> | 0.05 | 0 | 0 | Constrained, otherwise capacity available =49 kVA | --> | 0.048 | 0 | 0 | 0 | 0 | Constrained, otherwise capacity available =47 kW | --> | E15 ex ACADEMY STREET | Academy Street [T421,T422,T44] | NAVAN |  | 53.6148 | -6.6465
026527X | MV/LV Substation SH***527X |  | 10 kV | _ | LV | 50 kVA :Pole Substation | 0.05 | --> | 0.05 | 0 | 0 | Constrained, otherwise capacity available =45 kVA | --> | 0.048 | 0 | 0 | 0 | 0 | Constrained, otherwise capacity available =47 kW | --> | C13 ex TIMOLEAGUE | Timoleague [T41] | BANDON |  | 51.6787 | -8.7054
037538X | MV/LV Substation WO***538X |  | 10 kV | _ | LV | 200 kVA :Kiosk Substation | 0.2 | --> | 0.2 | 0 | 0 | Constrained, otherwise capacity available =145 kVA | --> | 0.19 | 0 | 0.016 | 0 | 0 | Constrained, otherwise capacity available =170 kW | --> | C16 ex CAHIRCALLA | Cahircalla [T41,T42] | ENNIS |  | 52.8355 | -8.9953
051650 | MV/LV Substation RO***650 |  | 20 kV | _ | LV | 100 kVA :Pole Substation | 0.1 | --> | 0.1 | 0.1 | 2.22 |  | --> | 0.095 | 0 | 0 | 0.095 | 0 |  | --> | E20 ex CLARA | Clara [T421,T422] | THORNSBERRY |  | 53.3454 | -7.4805
066640Z | MV/LV Substation RA***640Z |  | 20 kV | _ | LV | 400 kVA :Building Structure | 0.4 | --> | 0.4 | 0 | 0 | Constrained, otherwise capacity available =357 kVA | --> | 0.38 | 0 | 0 | 0 | 0 | Constrained, otherwise capacity available =374 kW | --> | E18 ex BALTRASNA | Baltrasna [T121,T122] | BALTRASNA |  | 53.4999 | -6.4583
066782 | MV/LV Substation OU***782 |  | 10 kV | _ | LV | 100 kVA :Pole Substation | 0.1 | --> | 0.1 | 0 | 0 | Constrained, otherwise capacity available =79 kVA | --> | 0.095 | 0 | 0 | 0 | 0 | Constrained, otherwise capacity available =92 kW | --> | C14 ex SWORDS | Swords [T41,T42] | GLASMORE |  | 53.4674 | -6.2384
030238X | MV/LV Substation RI***238X |  | 20 kV | _ | LV | 400 kVA :Kiosk Substation | 0.4 | --> | 0.4 | 0 | 0 | Constrained, otherwise capacity available =238 kVA | --> | 0.38 | 0 | 0.01 | 0 | 0 | Constrained, otherwise capacity available =350 kW | --> | E20 ex FOXHOLE | Foxhole [T421,T422] | DUNGARVAN |  | 51.9425 | -7.9941
093291X | MV/LV Substation DU***291X |  | 10 kV | _ | LV | 400 kVA :Kiosk Substation | 0.4 | --> | 0.4 | 0 | 0 | Constrained, otherwise capacity available =339 kVA | --> | 0.38 | 0 | 0.062 | 0.326 | 0 |  | --> | C20 ex SUTTON | Sutton [T41,T42] | GRANGE (DR) |  | 53.3821 | -6.0978
4264008 | MV/LV Substation BA***4008 |  | 20 kV | _ | LV | 50 kVA :Pole Substation | 0.05 | --> | 0.05 | 0 | 0 | Constrained, otherwise capacity available =36 kVA | --> | 0.048 | 0 | 0 | 0 | 0 | Constrained, otherwise capacity available =46 kW | --> | E12 ex DINGLE | Dingle [T421,T422] | OUGHTRAGH |  | 52.2282 | -10.301
011020 | MV/LV Substation LO***020 |  | 10 kV | _ | LV | 400 kVA :Kiosk Substation | 0.4 | --> | 0.4 | 0 | 0 | Constrained, otherwise capacity available =306 kVA | --> | 0.38 | 0 | 0.013 | 0 | 0 | Constrained, otherwise capacity available =357 kW | --> | C19 ex ROSEHILL | Rosehill [T41,T42] | KILKENNY |  | 52.6409 | -7.2436
0394163 | MV/LV Substation GA***4163 |  | 10 kV | _ | LV | 1000 kVA :Building Structure | 1 | --> | 1 | 0.5 | 11.03 |  | --> | 0.95 | 0 | 0 | 0.5 | 0 |  | --> | C22 ex SALTHILL | Salthill [T101,T102] | SALTHILL |  | 53.2736 | -9.0997
042932X | MV/LV Substation BL***932X |  | 10 kV | _ | LV | 100 kVA :Pole Substation | 0.1 | --> | 0.1 | 0.078 | 1.51 |  | --> | 0.095 | 0 | 0 | 0 | 0 | Constrained, otherwise capacity available =92 kW | --> | C19 ex TURLOUGH ROAD | Turlough Road [T43] | CASTLEBAR |  | 53.8666 | -9.2921
062447X | MV/LV Substation BA***447X |  | 20 kV | _ | LV | 50 kVA :Pole Substation | 0.05 | --> | 0.05 | 0 | 2.33 |  | --> | 0.048 | 0 | 0 | 0 | 0 | Constrained, otherwise capacity available =36 kW | --> | C26 ex DUNDALK | Dundalk [T41,T42] | DUNDALK |  | 53.9964 | -6.5654
041248Y | MV/LV Substation AR***248Y |  | 10 kV | _ | LV | 200 kVA :Kiosk Substation | 0.2 | --> | 0.2 | 0 | 0 | Constrained, otherwise capacity available =168 kVA | --> | 0.19 | 0 | 0 | 0 | 0 | Constrained, otherwise capacity available =186 kW | --> | E12 ex DALTON | Dalton [T421,T422] | DALTON |  | 53.7284 | -9.0131
281971 | MV/LV Substation S ***971 |  | 10 kV | _ | LV | 630 kVA :Kiosk Substation | 0.63 | --> | 0.63 | 0 | 0 | Constrained, otherwise capacity available =588 kVA | --> | 0.598 | 0 | 0 | 0 | 0 | Constrained, otherwise capacity available =593 kW | --> | C22 ex TOGHER | Togher [T41,T42] | TRABEG |  | 51.8699 | -8.4963
049070Y | MV/LV Substation MI***070Y |  | 10 kV | _ | LV | 200 kVA :Pole Substation | 0.2 | --> | 0.2 | 0.042 | 1.31 |  | --> | 0.19 | 0 | 0 | 0 | 0 | Constrained, otherwise capacity available =167 kW | --> | C14 ex ROOSKY | Roosky [T41] | RICHMOND |  | 53.8347 | -7.9146
0694046 | MV/LV Substation MA***4046 |  | 10 kV | _ | LV | 1000 kVA :Building Structure | 1 | --> | 1 | 0 | 0 | Constrained, otherwise capacity available =978 kVA | --> | 0.95 | 0 | 0 | 0.5 | 0 |  | --> | C11 ex BALLYBODEN | Ballyboden [T41,T42] | COOKSTOWN |  | 53.2788 | -6.2694
426039 | MV/LV Substation AQ***039 |  | 20 kV | _ | LV | 400 kVA :Building Structure | 0.4 | --> | 0.4 | 0 | 0 | Constrained, otherwise capacity available =249 kVA | --> | 0.38 | 0 | 0.08 | 0 | 0 | Constrained, otherwise capacity available =300 kW | --> | E17 ex DINGLE | Dingle [T421,T422] | OUGHTRAGH |  | 52.14 | -10.2784
142450 | MV/LV Substation NE***450 |  | 20 kV | _ | LV | 100 kVA :Pole Substation | 0.1 | --> | 0.1 | 0 | 0 | Constrained, otherwise capacity available =59 kVA | --> | 0.095 | 0 | 0.016 | 0 | 0 | Constrained, otherwise capacity available =77 kW | --> | E23 ex ATHENRY | Athenry [T423] | GALWAY 110KV |  | 53.2992 | -8.4893
006817X | MV/LV Substation DU***817X |  | 10 kV | _ | LV | 50 kVA :Pole Substation | 0.05 | --> | 0.05 | 0.047 | 4.38 |  | --> | 0.048 | 0 | 0 | 0.047 | 0 |  | --> | E14 ex CRANE | Crane [T122] | CRANE |  | 52.5528 | -6.6988
067167 | MV/LV Substation OD***167 |  | 10 kV | _ | LV | 400 kVA :Building Structure | 0.4 | --> | 0.4 | 0 | 0 | Constrained, otherwise capacity available =243 kVA | --> | 0.38 | 0 | 0.003 | 0 | 0 | Constrained, otherwise capacity available =356 kW | --> | C14 ex MOYLISH | Moylish [T41,T42] | ARDNACRUSHA |  | 52.6728 | -8.631
139681X | MV/LV Substation KN***681X |  | 10 kV | _ | LV | 50 kVA :Pole Substation | 0.05 | --> | 0.05 | 0 | 0 | Constrained, otherwise capacity available =50 kVA | --> | 0.048 | 0 | 0 | 0 | 0 | Constrained, otherwise capacity available =47 kW | --> | C11 ex DERRYCRAMPH | Derrycramph [T41,T42] | SHANKILL |  | 53.9251 | -7.2137
017720Y | MV/LV Substation LO***720Y |  | 20 kV | _ | LV | 400 kVA :Kiosk Substation | 0.4 | --> | 0.4 | 0.358 | 1.58 |  | --> | 0.38 | 0 | 0.01 | 0 | 0 | Constrained, otherwise capacity available =367 kW | --> | C17 ex FOYNES | Foynes [T41,T42] | RATHKEALE |  | 52.5695 | -9.2823
036204 | MV/LV Substation LI***204 |  | 20 kV | _ | LV | 100 kVA :Pole Substation | 0.1 | --> | 0.1 | 0 | 0 | Constrained, otherwise capacity available =100 kVA | --> | 0.095 | 0 | 0 | 0 | 0 | Constrained, otherwise capacity available =95 kW | --> | E20 ex GARRANACANTY | Garranacanty [T421,T422] | TIPPERARY |  | 52.5109 | -8.1197
164508X | MV/LV Substation CO***508X |  | 10 kV | _ | LV | 200 kVA :Kiosk Substation | 0.2 | --> | 0.2 | 0 | 0 | Constrained, otherwise capacity available =140 kVA | --> | 0.19 | 0 | 0.02 | 0 | 0 | Constrained, otherwise capacity available =167 kW | --> | C15 ex SKIBBEREEN | Skibbereen [T41,T42] | DUNMANWAY |  | 51.5467 | -9.2624
111630Z | MV/LV Substation FO***630Z |  | 20 kV | _ | LV | 50 kVA :Pole Substation | 0.05 | --> | 0.05 | 0.042 | 0.94 |  | --> | 0.048 | 0 | 0 | 0 | 0 | Constrained, otherwise capacity available =46 kW | --> | E11 ex CASTLETOWNBERE | Castletownbere [T421] | BALLYLICKY |  | 51.6645 | -9.908
031236Y | MV/LV Substation TO***236Y |  | 10 kV | _ | LV | 400 kVA :Kiosk Substation | 0.4 | --> | 0.4 | 0 | 0 | Constrained, otherwise capacity available =316 kVA | --> | 0.38 | 0 | 0.03 | 0 | 0 | Constrained, otherwise capacity available =346 kW | --> | C11 ex COLLIGAN | Colligan [T41,T42] | DUNGARVAN |  | 52.0986 | -7.6048
288338 | MV/LV Substation BL***338 |  | 10 kV | _ | LV | 400 kVA :Building Structure | 0.4 | --> | 0.4 | 0.356 | 1.16 |  | --> | 0.38 | 0 | 0 | 0.374 | 0 |  | --> | C17 ex BREWERY ROAD | Brewery Road [T41,T42] | CARRICKMINES |  | 53.2774 | -6.2199
417038X | MV/LV Substation SE***038X |  | 20 kV | _ | LV | 50 kVA :Pole Substation | 0.05 | --> | 0.05 | 0.043 | 8.5 |  | --> | 0.048 | 0 | 0 | 0 | 0 | Constrained, otherwise capacity available =46 kW | --> | E14 ex ARIGNA | Arigna [T121] | ARIGNA |  | 54.0534 | -8.1492
255084X | MV/LV Substation AR***084X |  | 10 kV | _ | LV | 100 kVA :Pole Substation | 0.1 | --> | 0.1 | 0 | 0 | Constrained, otherwise capacity available =88 kVA | --> | 0.095 | 0 | 0 | 0 | 0 | Constrained, otherwise capacity available =93 kW | --> | E12 ex KILLYBEGS | Killybegs [T422] | BINBANE |  | 54.6812 | -8.4141
034050X | MV/LV Substation ST***050X |  | 20 kV | _ | LV | 100 kVA :Building Structure | 0.1 | --> | 0.1 | 0.054 | 0.57 |  | --> | 0.095 | 0 | 0.012 | 0 | 0 | Constrained, otherwise capacity available =80 kW | --> | E19 ex LAWLESSTOWN | Lawlesstown [T42,T421] | DOON |  | 52.4734 | -7.6896
149274X | MV/LV Substation LA***274X |  | 20 kV | _ | LV | 50 kVA :Pole Substation | 0.05 | --> | 0.05 | 0 | 0 | Constrained, otherwise capacity available =50 kVA | --> | 0.048 | 0 | 0 | 0 | 0 | Constrained, otherwise capacity available =48 kW | --> | C13 ex DONEGAL | Donegal [T41,T42] | CATHALEENS FALL |  | 54.6179 | -8.0928
062917Y | MV/LV Substation FI***917Y |  | 10 kV | _ | LV | 200 kVA :Building Structure | 0.2 | --> | 0.2 | 0.133 | 3.12 |  | --> | 0.19 | 0 | 0 | 0 | 0 | Constrained, otherwise capacity available =181 kW | --> | C19 ex MARSHES | Marshes [T41,T42] | DUNDALK |  | 53.9801 | -6.3826
067585X | MV/LV Substation FA***585X |  | 10 kV | _ | LV | 200 kVA :Kiosk Substation | 0.2 | --> | 0.2 | 0 | 0 | Constrained, otherwise capacity available =99 kVA | --> | 0.19 | 0 | 0.05 | 0 | 0 | Constrained, otherwise capacity available =139 kW | --> | C16 ex GILLOGUE | Gillogue [T41,T42] | ARDNACRUSHA |  | 52.6931 | -8.617
003234Y | MV/LV Substation MO***234Y |  | 10 kV | _ | LV | 50 kVA :Pole Substation | 0.05 | --> | 0.05 | 0.048 | 11.58 |  | --> | 0.048 | 0 | 0 | 0 | 0 | Constrained, otherwise capacity available =47 kW | --> | C19 ex BALLYBEG | Ballybeg [T101,T102] | CARRICKMINES |  | 53.0022 | -6.1992
196174X | MV/LV Substation LA***174X |  | 10 kV | _ | LV | 400 kVA :Kiosk Substation | 0.4 | --> | 0.4 | 0 | 0 | Constrained, otherwise capacity available =295 kVA | --> | 0.38 | 0 | 0.035 | 0 | 0 | Constrained, otherwise capacity available =339 kW | --> | C17 ex TRIM | Trim [T41,T42] | NAVAN |  | 53.5578 | -6.7772
058418X | MV/LV Substation LA***418X |  | 20 kV | _ | LV | 630 kVA :Building Structure | 0.63 | --> | 0.63 | 0.181 | 0.18 | Constrained, otherwise capacity available =623 kVA | --> | 0.598 | 0 | 0 | 0 | 0 | Constrained, otherwise capacity available =598 kW | --> | C18 ex TOOMEVARA | Toomevara [T42] | NENAGH |  | 52.8057 | -8.0603
069024 | MV/LV Substation BR***024 |  | 10 kV | _ | LV | 630 kVA :Kiosk Substation | 0.63 | --> | 0.63 | 0.359 | 2.93 |  | --> | 0.598 | 0 | 0.107 | 0.481 | 0 |  | --> | C13 ex DODDER ROAD | Dodder Road [T42] | MILLTOWN (DR) |  | 53.3027 | -6.2673
012886X | MV/LV Substation CO***886X |  | 20 kV | _ | LV | 400 kVA :Building Structure | 0.4 | --> | 0.4 | 0.216 | 2.83 |  | --> | 0.38 | 0 | 0.013 | 0 | 0 | Constrained, otherwise capacity available =344 kW | --> | E11 ex BAGENALSTOWN | Bagenalstown [T421,T422] | CARLOW |  | 52.7025 | -6.9616
111976 | MV/LV Substation CA***976 |  | 10 kV | _ | LV | 100 kVA :Pole Substation | 0.1 | --> | 0.1 | 0 | 0 | Constrained, otherwise capacity available =86 kVA | --> | 0.095 | 0 | 0 | 0 | 0 | Constrained, otherwise capacity available =93 kW | --> | C15 ex BANTRY | Bantry [T41,T42] | BALLYLICKY |  | 51.6995 | -9.4391
066876 | MV/LV Substation HA***876 |  | 20 kV | _ | LV | 50 kVA :Pole Substation | 0.05 | --> | 0.05 | 0 | 0 | Constrained, otherwise capacity available =34 kVA | --> | 0.048 | 0 | 0.017 | 0 | 0 | Constrained, otherwise capacity available =33 kW | --> | E15 ex ASHBOURNE | Ashbourne [T421,T422] | FINGLAS |  | 53.4965 | -6.4025
209096X | MV/LV Substation BE***096X |  | 20 kV | _ | LV | 400 kVA :Kiosk Substation | 0.4 | --> | 0.4 | 0 | 0 | Constrained, otherwise capacity available =344 kVA | --> | 0.38 | 0 | 0.014 | 0 | 0 | Constrained, otherwise capacity available =362 kW | --> | C21 ex MILFORD (NR) | Milford (nr) [T41,T42] | LETTERKENNY |  | 55.1952 | -7.8334
082604X | MV/LV Substation DU***604X |  | 10 kV | _ | LV | 50 kVA :Pole Substation | 0.05 | --> | 0.05 | 0 | 0 | Constrained, otherwise capacity available =38 kVA | --> | 0.048 | 0 | 0 | 0 | 0 | Constrained, otherwise capacity available =46 kW | --> | E17 ex ACADEMY STREET | Academy Street [T421,T422,T44] | NAVAN |  | 53.6068 | -6.7783
255849 | MV/LV Substation MC***849 |  | 10 kV | _ | LV | 200 kVA :Pole Substation | 0.2 | --> | 0.2 | 0 | 0 | Constrained, otherwise capacity available =168 kVA | --> | 0.19 | 0 | 0 | 0 | 0 | Constrained, otherwise capacity available =186 kW | --> | E12 ex KILLYBEGS | Killybegs [T422] | BINBANE |  | 54.6673 | -8.4133
081504 | MV/LV Substation VE***504 |  | 10 kV | _ | LV | 400 kVA :Kiosk Substation | 0.4 | --> | 0.4 | 0 | 0 | Constrained, otherwise capacity available =330 kVA | --> | 0.38 | 0 | 0.009 | 0.364 | 0 |  | --> | C12 ex LUCAN EAST | Lucan East [T41,T42] | GRANGE CASTLE |  | 53.3513 | -6.4486
052642Y | MV/LV Substation SO***642Y |  | 10 kV | _ | LV | 50 kVA :Pole Substation | 0.05 | --> | 0.05 | 0 | 0 | Constrained, otherwise capacity available =28 kVA | --> | 0.048 | 0 | 0 | 0 | 0 | Constrained, otherwise capacity available =44 kW | --> | C17 ex DELVIN | Delvin [T41,T42] | MULLINGAR |  | 53.6079 | -7.0863
019347X | MV/LV Substation SC***347X |  | 10 kV | _ | LV | 50 kVA :Pole Substation | 0.05 | --> | 0.05 | 0.047 | 0.05 | Constrained, otherwise capacity available =48 kVA | --> | 0.048 | 0 | 0 | 0 | 0 | Constrained, otherwise capacity available =47 kW | --> | C12 ex BALLYBEGGAN | Ballybeggan [T43,T44] | TRALEE |  | 52.2368 | -9.5546
032084Y | MV/LV Substation LO***084Y |  | 10 kV | _ | LV | 400 kVA :Kiosk Substation | 0.4 | --> | 0.4 | 0 | 0 | Constrained, otherwise capacity available =245 kVA | --> | 0.38 | 0 | 0.11 | 0 | 0 | Constrained, otherwise capacity available =277 kW | --> | C16 ex TRAMORE | Tramore [T41,T42] | BUTLERSTOWN |  | 52.1628 | -7.1547
093181Z | MV/LV Substation PR***181Z |  | 10 kV | _ | LV | 400 kVA :Kiosk Substation | 0.4 | --> | 0.4 | 0 | 0 | Constrained, otherwise capacity available =324 kVA | --> | 0.38 | 0 | 0 | 0.37 | 0 |  | --> | C13 ex MERVILLE | Merville [T41,T42] | FINGLAS |  | 53.3815 | -6.29
0054293 | MV/LV Substation TU***4293 |  | 20 kV | _ | LV | 100 kVA :Pole Substation | 0.1 | --> | 0.1 | 0.1 | 17.8 |  | --> | 0.095 | 0 | 0 | 0.095 | 0 |  | --> | E22 ex BANOGE | Banoge [T121,T122] | BANOGE |  | 52.6117 | -6.384
2814375 | MV/LV Substation LE***4375 |  | 10 kV | _ | LV | 400 kVA :Kiosk Substation | 0.4 | --> | 0.4 | 0 | 0 | Constrained, otherwise capacity available =396 kVA | --> | 0.38 | 0 | 0 | 0.38 | 0 |  | --> | C21 ex BALLINCOLLIG | Ballincollig [T41,T42] | KILBARRY |  | 51.888 | -8.5821
180106Y | MV/LV Substation EN***106Y |  | 10 kV | _ | LV | 400 kVA :Building Structure | 0.4 | --> | 0.4 | 0.381 | 3.27 |  | --> | 0.38 | 0 | 0 | 0 | 0 | Constrained, otherwise capacity available =377 kW | --> | C11 ex LLOYD | Lloyd [T41,T42] | NAVAN |  | 53.7391 | -6.9081
027779X | MV/LV Substation DU***779X |  | 10 kV | _ | LV | 400 kVA :Kiosk Substation | 0.4 | --> | 0.4 | 0.37 | 7.79 |  | --> | 0.38 | 0 | 0.005 | 0 | 0 | Constrained, otherwise capacity available =372 kW | --> | C13 ex DUNMANWAY | Dunmanway [T422,T43] | DUNMANWAY |  | 51.7264 | -9.1017
067592 | MV/LV Substation RO***592 |  | 20 kV | _ | LV | 630 kVA :Kiosk Substation | 0.63 | --> | 0.63 | 0 | 0 | Constrained, otherwise capacity available =543 kVA | --> | 0.598 | 0 | 0.05 | 0 | 0 | Constrained, otherwise capacity available =550 kW | --> | E18 ex CRATLOE | Cratloe [T421,T422] | ARDNACRUSHA |  | 52.6997 | -8.8164
433789 | MV/LV Substation SH***789 |  | 10 kV | _ | LV | 50 kVA :Pole Substation | 0.05 | --> | 0.05 | 0 | 0 | Constrained, otherwise capacity available =23 kVA | --> | 0.048 | 0 | 0 | 0 | 0 | Constrained, otherwise capacity available =44 kW | --> | C15 ex BALLAGHADERREEN | Ballaghaderreen [T41,T42] | TONROE |  | 53.8813 | -8.4509
110630 | MV/LV Substation CU***630 |  | 20 kV | _ | LV | 200 kVA :Pole Substation | 0.2 | --> | 0.2 | 0.184 | 0.76 |  | --> | 0.19 | 0 | 0 | 0 | 0 | Constrained, otherwise capacity available =188 kW | --> | E11 ex KILGARVAN | Kilgarvan [T421] | KNOCKEARAGH |  | 51.7679 | -9.7587
028412X | MV/LV Substation GL***412X |  | 10 kV | _ | LV | 100 kVA :Pole Substation | 0.1 | --> | 0.1 | 0 | 0 | Constrained, otherwise capacity available =100 kVA | --> | 0.095 | 0 | 0 | 0 | 0 | Constrained, otherwise capacity available =95 kW | --> | C13 ex COW CROSS |  |  |  | 51.8627 | -8.2974
093590Z | MV/LV Substation KI***590Z |  | 10 kV | _ | LV | 400 kVA :Building Structure | 0.4 | --> | 0.4 | 0.315 | 5.82 |  | --> | 0.38 | 0 | 0 | 0.368 | 0 |  | --> | C11 ex COOLOCK | Coolock [T41,T42] | FINGLAS |  | 53.3965 | -6.192
021539X | MV/LV Substation KN***539X |  | 20 kV | _ | LV | 50 kVA :Pole Substation | 0.05 | --> | 0.05 | 0 | 0 | Constrained, otherwise capacity available =50 kVA | --> | 0.048 | 0 | 0 | 0 | 0 | Constrained, otherwise capacity available =47 kW | --> | E16 ex CURRALEIGH | Curraleigh [T421,T422] | KILBARRY |  | 52.002 | -8.7541
0374112 | MV/LV Substation FO***4112 |  | 20 kV | _ | LV | 50 kVA :Pole Substation | 0.05 | --> | 0.05 | 0 | 0 | Constrained, otherwise capacity available =50 kVA | --> | 0.048 | 0 | 0 | 0 | 0 | Constrained, otherwise capacity available =48 kW | --> | C16 ex ENNIS NORTH | Ennis North [T41,T42] | ENNIS |  | 52.8632 | -9.0187
011439Z | MV/LV Substation AR***439Z |  | 10 kV | _ | LV | 400 kVA :Kiosk Substation | 0.4 | --> | 0.4 | 0 | 0 | Constrained, otherwise capacity available =305 kVA | --> | 0.38 | 0 | 0.046 | 0 | 0 | Constrained, otherwise capacity available =333 kW | --> | C16 ex TALBOTS INCH | Talbots Inch [T41,T42] | KILKENNY |  | 52.6628 | -7.2478
136986X | MV/LV Substation AR***986X |  | 10 kV | _ | LV | 200 kVA :Kiosk Substation | 0.2 | --> | 0.2 | 0 | 0 | Constrained, otherwise capacity available =152 kVA | --> | 0.19 | 0 | 0.015 | 0 | 0 | Constrained, otherwise capacity available =172 kW | --> | C13 ex ROSCOMMON | Roscommon [T41,T42] | LANESBORO |  | 53.6269 | -8.1774
116989X | MV/LV Substation TO***989X |  | 10 kV | _ | LV | 50 kVA :Pole Substation | 0.05 | --> | 0.05 | 0.045 | 7.32 |  | --> | 0.048 | 0 | 0.006 | 0.042 | 0 |  | --> | C12 ex CARROWBEG | Carrowbeg [T41,T42] | CARROWBEG |  | 53.789 | -9.4999
049010X | MV/LV Substation DE***010X |  | 10 kV | _ | LV | 50 kVA :Pole Substation | 0.05 | --> | 0.05 | 0.047 | 0.13 |  | --> | 0.048 | 0 | 0.01 | 0 | 0 | Constrained, otherwise capacity available =40 kW | --> | C12 ex BALLYMAHON | Ballymahon [T41,T42] | ATHLONE |  | 53.6156 | -7.9266
015033 | MV/LV Substation BA***033 |  | 10 kV | _ | LV | 630 kVA :Building Structure | 0.63 | --> | 0.63 | 0 | 0 | Constrained, otherwise capacity available =551 kVA | --> | 0.598 | 0 | 0.036 | 0 | 0 | Constrained, otherwise capacity available =561 kW | --> | E13 ex BLESSINGTON | Blessington [T421,T422] | KILTEEL |  | 53.1544 | -6.596
060406 | MV/LV Substation CO***406 |  | 10 kV | _ | LV | 100 kVA :Pole Substation | 0.1 | --> | 0.1 | 0 | 2.57 |  | --> | 0.095 | 0 | 0.005 | 0 | 0 | Constrained, otherwise capacity available =76 kW | --> | C19 ex ERRIGAL | Errigal [T41,T422] | SHANKILL |  | 54.0659 | -7.0626
012674 | MV/LV Substation KE***674 |  | 10 kV | _ | LV | 100 kVA :Pole Substation | 0.1 | --> | 0.1 | 0 | 0 | Constrained, otherwise capacity available =99 kVA | --> | 0.095 | 0 | 0 | 0 | 0 | Constrained, otherwise capacity available =95 kW | --> | C20 ex POLLERTON | Pollerton [T41,T42] | CARLOW |  | 52.8013 | -6.8323
249250Z | MV/LV Substation LY***250Z |  | 10 kV | _ | LV | 50 kVA :Pole Substation | 0.05 | --> | 0.05 | 0 | 0 | Constrained, otherwise capacity available =49 kVA | --> | 0.048 | 0 | 0 | 0 | 0 | Constrained, otherwise capacity available =47 kW | --> | C19 ex LISMORE | Lismore [T41,T42] | DUNGARVAN |  | 52.1363 | -8.0506
0394159 | MV/LV Substation AN***4159 |  | 10 kV | _ | LV | 200 kVA :Kiosk Substation | 0.2 | --> | 0.2 | 0 | 0 | Constrained, otherwise capacity available =125 kVA | --> | 0.19 | 0 | 0.049 | 0 | 0 | Constrained, otherwise capacity available =143 kW | --> | C15 ex ORANMORE | Oranmore [T41,T44] | GALWAY 110KV |  | 53.2742 | -8.9391
293650Z | MV/LV Substation MU***650Z |  | 20 kV | _ | LV | 50 kVA :Pole Substation | 0.05 | --> | 0.05 | 0.049 | 0.43 |  | --> | 0.048 | 0 | 0 | 0 | 0 | Constrained, otherwise capacity available =47 kW | --> | E19 ex TULLOW | Tullow [T421,T422] | CARLOW |  | 52.7943 | -6.5323
071806 | MV/LV Substation EN***806 |  | 10 kV | _ | LV | 400 kVA :Kiosk Substation | 0.4 | --> | 0.4 | 0 | 0 | Constrained, otherwise capacity available =349 kVA | --> | 0.38 | 0 | 0.044 | 0.34 | 0 |  | --> | C15 ex GREYSTONES | Greystones [T41,T42] | FASSAROE |  | 53.1589 | -6.0787
167464Z | MV/LV Substation BA***464Z |  | 20 kV | _ | LV | 400 kVA :Kiosk Substation | 0.4 | --> | 0.4 | 0 | 0 | Constrained, otherwise capacity available =311 kVA | --> | 0.38 | 0 | 0.012 | 0 | 0 | Constrained, otherwise capacity available =359 kW | --> | E18 ex WHITECHURCH | Whitechurch [T421,T422] | KILBARRY |  | 51.9826 | -8.5185
0534061 | MV/LV Substation FR***4061 |  | 10 kV | _ | LV | 400 kVA :Building Structure | 0.4 | --> | 0.4 | 0.383 | 2.39 |  | --> | 0.38 | 0 | 0 | 0 | 0 | Constrained, otherwise capacity available =378 kW | --> | C11 ex SRAH | Srah [T41,T42] | THORNSBERRY |  | 53.2831 | -7.5163
082582X | MV/LV Substation RO***582X |  | 20 kV | _ | LV | 100 kVA :Pole Substation | 0.1 | --> | 0.1 | 0 | 0 | Constrained, otherwise capacity available =54 kVA | --> | 0.095 | 0 | 0.01 | 0 | 0 | Constrained, otherwise capacity available =81 kW | --> | E16 ex ACADEMY STREET | Academy Street [T421,T422,T44] | NAVAN |  | 53.5929 | -6.6345
0674209 | MV/LV Substation RA***4209 |  | 20 kV | _ | LV | 50 kVA :Pole Substation | 0.05 | --> | 0.05 | 0.049 | 13.8 |  | --> | 0.048 | 0 | 0 | 0.047 | 0 |  | --> | C14 ex SINGLAND | Singland [T101,T102] | SINGLAND |  | 52.598 | -8.5953
0344188 | MV/LV Substation KN***4188 |  | 20 kV | _ | LV | 50 kVA :Pole Substation | 0.05 | --> | 0.05 | 0.048 | 0.57 |  | --> | 0.048 | 0 | 0 | 0 | 0 | Constrained, otherwise capacity available =47 kW | --> | E23 ex LAWLESSTOWN | Lawlesstown [T42,T421] | DOON |  | 52.2733 | -7.6867
184493 | MV/LV Substation LU***493 |  | 10 kV | _ | LV | 50 kVA :Pole Substation | 0.05 | --> | 0.05 | 0.038 | 3.38 |  | --> | 0.048 | 0 | 0 | 0 | 0 | Constrained, otherwise capacity available =46 kW | --> | C18 ex CASTLEBLAYNEY | Castleblayney [T41,T42] | DUNDALK |  | 54.1391 | -6.7139
281331Y | MV/LV Substation CO***331Y |  | 10 kV | _ | LV | 400 kVA :Kiosk Substation | 0.4 | --> | 0.4 | 0.4 | 10.79 |  | --> | 0.38 | 0 | 0 | 0.38 | 0 |  | --> | C18 ex FACTORY CROSS | Factory Cross [T41,T42] | BARNAHELY |  | 51.8181 | -8.3399
067183 | MV/LV Substation PO***183 |  | 10 kV | _ | LV | 400 kVA :Kiosk Substation | 0.4 | --> | 0.4 | 0 | 0 | Constrained, otherwise capacity available =251 kVA | --> | 0.38 | 0 | 0.043 | 0 | 0 | Constrained, otherwise capacity available =327 kW | --> | C12 ex CAHERDAVIN | Caherdavin [T41,T42] | ARDNACRUSHA |  | 52.6649 | -8.6485
0684620 | MV/LV Substation EA***4620 |  | 10 kV | _ | LV | 630 kVA :Building Structure | 0.63 | --> | 0.63 | 0.5 | 14.34 |  | --> | 0.598 | 0 | 0 | 0.5 | 0 |  | --> | C39 ex NORTH QUAYS | North Quays [T101,T102,T103] | POOLBEG |  | 53.3576 | -6.2326
0334297 | MV/LV Substation PI***4297 |  | 10 kV | _ | LV | 400 kVA :Kiosk Substation | 0.4 | --> | 0.4 | 0 | 0 | Constrained, otherwise capacity available =400 kVA | --> | 0.38 | 0 | 0 | 0.059 | 0 | Constrained, otherwise capacity available =380 kW | --> | C23 ex CREGG ROAD | Cregg Road [T41,T42] | BALLYDINE |  | 52.3521 | -7.3317
069429 | MV/LV Substation MO***429 |  | 10 kV | _ | LV | 400 kVA :Kiosk Substation | 0.4 | --> | 0.4 | 0.297 | 0.91 |  | --> | 0.38 | 0 | 0.052 | 0.327 | 0 |  | --> | C22 ex KIMMAGE | Kimmage [T41,T42] | INCHICORE 220KV |  | 53.3038 | -6.317
081352Z | MV/LV Substation TO***352Z |  | 10 kV | _ | LV | 200 kVA :Kiosk Substation | 0.2 | --> | 0.2 | 0 | 0 | Constrained, otherwise capacity available =189 kVA | --> | 0.19 | 0 | 0 | 0 | 0 | Constrained, otherwise capacity available =188 kW | --> | C22 ex CELBRIDGE | Celbridge [T41,T42] | GRIFFINRATH |  | 53.3499 | -6.6013
495577X | MV/LV Substation SL***577X |  | 20 kV | _ | LV | 200 kVA :Pole Substation | 0.2 | --> | 0.2 | 0.186 | 1.5 |  | --> | 0.19 | 0 | 0 | 0.188 | 0 |  | --> | E17 ex ACHILL | Achill [T422] | CARROWBEG |  | 54.0011 | -10.0379
251131X | MV/LV Substation GA***131X |  | 10 kV | _ | LV | 630 kVA :Kiosk Substation | 0.63 | --> | 0.63 | 0 | 0 | Constrained, otherwise capacity available =576 kVA | --> | 0.598 | 0 | 0 | 0 | 0 | Constrained, otherwise capacity available =591 kW | --> | C19 ex PARKMORE | Parkmore [T41,T42] | GALWAY 110KV |  | 53.2979 | -8.9879
433927 | MV/LV Substation WA***927 |  | 10 kV | _ | LV | 400 kVA :Building Structure | 0.4 | --> | 0.4 | 0 | 0 | Constrained, otherwise capacity available =187 kVA | --> | 0.38 | 0 | 0.118 | 0 | 0 | Constrained, otherwise capacity available =262 kW | --> | C15 ex BALLAGHADERREEN | Ballaghaderreen [T41,T42] | TONROE |  | 53.9086 | -8.464
138526 | MV/LV Substation GA***526 |  | 10 kV | _ | LV | 50 kVA :Pole Substation | 0.05 | --> | 0.05 | 0.039 | 2.18 |  | --> | 0.048 | 0 | 0 | 0 | 0 | Constrained, otherwise capacity available =46 kW | --> | C21 ex BAILIEBORO | Bailieboro [T41,T42] | MEATH HILL |  | 53.8996 | -6.8556
0154349 | MV/LV Substation RA***4349 |  | 10 kV | _ | LV | 400 kVA :Kiosk Substation | 0.4 | --> | 0.4 | 0 | 0 | Constrained, otherwise capacity available =395 kVA | --> | 0.38 | 0 | 0 | 0 | 0 | Constrained, otherwise capacity available =379 kW | --> | C17 ex NAAS | Naas [T41,T42] | KILTEEL |  | 53.2115 | -6.6729
071874 | MV/LV Substation CO***874 |  | 10 kV | _ | LV | 400 kVA :Kiosk Substation | 0.4 | --> | 0.4 | 0 | 0 | Constrained, otherwise capacity available =297 kVA | --> | 0.38 | 0 | 0.018 | 0.352 | 0 |  | --> | C11 ex GREYSTONES | Greystones [T41,T42] | FASSAROE |  | 53.1342 | -6.0895
001320 | MV/LV Substation MO***320 |  | 10 kV | _ | LV | 400 kVA :Kiosk Substation | 0.4 | --> | 0.4 | 0.367 | 13.42 |  | --> | 0.38 | 0 | 0.023 | 0.358 | 0 |  | --> | C20 ex POTTERY ROAD | Pottery Road [T101,T102] | CARRICKMINES |  | 53.268 | -6.1535
0664414 | MV/LV Substation ST***4414 |  | 10 kV | _ | LV | 400 kVA :Kiosk Substation | 0.4 | --> | 0.4 | 0 | 0 | Constrained, otherwise capacity available =351 kVA | --> | 0.38 | 0 | 0 | 0 | 0 | Constrained, otherwise capacity available =373 kW | --> | C13 ex MALAHIDE | Malahide [T41,T42] | GLASMORE |  | 53.4181 | -6.1517
184112 | MV/LV Substation SE***112 |  | 10 kV | _ | LV | 200 kVA :Pole Substation | 0.2 | --> | 0.2 | 0.158 | 3.38 |  | --> | 0.19 | 0 | 0 | 0 | 0 | Constrained, otherwise capacity available =184 kW | --> | C18 ex CASTLEBLAYNEY | Castleblayney [T41,T42] | DUNDALK |  | 54.1216 | -6.7326
069208 | MV/LV Substation WO***208 |  | 10 kV | _ | LV | 400 kVA :Kiosk Substation | 0.4 | --> | 0.4 | 0.277 | 2.93 |  | --> | 0.38 | 0 | 0.027 | 0.343 | 0 |  | --> | C13 ex DODDER ROAD | Dodder Road [T42] | MILLTOWN (DR) |  | 53.2998 | -6.274
093495Z | MV/LV Substation CL***495Z |  | 10 kV | _ | LV | 1000 kVA :Building Structure | 1 | --> | 1 | 0 | 0 | Constrained, otherwise capacity available =801 kVA | --> | 0.95 | 0 | 0 | 0.5 | 0 |  | --> | C22 ex GRANGE (DR) | Grange (dr) [T41,T42] | GRANGE (DR) |  | 53.4 | -6.182
216637 | MV/LV Substation AR***637 |  | 10 kV | _ | LV | 200 kVA :Pole Substation | 0.2 | --> | 0.2 | 0 | 0 | Constrained, otherwise capacity available =129 kVA | --> | 0.19 | 0 | 0.011 | 0 | 0 | Constrained, otherwise capacity available =172 kW | --> | C23 ex GLENTIES | Glenties [T41,T42] | BINBANE |  | 54.7653 | -8.4123
036078 | MV/LV Substation SU***078 |  | 10 kV | _ | LV | 630 kVA :Building Structure | 0.63 | --> | 0.63 | 0 | 0 | Constrained, otherwise capacity available =560 kVA | --> | 0.598 | 0 | 0.005 | 0 | 0 | Constrained, otherwise capacity available =585 kW | --> | E16 ex GARRANACANTY | Garranacanty [T421,T422] | TIPPERARY |  | 52.4727 | -8.1587
093391X | MV/LV Substation WI***391X |  | 10 kV | _ | LV | 400 kVA :Kiosk Substation | 0.4 | --> | 0.4 | 0 | 0 | Constrained, otherwise capacity available =316 kVA | --> | 0.38 | 0 | 0 | 0.368 | 0 |  | --> | C17 ex KILMORE | Kilmore [T101,T102,T103] | FINGLAS |  | 53.3978 | -6.1949
0554297 | MV/LV Substation CL***4297 |  | 20 kV | _ | LV | 50 kVA :Pole Substation | 0.05 | --> | 0.05 | 0 | 0 | Constrained, otherwise capacity available =43 kVA | --> | 0.048 | 0 | 0 | 0 | 0 | Constrained, otherwise capacity available =46 kW | --> | E22 ex ROSCREA | Roscrea [T41,T42] | IKERRIN |  | 52.9547 | -7.8826
149031X | MV/LV Substation MC***031X |  | 20 kV | _ | LV | 50 kVA :Pole Substation | 0.05 | --> | 0.05 | 0 | 0 | Constrained, otherwise capacity available =19 kVA | --> | 0.048 | 0 | 0 | 0 | 0 | Constrained, otherwise capacity available =43 kW | --> | C13 ex DONEGAL | Donegal [T41,T42] | CATHALEENS FALL |  | 54.6344 | -8.0751
281614Z | MV/LV Substation FE***614Z |  | 10 kV | _ | LV | 400 kVA :Kiosk Substation | 0.4 | --> | 0.4 | 0.234 | 4.3 |  | --> | 0.38 | 0 | 0.054 | 0.317 | 0 |  | --> | C17 ex RINGASKIDDY 110KV | Ringaskiddy 110kv [T42] | BARNAHELY |  | 51.8291 | -8.3214
093202X | MV/LV Substation WE***202X |  | 10 kV | _ | LV | 400 kVA :Building Structure | 0.4 | --> | 0.4 | 0 | 0 | Constrained, otherwise capacity available =400 kVA | --> | 0.38 | 0 | 0 | 0.38 | 0 |  | --> | C23 ex KILMORE | Kilmore [T101,T102,T103] | FINGLAS |  | 53.4022 | -6.2278
0044151 | MV/LV Substation O ***4151 |  | 20 kV | _ | LV | 50 kVA :Pole Substation | 0.05 | --> | 0.05 | 0.047 | 0.45 |  | --> | 0.048 | 0 | 0 | 0 | 0 | Constrained, otherwise capacity available =47 kW | --> | C15 ex KILMAGIG | Kilmagig [T42] | ARKLOW |  | 52.8542 | -6.2906
1804168 | MV/LV Substation SH***4168 |  | 10 kV | _ | LV | 100 kVA :Pole Substation | 0.1 | --> | 0.1 | 0.072 | 3.27 |  | --> | 0.095 | 0 | 0 | 0 | 0 | Constrained, otherwise capacity available =91 kW | --> | C11 ex LLOYD | Lloyd [T41,T42] | NAVAN |  | 53.7469 | -6.9026
015831Y | MV/LV Substation AS***831Y |  | 10 kV | _ | LV | 630 kVA :Kiosk Substation | 0.63 | --> | 0.63 | 0 | 0 | Constrained, otherwise capacity available =518 kVA | --> | 0.598 | 0 | 0.02 | 0 | 0 | Constrained, otherwise capacity available =568 kW | --> | E20 ex BLESSINGTON | Blessington [T421,T422] | KILTEEL |  | 53.1707 | -6.5403
058521Y | MV/LV Substation BA***521Y |  | 10 kV | _ | LV | 200 kVA :Kiosk Substation | 0.2 | --> | 0.2 | 0.137 | 3 |  | --> | 0.19 | 0 | 0 | 0 | 0 | Constrained, otherwise capacity available =181 kW | --> | C18 ex NENAGH | Nenagh [T41,T42] | NENAGH |  | 52.8681 | -8.1963
2204054 | MV/LV Substation FA***4054 |  | 20 kV | _ | LV | 50 kVA :Pole Substation | 0.05 | --> | 0.05 | 0.032 | 2.33 |  | --> | 0.048 | 0 | 0 | 0 | 0 | Constrained, otherwise capacity available =45 kW | --> | E14 ex MOY | Moy [T421,T422] | MOY |  | 54.1846 | -9.2354
0814345 | MV/LV Substation GO***4345 |  | 10 kV | _ | LV | 400 kVA :Kiosk Substation | 0.4 | --> | 0.4 | 0 | 0 | Constrained, otherwise capacity available =345 kVA | --> | 0.38 | 0 | 0.016 | 0.36 | 0 |  | --> | C19 ex CLONDALKIN | Clondalkin [T41,T42,T44] | INCHICORE 220KV |  | 53.2989 | -6.4177
214001X | MV/LV Substation CL***001X |  | 10 kV | _ | LV | 100 kVA :Pole Substation | 0.1 | --> | 0.1 | 0 | 0 | Constrained, otherwise capacity available =91 kVA | --> | 0.095 | 0 | 0.015 | 0 | 0 | Constrained, otherwise capacity available =83 kW | --> | C14 ex DRUMQUIN | Drumquin [T42] | ENNIS |  | 52.8094 | -8.9795
037599X | MV/LV Substation WI***599X |  | 10 kV | _ | LV | 200 kVA :Kiosk Substation | 0.2 | --> | 0.2 | 0 | 0 | Constrained, otherwise capacity available =157 kVA | --> | 0.19 | 0 | 0.067 | 0 | 0 | Constrained, otherwise capacity available =134 kW | --> | C20 ex CAHIRCALLA | Cahircalla [T41,T42] | ENNIS |  | 52.836 | -9.0003
156486X | MV/LV Substation GL***486X |  | 20 kV | _ | LV | 50 kVA :Pole Substation | 0.05 | --> | 0.05 | 0.038 | 2.47 |  | --> | 0.048 | 0 | 0 | 0 | 0 | Constrained, otherwise capacity available =46 kW | --> | E19 ex TELAYDON | Telaydon [T42,T421] | LISDRUM |  | 54.3158 | -6.8993
109213 | MV/LV Substation LE***213 |  | 10 kV | _ | LV | 100 kVA :Pole Substation | 0.1 | --> | 0.1 | 0.089 | 0.38 |  | --> | 0.095 | 0 | 0.006 | 0.089 | 0 |  | --> | C14 ex RINEANNA | Rineanna [T41,T42] | DRUMLINE |  | 52.737 | -8.9062
109100 | MV/LV Substation CI***100 |  | 10 kV | _ | LV | 400 kVA :Kiosk Substation | 0.4 | --> | 0.4 | 0.368 | 0.38 |  | --> | 0.38 | 0 | 0.011 | 0.368 | 0 |  | --> | C15 ex RINEANNA | Rineanna [T41,T42] | DRUMLINE |  | 52.7008 | -8.889
021529 | MV/LV Substation KI***529 |  | 10 kV | _ | LV | 100 kVA :Pole Substation | 0.1 | --> | 0.1 | 0 | 0 | Constrained, otherwise capacity available =75 kVA | --> | 0.095 | 0 | 0.005 | 0.088 | 0 |  | --> | C26 ex KILBARRY | Kilbarry [T101,T43] | KILBARRY |  | 51.9254 | -8.4885
158778X | MV/LV Substation DE***778X |  | 10 kV | _ | LV | 100 kVA :Pole Substation | 0.1 | --> | 0.1 | 0 | 0 | Constrained, otherwise capacity available =91 kVA | --> | 0.095 | 0 | 0 | 0 | 0 | Constrained, otherwise capacity available =94 kW | --> | C21 ex ENNISTYMON | Ennistymon [T41,T42] | ENNIS |  | 52.9334 | -9.2999
365183 | MV/LV Substation JU***183 |  | 10 kV | _ | LV | 1000 kVA :Building Structure | 1 | --> | 1 | 0 | 0 | Constrained, otherwise capacity available =856 kVA | --> | 0.95 | 0 | 0 | 0.5 | 0 |  | --> | C13 ex BELGARD | Belgard [T41,T42] | COOKSTOWN |  | 53.294 | -6.3562
156610 | MV/LV Substation CO***610 |  | 20 kV | _ | LV | 50 kVA :Pole Substation | 0.05 | --> | 0.05 | 0 | 0 | Constrained, otherwise capacity available =41 kVA | --> | 0.048 | 0 | 0 | 0 | 0 | Constrained, otherwise capacity available =46 kW | --> | E14 ex EMYVALE | Emyvale [T422] | LISDRUM |  | 54.3176 | -6.9622
049967X | MV/LV Substation BO***967X |  | 10 kV | _ | LV | 50 kVA :Pole Substation | 0.05 | --> | 0.05 | 0.049 | 0.13 |  | --> | 0.048 | 0 | 0 | 0 | 0 | Constrained, otherwise capacity available =47 kW | --> | C12 ex BALLYMAHON | Ballymahon [T41,T42] | ATHLONE |  | 53.607 | -7.9038
069100 | MV/LV Substation RA***100 |  | 10 kV | _ | LV | 400 kVA :Kiosk Substation | 0.4 | --> | 0.4 | 0.188 | 0.91 |  | --> | 0.38 | 0 | 0.092 | 0.282 | 0 |  | --> | C12 ex KIMMAGE | Kimmage [T41,T42] | INCHICORE 220KV |  | 53.3044 | -6.2893
069671 | MV/LV Substation CR***671 |  | 10 kV | _ | LV | 400 kVA :Kiosk Substation | 0.4 | --> | 0.4 | 0.298 | 0.91 |  | --> | 0.38 | 0 | 0.01 | 0.358 | 0 |  | --> | C21 ex KIMMAGE | Kimmage [T41,T42] | INCHICORE 220KV |  | 53.3011 | -6.2838
093065Z | MV/LV Substation MA***065Z |  | 10 kV | _ | LV | 400 kVA :Building Structure | 0.4 | --> | 0.4 | 0 | 0 | Constrained, otherwise capacity available =354 kVA | --> | 0.38 | 0 | 0 | 0.374 | 0 |  | --> | C14 ex MERVILLE | Merville [T41,T42] | FINGLAS |  | 53.3785 | -6.2892
005804X | MV/LV Substation CL***804X |  | 20 kV | _ | LV | 50 kVA :Pole Substation | 0.05 | --> | 0.05 | 0.049 | 17.8 |  | --> | 0.048 | 0 | 0 | 0.047 | 0 |  | --> | E22 ex BANOGE | Banoge [T121,T122] | BANOGE |  | 52.6307 | -6.4185
281843X | MV/LV Substation ES***843X |  | 10 kV | _ | LV | 100 kVA :Pole Substation | 0.1 | --> | 0.1 | 0 | 0 | Constrained, otherwise capacity available =77 kVA | --> | 0.095 | 0 | 0 | 0.092 | 0 |  | --> | C24 ex BISHOPSTOWN | Bishopstown [T41,T42] | KILBARRY |  | 51.8716 | -8.5498
281509X | MV/LV Substation WE***509X |  | 10 kV | _ | LV | 400 kVA :Kiosk Substation | 0.4 | --> | 0.4 | 0 | 0 | Constrained, otherwise capacity available =341 kVA | --> | 0.38 | 0 | 0.04 | 0 | 0 | Constrained, otherwise capacity available =342 kW | --> | C17 ex DOUGLAS | Douglas [T41,T42] | TRABEG |  | 51.8619 | -8.4339
0524781 | MV/LV Substation HA***4781 |  | 10 kV | _ | LV | 630 kVA :Kiosk Substation | 0.63 | --> | 0.63 | 0.5 | 10.9 |  | --> | 0.598 | 0 | 0 | 0.5 | 0 |  | --> | C19 ex MULLINGAR | Mullingar [T101,T102] | MULLINGAR |  | 53.5336 | -7.3425
053025 | MV/LV Substation PU***025 |  | 10 kV | _ | LV | 200 kVA :Pole Substation | 0.2 | --> | 0.2 | 0.114 | 3.28 |  | --> | 0.19 | 0 | 0.008 | 0.172 | 0 |  | --> | C23 ex SRAH | Srah [T43] | THORNSBERRY |  | 53.2795 | -7.485
363602 | MV/LV Substation WA***602 |  | 20 kV | _ | LV | 100 kVA :Pole Substation | 0.1 | --> | 0.1 | 0.097 | 3.25 |  | --> | 0.095 | 0 | 0 | 0 | 0 | Constrained, otherwise capacity available =95 kW | --> | E16 ex BALLYBUNION | Ballybunion [T421,T422] | TRIEN |  | 52.468 | -9.5357
068214 | MV/LV Substation WE***214 |  | 10 kV | _ | LV | 1000 kVA :Building Structure | 1 | --> | 1 | 0.336 | 2.6 |  | --> | 0.95 | 0 | 0.053 | 0.5 | 0 |  | --> | C18 ex WOLFE TONE STREET | Wolfe Tone Street [T101,T102] | FINGLAS |  | 53.3557 | -6.2666
064372Z | MV/LV Substation CO***372Z |  | 10 kV | _ | LV | 630 kVA :Building Structure | 0.63 | --> | 0.63 | 0 | 0 | Constrained, otherwise capacity available =604 kVA | --> | 0.598 | 0 | 0 | 0 | 0 | Constrained, otherwise capacity available =595 kW | --> | C12 ex MORNINGTON ROAD | Mornington Road [T41,T42] | DRYBRIDGE |  | 53.702 | -6.3119
0014075 | MV/LV Substation HI***4075 |  | 10 kV | _ | LV | 630 kVA :Kiosk Substation | 0.63 | --> | 0.63 | 0 | 0 |  | --> | 0.598 | 0 | 0.035 | 0.498 | 0 |  | --> | C19 ex LOUGHLINSTOWN | Loughlinstown [T41,T42] | CARRICKMINES |  | 53.2431 | -6.1481
0324190 | MV/LV Substation CL***4190 |  | 10 kV | _ | LV | 630 kVA :Kiosk Substation | 0.63 | --> | 0.63 | 0 | 0 | Constrained, otherwise capacity available =630 kVA | --> | 0.598 | 0 | 0 | 0 | 0 | Constrained, otherwise capacity available =598 kW | --> | C20 ex KILMEADEN | Kilmeaden [T42] | BUTLERSTOWN |  | 52.2288 | -7.2309
125246 | MV/LV Substation DA***246 |  | 20 kV | _ | LV | 50 kVA :Pole Substation | 0.05 | --> | 0.05 | 0.042 | 0.22 |  | --> | 0.048 | 0 | 0 | 0 | 0 | Constrained, otherwise capacity available =46 kW | --> | C16 ex KILSHANNY | Kilshanny [T41,T42] | CAHIR |  | 52.2768 | -8.1313
156423X | MV/LV Substation KN***423X |  | 10 kV | _ | LV | 100 kVA :Pole Substation | 0.1 | --> | 0.1 | 0.048 | 2.47 |  | --> | 0.095 | 0 | 0 | 0 | 0 | Constrained, otherwise capacity available =88 kW | --> | C12 ex TELAYDON | Telaydon [T42,T421] | LISDRUM |  | 54.2606 | -6.9552
0524752 | MV/LV Substation GI***4752 |  | 20 kV | _ | LV | 200 kVA :Pole Substation | 0.2 | --> | 0.2 | 0 | 0 | Constrained, otherwise capacity available =200 kVA | --> | 0.19 | 0 | 0 | 0 | 0 | Constrained, otherwise capacity available =190 kW | --> | E19 ex EDENDERRY | Edenderry [T421,T422] | BLAKE |  | 53.4533 | -7.0993
281539X | MV/LV Substation CO***539X |  | 10 kV | _ | LV | 630 kVA :Kiosk Substation | 0.63 | --> | 0.63 | 0 | 0 | Constrained, otherwise capacity available =625 kVA | --> | 0.598 | 0 | 0 | 0 | 0 | Constrained, otherwise capacity available =598 kW | --> | C22 ex TOGHER | Togher [T41,T42] | TRABEG |  | 51.8691 | -8.4988
0314246 | MV/LV Substation KI***4246 |  | 20 kV | _ | LV | 50 kVA :Pole Substation | 0.05 | --> | 0.05 | 0 | 0 | Constrained, otherwise capacity available =50 kVA | --> | 0.048 | 0 | 0 | 0 | 0 | Constrained, otherwise capacity available =48 kW | --> | E16 ex KILMACTHOMAS | Kilmacthomas [T421,T422] | DUNGARVAN |  | 52.1643 | -7.5175
017746X | MV/LV Substation CO***746X |  | 10 kV | _ | LV | 200 kVA :Pole Substation | 0.2 | --> | 0.2 | 0.149 | 1.98 |  | --> | 0.19 | 0 | 0 | 0 | 0 | Constrained, otherwise capacity available =183 kW | --> | E18 ex RATHKEALE | Rathkeale [T421,T422] | RATHKEALE |  | 52.5217 | -8.9438
082703Y | MV/LV Substation KE***703Y |  | 20 kV | _ | LV | 50 kVA :Pole Substation | 0.05 | --> | 0.05 | 0 | 0 | Constrained, otherwise capacity available =47 kVA | --> | 0.048 | 0 | 0 | 0 | 0 | Constrained, otherwise capacity available =47 kW | --> | E16 ex ACADEMY STREET | Academy Street [T421,T422,T44] | NAVAN |  | 53.6196 | -6.6692
214044 | MV/LV Substation BL***044 |  | 10 kV | _ | LV | 100 kVA :Pole Substation | 0.1 | --> | 0.1 | 0 | 0 | Constrained, otherwise capacity available =54 kVA | --> | 0.095 | 0 | 0 | 0 | 0 | Constrained, otherwise capacity available =88 kW | --> | C15 ex DRUMQUIN | Drumquin [T42] | ENNIS |  | 52.6794 | -9.1463
165176 | MV/LV Substation CU***176 |  | 10 kV | _ | LV | 45 kVA :Pole Substation | 0.045 | --> | 0.045 | 0.036 | 0.88 |  | --> | 0.043 | 0 | 0 | 0 | 0 | Constrained, otherwise capacity available =42 kW | --> | C21 ex ROSS CARBERY | Ross Carbery [T41,T42] | DUNMANWAY |  | 51.613 | -8.9524
013448X | MV/LV Substation RA***448X |  | 10 kV | _ | LV | 30 kVA :Pole Substation | 0.03 | --> | 0.03 | 0 | 0.12 |  | --> | 0.028 | 0 | 0.009 | 0.012 | 0 |  | --> | C20 ex ATHY | Athy [T101,T102] | ATHY |  | 52.9973 | -6.9886
026078Z | MV/LV Substation CL***078Z |  | 10 kV | _ | LV | 200 kVA :Kiosk Substation | 0.2 | --> | 0.2 | 0 | 0 | Constrained, otherwise capacity available =153 kVA | --> | 0.19 | 0 | 0.029 | 0 | 0 | Constrained, otherwise capacity available =162 kW | --> | C21 ex KINSALE |  |  |  | 51.739 | -8.4823
132478Y | MV/LV Substation LO***478Y |  | 10 kV | _ | LV | 630 kVA :Kiosk Substation | 0.63 | --> | 0.63 | 0 | 0 | Constrained, otherwise capacity available =492 kVA | --> | 0.598 | 0 | 0 | 0 | 0 | Constrained, otherwise capacity available =579 kW | --> | C17 ex LOUGHREA | Loughrea [T41,T42] | SOMERSET |  | 53.2032 | -8.587
036987X | MV/LV Substation KI***987X |  | 20 kV | _ | LV | 200 kVA :Kiosk Substation | 0.2 | --> | 0.2 | 0 | 0 | Constrained, otherwise capacity available =187 kVA | --> | 0.19 | 0 | 0.005 | 0 | 0 | Constrained, otherwise capacity available =184 kW | --> | E20 ex GARRANACANTY | Garranacanty [T421,T422] | TIPPERARY |  | 52.5587 | -8.0408
365870X | MV/LV Substation CO***870X |  | 10 kV | _ | LV | 100 kVA :Pole Substation | 0.1 | --> | 0.1 | 0 | 0 | Constrained, otherwise capacity available =86 kVA | --> | 0.095 | 0 | 0 | 0.093 | 0 |  | --> | C16 ex SAGGART | Saggart [T41,T42] | GRANGE CASTLE |  | 53.2858 | -6.4602
059572Y | MV/LV Substation HA***572Y |  | 10 kV | _ | LV | 50 kVA :Pole Substation | 0.05 | --> | 0.05 | 0 | 0 | Constrained, otherwise capacity available =38 kVA | --> | 0.048 | 0 | 0 | 0 | 0 | Constrained, otherwise capacity available =46 kW | --> | C15 ex DERRYCRAMPH | Derrycramph [T41,T42] | SHANKILL |  | 53.9897 | -7.3568
026316Z | MV/LV Substation LI***316Z |  | 10 kV | _ | LV | 50 kVA :Pole Substation | 0.05 | --> | 0.05 | 0.046 | 8.66 |  | --> | 0.048 | 0 | 0.008 | 0 | 0 | Constrained, otherwise capacity available =41 kW | --> | C20 ex BANDON | Bandon [T101,T42] | BANDON |  | 51.7933 | -8.7931
288276 | MV/LV Substation BE***276 |  | 10 kV | _ | LV | 200 kVA :Pole Substation | 0.2 | --> | 0.2 | 0 | 0 | Constrained, otherwise capacity available =140 kVA | --> | 0.19 | 0 | 0.018 | 0.168 | 0 |  | --> | C18 ex SANDYFORD | Sandyford [T41,T42] | CARRICKMINES |  | 53.2708 | -6.2216
3654092 | MV/LV Substation CH***4092 |  | 10 kV | _ | LV | 630 kVA :Kiosk Substation | 0.63 | --> | 0.63 | 0 | 0 | Constrained, otherwise capacity available =561 kVA | --> | 0.598 | 0 | 0.098 | 0.5 | 0 |  | --> | C12 ex FORTUNESTOWN | Fortunestown [T101,T102] | INCHICORE 220KV |  | 53.2896 | -6.4053
013811Y | MV/LV Substation TH***811Y |  | 10 kV | _ | LV | 200 kVA :Kiosk Substation | 0.2 | --> | 0.2 | 0.121 | 0.12 | Constrained, otherwise capacity available =148 kVA | --> | 0.19 | 0 | 0.005 | 0.179 | 0 |  | --> | C23 ex ATHY | Athy [T101,T102] | ATHY |  | 52.9449 | -7.0401
003505 | MV/LV Substation BA***505 |  | 10 kV | _ | LV | 50 kVA :Pole Substation | 0.05 | --> | 0.05 | 0.047 | 11.58 |  | --> | 0.048 | 0 | 0 | 0 | 0 | Constrained, otherwise capacity available =47 kW | --> | C18 ex BALLYBEG | Ballybeg [T101,T102] | CARRICKMINES |  | 52.9745 | -6.1413
001136X | MV/LV Substation DE***136X |  | 10 kV | _ | LV | 1000 kVA :Building Structure | 1 | --> | 1 | 0 | 0 | Constrained, otherwise capacity available =429 kVA | --> | 0.95 | 0 | 0 | 0.5 | 0 |  | --> | C16 ex LOUGHLINSTOWN | Loughlinstown [T41,T42] | CARRICKMINES |  | 53.2455 | -6.1394
0554355 | MV/LV Substation CL***4355 |  | 10 kV | _ | LV | 50 kVA :Pole Substation | 0.05 | --> | 0.05 | 0 | 0 | Constrained, otherwise capacity available =50 kVA | --> | 0.048 | 0 | 0 | 0 | 0 | Constrained, otherwise capacity available =48 kW | --> | C18 ex TEMPLEMORE | Templemore [T41,T42] | IKERRIN |  | 52.8224 | -7.787
1374103 | MV/LV Substation BA***4103 |  | 10 kV | _ | LV | 100 kVA :Pole Substation | 0.1 | --> | 0.1 | 0.094 | 3.74 |  | --> | 0.095 | 0 | 0 | 0 | 0 | Constrained, otherwise capacity available =94 kW | --> | C11 ex KILFLYNN | Kilflynn [T41,T42] | TRALEE |  | 52.3544 | -9.6931
042057Y | MV/LV Substation SA***057Y |  | 10 kV | _ | LV | 50 kVA :Pole Substation | 0.05 | --> | 0.05 | 0 | 0 | Constrained, otherwise capacity available =38 kVA | --> | 0.048 | 0 | 0 | 0 | 0 | Constrained, otherwise capacity available =46 kW | --> | C13 ex KNOCKAPHUNTA | Knockaphunta [T41,T42] | CASTLEBAR |  | 53.8446 | -9.2894
293849 | MV/LV Substation ST***849 |  | 20 kV | _ | LV | 200 kVA :Pole Substation | 0.2 | --> | 0.2 | 0 | 0 | Constrained, otherwise capacity available =140 kVA | --> | 0.19 | 0 | 0.137 | 0 | 0 | Constrained, otherwise capacity available =80 kW | --> | E17 ex BALTINGLASS | Baltinglass [T421,T422] | STRATFORD |  | 52.9026 | -6.5589
248500X | MV/LV Substation RO***500X |  | 20 kV | _ | LV | 400 kVA :Kiosk Substation | 0.4 | --> | 0.4 | 0 | 0 | Constrained, otherwise capacity available =297 kVA | --> | 0.38 | 0 | 0.025 | 0 | 0 | Constrained, otherwise capacity available =347 kW | --> | E19 ex KILCOCK | Kilcock [T421,T422] | GRIFFINRATH |  | 53.3964 | -6.6641
034621X | MV/LV Substation MU***621X |  | 20 kV | _ | LV | 100 kVA :Pole Substation | 0.1 | --> | 0.1 | 0.071 | 5.88 |  | --> | 0.095 | 0 | 0 | 0 | 0 | Constrained, otherwise capacity available =91 kW | --> | C14 ex ARDGEEHA | Ardgeeha [T41,T42] | DOON |  | 52.4612 | -7.6699
058219 | MV/LV Substation OL***219 |  | 10 kV | _ | LV | 200 kVA :Pole Substation | 0.2 | --> | 0.2 | 0 | 0 | Constrained, otherwise capacity available =90 kVA | --> | 0.19 | 0 | 0 | 0 | 0 | Constrained, otherwise capacity available =174 kW | --> | C11 ex KYLEERAGH | Kyleeragh [T41,T42] | NENAGH |  | 52.8717 | -8.1906
049873X | MV/LV Substation AR***873X |  | 10 kV | _ | LV | 200 kVA :Pole Substation | 0.2 | --> | 0.2 | 0.164 | 2.8 |  | --> | 0.19 | 0 | 0.01 | 0 | 0 | Constrained, otherwise capacity available =178 kW | --> | C17 ex GLEBE | Glebe [T41,T42] | RICHMOND |  | 53.7262 | -7.7839
054381X | MV/LV Substation PR***381X |  | 20 kV | _ | LV | 50 kVA :Pole Substation | 0.05 | --> | 0.05 | 0 | 0 | Constrained, otherwise capacity available =28 kVA | --> | 0.048 | 0 | 0.016 | 0 | 0 | Constrained, otherwise capacity available =33 kW | --> | E13 ex ABBEYLEIX | Abbeyleix [T422] | PORTLAOISE |  | 52.9189 | -7.342
109421 | MV/LV Substation GA***421 |  | 10 kV | _ | LV | 630 kVA :Building Structure | 0.63 | --> | 0.63 | 0.381 | 0.38 | Constrained, otherwise capacity available =467 kVA | --> | 0.598 | 0 | 0 | 0.5 | 0 |  | --> | C20 ex RINEANNA | Rineanna [T41,T42] | DRUMLINE |  | 52.719 | -8.8777
2814193 | MV/LV Substation KI***4193 |  | 10 kV | _ | LV | 400 kVA :Kiosk Substation | 0.4 | --> | 0.4 | 0 | 0 | Constrained, otherwise capacity available =338 kVA | --> | 0.38 | 0 | 0.012 | 0 | 0 | Constrained, otherwise capacity available =363 kW | --> | C22 ex KILMONEY | Kilmoney [T41,T42] | TRABEG |  | 51.8092 | -8.3824
2104258 | MV/LV Substation NE***4258 |  | 10 kV | _ | LV | 630 kVA :Kiosk Substation | 0.63 | --> | 0.63 | 0 | 0 | Constrained, otherwise capacity available =630 kVA | --> | 0.598 | 0 | 0 | 0 | 0 | Constrained, otherwise capacity available =598 kW | --> | C17 ex CARRICKMACROSS | Carrickmacross [T41,T42] | MEATH HILL |  | 53.9865 | -6.7141
030106 | MV/LV Substation BR***106 |  | 20 kV | _ | LV | 200 kVA :Building Structure | 0.2 | --> | 0.2 | 0 | 0 | Constrained, otherwise capacity available =113 kVA | --> | 0.19 | 0 | 0 | 0 | 0 | Constrained, otherwise capacity available =178 kW | --> | E14 ex FOXHOLE | Foxhole [T421,T422] | DUNGARVAN |  | 51.9707 | -7.8651
047962 | MV/LV Substation EA***962 |  | 10 kV | _ | LV | 100 kVA :Pole Substation | 0.1 | --> | 0.1 | 0.078 | 1.04 |  | --> | 0.095 | 0 | 0.011 | 0 | 0 | Constrained, otherwise capacity available =84 kW | --> | C16 ex BOYLE | Boyle [T41,T42] | CARRICK ON SHANNON |  | 53.9776 | -8.3045
0074510 | MV/LV Substation CU***4510 |  | 20 kV | _ | LV | 630 kVA :Kiosk Substation | 0.63 | --> | 0.63 | 0.5 | 16.12 |  | --> | 0.598 | 0 | 0 | 0.5 | 0 |  | --> | E21 ex WEXFORD | Wexford [T121,T122] | WEXFORD |  | 52.396 | -6.377
109011 | MV/LV Substation BU***011 |  | 10 kV | _ | LV | 400 kVA :Building Structure | 0.4 | --> | 0.4 | 0 | 0 | Constrained, otherwise capacity available =309 kVA | --> | 0.38 | 0 | 0 | 0.367 | 0 |  | --> | C22 ex SHANNON | Shannon [T41,T42] | DRUMLINE |  | 52.7047 | -8.8941
077007 | MV/LV Substation WO***007 |  | 20 kV | _ | LV | 630 kVA :Kiosk Substation | 0.63 | --> | 0.63 | 0 | 0 | Constrained, otherwise capacity available =581 kVA | --> | 0.598 | 0 | 0.005 | 0 | 0 | Constrained, otherwise capacity available =588 kW | --> | E15 ex PATRICKSWELL | Patrickswell [T421,T422] | LIMERICK |  | 52.5626 | -8.7662
052811Y | MV/LV Substation CA***811Y |  | 20 kV | _ | LV | 50 kVA :Pole Substation | 0.05 | --> | 0.05 | 0.05 | 10.9 |  | --> | 0.048 | 0 | 0 | 0.047 | 0 |  | --> | C24 ex MULLINGAR | Mullingar [T101,T102] | MULLINGAR |  | 53.625 | -7.4621
014754X | MV/LV Substation M/***754X |  | 20 kV | _ | LV | 50 kVA :Pole Substation | 0.05 | --> | 0.05 | 0.05 | 0.63 |  | --> | 0.048 | 0 | 0 | 0 | 0 | Constrained, otherwise capacity available =48 kW | --> | E11 ex KILCULLEN | Kilcullen [T41,T42,T424] | STRATFORD |  | 53.1221 | -6.7534
281973Z | MV/LV Substation BA***973Z |  | 10 kV | _ | LV | 50 kVA :Pole Substation | 0.05 | --> | 0.05 | 0 | 0 | Constrained, otherwise capacity available =36 kVA | --> | 0.048 | 0 | 0 | 0 | 0 | Constrained, otherwise capacity available =46 kW | --> | C21 ex KILMONEY | Kilmoney [T41,T42] | TRABEG |  | 51.738 | -8.3498
093058Y | MV/LV Substation ST***058Y |  | 10 kV | _ | LV | 200 kVA :Kiosk Substation | 0.2 | --> | 0.2 | 0 | 0 | Constrained, otherwise capacity available =121 kVA | --> | 0.19 | 0 | 0 | 0.179 | 0 |  | --> | C17 ex HOWTH JUNCTION | Howth Junction [T41,T42] | GRANGE (DR) |  | 53.3846 | -6.1752
099055 | MV/LV Substation AS***055 |  | 10 kV | _ | LV | 400 kVA :Kiosk Substation | 0.4 | --> | 0.4 | 0.336 | 2.96 |  | --> | 0.38 | 0 | 0.013 | 0 | 0 | Constrained, otherwise capacity available =362 kW | --> | C15 ex BALLYRAINE | Ballyraine [T41,T42] | LETTERKENNY |  | 54.9555 | -7.7165
220154X | MV/LV Substation IN***154X |  | 20 kV | _ | LV | 200 kVA :Pole Substation | 0.2 | --> | 0.2 | 0.111 | 2.33 |  | --> | 0.19 | 0 | 0 | 0 | 0 | Constrained, otherwise capacity available =177 kW | --> | E14 ex MOY | Moy [T421,T422] | MOY |  | 54.2095 | -9.2121
0814230 | MV/LV Substation KI***4230 |  | 10 kV | _ | LV | 630 kVA :Kiosk Substation | 0.63 | --> | 0.63 | 0 | 0 | Constrained, otherwise capacity available =616 kVA | --> | 0.598 | 0 | 0 | 0.5 | 0 |  | --> | C17 ex BALGADDY | Balgaddy [T41,T42] | GRANGE CASTLE |  | 53.317 | -6.42
011002Z | MV/LV Substation RE***002Z |  | 10 kV | _ | LV | 200 kVA :Kiosk Substation | 0.2 | --> | 0.2 | 0.11 | 5.05 |  | --> | 0.19 | 0 | 0 | 0 | 0 | Constrained, otherwise capacity available =177 kW | --> | C14 ex MCDONAGH | Mcdonagh [T41,T42] | KILKENNY |  | 52.659 | -7.2297
046489 | MV/LV Substation W/***489 |  | 10 kV | _ | LV | 100 kVA :Pole Substation | 0.1 | --> | 0.1 | 0.09 | 5.48 |  | --> | 0.095 | 0 | 0.01 | 0.086 | 0 |  | --> | C17 ex BALLYTIVNAN | Ballytivnan [T41,T42] | SLIGO |  | 54.3026 | -8.5199
062854Y | MV/LV Substation AR***854Y |  | 10 kV | _ | LV | 400 kVA :Kiosk Substation | 0.4 | --> | 0.4 | 0.248 | 5.69 |  | --> | 0.38 | 0 | 0.008 | 0 | 0 | Constrained, otherwise capacity available =353 kW | --> | C19 ex RAMPARTS | Ramparts [T41,T42] | DUNDALK |  | 54.0173 | -6.4048
081181 | MV/LV Substation SP***181 |  | 10 kV | _ | LV | 400 kVA :Building Structure | 0.4 | --> | 0.4 | 0 | 0 | Constrained, otherwise capacity available =220 kVA | --> | 0.38 | 0 | 0.01 | 0.347 | 0 |  | --> | C12 ex SEMPERIT | Semperit [T41,T42,T43] | GRANGE CASTLE |  | 53.3409 | -6.3714
015737Z | MV/LV Substation WA***737Z |  | 10 kV | _ | LV | 630 kVA :Building Structure | 0.63 | --> | 0.63 | 0 | 0 | Constrained, otherwise capacity available =502 kVA | --> | 0.598 | 0 | 0 | 0 | 0 | Constrained, otherwise capacity available =581 kW | --> | C11 ex SALLINS | Sallins [T41,T42] | GRIFFINRATH |  | 53.2464 | -6.6615
503831 | MV/LV Substation KI***831 |  | 10 kV | _ | LV | 400 kVA :Kiosk Substation | 0.4 | --> | 0.4 | 0.238 | 1.69 |  | --> | 0.38 | 0 | 0.011 | 0 | 0 | Constrained, otherwise capacity available =349 kW | --> | C11 ex NEWTOWNCUNNINGHAM | Newtowncunningham [T41,T42] | LETTERKENNY |  | 54.9797 | -7.4104
053861Y | MV/LV Substation QU***861Y |  | 20 kV | _ | LV | 50 kVA :Pole Substation | 0.05 | --> | 0.05 | 0.05 | 0.89 |  | --> | 0.048 | 0 | 0 | 0 | 0 | Constrained, otherwise capacity available =48 kW | --> | E24 ex BIRR | Birr [T41,T422] | DALLOW |  | 53.1371 | -7.867
093530Z | MV/LV Substation JM***530Z |  | 10 kV | _ | LV | 400 kVA :Building Structure | 0.4 | --> | 0.4 | 0 | 0 | Constrained, otherwise capacity available =363 kVA | --> | 0.38 | 0 | 0 | 0 | 0 | Constrained, otherwise capacity available =375 kW | --> | C25 ex BALLYCOOLIN | Ballycoolin [T41,T42,T43] | FINGLAS |  | 53.4096 | -6.3445
058158Y | MV/LV Substation TO***158Y |  | 20 kV | _ | LV | 50 kVA :Pole Substation | 0.05 | --> | 0.05 | 0.05 | 0.18 |  | --> | 0.048 | 0 | 0 | 0 | 0 | Constrained, otherwise capacity available =48 kW | --> | C18 ex TOOMEVARA | Toomevara [T42] | NENAGH |  | 52.8477 | -8.0464
081655Z | MV/LV Substation BA***655Z |  | 10 kV | _ | LV | 200 kVA :Kiosk Substation | 0.2 | --> | 0.2 | 0 | 0 | Constrained, otherwise capacity available =200 kVA | --> | 0.19 | 0 | 0 | 0 | 0 | Constrained, otherwise capacity available =190 kW | --> | C15 ex MONEYCOOLEY | Moneycooley [T41,T42,T44] | GRIFFINRATH |  | 53.3641 | -6.5715
365098 | MV/LV Substation GR***098 |  | 10 kV | _ | LV | 400 kVA :Kiosk Substation | 0.4 | --> | 0.4 | 0 | 0 | Constrained, otherwise capacity available =184 kVA | --> | 0.38 | 0 | 0.023 | 0.332 | 0 |  | --> | C12 ex SAGGART | Saggart [T41,T42] | GRANGE CASTLE |  | 53.2777 | -6.4784
204264 | MV/LV Substation BO***264 |  | 20 kV | _ | LV | 50 kVA :Pole Substation | 0.05 | --> | 0.05 | 0.048 | 2.02 |  | --> | 0.048 | 0 | 0 | 0 | 0 | Constrained, otherwise capacity available =47 kW | --> | E17 ex BALLYMACARRY | Ballymacarry [T421] | TRILLICK |  | 55.1075 | -7.4694
069275 | MV/LV Substation SH***275 |  | 10 kV | _ | LV | 400 kVA :Building Structure | 0.4 | --> | 0.4 | 0 | 0 | Constrained, otherwise capacity available =202 kVA | --> | 0.38 | 0 | 0.026 | 0.333 | 0 |  | --> | C17 ex DONNYBROOK | Donnybrook [T41,T42] | MILLTOWN (DR) |  | 53.3259 | -6.2186
281553Z | MV/LV Substation MA***553Z |  | 10 kV | _ | LV | 50 kVA :Pole Substation | 0.05 | --> | 0.05 | 0 | 0 | Constrained, otherwise capacity available =49 kVA | --> | 0.048 | 0 | 0 | 0.047 | 0 |  | --> | C21 ex BALLINCOLLIG | Ballincollig [T41,T42] | KILBARRY |  | 51.8761 | -8.5915
0654241 | MV/LV Substation DU***4241 |  | 10 kV | _ | LV | 400 kVA :Kiosk Substation | 0.4 | --> | 0.4 | 0 | 0 | Constrained, otherwise capacity available =380 kVA | --> | 0.38 | 0 | 0.007 | 0.372 | 0 |  | --> | C24 ex STEPHENSTOWN | Stephenstown [T101,T102] | FINGLAS |  | 53.6029 | -6.1852
037663X | MV/LV Substation CL***663X |  | 10 kV | _ | LV | 630 kVA :Building Structure | 0.63 | --> | 0.63 | 0 | 0 | Constrained, otherwise capacity available =618 kVA | --> | 0.598 | 0 | 0 | 0 | 0 | Constrained, otherwise capacity available =597 kW | --> | C16 ex CAHIRCALLA | Cahircalla [T41,T42] | ENNIS |  | 52.8398 | -8.9887
068299 | MV/LV Substation SA***299 |  | 10 kV | _ | LV | 630 kVA :Building Structure | 0.63 | --> | 0.63 | 0 | 0 | Constrained, otherwise capacity available =229 kVA | --> | 0.598 | 0 | 0 | 0.5 | 0 |  | --> | C11 ex GLOUCESTER PLACE | Gloucester Place [T41,T42] | MCDERMOTT |  | 53.3489 | -6.2593
089125X | MV/LV Substation KE***125X |  | 20 kV | _ | LV | 400 kVA :Kiosk Substation | 0.4 | --> | 0.4 | 0.348 | 3.56 |  | --> | 0.38 | 0 | 0.004 | 0 | 0 | Constrained, otherwise capacity available =370 kW | --> | E20 ex ENNISCRONE | Enniscrone [T421,T422] | MOY |  | 54.2085 | -9.1014
1804128 | MV/LV Substation ST***4128 |  | 10 kV | _ | LV | 100 kVA :Pole Substation | 0.1 | --> | 0.1 | 0.1 | 0.68 |  | --> | 0.095 | 0 | 0 | 0 | 0 | Constrained, otherwise capacity available =95 kW | --> | C24 ex MULLAGH | Mullagh [T44] | MEATH HILL |  | 53.7749 | -6.7962
007418 | MV/LV Substation AR***418 |  | 20 kV | _ | LV | 100 kVA :Pole Substation | 0.1 | --> | 0.1 | 0.067 | 16.12 |  | --> | 0.095 | 0 | 0 | 0.09 | 0 |  | --> | E21 ex WEXFORD | Wexford [T121,T122] | WEXFORD |  | 52.3819 | -6.4804
132574X | MV/LV Substation GA***574X |  | 20 kV | _ | LV | 50 kVA :Pole Substation | 0.05 | --> | 0.05 | 0.037 | 1.62 |  | --> | 0.048 | 0 | 0.005 | 0 | 0 | Constrained, otherwise capacity available =42 kW | --> | C17 ex CURRA | Curra [T41] | SOMERSET |  | 53.1421 | -8.4119
066794X | MV/LV Substation WA***794X |  | 10 kV | _ | LV | 100 kVA :Pole Substation | 0.1 | --> | 0.1 | 0 | 0 | Constrained, otherwise capacity available =82 kVA | --> | 0.095 | 0 | 0 | 0 | 0 | Constrained, otherwise capacity available =92 kW | --> | E11 ex ASHBOURNE | Ashbourne [T421,T422] | FINGLAS |  | 53.4458 | -6.3395
066779 | MV/LV Substation FL***779 |  | 20 kV | _ | LV | 100 kVA :Pole Substation | 0.1 | --> | 0.1 | 0 | 0 | Constrained, otherwise capacity available =82 kVA | --> | 0.095 | 0 | 0.006 | 0.088 | 0 |  | --> | C24 ex MACETOWN | Macetown [T101,T102] | MACETOWN |  | 53.4832 | -6.4027
0214248 | MV/LV Substation BU***4248 |  | 10 kV | _ | LV | 630 kVA :Kiosk Substation | 0.63 | --> | 0.63 | 0.478 | 6.78 |  | --> | 0.598 | 0 | 0.04 | 0.5 | 0 |  | --> | C18 ex CASTLEVIEW | Castleview [T101,T102] | CASTLEVIEW |  | 51.9195 | -8.3884
019063 | MV/LV Substation KI***063 |  | 10 kV | _ | LV | 400 kVA :Kiosk Substation | 0.4 | --> | 0.4 | 0.306 | 1.54 |  | --> | 0.38 | 0 | 0.015 | 0 | 0 | Constrained, otherwise capacity available =356 kW | --> | C17 ex BALLYARD | Ballyard [T41,T42] | TRALEE |  | 52.263 | -9.6847
052912X | MV/LV Substation BA***912X |  | 20 kV | _ | LV | 50 kVA :Pole Substation | 0.05 | --> | 0.05 | 0.045 | 10.9 |  | --> | 0.048 | 0 | 0 | 0.047 | 0 |  | --> | C24 ex MULLINGAR | Mullingar [T101,T102] | MULLINGAR |  | 53.6302 | -7.4701
075323X | MV/LV Substation BA***323X |  | 20 kV | _ | LV | 100 kVA :Pole Substation | 0.1 | --> | 0.1 | 0.082 | 17.8 |  | --> | 0.095 | 0 | 0.005 | 0.089 | 0 |  | --> | E13 ex BANOGE | Banoge [T121,T122] | BANOGE |  | 52.5971 | -6.266
068249X | MV/LV Substation GU***249X |  | 10 kV | _ | LV | 1000 kVA :Building Structure | 1 | --> | 1 | 0.5 | 14.34 |  | --> | 0.95 | 0 | 0 | 0.5 | 0 |  | --> | C24 ex NORTH QUAYS | North Quays [T101,T102,T103] | POOLBEG |  | 53.3483 | -6.2419
038004 | MV/LV Substation SL***004 |  | 10 kV | _ | LV | 630 kVA :Kiosk Substation | 0.63 | --> | 0.63 | 0 | 0 | Constrained, otherwise capacity available =263 kVA | --> | 0.598 | 0 | 0.01 | 0 | 0 | Constrained, otherwise capacity available =539 kW | --> | C15 ex GORT | Gort [T41,T42] | ENNIS |  | 53.0676 | -8.8188
023861X | MV/LV Substation KN***861X |  | 10 kV | _ | LV | 50 kVA :Pole Substation | 0.05 | --> | 0.05 | 0 | 0 | Constrained, otherwise capacity available =45 kVA | --> | 0.048 | 0 | 0 | 0 | 0 | Constrained, otherwise capacity available =47 kW | --> | C19 ex CURRAGLASS | Curraglass [T41] | BARRYMORE |  | 52.0977 | -8.1221
156770Y | MV/LV Substation DE***770Y |  | 20 kV | _ | LV | 50 kVA :Pole Substation | 0.05 | --> | 0.05 | 0 | 0 | Constrained, otherwise capacity available =45 kVA | --> | 0.048 | 0 | 0 | 0 | 0 | Constrained, otherwise capacity available =47 kW | --> | E14 ex EMYVALE | Emyvale [T422] | LISDRUM |  | 54.342 | -6.9556
018691 | MV/LV Substation MO***691 |  | 20 kV | _ | LV | 50 kVA :Pole Substation | 0.05 | --> | 0.05 | 0.045 | 3.75 |  | --> | 0.048 | 0 | 0 | 0 | 0 | Constrained, otherwise capacity available =47 kW | --> | C14 ex SMEARLA | Smearla [T41,T42] | TRIEN |  | 52.5054 | -9.3723
012568Y | MV/LV Substation BR***568Y |  | 10 kV | _ | LV | 400 kVA :Kiosk Substation | 0.4 | --> | 0.4 | 0 | 0 | Constrained, otherwise capacity available =247 kVA | --> | 0.38 | 0 | 0.015 | 0 | 0 | Constrained, otherwise capacity available =347 kW | --> | C20 ex POLLERTON | Pollerton [T41,T42] | CARLOW |  | 52.835 | -6.9023
047006 | MV/LV Substation RA***006 |  | 10 kV | _ | LV | 630 kVA :Building Structure | 0.63 | --> | 0.63 | 0.5 | 1.04 |  | --> | 0.598 | 0 | 0 | 0 | 0 | Constrained, otherwise capacity available =595 kW | --> | C17 ex BOYLE | Boyle [T41,T42] | CARRICK ON SHANNON |  | 53.966 | -8.2513
099335X | MV/LV Substation TH***335X |  | 10 kV | _ | LV | 630 kVA :Kiosk Substation | 0.63 | --> | 0.63 | 0.5 | 5.45 |  | --> | 0.598 | 0 | 0.027 | 0 | 0 | Constrained, otherwise capacity available =560 kW | --> | C13 ex GORTLEE | Gortlee [T41,T42] | LETTERKENNY |  | 54.9729 | -7.7251
031863 | MV/LV Substation KI***863 |  | 20 kV | _ | LV | 50 kVA :Pole Substation | 0.05 | --> | 0.05 | 0 | 0 | Constrained, otherwise capacity available =49 kVA | --> | 0.048 | 0 | 0 | 0 | 0 | Constrained, otherwise capacity available =47 kW | --> | E17 ex KILMACTHOMAS | Kilmacthomas [T421,T422] | DUNGARVAN |  | 52.2401 | -7.4328
081650Z | MV/LV Substation CA***650Z |  | 10 kV | _ | LV | 200 kVA :Kiosk Substation | 0.2 | --> | 0.2 | 0 | 0 | Constrained, otherwise capacity available =167 kVA | --> | 0.19 | 0 | 0.03 | 0 | 0 | Constrained, otherwise capacity available =163 kW | --> | C12 ex CASTLEKNOCK | Castleknock [T41,T42] | FINGLAS |  | 53.3663 | -6.385
253147X | MV/LV Substation TI***147X |  | 10 kV | _ | LV | 50 kVA :Pole Substation | 0.05 | --> | 0.05 | 0.045 | 10.7 |  | --> | 0.048 | 0 | 0 | 0 | 0 | Constrained, otherwise capacity available =47 kW | --> | C22 ex CLOON | Cloon [T42,T421] | CLOON |  | 53.5047 | -8.8592
015881X | MV/LV Substation YE***881X |  | 10 kV | _ | LV | 50 kVA :Pole Substation | 0.05 | --> | 0.05 | 0.047 | 12.6 |  | --> | 0.048 | 0 | 0 | 0.047 | 0 |  | --> | C23 ex MONREAD | Monread [T101,T102] | MONREAD |  | 53.2352 | -6.733
019072 | MV/LV Substation RE***072 |  | 10 kV | _ | LV | 400 kVA :Building Structure | 0.4 | --> | 0.4 | 0.047 | 0.05 | Constrained, otherwise capacity available =349 kVA | --> | 0.38 | 0 | 0.005 | 0 | 0 | Constrained, otherwise capacity available =369 kW | --> | C11 ex BALLYBEGGAN | Ballybeggan [T43,T44] | TRALEE |  | 52.2719 | -9.6875
050813X | MV/LV Substation WA***813X |  | 20 kV | _ | LV | 200 kVA :Pole Substation | 0.2 | --> | 0.2 | 0.178 | 6.49 |  | --> | 0.19 | 0 | 0 | 0 | 0 | Constrained, otherwise capacity available =187 kW | --> | C22 ex BUSHFIELD | Bushfield [T41,T42] | ATHLONE |  | 53.4634 | -7.8038
0674365 | MV/LV Substation ER***4365 |  | 20 kV | _ | LV | 400 kVA :Kiosk Substation | 0.4 | --> | 0.4 | 0 | 0 | Constrained, otherwise capacity available =388 kVA | --> | 0.38 | 0 | 0 | 0 | 0 | Constrained, otherwise capacity available =378 kW | --> | C17 ex GILLOGUE | Gillogue [T41,T42] | ARDNACRUSHA |  | 52.7217 | -8.5545
066617Z | MV/LV Substation BO***617Z |  | 10 kV | _ | LV | 200 kVA :Kiosk Substation | 0.2 | --> | 0.2 | 0 | 0 | Constrained, otherwise capacity available =199 kVA | --> | 0.19 | 0 | 0 | 0 | 0 | Constrained, otherwise capacity available =190 kW | --> | E17 ex GLASMORE | Glasmore [T421,T422] | GLASMORE |  | 53.4445 | -6.2412
265993X | MV/LV Substation DR***993X |  | 20 kV | _ | LV | 50 kVA :Pole Substation | 0.05 | --> | 0.05 | 0.048 | 0.07 |  | --> | 0.048 | 0 | 0 | 0 | 0 | Constrained, otherwise capacity available =47 kW | --> | E17 ex BALLYCONNELL | Ballyconnell [T421,T422] | GORTAWEE |  | 54.1918 | -7.6834
180739X | MV/LV Substation PA***739X |  | 10 kV | _ | LV | 100 kVA :Pole Substation | 0.1 | --> | 0.1 | 0.086 | 1.4 |  | --> | 0.095 | 0 | 0 | 0 | 0 | Constrained, otherwise capacity available =93 kW | --> | C23 ex KELLS | Kells [T41,T42] | NAVAN |  | 53.7191 | -6.8833
014590Z | MV/LV Substation NA***590Z |  | 20 kV | _ | LV | 50 kVA :Pole Substation | 0.05 | --> | 0.05 | 0.044 | 0.63 |  | --> | 0.048 | 0 | 0 | 0 | 0 | Constrained, otherwise capacity available =47 kW | --> | E12 ex KILCULLEN | Kilcullen [T41,T42,T424] | STRATFORD |  | 53.0488 | -6.8194
0154285 | MV/LV Substation MA***4285 |  | 10 kV | _ | LV | 100 kVA :Pole Substation | 0.1 | --> | 0.1 | 0 | 0 | Constrained, otherwise capacity available =100 kVA | --> | 0.095 | 0 | 0 | 0 | 0 | Constrained, otherwise capacity available =95 kW | --> | E18 ex BLESSINGTON | Blessington [T421,T422] | KILTEEL |  | 53.1982 | -6.4667
099622X | MV/LV Substation CH***622X |  | 10 kV | _ | LV | 200 kVA :Pole Substation | 0.2 | --> | 0.2 | 0.182 | 2.96 |  | --> | 0.19 | 0 | 0 | 0 | 0 | Constrained, otherwise capacity available =188 kW | --> | C12 ex BALLYRAINE | Ballyraine [T41,T42] | LETTERKENNY |  | 54.9564 | -7.7133
067526Y | MV/LV Substation CA***526Y |  | 10 kV | _ | LV | 50 kVA :Pole Substation | 0.05 | --> | 0.05 | 0 | 0 | Constrained, otherwise capacity available =40 kVA | --> | 0.048 | 0 | 0 | 0.046 | 0 |  | --> | C20 ex GARRYOWEN | Garryowen [T41,T42] | LIMERICK |  | 52.6434 | -8.6226
009360 | MV/LV Substation RE***360 |  | 10 kV | _ | LV | 50 kVA :Pole Substation | 0.05 | --> | 0.05 | 0 | 0 | Constrained, otherwise capacity available =44 kVA | --> | 0.048 | 0 | 0 | 0 | 0 | Constrained, otherwise capacity available =47 kW | --> | C14 ex BALLYHALE | Ballyhale [T42,T421] | KILKENNY |  | 52.3905 | -7.2057
144836 | MV/LV Substation SY***836 |  | 10 kV | _ | LV | 200 kVA :Pole Substation | 0.2 | --> | 0.2 | 0 | 0 | Constrained, otherwise capacity available =180 kVA | --> | 0.19 | 0 | 0 | 0 | 0 | Constrained, otherwise capacity available =187 kW | --> | C11 ex CASTLECOMER | Castlecomer [T41,T42] | BALLYRAGGET |  | 52.8251 | -7.168
026789Y | MV/LV Substation RA***789Y |  | 10 kV | _ | LV | 50 kVA :Pole Substation | 0.05 | --> | 0.05 | 0 | 0 | Constrained, otherwise capacity available =49 kVA | --> | 0.048 | 0 | 0.007 | 0 | 0 | Constrained, otherwise capacity available =42 kW | --> | C15 ex KINSALE | Kinsale [T41,T42] | BANDON |  | 51.7115 | -8.516
042087 | MV/LV Substation CO***087 |  | 10 kV | _ | LV | 400 kVA :Kiosk Substation | 0.4 | --> | 0.4 | 0 | 0 | Constrained, otherwise capacity available =329 kVA | --> | 0.38 | 0 | 0 | 0 | 0 | Constrained, otherwise capacity available =370 kW | --> | C13 ex KNOCKAPHUNTA | Knockaphunta [T41,T42] | CASTLEBAR |  | 53.844 | -9.2906
081376Y | MV/LV Substation RA***376Y |  | 10 kV | _ | LV | 630 kVA :Kiosk Substation | 0.63 | --> | 0.63 | 0 | 0 | Constrained, otherwise capacity available =469 kVA | --> | 0.598 | 0 | 0.01 | 0 | 0 | Constrained, otherwise capacity available =569 kW | --> | C18 ex LEIXLIP | Leixlip [T41,T42] | GRIFFINRATH |  | 53.364 | -6.4875
0644294 | MV/LV Substation AM***4294 |  | 10 kV | _ | LV | 200 kVA :Kiosk Substation | 0.2 | --> | 0.2 | 0 | 0 | Constrained, otherwise capacity available =198 kVA | --> | 0.19 | 0 | 0 | 0 | 0 | Constrained, otherwise capacity available =190 kW | --> | C23 ex RATHMULLAN | Rathmullan [T41,T42] | DRYBRIDGE |  | 53.7066 | -6.3871
1564350 | MV/LV Substation KI***4350 |  | 20 kV | _ | LV | 50 kVA :Pole Substation | 0.05 | --> | 0.05 | 0 | 0 | Constrained, otherwise capacity available =50 kVA | --> | 0.048 | 0 | 0 | 0 | 0 | Constrained, otherwise capacity available =48 kW | --> | E14 ex EMYVALE | Emyvale [T422] | LISDRUM |  | 54.3512 | -7.0162
001229 | MV/LV Substation ST***229 |  | 10 kV | _ | LV | 630 kVA :Building Structure | 0.63 | --> | 0.63 | 0.344 | 4.37 |  | --> | 0.598 | 0 | 0.009 | 0.5 | 0 |  | --> | C19 ex DUN LAOGHAIRE | Dun Laoghaire [T41,T42] | BLACKROCK |  | 53.2943 | -6.1384
067059 | MV/LV Substation BA***059 |  | 20 kV | _ | LV | 100 kVA :Pole Substation | 0.1 | --> | 0.1 | 0.048 | 13.8 |  | --> | 0.095 | 0 | 0.005 | 0.084 | 0 |  | --> | C14 ex SINGLAND | Singland [T101,T102] | SINGLAND |  | 52.5979 | -8.5478
028029Y | MV/LV Substation HE***029Y |  | 10 kV | _ | LV | 400 kVA :Kiosk Substation | 0.4 | --> | 0.4 | 0 | 0 | Constrained, otherwise capacity available =344 kVA | --> | 0.38 | 0 | 0 | 0 | 0 | Constrained, otherwise capacity available =372 kW | --> | C13 ex COW CROSS |  |  |  | 51.8581 | -8.3184
276714 | MV/LV Substation FL***714 |  | 10 kV | _ | LV | 630 kVA :Building Structure | 0.63 | --> | 0.63 | 0.457 | 0.76 |  | --> | 0.598 | 0 | 0.024 | 0 | 0 | Constrained, otherwise capacity available =557 kW | --> | C18 ex WOODFORD | Woodford [T41,T42] | KNOCKEARAGH |  | 52.0509 | -9.508
081319X | MV/LV Substation KI***319X |  | 10 kV | _ | LV | 630 kVA :Building Structure | 0.63 | --> | 0.63 | 0 | 0 | Constrained, otherwise capacity available =472 kVA | --> | 0.598 | 0 | 0 | 0.5 | 0 |  | --> | C17 ex SEMPERIT | Semperit [T41,T42,T43] | GRANGE CASTLE |  | 53.3329 | -6.354
042045Y | MV/LV Substation LA***045Y |  | 10 kV | _ | LV | 630 kVA :Kiosk Substation | 0.63 | --> | 0.63 | 0 | 0 | Constrained, otherwise capacity available =570 kVA | --> | 0.598 | 0 | 0 | 0 | 0 | Constrained, otherwise capacity available =590 kW | --> | C22 ex KNOCKAPHUNTA | Knockaphunta [T41,T42] | CASTLEBAR |  | 53.8528 | -9.3051
081100Y | MV/LV Substation GR***100Y |  | 10 kV | _ | LV | 400 kVA :Kiosk Substation | 0.4 | --> | 0.4 | 0 | 0 | Constrained, otherwise capacity available =338 kVA | --> | 0.38 | 0 | 0.003 | 0 | 0 | Constrained, otherwise capacity available =369 kW | --> | C20 ex MONEYCOOLEY | Moneycooley [T41,T42,T44] | GRIFFINRATH |  | 53.3739 | -6.5934
266947 | MV/LV Substation BY***947 |  | 20 kV | _ | LV | 50 kVA :Pole Substation | 0.05 | --> | 0.05 | 0 | 0 | Constrained, otherwise capacity available =32 kVA | --> | 0.048 | 0 | 0 | 0 | 0 | Constrained, otherwise capacity available =45 kW | --> | E17 ex CARNDONAGH | Carndonagh [T421,T422] | TRILLICK |  | 55.31 | -7.2211
2534060 | MV/LV Substation WI***4060 |  | 20 kV | _ | LV | 100 kVA :Pole Substation | 0.1 | --> | 0.1 | 0 | 0 | Constrained, otherwise capacity available =100 kVA | --> | 0.095 | 0 | 0 | 0 | 0 | Constrained, otherwise capacity available =95 kW | --> | E15 ex GLENAMADDY | Glenamaddy [T422] | ATHLONE |  | 53.6787 | -8.5461
288128 | MV/LV Substation BA***128 |  | 10 kV | _ | LV | 630 kVA :Kiosk Substation | 0.63 | --> | 0.63 | 0 | 0 | Constrained, otherwise capacity available =336 kVA | --> | 0.598 | 0 | 0.025 | 0.5 | 0 |  | --> | C19 ex SANDYFORD | Sandyford [T41,T42] | CARRICKMINES |  | 53.2753 | -6.2548
032205 | MV/LV Substation CR***205 |  | 20 kV | _ | LV | 100 kVA :Pole Substation | 0.1 | --> | 0.1 | 0 | 0 | Constrained, otherwise capacity available =91 kVA | --> | 0.095 | 0 | 0.006 | 0 | 0 | Constrained, otherwise capacity available =89 kW | --> | E11 ex KILCARRAGH | Kilcarragh [T421,T422] | BUTLERSTOWN |  | 52.2331 | -6.9727
065142Z | MV/LV Substation KI***142Z |  | 10 kV | _ | LV | 400 kVA :Kiosk Substation | 0.4 | --> | 0.4 | 0 | 0 | Constrained, otherwise capacity available =271 kVA | --> | 0.38 | 0 | 0.039 | 0 | 0 | Constrained, otherwise capacity available =333 kW | --> | C15 ex LOUGHSHINNY | Loughshinny [T41,T42] | GLASMORE |  | 53.5225 | -6.0876
127187Z | MV/LV Substation PU***187Z |  | 10 kV | _ | LV | 50 kVA :Pole Substation | 0.05 | --> | 0.05 | 0.04 | 5.89 |  | --> | 0.048 | 0 | 0.011 | 0 | 0 | Constrained, otherwise capacity available =38 kW | --> | C12 ex CASHEL | Cashel [T41,T42] | CAHIR |  | 52.4966 | -7.8884
015063 | MV/LV Substation DU***063 |  | 10 kV | _ | LV | 200 kVA :Pole Substation | 0.2 | --> | 0.2 | 0.108 | 12.6 |  | --> | 0.19 | 0 | 0 | 0.177 | 0 |  | --> | C12 ex MONREAD | Monread [T101,T102] | MONREAD |  | 53.2244 | -6.6538
160026 | MV/LV Substation FO***026 |  | 10 kV | _ | LV | 150 kVA :Pole Substation | 0.15 | --> | 0.15 | 0 | 0 | Constrained, otherwise capacity available =29 kVA | --> | 0.142 | 0 | 0.015 | 0 | 0 | Constrained, otherwise capacity available =114 kW | --> | C15 ex PORTARLINGTON | Portarlington [T41,T42] | PORTLAOISE |  | 53.1598 | -7.1907
154014Z | MV/LV Substation RU***014Z |  | 10 kV | _ | LV | 400 kVA :Kiosk Substation | 0.4 | --> | 0.4 | 0 | 0 | Constrained, otherwise capacity available =293 kVA | --> | 0.38 | 0 | 0.012 | 0.356 | 0 |  | --> | C11 ex MACETOWN | Macetown [T101,T102] | MACETOWN |  | 53.3993 | -6.4227
377498X | MV/LV Substation KI***498X |  | 20 kV | _ | LV | 100 kVA :Pole Substation | 0.1 | --> | 0.1 | 0 | 0 | Constrained, otherwise capacity available =88 kVA | --> | 0.095 | 0 | 0.005 | 0 | 0 | Constrained, otherwise capacity available =90 kW | --> | E12 ex GURRANEBANE | Gurranebane [T421,T422] | OUGHTRAGH |  | 52.0515 | -9.9455
0684718 | MV/LV Substation BL***4718 |  | 10 kV | _ | LV | 1000 kVA :Building Structure | 1 | --> | 1 | 0.5 | 4.6 |  | --> | 0.95 | 0 | 0 | 0.5 | 0 |  | --> | C11 ex KINGSBRIDGE | Kingsbridge [T41,T42] | INCHICORE 220KV |  | 53.3564 | -6.2952
144017 | MV/LV Substation DO***017 |  | 10 kV | _ | LV | 100 kVA :Pole Substation | 0.1 | --> | 0.1 | 0 | 0 | Constrained, otherwise capacity available =81 kVA | --> | 0.095 | 0 | 0 | 0 | 0 | Constrained, otherwise capacity available =92 kW | --> | C16 ex CASTLECOMER | Castlecomer [T41,T42] | BALLYRAGGET |  | 52.7983 | -7.215
288045 | MV/LV Substation LU***045 |  | 10 kV | _ | LV | 400 kVA :Kiosk Substation | 0.4 | --> | 0.4 | 0 | 0 | Constrained, otherwise capacity available =291 kVA | --> | 0.38 | 0 | 0.037 | 0.337 | 0 |  | --> | C19 ex SANDYFORD | Sandyford [T41,T42] | CARRICKMINES |  | 53.28 | -6.2527
055002 | MV/LV Substation CA***002 |  | 10 kV | _ | LV | 400 kVA :Building Structure | 0.4 | --> | 0.4 | 0 | 0 | Constrained, otherwise capacity available =244 kVA | --> | 0.38 | 0 | 0.01 | 0 | 0 | Constrained, otherwise capacity available =351 kW | --> | C13 ex ROSCREA | Roscrea [T41,T42] | IKERRIN |  | 52.9532 | -7.7979
066333Z | MV/LV Substation MI***333Z |  | 20 kV | _ | LV | 200 kVA :Kiosk Substation | 0.2 | --> | 0.2 | 0 | 0 | Constrained, otherwise capacity available =150 kVA | --> | 0.19 | 0 | 0.006 | 0 | 0 | Constrained, otherwise capacity available =179 kW | --> | E16 ex ASHBOURNE | Ashbourne [T421,T422] | FINGLAS |  | 53.5115 | -6.3931
154227Z | MV/LV Substation AS***227Z |  | 10 kV | _ | LV | 200 kVA :Kiosk Substation | 0.2 | --> | 0.2 | 0 | 0 | Constrained, otherwise capacity available =111 kVA | --> | 0.19 | 0 | 0.028 | 0 | 0 | Constrained, otherwise capacity available =157 kW | --> | C14 ex COOLMINE | Coolmine [T41,T42] | FINGLAS |  | 53.3841 | -6.408
165208 | MV/LV Substation FE***208 |  | 10 kV | _ | LV | 50 kVA :Pole Substation | 0.05 | --> | 0.05 | 0 | 0 | Constrained, otherwise capacity available =46 kVA | --> | 0.048 | 0 | 0 | 0 | 0 | Constrained, otherwise capacity available =47 kW | --> | C14 ex CLONAKILTY | Clonakilty [T41,T42] | DUNMANWAY |  | 51.6275 | -8.9136
1494095 | MV/LV Substation SU***4095 |  | 10 kV | _ | LV | 630 kVA :Building Structure | 0.63 | --> | 0.63 | 0 | 0 | Constrained, otherwise capacity available =484 kVA | --> | 0.598 | 0 | 0 | 0 | 0 | Constrained, otherwise capacity available =578 kW | --> | C11 ex DONEGAL | Donegal [T41,T42] | CATHALEENS FALL |  | 54.659 | -8.0889
0214290 | MV/LV Substation AR***4290 |  | 20 kV | _ | LV | 400 kVA :Kiosk Substation | 0.4 | --> | 0.4 | 0 | 0 | Constrained, otherwise capacity available =400 kVA | --> | 0.38 | 0 | 0 | 0 | 0 | Constrained, otherwise capacity available =380 kW | --> | E18 ex CURRALEIGH | Curraleigh [T421,T422] | KILBARRY |  | 51.9114 | -8.5664
021426Z | MV/LV Substation BL***426Z |  | 10 kV | _ | LV | 100 kVA :Pole Substation | 0.1 | --> | 0.1 | 0 | 0 | Constrained, otherwise capacity available =99 kVA | --> | 0.095 | 0 | 0 | 0.095 | 0 |  | --> | C15 ex RIVERSTOWN | Riverstown [T41,T42] | KILBARRY |  | 51.9301 | -8.3666
055575Y | MV/LV Substation RA***575Y |  | 10 kV | _ | LV | 200 kVA :Kiosk Substation | 0.2 | --> | 0.2 | 0.167 | 0.18 |  | --> | 0.19 | 0 | 0.013 | 0 | 0 | Constrained, otherwise capacity available =176 kW | --> | C16 ex TOOMEVARA | Toomevara [T42] | NENAGH |  | 52.8811 | -7.9598
1924106 | MV/LV Substation EU***4106 |  | 10 kV | _ | LV | 630 kVA :Building Structure | 0.63 | --> | 0.63 | 0.42 | 1.56 |  | --> | 0.598 | 0 | 0 | 0 | 0 | Constrained, otherwise capacity available =569 kW | --> | C14 ex DERRYBEG | Derrybeg [T41,T42] | ARDNAGAPPARY |  | 55.0644 | -8.2873
015685Z | MV/LV Substation MA***685Z |  | 10 kV | _ | LV | 200 kVA :Kiosk Substation | 0.2 | --> | 0.2 | 0.198 | 12.6 |  | --> | 0.19 | 0 | 0 | 0.19 | 0 |  | --> | C12 ex MONREAD | Monread [T101,T102] | MONREAD |  | 53.2302 | -6.6475
165984X | MV/LV Substation DU***984X |  | 10 kV | _ | LV | 630 kVA :Building Structure | 0.63 | --> | 0.63 | 0 | 0 | Constrained, otherwise capacity available =486 kVA | --> | 0.598 | 0 | 0 | 0 | 0 | Constrained, otherwise capacity available =578 kW | --> | C15 ex CLONAKILTY | Clonakilty [T41,T42] | DUNMANWAY |  | 51.6213 | -8.9046
067021Y | MV/LV Substation HU***021Y |  | 10 kV | _ | LV | 400 kVA :Kiosk Substation | 0.4 | --> | 0.4 | 0 | 0 | Constrained, otherwise capacity available =254 kVA | --> | 0.38 | 0 | 0.046 | 0.326 | 0 |  | --> | C16 ex BALLINACURRA | Ballinacurra [T41,T42] | LIMERICK |  | 52.6322 | -8.6401
161902X | MV/LV Substation AN***902X |  | 20 kV | _ | LV | 400 kVA :Kiosk Substation | 0.4 | --> | 0.4 | 0.333 | 11.03 |  | --> | 0.38 | 0 | 0.005 | 0.367 | 0 |  | --> | C27 ex SALTHILL | Salthill [T101,T102] | SALTHILL |  | 53.3368 | -9.1843
014590 | MV/LV Substation CL***590 |  | 10 kV | _ | LV | 100 kVA :Pole Substation | 0.1 | --> | 0.1 | 0 | 0 | Constrained, otherwise capacity available =90 kVA | --> | 0.095 | 0 | 0.006 | 0 | 0 | Constrained, otherwise capacity available =89 kW | --> | C19 ex KILDARE | Kildare [T41,T42] | NEWBRIDGE |  | 53.1973 | -7.0357
127784Y | MV/LV Substation AL***784Y |  | 10 kV | _ | LV | 400 kVA :Kiosk Substation | 0.4 | --> | 0.4 | 0 | 0 | Constrained, otherwise capacity available =333 kVA | --> | 0.38 | 0 | 0.024 | 0 | 0 | Constrained, otherwise capacity available =353 kW | --> | C15 ex LOUGHTAGALLA | Loughtagalla [T41,T42] | THURLES |  | 52.6799 | -7.8013
139356Y | MV/LV Substation GR***356Y |  | 10 kV | _ | LV | 100 kVA :Pole Substation | 0.1 | --> | 0.1 | 0.077 | 4 |  | --> | 0.095 | 0 | 0 | 0 | 0 | Constrained, otherwise capacity available =92 kW | --> | C17 ex BALLYJAMESDUFF | Ballyjamesduff [T41,T42] | SHANKILL |  | 53.8904 | -7.2888
154277Z | MV/LV Substation EB***277Z |  | 10 kV | _ | LV | 630 kVA :Building Structure | 0.63 | --> | 0.63 | 0 | 0 | Constrained, otherwise capacity available =449 kVA | --> | 0.598 | 0 | 0 | 0.5 | 0 |  | --> | C39 ex COLLEGE PARK | College Park [T101,T102,T103] | COLLEGE PARK |  | 53.4112 | -6.3734
046006 | MV/LV Substation CL***006 |  | 10 kV | _ | LV | 400 kVA :Building Structure | 0.4 | --> | 0.4 | 0 | 0 | Constrained, otherwise capacity available =178 kVA | --> | 0.38 | 0 | 0.07 | 0.297 | 0 |  | --> | C12 ex CRANMORE | Cranmore [T41,T42] | SLIGO |  | 54.2647 | -8.468
023819Y | MV/LV Substation KI***819Y |  | 20 kV | _ | LV | 50 kVA :Pole Substation | 0.05 | --> | 0.05 | 0 | 0 | Constrained, otherwise capacity available =29 kVA | --> | 0.048 | 0 | 0 | 0 | 0 | Constrained, otherwise capacity available =45 kW | --> | E12 ex CASTLELYONS | Castlelyons [T421,T422] | BARRYMORE |  | 52.059 | -8.2765
2884019 | MV/LV Substation PO***4019 |  | 10 kV | _ | LV | 200 kVA :Kiosk Substation | 0.2 | --> | 0.2 | 0.158 | 2.36 |  | --> | 0.19 | 0 | 0.011 | 0.176 | 0 |  | --> | C11 ex BRAY | Bray [T41,T42] | FASSAROE |  | 53.1884 | -6.168
095114X | MV/LV Substation GE***114X |  | 10 kV | _ | LV | 200 kVA :Pole Substation | 0.2 | --> | 0.2 | 0.197 | 0.7 |  | --> | 0.19 | 0 | 0 | 0 | 0 | Constrained, otherwise capacity available =190 kW | --> | C11 ex KILRUSH | Kilrush [T41,T42] | TULLABRACK |  | 52.6428 | -9.473
059475Y | MV/LV Substation SH***475Y |  | 10 kV | _ | LV | 100 kVA :Pole Substation | 0.1 | --> | 0.1 | 0 | 0 | Constrained, otherwise capacity available =100 kVA | --> | 0.095 | 0 | 0 | 0 | 0 | Constrained, otherwise capacity available =95 kW | --> | C20 ex CAVAN | Cavan [T42,T421] | SHANKILL |  | 53.9996 | -7.3125
029514 | MV/LV Substation BA***514 |  | 20 kV | _ | LV | 50 kVA :Pole Substation | 0.05 | --> | 0.05 | 0 | 0 | Constrained, otherwise capacity available =48 kVA | --> | 0.048 | 0 | 0 | 0 | 0 | Constrained, otherwise capacity available =47 kW | --> | C13 ex CLOYNE | Cloyne [T41] | MIDLETON |  | 51.8284 | -8.0858
120382 | MV/LV Substation CL***382 |  | 20 kV | _ | LV | 50 kVA :Pole Substation | 0.05 | --> | 0.05 | 0 | 0 | Constrained, otherwise capacity available =45 kVA | --> | 0.048 | 0 | 0 | 0 | 0 | Constrained, otherwise capacity available =47 kW | --> | E20 ex EDENDERRY | Edenderry [T421,T422] | BLAKE |  | 53.3306 | -7.1749
220004 | MV/LV Substation GO***004 |  | 10 kV | _ | LV | 100 kVA :Pole Substation | 0.1 | --> | 0.1 | 0.061 | 1.36 |  | --> | 0.095 | 0 | 0 | 0 | 0 | Constrained, otherwise capacity available =90 kW | --> | C15 ex CROSSMOLINA | Crossmolina [T41,T42] | MOY |  | 54.0977 | -9.3005
122567 | MV/LV Substation BA***567 |  | 10 kV | _ | LV | 630 kVA :Building Structure | 0.63 | --> | 0.63 | 0.5 | 4.18 |  | --> | 0.598 | 0 | 0 | 0 | 0 | Constrained, otherwise capacity available =597 kW | --> | C17 ex KINGSCOURT | Kingscourt [T41,T42] | MEATH HILL |  | 53.9027 | -6.7291
154244Z | MV/LV Substation RA***244Z |  | 10 kV | _ | LV | 400 kVA :Kiosk Substation | 0.4 | --> | 0.4 | 0 | 0 | Constrained, otherwise capacity available =278 kVA | --> | 0.38 | 0 | 0.044 | 0.33 | 0 |  | --> | C11 ex MACETOWN | Macetown [T101,T102] | MACETOWN |  | 53.3953 | -6.4276
081436Z | MV/LV Substation HA***436Z |  | 10 kV | _ | LV | 200 kVA :Kiosk Substation | 0.2 | --> | 0.2 | 0 | 0 | Constrained, otherwise capacity available =133 kVA | --> | 0.19 | 0 | 0 | 0 | 0 | Constrained, otherwise capacity available =181 kW | --> | C18 ex CELBRIDGE | Celbridge [T41,T42] | GRIFFINRATH |  | 53.3334 | -6.5323
368013 | MV/LV Substation MI***013 |  | 10 kV | _ | LV | 100 kVA :Pole Substation | 0.1 | --> | 0.1 | 0 | 0 | Constrained, otherwise capacity available =60 kVA | --> | 0.095 | 0 | 0 | 0 | 0 | Constrained, otherwise capacity available =89 kW | --> | C17 ex BALLYHAUNIS | Ballyhaunis [T41,T42] | DALTON |  | 53.7601 | -8.7706
0654226 | MV/LV Substation TA***4226 |  | 20 kV | _ | LV | 630 kVA :Kiosk Substation | 0.63 | --> | 0.63 | 0 | 0 | Constrained, otherwise capacity available =602 kVA | --> | 0.598 | 0 | 0.037 | 0.5 | 0 |  | --> | C26 ex STEPHENSTOWN | Stephenstown [T101,T102] | FINGLAS |  | 53.6097 | -6.2121
0694123 | MV/LV Substation BA***4123 |  | 10 kV | _ | LV | 630 kVA :Building Structure | 0.63 | --> | 0.63 | 0 | 0 | Constrained, otherwise capacity available =611 kVA | --> | 0.598 | 0 | 0.04 | 0.5 | 0 |  | --> | C12 ex BALLYBODEN | Ballyboden [T41,T42] | COOKSTOWN |  | 53.2801 | -6.2947
029405Y | MV/LV Substation TH***405Y |  | 20 kV | _ | LV | 200 kVA :Kiosk Substation | 0.2 | --> | 0.2 | 0 | 0 | Constrained, otherwise capacity available =166 kVA | --> | 0.19 | 0 | 0.005 | 0 | 0 | Constrained, otherwise capacity available =182 kW | --> | E20 ex FOXHOLE | Foxhole [T421,T422] | DUNGARVAN |  | 51.9337 | -8.0553
590864X | MV/LV Substation IN***864X |  | 20 kV | _ | LV | 50 kVA :Pole Substation | 0.05 | --> | 0.05 | 0.05 | 1.43 |  | --> | 0.048 | 0 | 0 | 0 | 0 | Constrained, otherwise capacity available =48 kW | --> | E16 ex CONG | Cong [T421,T422] | CLOON |  | 53.5836 | -9.3181
2884216 | MV/LV Substation CO***4216 |  | 10 kV | _ | LV | 630 kVA :Kiosk Substation | 0.63 | --> | 0.63 | 0.5 | 1.16 |  | --> | 0.598 | 0 | 0 | 0.5 | 0 |  | --> | C17 ex BREWERY ROAD | Brewery Road [T41,T42] | CARRICKMINES |  | 53.279 | -6.2156
3654037 | MV/LV Substation WE***4037 |  | 10 kV | _ | LV | 630 kVA :Building Structure | 0.63 | --> | 0.63 | 0 | 0 | Constrained, otherwise capacity available =630 kVA | --> | 0.598 | 0 | 0 | 0.5 | 0 |  | --> | C12 ex TYMON | Tymon [T41,T42] | COOKSTOWN |  | 53.3102 | -6.3578
025518Y | MV/LV Substation NU***518Y |  | 10 kV | _ | LV | 50 kVA :Pole Substation | 0.05 | --> | 0.05 | 0.04 | 1.93 |  | --> | 0.048 | 0 | 0 | 0 | 0 | Constrained, otherwise capacity available =46 kW | --> | C17 ex MILFORD (MWR) | Milford (mwr) [T41] | CHARLEVILLE |  | 52.349 | -8.974
038003 | MV/LV Substation GO***003 |  | 10 kV | _ | LV | 50 kVA :Pole Substation | 0.05 | --> | 0.05 | 0 | 0 | Constrained, otherwise capacity available =38 kVA | --> | 0.048 | 0 | 0 | 0 | 0 | Constrained, otherwise capacity available =46 kW | --> | C16 ex GORT | Gort [T41,T42] | ENNIS |  | 53.06 | -8.822
009231Y | MV/LV Substation TH***231Y |  | 10 kV | _ | LV | 200 kVA :Kiosk Substation | 0.2 | --> | 0.2 | 0 | 0 | Constrained, otherwise capacity available =188 kVA | --> | 0.19 | 0 | 0 | 0 | 0 | Constrained, otherwise capacity available =188 kW | --> | C12 ex GRANGE (SR) | Grange (sr) [T41,T42] | BUTLERSTOWN |  | 52.2412 | -7.1137
056973X | MV/LV Substation ME***973X |  | 10 kV | _ | LV | 100 kVA :Pole Substation | 0.1 | --> | 0.1 | 0.082 | 0.89 |  | --> | 0.095 | 0 | 0 | 0 | 0 | Constrained, otherwise capacity available =93 kW | --> | C19 ex BIRR | Birr [T41,T422] | DALLOW |  | 53.0995 | -7.903
030184X | MV/LV Substation AR***184X |  | 20 kV | _ | LV | 400 kVA :Kiosk Substation | 0.4 | --> | 0.4 | 0 | 0 | Constrained, otherwise capacity available =314 kVA | --> | 0.38 | 0 | 0.025 | 0 | 0 | Constrained, otherwise capacity available =350 kW | --> | E17 ex FOXHOLE | Foxhole [T421,T422] | DUNGARVAN |  | 51.9437 | -7.8625
034419X | MV/LV Substation CO***419X |  | 20 kV | _ | LV | 200 kVA :Pole Substation | 0.2 | --> | 0.2 | 0.2 | 0.57 |  | --> | 0.19 | 0 | 0 | 0 | 0 | Constrained, otherwise capacity available =190 kW | --> | E23 ex LAWLESSTOWN | Lawlesstown [T42,T421] | DOON |  | 52.3467 | -7.7968
056059Y | MV/LV Substation CO***059Y |  | 20 kV | _ | LV | 50 kVA :Pole Substation | 0.05 | --> | 0.05 | 0.044 | 0.89 |  | --> | 0.048 | 0 | 0 | 0 | 0 | Constrained, otherwise capacity available =47 kW | --> | E18 ex BIRR | Birr [T41,T422] | DALLOW |  | 53.0353 | -8.0747
0634208 | MV/LV Substation NE***4208 |  | 10 kV | _ | LV | 50 kVA :Pole Substation | 0.05 | --> | 0.05 | 0 | 0 | Constrained, otherwise capacity available =49 kVA | --> | 0.048 | 0 | 0.025 | 0 | 0 | Constrained, otherwise capacity available =29 kW | --> | C15 ex STICKILLEN | Stickillen [T41,T42] | DRYBRIDGE |  | 53.8166 | -6.5874
010268 | MV/LV Substation PO***268 |  | 10 kV | _ | LV | 50 kVA :Pole Substation | 0.05 | --> | 0.05 | 0 | 0 | Constrained, otherwise capacity available =6 kVA | --> | 0.048 | 0 | 0 | 0 | 0 | Constrained, otherwise capacity available =41 kW | --> | E11 ex KNOCKMULLEN | Knockmullen [T42,T421] | GREAT ISLAND |  | 52.4674 | -6.9033
007936Z | MV/LV Substation DA***936Z |  | 20 kV | _ | LV | 200 kVA :Pole Substation | 0.2 | --> | 0.2 | 0.172 | 0.2 |  | --> | 0.19 | 0 | 0.03 | 0 | 0 | Constrained, otherwise capacity available =164 kW | --> | E15 ex BEALISTOWN | Bealistown [T421,T422] | GREAT ISLAND |  | 52.2448 | -6.7319
2814172 | MV/LV Substation N.***4172 |  | 10 kV | _ | LV | 50 kVA :Pole Substation | 0.05 | --> | 0.05 | 0.05 | 10.79 |  | --> | 0.048 | 0 | 0 | 0.048 | 0 |  | --> | C12 ex FACTORY CROSS | Factory Cross [T41,T42] | BARNAHELY |  | 51.8239 | -8.3229
156283Z | MV/LV Substation LA***283Z |  | 10 kV | _ | LV | 630 kVA :Kiosk Substation | 0.63 | --> | 0.63 | 0.5 | 2.47 |  | --> | 0.598 | 0 | 0.016 | 0 | 0 | Constrained, otherwise capacity available =575 kW | --> | E21 ex TELAYDON | Telaydon [T42,T421] | LISDRUM |  | 54.2446 | -6.9477
365015 | MV/LV Substation DE***015 |  | 10 kV | _ | LV | 630 kVA :Kiosk Substation | 0.63 | --> | 0.63 | 0.5 | 13.91 |  | --> | 0.598 | 0 | 0.004 | 0.5 | 0 |  | --> | C20 ex COOKSTOWN | Cookstown [T101,T102] | CARRICKMINES |  | 53.2691 | -6.3736
052887Z | MV/LV Substation HI***887Z |  | 20 kV | _ | LV | 630 kVA :Building Structure | 0.63 | --> | 0.63 | 0 | 0 | Constrained, otherwise capacity available =437 kVA | --> | 0.598 | 0 | 0.003 | 0 | 0 | Constrained, otherwise capacity available =569 kW | --> | E19 ex EDENDERRY | Edenderry [T421,T422] | BLAKE |  | 53.4553 | -7.0997
276717 | MV/LV Substation GA***717 |  | 10 kV | _ | LV | 50 kVA :Pole Substation | 0.05 | --> | 0.05 | 0.045 | 0.76 |  | --> | 0.048 | 0 | 0 | 0 | 0 | Constrained, otherwise capacity available =47 kW | --> | C12 ex WOODFORD | Woodford [T41,T42] | KNOCKEARAGH |  | 52.0511 | -9.4124
014755 | MV/LV Substation GI***755 |  | 20 kV | _ | LV | 50 kVA :Pole Substation | 0.05 | --> | 0.05 | 0.039 | 0.63 |  | --> | 0.048 | 0 | 0 | 0 | 0 | Constrained, otherwise capacity available =46 kW | --> | E11 ex KILCULLEN | Kilcullen [T41,T42,T424] | STRATFORD |  | 53.1111 | -6.7364
2504146 | MV/LV Substation KI***4146 |  | 10 kV | _ | LV | 100 kVA :Pole Substation | 0.1 | --> | 0.1 | 0.093 | 1.26 |  | --> | 0.095 | 0 | 0 | 0 | 0 | Constrained, otherwise capacity available =94 kW | --> | C27 ex BALLYCROSSAUN | Ballycrossaun [T421,T422] | SOMERSET |  | 53.1604 | -8.2494
015102 | MV/LV Substation JI***102 |  | 10 kV | _ | LV | 400 kVA :Kiosk Substation | 0.4 | --> | 0.4 | 0.291 | 12.6 |  | --> | 0.38 | 0 | 0.049 | 0.329 | 0 |  | --> | C22 ex MONREAD | Monread [T101,T102] | MONREAD |  | 53.2156 | -6.6783
0934187 | MV/LV Substation WA***4187 |  | 10 kV | _ | LV | 630 kVA :Kiosk Substation | 0.63 | --> | 0.63 | 0 | 0 | Constrained, otherwise capacity available =630 kVA | --> | 0.598 | 0 | 0 | 0.5 | 0 |  | --> | C28 ex KILMORE | Kilmore [T101,T102,T103] | FINGLAS |  | 53.4073 | -6.1846
007075 | MV/LV Substation WH***075 |  | 10 kV | _ | LV | 630 kVA :Building Structure | 0.63 | --> | 0.63 | 0 | 0.14 |  | --> | 0.598 | 0 | 0.066 | 0 | 0 | Constrained, otherwise capacity available =440 kW | --> | C12 ex CARRIGLAWN | Carriglawn [T41,T42] | WEXFORD |  | 52.3399 | -6.4632
066864 | MV/LV Substation RO***864 |  | 20 kV | _ | LV | 200 kVA :Pole Substation | 0.2 | --> | 0.2 | 0 | 0 | Constrained, otherwise capacity available =130 kVA | --> | 0.19 | 0 | 0 | 0 | 0 | Constrained, otherwise capacity available =180 kW | --> | E21 ex ASHBOURNE | Ashbourne [T421,T422] | FINGLAS |  | 53.4878 | -6.3026
006054Y | MV/LV Substation TH***054Y |  | 10 kV | _ | LV | 200 kVA :Kiosk Substation | 0.2 | --> | 0.2 | 0.11 | 3.12 |  | --> | 0.19 | 0 | 0.02 | 0 | 0 | Constrained, otherwise capacity available =162 kW | --> | C11 ex BELLFIELD | Bellfield [T41,T42] | CRANE |  | 52.5049 | -6.5828
001073X | MV/LV Substation RO***073X |  | 10 kV | _ | LV | 400 kVA :Building Structure | 0.4 | --> | 0.4 | 0.308 | 1.16 |  | --> | 0.38 | 0 | 0 | 0.367 | 0 |  | --> | C22 ex MOUNT MERRION | Mount Merrion [T41,T42] | CARRICKMINES |  | 53.2992 | -6.22
081513Z | MV/LV Substation HA***513Z |  | 10 kV | _ | LV | 400 kVA :Kiosk Substation | 0.4 | --> | 0.4 | 0 | 0 | Constrained, otherwise capacity available =380 kVA | --> | 0.38 | 0 | 0.005 | 0 | 0 | Constrained, otherwise capacity available =374 kW | --> | C15 ex LEIXLIP | Leixlip [T41,T42] | GRIFFINRATH |  | 53.3543 | -6.4755
281871X | MV/LV Substation CA***871X |  | 10 kV | _ | LV | 200 kVA :Pole Substation | 0.2 | --> | 0.2 | 0 | 0 | Constrained, otherwise capacity available =150 kVA | --> | 0.19 | 0 | 0.005 | 0 | 0 | Constrained, otherwise capacity available =179 kW | --> | C15 ex CARRIGALINE | Carrigaline [T41,T42] | BARNAHELY |  | 51.8162 | -8.3773
0554052 | MV/LV Substation PI***4052 |  | 10 kV | _ | LV | 50 kVA :Pole Substation | 0.05 | --> | 0.05 | 0 | 0 | Constrained, otherwise capacity available =47 kVA | --> | 0.048 | 0 | 0 | 0 | 0 | Constrained, otherwise capacity available =47 kW | --> | C19 ex ROSCREA | Roscrea [T41,T42] | IKERRIN |  | 52.9437 | -7.8174
011997Y | MV/LV Substation SI***997Y |  | 10 kV | _ | LV | 400 kVA :Kiosk Substation | 0.4 | --> | 0.4 | 0.377 | 2.8 |  | --> | 0.38 | 0 | 0 | 0 | 0 | Constrained, otherwise capacity available =377 kW | --> | C13 ex PURCELLS INCH | Purcells Inch [T41,T42] | KILKENNY |  | 52.6365 | -7.2382
137175 | MV/LV Substation AG***175 |  | 10 kV | _ | LV | 50 kVA :Pole Substation | 0.05 | --> | 0.05 | 0.048 | 3.74 |  | --> | 0.048 | 0 | 0 | 0 | 0 | Constrained, otherwise capacity available =47 kW | --> | C12 ex KILFLYNN | Kilflynn [T41,T42] | TRALEE |  | 52.4058 | -9.6648
152570X | MV/LV Substation SH***570X |  | 20 kV | _ | LV | 50 kVA :Pole Substation | 0.05 | --> | 0.05 | 0 | 0 | Constrained, otherwise capacity available =50 kVA | --> | 0.048 | 0 | 0 | 0 | 0 | Constrained, otherwise capacity available =48 kW | --> | E31 ex CAPPAMORE | Cappamore [T41,T42] | ARDNACRUSHA |  | 52.6675 | -8.2315
252605X | MV/LV Substation MI***605X |  | 20 kV | _ | LV | 50 kVA :Pole Substation | 0.05 | --> | 0.05 | 0.015 | 1.32 |  | --> | 0.048 | 0 | 0.009 | 0.036 | 0 |  | --> | C24 ex CLIFDEN | Clifden [T41,T42] | SCREEB |  | 53.6162 | -10.1991
127095 | MV/LV Substation AR***095 |  | 20 kV | _ | LV | 50 kVA :Pole Substation | 0.05 | --> | 0.05 | 0.047 | 5.89 |  | --> | 0.048 | 0 | 0 | 0 | 0 | Constrained, otherwise capacity available =47 kW | --> | C14 ex CASHEL | Cashel [T41,T42] | CAHIR |  | 52.5715 | -7.9084
033496X | MV/LV Substation DO***496X |  | 10 kV | _ | LV | 400 kVA :Kiosk Substation | 0.4 | --> | 0.4 | 0 | 0 | Constrained, otherwise capacity available =290 kVA | --> | 0.38 | 0 | 0 | 0 | 0 | Constrained, otherwise capacity available =365 kW | --> | C18 ex BALLYHALE | Ballyhale [T42,T421] | KILKENNY |  | 52.4543 | -7.2514
082810X | MV/LV Substation KI***810X |  | 10 kV | _ | LV | 200 kVA :Pole Substation | 0.2 | --> | 0.2 | 0.182 | 2.01 |  | --> | 0.19 | 0 | 0 | 0 | 0 | Constrained, otherwise capacity available =188 kW | --> | C12 ex ABBEYLAND | Abbeyland [T41,T42] | NAVAN |  | 53.6807 | -6.675
044402 | MV/LV Substation ST***402 |  | 20 kV | _ | LV | 100 kVA :Pole Substation | 0.1 | --> | 0.1 | 0.081 | 2.33 |  | --> | 0.095 | 0 | 0.011 | 0 | 0 | Constrained, otherwise capacity available =84 kW | --> | E13 ex MOY | Moy [T421,T422] | MOY |  | 53.983 | -9.1293
034142 | MV/LV Substation WH***142 |  | 10 kV | _ | LV | 100 kVA :Pole Substation | 0.1 | --> | 0.1 | 0.059 | 0.57 |  | --> | 0.095 | 0 | 0.015 | 0 | 0 | Constrained, otherwise capacity available =78 kW | --> | C16 ex LAWLESSTOWN | Lawlesstown [T42,T421] | DOON |  | 52.3578 | -7.7315
1564104 | MV/LV Substation ST***4104 |  | 10 kV | _ | LV | 50 kVA :Pole Substation | 0.05 | --> | 0.05 | 0.05 | 2.47 |  | --> | 0.048 | 0 | 0 | 0 | 0 | Constrained, otherwise capacity available =48 kW | --> | C12 ex TELAYDON | Telaydon [T42,T421] | LISDRUM |  | 54.2803 | -6.9451
0194167 | MV/LV Substation BE***4167 |  | 10 kV | _ | LV | 630 kVA :Kiosk Substation | 0.63 | --> | 0.63 | 0.5 | 1.54 |  | --> | 0.598 | 0 | 0.005 | 0 | 0 | Constrained, otherwise capacity available =594 kW | --> | C22 ex BALLYARD | Ballyard [T41,T42] | TRALEE |  | 52.2594 | -9.7089
0664127 | MV/LV Substation KI***4127 |  | 10 kV | _ | LV | 400 kVA :Building Structure | 0.4 | --> | 0.4 | 0 | 0 | Constrained, otherwise capacity available =120 kVA | --> | 0.38 | 0 | 0 | 0 | 0 | Constrained, otherwise capacity available =355 kW | --> | E11 ex ASHBOURNE | Ashbourne [T421,T422] | FINGLAS |  | 53.4474 | -6.2817
132259Y | MV/LV Substation TY***259Y |  | 20 kV | _ | LV | 50 kVA :Pole Substation | 0.05 | --> | 0.05 | 0.038 | 1.62 |  | --> | 0.048 | 0 | 0.021 | 0 | 0 | Constrained, otherwise capacity available =30 kW | --> | C17 ex CURRA | Curra [T41] | SOMERSET |  | 53.1516 | -8.3775
001830 | MV/LV Substation ST***830 |  | 10 kV | _ | LV | 630 kVA :Building Structure | 0.63 | --> | 0.63 | 0.36 | 0.86 |  | --> | 0.598 | 0 | 0 | 0.5 | 0 |  | --> | C21 ex BELFIELD | Belfield [T41,T42] | BLACKROCK |  | 53.3026 | -6.2169
293686X | MV/LV Substation GO***686X |  | 20 kV | _ | LV | 50 kVA :Pole Substation | 0.05 | --> | 0.05 | 0 | 0 | Constrained, otherwise capacity available =48 kVA | --> | 0.048 | 0 | 0.005 | 0 | 0 | Constrained, otherwise capacity available =44 kW | --> | E12 ex BALTINGLASS | Baltinglass [T421,T422] | STRATFORD |  | 52.9794 | -6.7107
365066 | MV/LV Substation HU***066 |  | 10 kV | _ | LV | 630 kVA :Kiosk Substation | 0.63 | --> | 0.63 | 0 | 0 | Constrained, otherwise capacity available =453 kVA | --> | 0.598 | 0 | 0.013 | 0.5 | 0 |  | --> | C22 ex OLDBAWN | Oldbawn [T41,T42] | COOKSTOWN |  | 53.2698 | -6.3292
081546Z | MV/LV Substation CE***546Z |  | 10 kV | _ | LV | 200 kVA :Kiosk Substation | 0.2 | --> | 0.2 | 0 | 0 | Constrained, otherwise capacity available =199 kVA | --> | 0.19 | 0 | 0 | 0 | 0 | Constrained, otherwise capacity available =190 kW | --> | C18 ex CELBRIDGE | Celbridge [T41,T42] | GRIFFINRATH |  | 53.3318 | -6.5256
060776X | MV/LV Substation DU***776X |  | 10 kV | _ | LV | 50 kVA :Pole Substation | 0.05 | --> | 0.05 | 0.036 | 2.57 |  | --> | 0.048 | 0 | 0 | 0 | 0 | Constrained, otherwise capacity available =46 kW | --> | C19 ex ERRIGAL | Errigal [T41,T422] | SHANKILL |  | 54.0647 | -7.0501
1164235 | MV/LV Substation RO***4235 |  | 20 kV | _ | LV | 50 kVA :Pole Substation | 0.05 | --> | 0.05 | 0.05 | 8.1 |  | --> | 0.048 | 0 | 0 | 0 | 0 | Constrained, otherwise capacity available =48 kW | --> | E16 ex WESTPORT | Westport [T421,T422] | CASTLEBAR |  | 53.794 | -9.5545
0294411 | MV/LV Substation LA***4411 |  | 10 kV | _ | LV | 630 kVA :Kiosk Substation | 0.63 | --> | 0.63 | 0 | 0 | Constrained, otherwise capacity available =630 kVA | --> | 0.598 | 0 | 0 | 0 | 0 | Constrained, otherwise capacity available =598 kW | --> | C17 ex CARRIGSHANE | Carrigshane [T41] | MIDLETON |  | 51.904 | -8.1618
365334 | MV/LV Substation RA***334 |  | 10 kV | _ | LV | 50 kVA :Pole Substation | 0.05 | --> | 0.05 | 0 | 0 | Constrained, otherwise capacity available =35 kVA | --> | 0.048 | 0 | 0 | 0.045 | 0 |  | --> | C15 ex SAGGART | Saggart [T41,T42] | GRANGE CASTLE |  | 53.2406 | -6.447
0134081 | MV/LV Substation CO***4081 |  | 20 kV | _ | LV | 50 kVA :Pole Substation | 0.05 | --> | 0.05 | 0.04 | 0.12 |  | --> | 0.048 | 0 | 0 | 0.046 | 0 |  | --> | E64 ex ATHY | Athy [T101,T102] | ATHY |  | 53.0019 | -7.0318
365044 | MV/LV Substation MO***044 |  | 10 kV | _ | LV | 630 kVA :Kiosk Substation | 0.63 | --> | 0.63 | 0 | 0 | Constrained, otherwise capacity available =533 kVA | --> | 0.598 | 0 | 0 | 0.5 | 0 |  | --> | C18 ex WHITESTOWN | Whitestown [T41,T42] | COOKSTOWN |  | 53.2769 | -6.3792
167239Z | MV/LV Substation HA***239Z |  | 20 kV | _ | LV | 50 kVA :Pole Substation | 0.05 | --> | 0.05 | 0 | 0 | Constrained, otherwise capacity available =34 kVA | --> | 0.048 | 0 | 0 | 0 | 0 | Constrained, otherwise capacity available =45 kW | --> | E11 ex WHITECHURCH | Whitechurch [T421,T422] | KILBARRY |  | 52.0163 | -8.589
210743Y | MV/LV Substation RO***743Y |  | 10 kV | _ | LV | 100 kVA :Pole Substation | 0.1 | --> | 0.1 | 0 | 0 | Constrained, otherwise capacity available =85 kVA | --> | 0.095 | 0 | 0.016 | 0 | 0 | Constrained, otherwise capacity available =81 kW | --> | C21 ex CARRICKMACROSS | Carrickmacross [T41,T42] | MEATH HILL |  | 53.9763 | -6.7321
196139 | MV/LV Substation RA***139 |  | 10 kV | _ | LV | 200 kVA :Pole Substation | 0.2 | --> | 0.2 | 0 | 0 | Constrained, otherwise capacity available =195 kVA | --> | 0.19 | 0 | 0 | 0 | 0 | Constrained, otherwise capacity available =189 kW | --> | C18 ex ATHBOY | Athboy [T42] | NAVAN |  | 53.6221 | -6.8577
046031X | MV/LV Substation KI***031X |  | 10 kV | _ | LV | 50 kVA :Pole Substation | 0.05 | --> | 0.05 | 0.037 | 4.13 |  | --> | 0.048 | 0 | 0.025 | 0.027 | 0 |  | --> | C18 ex AGHAGAD | Aghagad [T41,T42] | SLIGO |  | 54.346 | -8.6245
2044171 | MV/LV Substation BA***4171 |  | 10 kV | _ | LV | 630 kVA :Kiosk Substation | 0.63 | --> | 0.63 | 0 | 0 | Constrained, otherwise capacity available =630 kVA | --> | 0.598 | 0 | 0 | 0 | 0 | Constrained, otherwise capacity available =598 kW | --> | E16 ex BUNCRANA | Buncrana [T421,T422] | TRILLICK |  | 55.14 | -7.4463
1604287 | MV/LV Substation WH***4287 |  | 10 kV | _ | LV | 50 kVA :Pole Substation | 0.05 | --> | 0.05 | 0 | 0 | Constrained, otherwise capacity available =50 kVA | --> | 0.048 | 0 | 0 | 0 | 0 | Constrained, otherwise capacity available =48 kW | --> | C11 ex PORTARLINGTON | Portarlington [T41,T42] | PORTLAOISE |  | 53.2164 | -7.1363
017130 | MV/LV Substation CA***130 |  | 10 kV | _ | LV | 400 kVA :Kiosk Substation | 0.4 | --> | 0.4 | 0.318 | 4.23 |  | --> | 0.38 | 0 | 0.008 | 0 | 0 | Constrained, otherwise capacity available =363 kW | --> | C13 ex CHURCHTOWN | Churchtown [T41] | RATHKEALE |  | 52.4522 | -9.0481
065289Z | MV/LV Substation MO***289Z |  | 10 kV | _ | LV | 400 kVA :Kiosk Substation | 0.4 | --> | 0.4 | 0 | 0 | Constrained, otherwise capacity available =325 kVA | --> | 0.38 | 0 | 0 | 0.37 | 0 |  | --> | C21 ex STEPHENSTOWN | Stephenstown [T101,T102] | FINGLAS |  | 53.611 | -6.204
288300X | MV/LV Substation RA***300X |  | 10 kV | _ | LV | 630 kVA :Building Structure | 0.63 | --> | 0.63 | 0 | 0 | Constrained, otherwise capacity available =540 kVA | --> | 0.598 | 0 | 0 | 0.5 | 0 |  | --> | C19 ex CARRICKMINES | Carrickmines [T41,T42] | CARRICKMINES |  | 53.2607 | -6.1961
003701X | MV/LV Substation CO***701X |  | 10 kV | _ | LV | 200 kVA :Pole Substation | 0.2 | --> | 0.2 | 0.199 | 11.58 |  | --> | 0.19 | 0 | 0 | 0 | 0 | Constrained, otherwise capacity available =190 kW | --> | C23 ex BALLYBEG | Ballybeg [T101,T102] | CARRICKMINES |  | 52.9573 | -6.0955
154385Z | MV/LV Substation TY***385Z |  | 10 kV | _ | LV | 50 kVA :Pole Substation | 0.05 | --> | 0.05 | 0 | 0 | Constrained, otherwise capacity available =39 kVA | --> | 0.048 | 0 | 0.01 | 0.039 | 0 |  | --> | C39 ex COLLEGE PARK | College Park [T101,T102,T103] | COLLEGE PARK |  | 53.4151 | -6.3963
156373X | MV/LV Substation KI***373X |  | 20 kV | _ | LV | 50 kVA :Pole Substation | 0.05 | --> | 0.05 | 0.039 | 2.47 |  | --> | 0.048 | 0 | 0 | 0 | 0 | Constrained, otherwise capacity available =46 kW | --> | E13 ex TELAYDON | Telaydon [T42,T421] | LISDRUM |  | 54.2545 | -7.0775
162009X | MV/LV Substation CH***009X |  | 20 kV | _ | LV | 50 kVA :Pole Substation | 0.05 | --> | 0.05 | 0.04 | 0.25 |  | --> | 0.048 | 0 | 0 | 0 | 0 | Constrained, otherwise capacity available =46 kW | --> | C12 ex ROSSGEIR | Rossgeir [T41,T42] | LETTERKENNY |  | 54.8258 | -7.5736
156068Z | MV/LV Substation MU***068Z |  | 20 kV | _ | LV | 50 kVA :Pole Substation | 0.05 | --> | 0.05 | 0.035 | 2.47 |  | --> | 0.048 | 0 | 0 | 0 | 0 | Constrained, otherwise capacity available =45 kW | --> | E13 ex TELAYDON | Telaydon [T42,T421] | LISDRUM |  | 54.3154 | -7.1424
063973 | MV/LV Substation MU***973 |  | 10 kV | _ | LV | 50 kVA :Pole Substation | 0.05 | --> | 0.05 | 0 | 0 | Constrained, otherwise capacity available =31 kVA | --> | 0.048 | 0 | 0.006 | 0 | 0 | Constrained, otherwise capacity available =40 kW | --> | C18 ex BALLYBAILIE | Ballybailie [T41,T42] | DUNDALK |  | 53.9521 | -6.5376
154626 | MV/LV Substation HA***626 |  | 10 kV | _ | LV | 200 kVA :Building Structure | 0.2 | --> | 0.2 | 0 | 0 | Constrained, otherwise capacity available =129 kVA | --> | 0.19 | 0 | 0 | 0 | 0 | Constrained, otherwise capacity available =180 kW | --> | C15 ex COOLMINE | Coolmine [T41,T42] | FINGLAS |  | 53.3959 | -6.4157
001080 | MV/LV Substation MA***080 |  | 10 kV | _ | LV | 630 kVA :Building Structure | 0.63 | --> | 0.63 | 0.37 | 1.16 |  | --> | 0.598 | 0 | 0.07 | 0.5 | 0 |  | --> | C22 ex MOUNT MERRION | Mount Merrion [T41,T42] | CARRICKMINES |  | 53.2984 | -6.2174
007061 | MV/LV Substation GR***061 |  | 10 kV | _ | LV | 400 kVA :Kiosk Substation | 0.4 | --> | 0.4 | 0 | 0 | Constrained, otherwise capacity available =263 kVA | --> | 0.38 | 0 | 0.01 | 0 | 0 | Constrained, otherwise capacity available =353 kW | --> | C11 ex MULGANNON | Mulgannon [T41,T42] | WEXFORD |  | 52.3326 | -6.465
210297Y | MV/LV Substation CR***297Y |  | 10 kV | _ | LV | 100 kVA :Pole Substation | 0.1 | --> | 0.1 | 0 | 0 | Constrained, otherwise capacity available =61 kVA | --> | 0.095 | 0 | 0.023 | 0 | 0 | Constrained, otherwise capacity available =73 kW | --> | C21 ex CARRICKMACROSS | Carrickmacross [T41,T42] | MEATH HILL |  | 53.9756 | -6.726
007107 | MV/LV Substation BO***107 |  | 20 kV | _ | LV | 200 kVA :Pole Substation | 0.2 | --> | 0.2 | 0.13 | 0.14 |  | --> | 0.19 | 0 | 0.011 | 0 | 0 | Constrained, otherwise capacity available =176 kW | --> | C12 ex CARRIGLAWN | Carriglawn [T41,T42] | WEXFORD |  | 52.3522 | -6.4538
3774131 | MV/LV Substation TR***4131 |  | 20 kV | _ | LV | 50 kVA :Pole Substation | 0.05 | --> | 0.05 | 0 | 0 | Constrained, otherwise capacity available =45 kVA | --> | 0.048 | 0 | 0.01 | 0 | 0 | Constrained, otherwise capacity available =40 kW | --> | E12 ex GURRANEBANE | Gurranebane [T421,T422] | OUGHTRAGH |  | 52.0805 | -9.9251
014822Z | MV/LV Substation W ***822Z |  | 10 kV | _ | LV | 1000 kVA :Building Structure | 1 | --> | 1 | 0 | 0 | Constrained, otherwise capacity available =454 kVA | --> | 0.95 | 0 | 0 | 0 | 0 | Constrained, otherwise capacity available =873 kW | --> | C20 ex ATHGARVAN | Athgarvan [T41,T44] | NEWBRIDGE |  | 53.1772 | -6.7979
151526X | MV/LV Substation MI***526X |  | 10 kV | _ | LV | 100 kVA :Pole Substation | 0.1 | --> | 0.1 | 0 | 0 | Constrained, otherwise capacity available =64 kVA | --> | 0.095 | 0 | 0.006 | 0 | 0 | Constrained, otherwise capacity available =86 kW | --> | C15 ex GARRYSPILLANE | Garryspillane [T41] | TIPPERARY |  | 52.4 | -8.2977
007037 | MV/LV Substation TR***037 |  | 10 kV | _ | LV | 200 kVA :Pole Substation | 0.2 | --> | 0.2 | 0.2 | 0.9 |  | --> | 0.19 | 0 | 0 | 0 | 0 | Constrained, otherwise capacity available =190 kW | --> | C15 ex CLONARD | Clonard [T41,T42] | WEXFORD |  | 52.3313 | -6.4834
043338X | MV/LV Substation BA***338X |  | 20 kV | _ | LV | 200 kVA :Kiosk Substation | 0.2 | --> | 0.2 | 0.189 | 0.43 |  | --> | 0.19 | 0 | 0.005 | 0 | 0 | Constrained, otherwise capacity available =185 kW | --> | C20 ex SWINFORD | Swinford [T41,T42] | CASTLEBAR |  | 53.8678 | -8.8523
066177X | MV/LV Substation TH***177X |  | 10 kV | _ | LV | 50 kVA :Pole Substation | 0.05 | --> | 0.05 | 0 | 0 | Constrained, otherwise capacity available =34 kVA | --> | 0.048 | 0 | 0 | 0.045 | 0 |  | --> | C17 ex MOUNTGORRY | Mountgorry [T41,T42] | GRANGE (DR) |  | 53.4543 | -6.1718
2534498 | MV/LV Substation LA***4498 |  | 20 kV | _ | LV | 400 kVA :Kiosk Substation | 0.4 | --> | 0.4 | 0 | 0 | Constrained, otherwise capacity available =400 kVA | --> | 0.38 | 0 | 0 | 0 | 0 | Constrained, otherwise capacity available =380 kW | --> | E15 ex GLENAMADDY | Glenamaddy [T422] | ATHLONE |  | 53.607 | -8.5559
249584Z | MV/LV Substation SL***584Z |  | 10 kV | _ | LV | 50 kVA :Pole Substation | 0.05 | --> | 0.05 | 0 | 0 | Constrained, otherwise capacity available =47 kVA | --> | 0.048 | 0 | 0.01 | 0 | 0 | Constrained, otherwise capacity available =40 kW | --> | C16 ex KILCLOHER | Kilcloher [T41,T42] | DUNGARVAN |  | 52.1294 | -7.8235
120474Y | MV/LV Substation CL***474Y |  | 20 kV | _ | LV | 50 kVA :Pole Substation | 0.05 | --> | 0.05 | 0 | 0 | Constrained, otherwise capacity available =49 kVA | --> | 0.048 | 0 | 0 | 0 | 0 | Constrained, otherwise capacity available =47 kW | --> | E19 ex EDENDERRY | Edenderry [T421,T422] | BLAKE |  | 53.3938 | -7.016
042358 | MV/LV Substation BA***358 |  | 20 kV | _ | LV | 50 kVA :Pole Substation | 0.05 | --> | 0.05 | 0 | 0 | Constrained, otherwise capacity available =45 kVA | --> | 0.048 | 0 | 0 | 0 | 0 | Constrained, otherwise capacity available =47 kW | --> | C21 ex KNOCKAPHUNTA | Knockaphunta [T41,T42] | CASTLEBAR |  | 53.7991 | -9.3165
116777X | MV/LV Substation DU***777X |  | 20 kV | _ | LV | 200 kVA :Pole Substation | 0.2 | --> | 0.2 | 0.179 | 8.1 |  | --> | 0.19 | 0 | 0 | 0 | 0 | Constrained, otherwise capacity available =187 kW | --> | E16 ex WESTPORT | Westport [T421,T422] | CASTLEBAR |  | 53.6739 | -9.5465
032234 | MV/LV Substation ST***234 |  | 10 kV | _ | LV | 50 kVA :Pole Substation | 0.05 | --> | 0.05 | 0 | 0 | Constrained, otherwise capacity available =47 kVA | --> | 0.048 | 0 | 0 | 0 | 0 | Constrained, otherwise capacity available =47 kW | --> | C12 ex KILMEADEN | Kilmeaden [T42] | BUTLERSTOWN |  | 52.2535 | -7.2499
0014119 | MV/LV Substation SI***4119 |  | 10 kV | _ | LV | 630 kVA :Building Structure | 0.63 | --> | 0.63 | 0 | 0 | Constrained, otherwise capacity available =578 kVA | --> | 0.598 | 0 | 0 | 0.5 | 0 |  | --> | C19 ex LOUGHLINSTOWN | Loughlinstown [T41,T42] | CARRICKMINES |  | 53.2446 | -6.1433
058381Y | MV/LV Substation CO***381Y |  | 10 kV | _ | LV | 630 kVA :Building Structure | 0.63 | --> | 0.63 | 0.5 | 3 |  | --> | 0.598 | 0 | 0 | 0 | 0 | Constrained, otherwise capacity available =588 kW | --> | C21 ex NENAGH | Nenagh [T41,T42] | NENAGH |  | 52.8634 | -8.211
281059 | MV/LV Substation QU***059 |  | 10 kV | _ | LV | 400 kVA :Kiosk Substation | 0.4 | --> | 0.4 | 0.263 | 4.67 |  | --> | 0.38 | 0 | 0.015 | 0.35 | 0 |  | --> | C28 ex CENTRE PARK ROAD | Marina [T105,T106] | MARINA |  | 51.8872 | -8.4352
1544346 | MV/LV Substation KI***4346 |  | 10 kV | _ | LV | 630 kVA :Kiosk Substation | 0.63 | --> | 0.63 | 0 | 0 | Constrained, otherwise capacity available =597 kVA | --> | 0.598 | 0 | 0.066 | 0.5 | 0 |  | --> | C39 ex COLLEGE PARK | College Park [T101,T102,T103] | COLLEGE PARK |  | 53.4264 | -6.386
065709 | MV/LV Substation BA***709 |  | 10 kV | _ | LV | 50 kVA :Pole Substation | 0.05 | --> | 0.05 | 0 | 0 | Constrained, otherwise capacity available =38 kVA | --> | 0.048 | 0 | 0 | 0.046 | 0 |  | --> | C25 ex STEPHENSTOWN | Stephenstown [T101,T102] | FINGLAS |  | 53.5862 | -6.1411
037004 | MV/LV Substation RU***004 |  | 20 kV | _ | LV | 50 kVA :Pole Substation | 0.05 | --> | 0.05 | 0 | 0 |  | --> | 0.048 | 0 | 0.005 | 0 | 0 | Constrained, otherwise capacity available =36 kW | --> | C11 ex ENNIS NORTH | Ennis North [T41,T42] | ENNIS |  | 52.9287 | -8.9901
081600Y | MV/LV Substation NE***600Y |  | 10 kV | _ | LV | 200 kVA :Kiosk Substation | 0.2 | --> | 0.2 | 0 | 0 | Constrained, otherwise capacity available =134 kVA | --> | 0.19 | 0 | 0.03 | 0 | 0 | Constrained, otherwise capacity available =159 kW | --> | C11 ex MONEYCOOLEY | Moneycooley [T41,T42,T44] | GRIFFINRATH |  | 53.3737 | -6.6042
0094015 | MV/LV Substation GR***4015 |  | 10 kV | _ | LV | 50 kVA :Pole Substation | 0.05 | --> | 0.05 | 0.05 | 0.95 |  | --> | 0.048 | 0 | 0 | 0 | 0 | Constrained, otherwise capacity available =48 kW | --> | C25 ex TYCOR | Tycor [T41,T42] | WATERFORD |  | 52.2678 | -7.169
067895 | MV/LV Substation SH***895 |  | 10 kV | _ | LV | 50 kVA :Pole Substation | 0.05 | --> | 0.05 | 0 | 0 | Constrained, otherwise capacity available =36 kVA | --> | 0.048 | 0 | 0 | 0 | 0 | Constrained, otherwise capacity available =46 kW | --> | C16 ex MOYLISH | Moylish [T41,T42] | ARDNACRUSHA |  | 52.6745 | -8.6724
009711Y | MV/LV Substation CA***711Y |  | 10 kV | _ | LV | 400 kVA :Kiosk Substation | 0.4 | --> | 0.4 | 0.341 | 0.95 |  | --> | 0.38 | 0 | 0.002 | 0 | 0 | Constrained, otherwise capacity available =370 kW | --> | C22 ex TYCOR | Tycor [T41,T42] | WATERFORD |  | 52.2594 | -7.1513
069193 | MV/LV Substation LA***193 |  | 10 kV | _ | LV | 400 kVA :Kiosk Substation | 0.4 | --> | 0.4 | 0.219 | 9.28 |  | --> | 0.38 | 0 | 0.017 | 0.342 | 0 |  | --> | C05 ex PEMBROKE | Pembroke [T41,T42,T43,T44] | RINGSEND |  | 53.3344 | -6.2327
032381 | MV/LV Substation GR***381 |  | 20 kV | _ | LV | 100 kVA :Pole Substation | 0.1 | --> | 0.1 | 0 | 0 | Constrained, otherwise capacity available =74 kVA | --> | 0.095 | 0 | 0 | 0 | 0 | Constrained, otherwise capacity available =91 kW | --> | E12 ex KILMACTHOMAS | Kilmacthomas [T421,T422] | DUNGARVAN |  | 52.211 | -7.3396
001027X | MV/LV Substation CA***027X |  | 10 kV | _ | LV | 400 kVA :Kiosk Substation | 0.4 | --> | 0.4 | 0 | 0 | Constrained, otherwise capacity available =47 kVA | --> | 0.38 | 0 | 0.055 | 0.288 | 0 |  | --> | C13 ex CARRICKMINES | Carrickmines [T41,T42] | CARRICKMINES |  | 53.2589 | -6.1634
093181 | MV/LV Substation KI***181 |  | 10 kV | _ | LV | 400 kVA :Kiosk Substation | 0.4 | --> | 0.4 | 0.299 | 12.96 |  | --> | 0.38 | 0 | 0.035 | 0.34 | 0 |  | --> | C22 ex ARTANE | Artane [T101,T102] | FINGLAS |  | 53.3905 | -6.213
067505Y | MV/LV Substation BA***505Y |  | 20 kV | _ | LV | 100 kVA :Pole Substation | 0.1 | --> | 0.1 | 0.1 | 6.81 |  | --> | 0.095 | 0 | 0 | 0.095 | 0 |  | --> | C06 ex AHANE | Ahane [T102] | AHANE |  | 52.6822 | -8.5026
003216Y | MV/LV Substation CU***216Y |  | 10 kV | _ | LV | 50 kVA :Pole Substation | 0.05 | --> | 0.05 | 0.046 | 0.48 |  | --> | 0.048 | 0 | 0 | 0 | 0 | Constrained, otherwise capacity available =47 kW | --> | C15 ex KILMARTIN | Kilmartin [T41] | ARKLOW |  | 53.0407 | -6.0925
067936Y | MV/LV Substation RI***936Y |  | 10 kV | _ | LV | 400 kVA :Building Structure | 0.4 | --> | 0.4 | 0 | 0 | Constrained, otherwise capacity available =347 kVA | --> | 0.38 | 0 | 0 | 0 | 0 | Constrained, otherwise capacity available =373 kW | --> | C13 ex CORBALLY | Corbally [T41,T42] | ARDNACRUSHA |  | 52.6704 | -8.6291
365014 | MV/LV Substation DE***014 |  | 10 kV | _ | LV | 630 kVA :Kiosk Substation | 0.63 | --> | 0.63 | 0.391 | 13.91 |  | --> | 0.598 | 0 | 0.003 | 0.5 | 0 |  | --> | C20 ex COOKSTOWN | Cookstown [T101,T102] | CARRICKMINES |  | 53.2712 | -6.3736
081537Z | MV/LV Substation CA***537Z |  | 20 kV | _ | LV | 400 kVA :Kiosk Substation | 0.4 | --> | 0.4 | 0 | 0 | Constrained, otherwise capacity available =340 kVA | --> | 0.38 | 0 | 0.005 | 0.368 | 0 |  | --> | E19 ex ADAMSTOWN | Adamstown [T121,T122] | INCHICORE 220KV |  | 53.3377 | -6.4573
0824384 | MV/LV Substation AS***4384 |  | 20 kV | _ | LV | 200 kVA :Pole Substation | 0.2 | --> | 0.2 | 0 | 0 | Constrained, otherwise capacity available =173 kVA | --> | 0.19 | 0 | 0 | 0 | 0 | Constrained, otherwise capacity available =186 kW | --> | E17 ex ACADEMY STREET | Academy Street [T421,T422,T44] | NAVAN |  | 53.5891 | -6.6775
064361Y | MV/LV Substation AL***361Y |  | 20 kV | _ | LV | 200 kVA :Kiosk Substation | 0.2 | --> | 0.2 | 0 | 0 | Constrained, otherwise capacity available =112 kVA | --> | 0.19 | 0 | 0.057 | 0 | 0 | Constrained, otherwise capacity available =135 kW | --> | C17 ex DRYBRIDGE | Drybridge [T41,T42] | DRYBRIDGE |  | 53.7393 | -6.4192
158840 | MV/LV Substation LI***840 |  | 20 kV | _ | LV | 50 kVA :Pole Substation | 0.05 | --> | 0.05 | 0 | 0 | Constrained, otherwise capacity available =44 kVA | --> | 0.048 | 0 | 0 | 0 | 0 | Constrained, otherwise capacity available =47 kW | --> | C19 ex ENNISTYMON | Ennistymon [T41,T42] | ENNIS |  | 52.9671 | -9.2323
035036 | MV/LV Substation CA***036 |  | 10 kV | _ | LV | 400 kVA :Kiosk Substation | 0.4 | --> | 0.4 | 0.178 | 6.17 |  | --> | 0.38 | 0 | 0.016 | 0 | 0 | Constrained, otherwise capacity available =337 kW | --> | C19 ex CAHIR | Cahir [T41,T42] | CAHIR |  | 52.3742 | -7.925
065345Z | MV/LV Substation TH***345Z |  | 10 kV | _ | LV | 200 kVA :Kiosk Substation | 0.2 | --> | 0.2 | 0 | 0 | Constrained, otherwise capacity available =167 kVA | --> | 0.19 | 0 | 0 | 0 | 0 | Constrained, otherwise capacity available =185 kW | --> | C16 ex BALBRIGGAN | Balbriggan [T42] | GLASMORE |  | 53.6104 | -6.1799
081361Z | MV/LV Substation KI***361Z |  | 10 kV | _ | LV | 50 kVA :Pole Substation | 0.05 | --> | 0.05 | 0 | 0 | Constrained, otherwise capacity available =50 kVA | --> | 0.048 | 0 | 0 | 0.048 | 0 |  | --> | C19 ex CLONDALKIN | Clondalkin [T41,T42,T44] | INCHICORE 220KV |  | 53.3009 | -6.4165
0034070 | MV/LV Substation RA***4070 |  | 10 kV | _ | LV | 200 kVA :Kiosk Substation | 0.2 | --> | 0.2 | 0 | 0 | Constrained, otherwise capacity available =200 kVA | --> | 0.19 | 0 | 0 | 0 | 0 | Constrained, otherwise capacity available =190 kW | --> | C11 ex RATHDRUM | Rathdrum [T42] | ARKLOW |  | 52.935 | -6.2277
066547Z | MV/LV Substation KN***547Z |  | 10 kV | _ | LV | 400 kVA :Kiosk Substation | 0.4 | --> | 0.4 | 0 | 0 | Constrained, otherwise capacity available =271 kVA | --> | 0.38 | 0 | 0.04 | 0 | 0 | Constrained, otherwise capacity available =332 kW | --> | C14 ex SWORDS | Swords [T41,T42] | GLASMORE |  | 53.4555 | -6.2638
093176 | MV/LV Substation DE***176 |  | 10 kV | _ | LV | 400 kVA :Kiosk Substation | 0.4 | --> | 0.4 | 0.24 | 7.91 |  | --> | 0.38 | 0 | 0.028 | 0.337 | 0 |  | --> | C20 ex PELLETSTOWN | Pelletstown [T101,T102] | FINGLAS |  | 53.3856 | -6.3171
161551X | MV/LV Substation AI***551X |  | 20 kV | _ | LV | 50 kVA :Pole Substation | 0.05 | --> | 0.05 | 0 | 0 | Constrained, otherwise capacity available =40 kVA | --> | 0.048 | 0 | 0.005 | 0 | 0 | Constrained, otherwise capacity available =42 kW | --> | C12 ex SPIDDAL |  |  |  | 53.2465 | -9.3774
081010Z | MV/LV Substation GR***010Z |  | 10 kV | _ | LV | 400 kVA :Kiosk Substation | 0.4 | --> | 0.4 | 0 | 0 | Constrained, otherwise capacity available =170 kVA | --> | 0.38 | 0 | 0.095 | 0.277 | 0 |  | --> | C20 ex BALGADDY | Balgaddy [T41,T42] | GRANGE CASTLE |  | 53.3433 | -6.4345
0664261 | MV/LV Substation TH***4261 |  | 20 kV | _ | LV | 1000 kVA :Building Structure | 1 | --> | 1 | 0 | 0 | Constrained, otherwise capacity available =877 kVA | --> | 0.95 | 0 | 0.05 | 0 | 0 | Constrained, otherwise capacity available =896 kW | --> | E17 ex BALTRASNA | Baltrasna [T121,T122] | BALTRASNA |  | 53.5035 | -6.5286
060002Y | MV/LV Substation LE***002Y |  | 20 kV | _ | LV | 200 kVA :Pole Substation | 0.2 | --> | 0.2 | 0 | 0 | Constrained, otherwise capacity available =110 kVA | --> | 0.19 | 0 | 0.2 | 0 | 0 | Constrained, otherwise capacity available =29 kW | --> | C17 ex CLONES | Clones [T41,T42] | SHANKILL |  | 54.2001 | -7.1984
067277Y | MV/LV Substation OL***277Y |  | 10 kV | _ | LV | 630 kVA :Building Structure | 0.63 | --> | 0.63 | 0 | 0 | Constrained, otherwise capacity available =478 kVA | --> | 0.598 | 0 | 0.004 | 0.5 | 0 |  | --> | C12 ex ROCHES STREET | Roches Street [T41,T42] | LIMERICK |  | 52.664 | -8.6198
204530 | MV/LV Substation ST***530 |  | 20 kV | _ | LV | 100 kVA :Pole Substation | 0.1 | --> | 0.1 | 0.069 | 2.02 |  | --> | 0.095 | 0 | 0.018 | 0 | 0 | Constrained, otherwise capacity available =77 kW | --> | E17 ex BALLYMACARRY | Ballymacarry [T421] | TRILLICK |  | 55.0665 | -7.4348
345552 | MV/LV Substation BL***552 |  | 20 kV | _ | LV | 400 kVA :Kiosk Substation | 0.4 | --> | 0.4 | 0 | 0 | Constrained, otherwise capacity available =268 kVA | --> | 0.38 | 0 | 0.018 | 0.348 | 0 |  | --> | E18 ex MANORHAMILTON | Manorhamilton [T422] | SLIGO |  | 54.3055 | -8.1705
062013Z | MV/LV Substation CO***013Z |  | 10 kV | _ | LV | 200 kVA :Kiosk Substation | 0.2 | --> | 0.2 | 0.174 | 2.33 |  | --> | 0.19 | 0 | 0 | 0 | 0 | Constrained, otherwise capacity available =186 kW | --> | C18 ex DUNDALK | Dundalk [T41,T42] | DUNDALK |  | 54.0163 | -6.4061
238566X | MV/LV Substation CA***566X |  | 20 kV | _ | LV | 200 kVA :Pole Substation | 0.2 | --> | 0.2 | 0 | 0 | Constrained, otherwise capacity available =200 kVA | --> | 0.19 | 0 | 0 | 0 | 0 | Constrained, otherwise capacity available =190 kW | --> | E14 ex BALLINROBE | Ballinrobe [T421,T422] | DALTON |  | 53.6995 | -9.1421
017180X | MV/LV Substation GA***180X |  | 20 kV | _ | LV | 100 kVA :Pole Substation | 0.1 | --> | 0.1 | 0.086 | 1.98 |  | --> | 0.095 | 0 | 0 | 0 | 0 | Constrained, otherwise capacity available =93 kW | --> | E12 ex RATHKEALE | Rathkeale [T421,T422] | RATHKEALE |  | 52.4121 | -8.9374
050916Y | MV/LV Substation CO***916Y |  | 10 kV | _ | LV | 50 kVA :Pole Substation | 0.05 | --> | 0.05 | 0 | 0 | Constrained, otherwise capacity available =48 kVA | --> | 0.048 | 0 | 0 | 0 | 0 | Constrained, otherwise capacity available =47 kW | --> | C23 ex ATHLONE | Athlone [T41,T42] | ATHLONE |  | 53.4599 | -7.9303
049388Z | MV/LV Substation TH***388Z |  | 10 kV | _ | LV | 200 kVA :Kiosk Substation | 0.2 | --> | 0.2 | 0.184 | 1.31 |  | --> | 0.19 | 0 | 0.002 | 0 | 0 | Constrained, otherwise capacity available =186 kW | --> | C17 ex ROOSKY | Roosky [T41] | RICHMOND |  | 53.8333 | -7.916
070528X | MV/LV Substation FA***528X |  | 10 kV | _ | LV | 50 kVA :Pole Substation | 0.05 | --> | 0.05 | 0.048 | 4.16 |  | --> | 0.048 | 0 | 0 | 0.047 | 0 |  | --> | C22 ex NEWMARKET (SR) | Newmarket (sr) [T41,T42] | GLENLARA |  | 52.1572 | -8.9912
065448X | MV/LV Substation AR***448X |  | 10 kV | _ | LV | 400 kVA :Kiosk Substation | 0.4 | --> | 0.4 | 0 | 0 | Constrained, otherwise capacity available =327 kVA | --> | 0.38 | 0 | 0 | 0.37 | 0 |  | --> | C25 ex STEPHENSTOWN | Stephenstown [T101,T102] | FINGLAS |  | 53.5864 | -6.1593
110101X | MV/LV Substation AR***101X |  | 20 kV | _ | LV | 400 kVA :Kiosk Substation | 0.4 | --> | 0.4 | 0.321 | 0.76 |  | --> | 0.38 | 0 | 0.006 | 0 | 0 | Constrained, otherwise capacity available =365 kW | --> | E19 ex KENMARE | Kenmare [T421] | KNOCKEARAGH |  | 51.887 | -9.5988
027314 | MV/LV Substation UN***314 |  | 10 kV | _ | LV | 200 kVA :Pole Substation | 0.2 | --> | 0.2 | 0.166 | 7.79 |  | --> | 0.19 | 0 | 0 | 0 | 0 | Constrained, otherwise capacity available =185 kW | --> | C11 ex DUNMANWAY | Dunmanway [T422,T43] | DUNMANWAY |  | 51.7156 | -9.1121
064559Y | MV/LV Substation CO***559Y |  | 20 kV | _ | LV | 200 kVA :Pole Substation | 0.2 | --> | 0.2 | 0 | 0 | Constrained, otherwise capacity available =130 kVA | --> | 0.19 | 0 | 0.016 | 0 | 0 | Constrained, otherwise capacity available =168 kW | --> | E21 ex SLANE | Slane [T421] | DRYBRIDGE |  | 53.7132 | -6.5369
281107 | MV/LV Substation DO***107 |  | 10 kV | _ | LV | 630 kVA :Building Structure | 0.63 | --> | 0.63 | 0 | 0 | Constrained, otherwise capacity available =338 kVA | --> | 0.598 | 0 | 0.024 | 0 | 0 | Constrained, otherwise capacity available =540 kW | --> | C12 ex DENNEHYS CROSS | Dennehys Cross [T41,T42] | TRABEG |  | 51.8894 | -8.4926
081163Z | MV/LV Substation TU***163Z |  | 10 kV | _ | LV | 400 kVA :Kiosk Substation | 0.4 | --> | 0.4 | 0 | 0 | Constrained, otherwise capacity available =306 kVA | --> | 0.38 | 0 | 0.023 | 0.35 | 0 |  | --> | C13 ex BALGADDY | Balgaddy [T41,T42] | GRANGE CASTLE |  | 53.3362 | -6.4434
015351Z | MV/LV Substation KI***351Z |  | 10 kV | _ | LV | 630 kVA :Building Structure | 0.63 | --> | 0.63 | 0 | 0 | Constrained, otherwise capacity available =302 kVA | --> | 0.598 | 0 | 0 | 0 | 0 | Constrained, otherwise capacity available =552 kW | --> | C11 ex NAAS | Naas [T41,T42] | KILTEEL |  | 53.1915 | -6.6737
074021 | MV/LV Substation DU***021 |  | 10 kV | _ | LV | 400 kVA :Kiosk Substation | 0.4 | --> | 0.4 | 0 | 0 | Constrained, otherwise capacity available =321 kVA | --> | 0.38 | 0 | 0.011 | 0 | 0 | Constrained, otherwise capacity available =361 kW | --> | C13 ex CARRICK ON SHANNON | Carrick On Shannon [T41,T42] | CARRICK ON SHANNON |  | 53.9451 | -8.0869
305846 | MV/LV Substation RA***846 |  | 20 kV | _ | LV | 50 kVA :Pole Substation | 0.05 | --> | 0.05 | 0.042 | 4.61 |  | --> | 0.048 | 0 | 0 | 0 | 0 | Constrained, otherwise capacity available =46 kW | --> | E12 ex LUMCLOON | Lumcloon [T421,T422] | DALLOW |  | 53.2483 | -7.8719
0694146 | MV/LV Substation MI***4146 |  | 10 kV | _ | LV | 630 kVA :Building Structure | 0.63 | --> | 0.63 | 0.5 | 9.99 |  | --> | 0.598 | 0 | 0.022 | 0.5 | 0 |  | --> | C21 ex HAROLDS CROSS | Harolds Cross [T101,T102] | POOLBEG |  | 53.3287 | -6.2806
067175X | MV/LV Substation RE***175X |  | 10 kV | _ | LV | 50 kVA :Pole Substation | 0.05 | --> | 0.05 | 0 | 0 | Constrained, otherwise capacity available =42 kVA | --> | 0.048 | 0 | 0 | 0.046 | 0 |  | --> | C14 ex GARRYOWEN | Garryowen [T41,T42] | LIMERICK |  | 52.6669 | -8.6075
061421X | MV/LV Substation LO***421X |  | 10 kV | _ | LV | 100 kVA :Pole Substation | 0.1 | --> | 0.1 | 0.081 | 2.04 |  | --> | 0.095 | 0 | 0.011 | 0 | 0 | Constrained, otherwise capacity available =84 kW | --> | C18 ex BALLYBAY | Ballybay [T41,T42] | LISDRUM |  | 54.1297 | -6.8968
077657 | MV/LV Substation SP***657 |  | 20 kV | _ | LV | 50 kVA :Pole Substation | 0.05 | --> | 0.05 | 0 | 0 | Constrained, otherwise capacity available =41 kVA | --> | 0.048 | 0 | 0 | 0 | 0 | Constrained, otherwise capacity available =46 kW | --> | E18 ex PATRICKSWELL | Patrickswell [T421,T422] | LIMERICK |  | 52.5938 | -8.7213
1114247 | MV/LV Substation RO***4247 |  | 20 kV | _ | LV | 50 kVA :Pole Substation | 0.05 | --> | 0.05 | 0.05 | 0.94 |  | --> | 0.048 | 0 | 0 | 0 | 0 | Constrained, otherwise capacity available =48 kW | --> | E21 ex CASTLETOWNBERE | Castletownbere [T421] | BALLYLICKY |  | 51.6547 | -9.8799
081656Z | MV/LV Substation IR***656Z |  | 20 kV | _ | LV | 50 kVA :Pole Substation | 0.05 | --> | 0.05 | 0 | 0 | Constrained, otherwise capacity available =42 kVA | --> | 0.048 | 0 | 0 | 0.046 | 0 |  | --> | E19 ex ADAMSTOWN | Adamstown [T121,T122] | INCHICORE 220KV |  | 53.3361 | -6.479
251023 | MV/LV Substation BR***023 |  | 10 kV | _ | LV | 50 kVA :Pole Substation | 0.05 | --> | 0.05 | 0 | 0 | Constrained, otherwise capacity available =35 kVA | --> | 0.048 | 0 | 0.005 | 0 | 0 | Constrained, otherwise capacity available =42 kW | --> | C19 ex PARKMORE | Parkmore [T41,T42] | GALWAY 110KV |  | 53.2955 | -8.9794
0144005 | MV/LV Substation CL***4005 |  | 20 kV | _ | LV | 50 kVA :Pole Substation | 0.05 | --> | 0.05 | 0.05 | 0.63 |  | --> | 0.048 | 0 | 0 | 0 | 0 | Constrained, otherwise capacity available =48 kW | --> | E12 ex KILCULLEN | Kilcullen [T41,T42,T424] | STRATFORD |  | 53.0813 | -6.7756
156799X | MV/LV Substation RI***799X |  | 10 kV | _ | LV | 400 kVA :Building Structure | 0.4 | --> | 0.4 | 0.345 | 2.47 |  | --> | 0.38 | 0 | 0.006 | 0 | 0 | Constrained, otherwise capacity available =368 kW | --> | E21 ex TELAYDON | Telaydon [T42,T421] | LISDRUM |  | 54.2554 | -6.9689
254275 | MV/LV Substation CU***275 |  | 10 kV | _ | LV | 50 kVA :Pole Substation | 0.05 | --> | 0.05 | 0.043 | 10.7 |  | --> | 0.048 | 0 | 0.006 | 0 | 0 | Constrained, otherwise capacity available =42 kW | --> | C14 ex CLOON | Cloon [T42,T421] | CLOON |  | 53.449 | -8.871
014028 | MV/LV Substation DU***028 |  | 10 kV | _ | LV | 1000 kVA :Kiosk Substation | 1 | --> | 1 | 0 | 0 | Constrained, otherwise capacity available =684 kVA | --> | 0.95 | 0 | 0.02 | 0 | 0 | Constrained, otherwise capacity available =891 kW | --> | C12 ex ATHGARVAN | Athgarvan [T41,T44] | NEWBRIDGE |  | 53.1748 | -6.8014
093122 | MV/LV Substation DU***122 |  | 10 kV | _ | LV | 400 kVA :Kiosk Substation | 0.4 | --> | 0.4 | 0 | 0 |  | --> | 0.38 | 0 | 0.035 | 0.292 | 0 |  | --> | C13 ex KILMORE | Kilmore [T101,T102,T103] | FINGLAS |  | 53.3941 | -6.2257
0814403 | MV/LV Substation HE***4403 |  | 10 kV | _ | LV | 630 kVA :Kiosk Substation | 0.63 | --> | 0.63 | 0 | 0 | Constrained, otherwise capacity available =621 kVA | --> | 0.598 | 0 | 0.067 | 0 | 0 | Constrained, otherwise capacity available =548 kW | --> | C22 ex LEIXLIP | Leixlip [T41,T42] | GRIFFINRATH |  | 53.3608 | -6.496
253380Y | MV/LV Substation ID***380Y |  | 10 kV | _ | LV | 50 kVA :Pole Substation | 0.05 | --> | 0.05 | 0 | 0 | Constrained, otherwise capacity available =49 kVA | --> | 0.048 | 0 | 0 | 0 | 0 | Constrained, otherwise capacity available =47 kW | --> | C17 ex TUAM NORTH | Tuam North [T41,T42] | CLOON |  | 53.5231 | -8.8408
281091 | MV/LV Substation AL***091 |  | 10 kV | _ | LV | 630 kVA :Kiosk Substation | 0.63 | --> | 0.63 | 0.5 | 4.67 |  | --> | 0.598 | 0 | 0.008 | 0.5 | 0 |  | --> | C24 ex CENTRE PARK ROAD | Marina [T105,T106] | MARINA |  | 51.8959 | -8.4621
0384022 | MV/LV Substation KI***4022 |  | 20 kV | _ | LV | 100 kVA :Pole Substation | 0.1 | --> | 0.1 | 0 | 0 | Constrained, otherwise capacity available =98 kVA | --> | 0.095 | 0 | 0 | 0 | 0 | Constrained, otherwise capacity available =95 kW | --> | E15 ex GORT | Gort [T41,T42] | ENNIS |  | 53.1665 | -8.7153
0824483 | MV/LV Substation GE***4483 |  | 20 kV | _ | LV | 50 kVA :Pole Substation | 0.05 | --> | 0.05 | 0 | 0 | Constrained, otherwise capacity available =50 kVA | --> | 0.048 | 0 | 0 | 0 | 0 | Constrained, otherwise capacity available =48 kW | --> | E11 ex ACADEMY STREET | Academy Street [T421,T422,T44] | NAVAN |  | 53.6262 | -6.5949
162615 | MV/LV Substation CA***615 |  | 20 kV | _ | LV | 100 kVA :Pole Substation | 0.1 | --> | 0.1 | 0.083 | 0.25 |  | --> | 0.095 | 0 | 0 | 0 | 0 | Constrained, otherwise capacity available =93 kW | --> | C12 ex ROSSGEIR | Rossgeir [T41,T42] | LETTERKENNY |  | 54.7946 | -7.5928
014068Z | MV/LV Substation CA***068Z |  | 20 kV | _ | LV | 100 kVA :Pole Substation | 0.1 | --> | 0.1 | 0.062 | 0.63 |  | --> | 0.095 | 0 | 0.031 | 0 | 0 | Constrained, otherwise capacity available =67 kW | --> | E12 ex KILCULLEN | Kilcullen [T41,T42,T424] | STRATFORD |  | 53.0847 | -6.7994
039608X | MV/LV Substation LI***608X |  | 10 kV | _ | LV | 630 kVA :Kiosk Substation | 0.63 | --> | 0.63 | 0 | 0 | Constrained, otherwise capacity available =621 kVA | --> | 0.598 | 0 | 0 | 0.5 | 0 |  | --> | C24 ex GALWAY 110KV | Galway 110kv [T102,T103] | GALWAY 110KV |  | 53.2743 | -9.0031
151125X | MV/LV Substation HE***125X |  | 10 kV | _ | LV | 50 kVA :Pole Substation | 0.05 | --> | 0.05 | 0 | 0 | Constrained, otherwise capacity available =33 kVA | --> | 0.048 | 0 | 0.009 | 0.038 | 0 |  | --> | C12 ex BRUFF | Bruff [T42,T421] | LIMERICK |  | 52.5172 | -8.4689
066786Z | MV/LV Substation MI***786Z |  | 20 kV | _ | LV | 630 kVA :Kiosk Substation | 0.63 | --> | 0.63 | 0 | 0 | Constrained, otherwise capacity available =491 kVA | --> | 0.598 | 0 | 0.01 | 0 | 0 | Constrained, otherwise capacity available =572 kW | --> | E20 ex BALTRASNA | Baltrasna [T121,T122] | BALTRASNA |  | 53.5124 | -6.4128
019079 | MV/LV Substation LA***079 |  | 10 kV | _ | LV | 400 kVA :Kiosk Substation | 0.4 | --> | 0.4 | 0.047 | 0.05 | Constrained, otherwise capacity available =213 kVA | --> | 0.38 | 0 | 0.025 | 0 | 0 | Constrained, otherwise capacity available =335 kW | --> | C18 ex BALLYBEGGAN | Ballybeggan [T43,T44] | TRALEE |  | 52.28 | -9.684
1564347 | MV/LV Substation TH***4347 |  | 20 kV | _ | LV | 200 kVA :Pole Substation | 0.2 | --> | 0.2 | 0 | 0 | Constrained, otherwise capacity available =200 kVA | --> | 0.19 | 0 | 0 | 0 | 0 | Constrained, otherwise capacity available =190 kW | --> | E14 ex EMYVALE | Emyvale [T422] | LISDRUM |  | 54.3423 | -6.9499
156003 | MV/LV Substation PL***003 |  | 10 kV | _ | LV | 200 kVA :Building Structure | 0.2 | --> | 0.2 | 0.128 | 2.47 |  | --> | 0.19 | 0 | 0 | 0 | 0 | Constrained, otherwise capacity available =180 kW | --> | E21 ex TELAYDON | Telaydon [T42,T421] | LISDRUM |  | 54.2534 | -6.9696
018068 | MV/LV Substation TH***068 |  | 10 kV | _ | LV | 400 kVA :Kiosk Substation | 0.4 | --> | 0.4 | 0.306 | 3.75 |  | --> | 0.38 | 0 | 0.01 | 0 | 0 | Constrained, otherwise capacity available =360 kW | --> | C13 ex SMEARLA | Smearla [T41,T42] | TRIEN |  | 52.4514 | -9.4764
144783 | MV/LV Substation SE***783 |  | 20 kV | _ | LV | 50 kVA :Pole Substation | 0.05 | --> | 0.05 | 0.032 | 2.78 |  | --> | 0.048 | 0 | 0 | 0 | 0 | Constrained, otherwise capacity available =45 kW | --> | E13 ex BALLYRAGGET | Ballyragget [T421,T422] | BALLYRAGGET |  | 52.786 | -7.3747
001016 | MV/LV Substation MO***016 |  | 10 kV | _ | LV | 630 kVA :Kiosk Substation | 0.63 | --> | 0.63 | 0.363 | 1.55 |  | --> | 0.598 | 0 | 0.035 | 0.5 | 0 |  | --> | C16 ex MONKSTOWN | Monkstown [T41,T42] | BLACKROCK |  | 53.296 | -6.1626
062169 | MV/LV Substation HA***169 |  | 10 kV | _ | LV | 200 kVA :Kiosk Substation | 0.2 | --> | 0.2 | 0.086 | 0.72 |  | --> | 0.19 | 0 | 0.05 | 0 | 0 | Constrained, otherwise capacity available =137 kW | --> | C15 ex COES ROAD | Coes Road [T41,T42] | DUNDALK |  | 53.996 | -6.3771
0824257 | MV/LV Substation AP***4257 |  | 10 kV | _ | LV | 400 kVA :Kiosk Substation | 0.4 | --> | 0.4 | 0.27 | 2.01 |  | --> | 0.38 | 0 | 0 | 0 | 0 | Constrained, otherwise capacity available =362 kW | --> | C11 ex ABBEYLAND | Abbeyland [T41,T42] | NAVAN |  | 53.6509 | -6.7058
249093 | MV/LV Substation CO***093 |  | 10 kV | _ | LV | 400 kVA :Building Structure | 0.4 | --> | 0.4 | 0 | 0 | Constrained, otherwise capacity available =359 kVA | --> | 0.38 | 0 | 0 | 0 | 0 | Constrained, otherwise capacity available =374 kW | --> | C21 ex LISMORE | Lismore [T41,T42] | DUNGARVAN |  | 52.1317 | -7.8452
111556 | MV/LV Substation KE***556 |  | 10 kV | _ | LV | 400 kVA :Kiosk Substation | 0.4 | --> | 0.4 | 0 | 0 | Constrained, otherwise capacity available =355 kVA | --> | 0.38 | 0 | 0.015 | 0 | 0 | Constrained, otherwise capacity available =363 kW | --> | C15 ex BANTRY | Bantry [T41,T42] | BALLYLICKY |  | 51.7499 | -9.3784
065410Z | MV/LV Substation CA***410Z |  | 10 kV | _ | LV | 630 kVA :Kiosk Substation | 0.63 | --> | 0.63 | 0 | 0 | Constrained, otherwise capacity available =526 kVA | --> | 0.598 | 0 | 0.035 | 0.5 | 0 |  | --> | C24 ex STEPHENSTOWN | Stephenstown [T101,T102] | FINGLAS |  | 53.6004 | -6.1766
288745 | MV/LV Substation RO***745 |  | 10 kV | _ | LV | 630 kVA :Kiosk Substation | 0.63 | --> | 0.63 | 0.5 | 2.36 |  | --> | 0.598 | 0 | 0 | 0.5 | 0 |  | --> | C11 ex BRAY | Bray [T41,T42] | FASSAROE |  | 53.1953 | -6.1517
029511X | MV/LV Substation TO***511X |  | 10 kV | _ | LV | 200 kVA :Pole Substation | 0.2 | --> | 0.2 | 0 | 0 | Constrained, otherwise capacity available =200 kVA | --> | 0.19 | 0 | 0 | 0.19 | 0 |  | --> | C18 ex MIDLETON | Midleton [T101,T102] | MIDLETON |  | 51.9426 | -8.2058
152581 | MV/LV Substation DR***581 |  | 10 kV | _ | LV | 50 kVA :Pole Substation | 0.05 | --> | 0.05 | 0 | 0 | Constrained, otherwise capacity available =47 kVA | --> | 0.048 | 0 | 0.011 | 0 | 0 | Constrained, otherwise capacity available =39 kW | --> | C17 ex CAPPAMORE | Cappamore [T41,T42] | ARDNACRUSHA |  | 52.5737 | -8.3996
063581X | MV/LV Substation CA***581X |  | 10 kV | _ | LV | 200 kVA :Kiosk Substation | 0.2 | --> | 0.2 | 0 | 0 | Constrained, otherwise capacity available =157 kVA | --> | 0.19 | 0 | 0 | 0 | 0 | Constrained, otherwise capacity available =184 kW | --> | C18 ex STICKILLEN | Stickillen [T41,T42] | DRYBRIDGE |  | 53.8546 | -6.5404
204304 | MV/LV Substation PO***304 |  | 20 kV | _ | LV | 100 kVA :Pole Substation | 0.1 | --> | 0.1 | 0 | 0 | Constrained, otherwise capacity available =75 kVA | --> | 0.095 | 0 | 0 | 0 | 0 | Constrained, otherwise capacity available =92 kW | --> | E14 ex BUNCRANA | Buncrana [T421,T422] | TRILLICK |  | 55.1439 | -7.4732
005170Y | MV/LV Substation GO***170Y |  | 10 kV | _ | LV | 400 kVA :Kiosk Substation | 0.4 | --> | 0.4 | 0.4 | 3.03 |  | --> | 0.38 | 0 | 0 | 0 | 0 | Constrained, otherwise capacity available =380 kW | --> | C24 ex RAMSTOWN | Ramstown [T41,T42] | CRANE |  | 52.6732 | -6.2957
007606Y | MV/LV Substation JO***606Y |  | 10 kV | _ | LV | 50 kVA :Pole Substation | 0.05 | --> | 0.05 | 0.041 | 0.9 |  | --> | 0.048 | 0 | 0 | 0 | 0 | Constrained, otherwise capacity available =46 kW | --> | C19 ex CLONARD | Clonard [T41,T42] | WEXFORD |  | 52.2893 | -6.5168
281788 | MV/LV Substation KE***788 |  | 10 kV | _ | LV | 400 kVA :Building Structure | 0.4 | --> | 0.4 | 0.398 | 4.67 |  | --> | 0.38 | 0 | 0 | 0.38 | 0 |  | --> | C25 ex CENTRE PARK ROAD | Marina [T105,T106] | MARINA |  | 51.8992 | -8.4543
065974 | MV/LV Substation ST***974 |  | 10 kV | _ | LV | 50 kVA :Pole Substation | 0.05 | --> | 0.05 | 0 | 0 | Constrained, otherwise capacity available =34 kVA | --> | 0.048 | 0 | 0 | 0 | 0 | Constrained, otherwise capacity available =45 kW | --> | C18 ex LOUGHSHINNY | Loughshinny [T41,T42] | GLASMORE |  | 53.5292 | -6.103
0544206 | MV/LV Substation DR***4206 |  | 10 kV | _ | LV | 50 kVA :Pole Substation | 0.05 | --> | 0.05 | 0 | 0 | Constrained, otherwise capacity available =47 kVA | --> | 0.048 | 0 | 0 | 0 | 0 | Constrained, otherwise capacity available =47 kW | --> | C18 ex MOUNTRATH | Mountrath [T41,T42] | PORTLAOISE |  | 53.038 | -7.5038
192852 | MV/LV Substation ME***852 |  | 10 kV | _ | LV | 50 kVA :Pole Substation | 0.05 | --> | 0.05 | 0.044 | 1.7 |  | --> | 0.048 | 0 | 0.006 | 0 | 0 | Constrained, otherwise capacity available =42 kW | --> | E16 ex GWEEDORE | Gweedore [T421] | ARDNAGAPPARY |  | 55.05 | -8.2275
062624X | MV/LV Substation LI***624X |  | 20 kV | _ | LV | 50 kVA :Pole Substation | 0.05 | --> | 0.05 | 0.038 | 3.47 |  | --> | 0.048 | 0 | 0.006 | 0 | 0 | Constrained, otherwise capacity available =41 kW | --> | E17 ex BUSH | Bush [T421,T422] | DUNDALK |  | 54.0302 | -6.1841
253072 | MV/LV Substation IN***072 |  | 10 kV | _ | LV | 400 kVA :Building Structure | 0.4 | --> | 0.4 | 0 | 0 | Constrained, otherwise capacity available =333 kVA | --> | 0.38 | 0 | 0 | 0 | 0 | Constrained, otherwise capacity available =371 kW | --> | C12 ex TUAM SOUTH | Tuam South [T42] | CLOON |  | 53.5229 | -8.8437
244546 | MV/LV Substation M ***546 |  | 20 kV | _ | LV | 200 kVA :Pole Substation | 0.2 | --> | 0.2 | 0 | 0 | Constrained, otherwise capacity available =109 kVA | --> | 0.19 | 0 | 0.011 | 0 | 0 | Constrained, otherwise capacity available =169 kW | --> | E21 ex MILLTOWN (SR) | Milltown (sr) [T421,T422] | OUGHTRAGH |  | 52.0803 | -9.7016
167322Y | MV/LV Substation CO***322Y |  | 20 kV | _ | LV | 50 kVA :Pole Substation | 0.05 | --> | 0.05 | 0 | 0 | Constrained, otherwise capacity available =48 kVA | --> | 0.048 | 0 | 0 | 0 | 0 | Constrained, otherwise capacity available =47 kW | --> | E16 ex WHITECHURCH | Whitechurch [T421,T422] | KILBARRY |  | 51.943 | -8.4648
064702X | MV/LV Substation CA***702X |  | 20 kV | _ | LV | 200 kVA :Pole Substation | 0.2 | --> | 0.2 | 0 | 0 | Constrained, otherwise capacity available =190 kVA | --> | 0.19 | 0 | 0 | 0 | 0 | Constrained, otherwise capacity available =189 kW | --> | E15 ex DULEEK | Duleek [T421,T422] | DRYBRIDGE |  | 53.6349 | -6.4009
154372 | MV/LV Substation E.***372 |  | 10 kV | _ | LV | 630 kVA :Building Structure | 0.63 | --> | 0.63 | 0 | 0 | Constrained, otherwise capacity available =494 kVA | --> | 0.598 | 0 | 0 | 0 | 0 | Constrained, otherwise capacity available =580 kW | --> | C18 ex BALLYCOOLIN | Ballycoolin [T41,T42,T43] | FINGLAS |  | 53.4036 | -6.3722
058052 | MV/LV Substation SU***052 |  | 10 kV | _ | LV | 50 kVA :Pole Substation | 0.05 | --> | 0.05 | 0 | 0 | Constrained, otherwise capacity available =48 kVA | --> | 0.048 | 0 | 0.003 | 0 | 0 | Constrained, otherwise capacity available =45 kW | --> | C15 ex KYLEERAGH | Kyleeragh [T41,T42] | NENAGH |  | 52.8673 | -8.1897
253241X | MV/LV Substation DU***241X |  | 20 kV | _ | LV | 200 kVA :Kiosk Substation | 0.2 | --> | 0.2 | 0 | 0 | Constrained, otherwise capacity available =160 kVA | --> | 0.19 | 0 | 0 | 0 | 0 | Constrained, otherwise capacity available =184 kW | --> | E21 ex GLENAMADDY | Glenamaddy [T422] | ATHLONE |  | 53.6194 | -8.7375
039225 | MV/LV Substation MU***225 |  | 10 kV | _ | LV | 630 kVA :Kiosk Substation | 0.63 | --> | 0.63 | 0 | 0 | Constrained, otherwise capacity available =541 kVA | --> | 0.598 | 0 | 0.009 | 0.5 | 0 |  | --> | C24 ex GALWAY 110KV | Galway 110kv [T102,T103] | GALWAY 110KV |  | 53.2751 | -9.0119
066624Z | MV/LV Substation CH***624Z |  | 10 kV | _ | LV | 200 kVA :Kiosk Substation | 0.2 | --> | 0.2 | 0 | 0 | Constrained, otherwise capacity available =94 kVA | --> | 0.19 | 0 | 0.005 | 0.171 | 0 |  | --> | C18 ex MOUNTGORRY | Mountgorry [T41,T42] | GRANGE (DR) |  | 53.4496 | -6.1855
050371Y | MV/LV Substation HO***371Y |  | 20 kV | _ | LV | 50 kVA :Pole Substation | 0.05 | --> | 0.05 | 0.041 | 6.49 |  | --> | 0.048 | 0 | 0 | 0 | 0 | Constrained, otherwise capacity available =46 kW | --> | C22 ex BUSHFIELD | Bushfield [T41,T42] | ATHLONE |  | 53.474 | -7.9054
0154316 | MV/LV Substation TI***4316 |  | 20 kV | _ | LV | 630 kVA :Kiosk Substation | 0.63 | --> | 0.63 | 0 | 0 | Constrained, otherwise capacity available =386 kVA | --> | 0.598 | 0 | 0.067 | 0 | 0 | Constrained, otherwise capacity available =515 kW | --> | E13 ex BLESSINGTON | Blessington [T421,T422] | KILTEEL |  | 53.1365 | -6.6149
210619Y | MV/LV Substation GR***619Y |  | 10 kV | _ | LV | 50 kVA :Pole Substation | 0.05 | --> | 0.05 | 0 | 0 | Constrained, otherwise capacity available =47 kVA | --> | 0.048 | 0 | 0.011 | 0 | 0 | Constrained, otherwise capacity available =39 kW | --> | C20 ex CARRICKMACROSS | Carrickmacross [T41,T42] | MEATH HILL |  | 53.9658 | -6.8368
127022 | MV/LV Substation PR***022 |  | 10 kV | _ | LV | 630 kVA :Building Structure | 0.63 | --> | 0.63 | 0 | 0 | Constrained, otherwise capacity available =264 kVA | --> | 0.598 | 0 | 0.003 | 0 | 0 | Constrained, otherwise capacity available =544 kW | --> | C17 ex LOUGHTAGALLA | Loughtagalla [T41,T42] | THURLES |  | 52.6808 | -7.8067
063002 | MV/LV Substation JE***002 |  | 10 kV | _ | LV | 630 kVA :Building Structure | 0.63 | --> | 0.63 | 0 | 0 | Constrained, otherwise capacity available =534 kVA | --> | 0.598 | 0 | 0.006 | 0 | 0 | Constrained, otherwise capacity available =581 kW | --> | C17 ex STICKILLEN | Stickillen [T41,T42] | DRYBRIDGE |  | 53.8548 | -6.5413
127105Z | MV/LV Substation TH***105Z |  | 10 kV | _ | LV | 400 kVA :Kiosk Substation | 0.4 | --> | 0.4 | 0.385 | 5.89 |  | --> | 0.38 | 0 | 0.01 | 0 | 0 | Constrained, otherwise capacity available =370 kW | --> | C13 ex CASHEL | Cashel [T41,T42] | CAHIR |  | 52.5168 | -7.8765
067072 | MV/LV Substation BA***072 |  | 10 kV | _ | LV | 50 kVA :Pole Substation | 0.05 | --> | 0.05 | 0.033 | 13.8 |  | --> | 0.048 | 0 | 0 | 0.045 | 0 |  | --> | C20 ex SINGLAND | Singland [T101,T102] | SINGLAND |  | 52.6478 | -8.5708
0394177 | MV/LV Substation BO***4177 |  | 10 kV | _ | LV | 1000 kVA :Building Structure | 1 | --> | 1 | 0 | 0 | Constrained, otherwise capacity available =653 kVA | --> | 0.95 | 0 | 0 | 0 | 0 | Constrained, otherwise capacity available =902 kW | --> | C12 ex MONEENAGEISHA | Moneenageisha [T41,T42] | GALWAY 110KV |  | 53.2722 | -9.0487
130117X | MV/LV Substation CL***117X |  | 20 kV | _ | LV | 100 kVA :Pole Substation | 0.1 | --> | 0.1 | 0.042 | 2.55 |  | --> | 0.095 | 0 | 0 | 0 | 0 | Constrained, otherwise capacity available =87 kW | --> | E18 ex EDGEWORTHSTOWN | Edgeworthstown [T421,T422] | RICHMOND |  | 53.7028 | -7.6123
3244065 | MV/LV Substation M ***4065 |  | 10 kV | _ | LV | 50 kVA :Pole Substation | 0.05 | --> | 0.05 | 0 | 0 | Constrained, otherwise capacity available =50 kVA | --> | 0.048 | 0 | 0 | 0 | 0 | Constrained, otherwise capacity available =48 kW | --> | C20 ex BALLYGAR | Ballygar [T41,T42] | ATHLONE |  | 53.5262 | -8.2847
058125 | MV/LV Substation CL***125 |  | 10 kV | _ | LV | 50 kVA :Pole Substation | 0.05 | --> | 0.05 | 0.043 | 3 |  | --> | 0.048 | 0 | 0 | 0 | 0 | Constrained, otherwise capacity available =47 kW | --> | C25 ex NENAGH | Nenagh [T41,T42] | NENAGH |  | 52.8606 | -8.1202
066953 | MV/LV Substation LE***953 |  | 20 kV | _ | LV | 100 kVA :Pole Substation | 0.1 | --> | 0.1 | 0 | 0 | Constrained, otherwise capacity available =0 kVA | --> | 0.095 | 0 | 0.029 | 0 | 0 | Constrained, otherwise capacity available =59 kW | --> | E18 ex BALTRASNA | Baltrasna [T121,T122] | BALTRASNA |  | 53.512 | -6.4594
009242X | MV/LV Substation TH***242X |  | 10 kV | _ | LV | 200 kVA :Kiosk Substation | 0.2 | --> | 0.2 | 0 | 0 | Constrained, otherwise capacity available =98 kVA | --> | 0.19 | 0 | 0.076 | 0 | 0 | Constrained, otherwise capacity available =119 kW | --> | C12 ex GRANGE (SR) | Grange (sr) [T41,T42] | BUTLERSTOWN |  | 52.243 | -7.1006
3684063 | MV/LV Substation EI***4063 |  | 20 kV | _ | LV | 50 kVA :Pole Substation | 0.05 | --> | 0.05 | 0 | 0 | Constrained, otherwise capacity available =50 kVA | --> | 0.048 | 0 | 0 | 0 | 0 | Constrained, otherwise capacity available =48 kW | --> | C12 ex BALLYHAUNIS | Ballyhaunis [T41,T42] | DALTON |  | 53.7564 | -8.767
139538Y | MV/LV Substation PO***538Y |  | 10 kV | _ | LV | 100 kVA :Pole Substation | 0.1 | --> | 0.1 | 0.057 | 2.68 |  | --> | 0.095 | 0 | 0.006 | 0 | 0 | Constrained, otherwise capacity available =85 kW | --> | C13 ex OLDCASTLE | Oldcastle [T41,T422] | MULLINGAR |  | 53.7636 | -7.0153
120549Y | MV/LV Substation NE***549Y |  | 20 kV | _ | LV | 50 kVA :Pole Substation | 0.05 | --> | 0.05 | 0 | 0 | Constrained, otherwise capacity available =48 kVA | --> | 0.048 | 0 | 0 | 0 | 0 | Constrained, otherwise capacity available =47 kW | --> | E20 ex EDENDERRY | Edenderry [T421,T422] | BLAKE |  | 53.3149 | -7.195
0504412 | MV/LV Substation CI***4412 |  | 10 kV | _ | LV | 50 kVA :Pole Substation | 0.05 | --> | 0.05 | 0.036 | 7.61 |  | --> | 0.048 | 0 | 0 | 0 | 0 | Constrained, otherwise capacity available =46 kW | --> | C13 ex GARRYCASTLE | Garrycastle [T41,T42] | ATHLONE |  | 53.4278 | -7.9246
139208Z | MV/LV Substation CO***208Z |  | 20 kV | _ | LV | 50 kVA :Pole Substation | 0.05 | --> | 0.05 | 0 | 0 | Constrained, otherwise capacity available =41 kVA | --> | 0.048 | 0 | 0 | 0 | 0 | Constrained, otherwise capacity available =46 kW | --> | E21 ex FINEA | Finea [T421,T422] | SHANKILL |  | 53.8575 | -7.3155
0084392 | MV/LV Substation GR***4392 |  | 20 kV | _ | LV | 400 kVA :Kiosk Substation | 0.4 | --> | 0.4 | 0 | 0 | Constrained, otherwise capacity available =400 kVA | --> | 0.38 | 0 | 0 | 0 | 0 | Constrained, otherwise capacity available =380 kW | --> | C20 ex KNOCKMULLEN | Knockmullen [T42,T421] | GREAT ISLAND |  | 52.2831 | -6.9913
154471Z | MV/LV Substation DO***471Z |  | 20 kV | _ | LV | 630 kVA :Building Structure | 0.63 | --> | 0.63 | 0.5 | 41.3 |  | --> | 0.598 | 0 | 0.15 | 0.483 | 0 |  | --> | E13 ex CORDUFF | Corduff [T121,T122] | CORDUFF |  | 53.4165 | -6.3571
111686Z | MV/LV Substation LA***686Z |  | 10 kV | _ | LV | 50 kVA :Pole Substation | 0.05 | --> | 0.05 | 0 | 0 | Constrained, otherwise capacity available =42 kVA | --> | 0.048 | 0 | 0 | 0 | 0 | Constrained, otherwise capacity available =46 kW | --> | C15 ex BANTRY | Bantry [T41,T42] | BALLYLICKY |  | 51.7308 | -9.3523
038762X | MV/LV Substation RO***762X |  | 20 kV | _ | LV | 200 kVA :Pole Substation | 0.2 | --> | 0.2 | 0 | 0 | Constrained, otherwise capacity available =191 kVA | --> | 0.19 | 0 | 0 | 0 | 0 | Constrained, otherwise capacity available =189 kW | --> | E15 ex GORT | Gort [T41,T42] | ENNIS |  | 53.1685 | -8.7161
012520Y | MV/LV Substation HA***520Y |  | 10 kV | _ | LV | 400 kVA :Building Structure | 0.4 | --> | 0.4 | 0 | 0 | Constrained, otherwise capacity available =260 kVA | --> | 0.38 | 0 | 0 | 0 | 0 | Constrained, otherwise capacity available =360 kW | --> | C24 ex POLLERTON | Pollerton [T41,T42] | CARLOW |  | 52.8395 | -6.9046
196055X | MV/LV Substation EF***055X |  | 10 kV | _ | LV | 630 kVA :Kiosk Substation | 0.63 | --> | 0.63 | 0 | 0 | Constrained, otherwise capacity available =489 kVA | --> | 0.598 | 0 | 0.186 | 0 | 0 | Constrained, otherwise capacity available =441 kW | --> | C17 ex TRIM | Trim [T41,T42] | NAVAN |  | 53.549 | -6.7777
244165 | MV/LV Substation BA***165 |  | 20 kV | _ | LV | 50 kVA :Pole Substation | 0.05 | --> | 0.05 | 0 | 0 | Constrained, otherwise capacity available =50 kVA | --> | 0.048 | 0 | 0 | 0 | 0 | Constrained, otherwise capacity available =48 kW | --> | E16 ex MILLTOWN (SR) | Milltown (sr) [T421,T422] | OUGHTRAGH |  | 52.1131 | -9.7557
4264066 | MV/LV Substation MA***4066 |  | 20 kV | _ | LV | 630 kVA :Kiosk Substation | 0.63 | --> | 0.63 | 0 | 0 | Constrained, otherwise capacity available =630 kVA | --> | 0.598 | 0 | 0 | 0 | 0 | Constrained, otherwise capacity available =598 kW | --> | E16 ex DINGLE | Dingle [T421,T422] | OUGHTRAGH |  | 52.1381 | -10.2695
426867 | MV/LV Substation NE***867 |  | 20 kV | _ | LV | 200 kVA :Pole Substation | 0.2 | --> | 0.2 | 0 | 0 | Constrained, otherwise capacity available =125 kVA | --> | 0.19 | 0 | 0 | 0 | 0 | Constrained, otherwise capacity available =180 kW | --> | E16 ex DINGLE | Dingle [T421,T422] | OUGHTRAGH |  | 52.1373 | -10.2656
049009Z | MV/LV Substation WO***009Z |  | 20 kV | _ | LV | 200 kVA :Pole Substation | 0.2 | --> | 0.2 | 0.179 | 0.21 |  | --> | 0.19 | 0 | 0 | 0 | 0 | Constrained, otherwise capacity available =187 kW | --> | E21 ex LONGFORD | Longford [T421,T422] | RICHMOND |  | 53.7679 | -7.8381
365788X | MV/LV Substation SU***788X |  | 10 kV | _ | LV | 400 kVA :Kiosk Substation | 0.4 | --> | 0.4 | 0 | 0 | Constrained, otherwise capacity available =258 kVA | --> | 0.38 | 0 | 0.033 | 0.336 | 0 |  | --> | C20 ex OLDBAWN | Oldbawn [T41,T42] | COOKSTOWN |  | 53.2811 | -6.3648
377726 | MV/LV Substation LO***726 |  | 20 kV | _ | LV | 50 kVA :Pole Substation | 0.05 | --> | 0.05 | 0 | 0 | Constrained, otherwise capacity available =49 kVA | --> | 0.048 | 0 | 0 | 0 | 0 | Constrained, otherwise capacity available =47 kW | --> | E16 ex GURRANEBANE | Gurranebane [T421,T422] | OUGHTRAGH |  | 51.7632 | -10.1621
365311 | MV/LV Substation TH***311 |  | 10 kV | _ | LV | 50 kVA :Pole Substation | 0.05 | --> | 0.05 | 0 | 0 | Constrained, otherwise capacity available =35 kVA | --> | 0.048 | 0 | 0 | 0.045 | 0 |  | --> | C15 ex SAGGART | Saggart [T41,T42] | GRANGE CASTLE |  | 53.2746 | -6.4409
037993 | MV/LV Substation CL***993 |  | 10 kV | _ | LV | 50 kVA :Pole Substation | 0.05 | --> | 0.05 | 0 | 0 | Constrained, otherwise capacity available =33 kVA | --> | 0.048 | 0 | 0 | 0 | 0 | Constrained, otherwise capacity available =45 kW | --> | C15 ex CAHIRCALLA | Cahircalla [T41,T42] | ENNIS |  | 52.8277 | -8.9759
014671Z | MV/LV Substation DU***671Z |  | 20 kV | _ | LV | 100 kVA :Pole Substation | 0.1 | --> | 0.1 | 0 | 0 | Constrained, otherwise capacity available =84 kVA | --> | 0.095 | 0 | 0 | 0 | 0 | Constrained, otherwise capacity available =93 kW | --> | C14 ex KILDARE | Kildare [T41,T42] | NEWBRIDGE |  | 53.1888 | -6.934
3774103 | MV/LV Substation HO***4103 |  | 20 kV | _ | LV | 400 kVA :Kiosk Substation | 0.4 | --> | 0.4 | 0 | 0 | Constrained, otherwise capacity available =318 kVA | --> | 0.38 | 0 | 0 | 0 | 0 | Constrained, otherwise capacity available =369 kW | --> | E16 ex GURRANEBANE | Gurranebane [T421,T422] | OUGHTRAGH |  | 51.819 | -10.1695
069522 | MV/LV Substation PR***522 |  | 10 kV | _ | LV | 400 kVA :Kiosk Substation | 0.4 | --> | 0.4 | 0.15 | 7.75 |  | --> | 0.38 | 0 | 0.011 | 0.336 | 0 |  | --> | C19 ex MILLTOWN (DR) | Milltown (dr) [T101,T102] | POOLBEG |  | 53.3163 | -6.2436
067301Y | MV/LV Substation CL***301Y |  | 10 kV | _ | LV | 400 kVA :Kiosk Substation | 0.4 | --> | 0.4 | 0 | 0 | Constrained, otherwise capacity available =307 kVA | --> | 0.38 | 0 | 0.016 | 0 | 0 | Constrained, otherwise capacity available =355 kW | --> | C16 ex MOYLISH | Moylish [T41,T42] | ARDNACRUSHA |  | 52.6804 | -8.6626
244482X | MV/LV Substation FE***482X |  | 20 kV | _ | LV | 400 kVA :Building Structure | 0.4 | --> | 0.4 | 0 | 0 | Constrained, otherwise capacity available =393 kVA | --> | 0.38 | 0 | 0.006 | 0 | 0 | Constrained, otherwise capacity available =374 kW | --> | E16 ex MILLTOWN (SR) | Milltown (sr) [T421,T422] | OUGHTRAGH |  | 52.1026 | -9.785
109275 | MV/LV Substation MO***275 |  | 20 kV | _ | LV | 50 kVA :Pole Substation | 0.05 | --> | 0.05 | 0 | 0 | Constrained, otherwise capacity available =50 kVA | --> | 0.048 | 0 | 0 | 0 | 0 | Constrained, otherwise capacity available =47 kW | --> | E17 ex DRUMLINE | Drumline [T421,T422] | DRUMLINE |  | 52.7566 | -8.8768
039685X | MV/LV Substation RO***685X |  | 10 kV | _ | LV | 400 kVA :Kiosk Substation | 0.4 | --> | 0.4 | 0.282 | 11.03 |  | --> | 0.38 | 0 | 0.016 | 0.352 | 0 |  | --> | C32 ex SALTHILL | Salthill [T101,T102] | SALTHILL |  | 53.2768 | -9.0905
118430 | MV/LV Substation LI***430 |  | 20 kV | _ | LV | 50 kVA :Pole Substation | 0.05 | --> | 0.05 | 0 | 0 | Constrained, otherwise capacity available =44 kVA | --> | 0.048 | 0 | 0.006 | 0 | 0 | Constrained, otherwise capacity available =42 kW | --> | E17 ex CREAGH | Creagh [T421,T422] | ATHLONE |  | 53.3088 | -8.2694
154106Z | MV/LV Substation DA***106Z |  | 10 kV | _ | LV | 400 kVA :Building Structure | 0.4 | --> | 0.4 | 0 | 0 | Constrained, otherwise capacity available =313 kVA | --> | 0.38 | 0 | 0 | 0 | 0 | Constrained, otherwise capacity available =368 kW | --> | C18 ex BALLYCOOLIN | Ballycoolin [T41,T42,T43] | FINGLAS |  | 53.4103 | -6.3471
063760X | MV/LV Substation CH***760X |  | 10 kV | _ | LV | 100 kVA :Pole Substation | 0.1 | --> | 0.1 | 0 | 0 | Constrained, otherwise capacity available =78 kVA | --> | 0.095 | 0 | 0.002 | 0 | 0 | Constrained, otherwise capacity available =90 kW | --> | C18 ex BALLYBAILIE | Ballybailie [T41,T42] | DUNDALK |  | 53.9469 | -6.5436
138207X | MV/LV Substation LE***207X |  | 10 kV | _ | LV | 50 kVA :Pole Substation | 0.05 | --> | 0.05 | 0.046 | 2.18 |  | --> | 0.048 | 0 | 0 | 0 | 0 | Constrained, otherwise capacity available =47 kW | --> | C21 ex BAILIEBORO | Bailieboro [T41,T42] | MEATH HILL |  | 53.9149 | -6.8681
071886 | MV/LV Substation BL***886 |  | 10 kV | _ | LV | 400 kVA :Kiosk Substation | 0.4 | --> | 0.4 | 0 | 0 | Constrained, otherwise capacity available =257 kVA | --> | 0.38 | 0 | 0.089 | 0.294 | 0 |  | --> | C15 ex GREYSTONES | Greystones [T41,T42] | FASSAROE |  | 53.1506 | -6.0835
003830 | MV/LV Substation CA***830 |  | 10 kV | _ | LV | 50 kVA :Pole Substation | 0.05 | --> | 0.05 | 0 | 0 | Constrained, otherwise capacity available =45 kVA | --> | 0.048 | 0 | 0 | 0 | 0 | Constrained, otherwise capacity available =47 kW | --> | C11 ex RATHDRUM | Rathdrum [T42] | ARKLOW |  | 52.9388 | -6.1397
151111X | MV/LV Substation GR***111X |  | 20 kV | _ | LV | 50 kVA :Pole Substation | 0.05 | --> | 0.05 | 0 | 0 | Constrained, otherwise capacity available =30 kVA | --> | 0.048 | 0 | 0.005 | 0.041 | 0 |  | --> | E15 ex BRUFF | Bruff [T42,T421] | LIMERICK |  | 52.5906 | -8.4493
015856Z | MV/LV Substation PR***856Z |  | 10 kV | _ | LV | 630 kVA :Kiosk Substation | 0.63 | --> | 0.63 | 0 | 0 | Constrained, otherwise capacity available =579 kVA | --> | 0.598 | 0 | 0.024 | 0 | 0 | Constrained, otherwise capacity available =574 kW | --> | C17 ex NAAS | Naas [T41,T42] | KILTEEL |  | 53.2118 | -6.6828
068916X | MV/LV Substation CL***916X |  | 10 kV | _ | LV | 1000 kVA :Building Structure | 1 | --> | 1 | 0.5 | 20.78 |  | --> | 0.95 | 0 | 0.022 | 0.5 | 0 |  | --> | C21 ex HEUSTON SQUARE | Heuston Square [T101,T102] | INCHICORE 220KV |  | 53.3461 | -6.3047
050054X | MV/LV Substation PR***054X |  | 10 kV | _ | LV | 400 kVA :Kiosk Substation | 0.4 | --> | 0.4 | 0 | 0 | Constrained, otherwise capacity available =322 kVA | --> | 0.38 | 0 | 0.018 | 0 | 0 | Constrained, otherwise capacity available =356 kW | --> | C23 ex ATHLONE | Athlone [T41,T42] | ATHLONE |  | 53.4332 | -7.9459
365331 | MV/LV Substation HI***331 |  | 10 kV | _ | LV | 100 kVA :Pole Substation | 0.1 | --> | 0.1 | 0 | 0 | Constrained, otherwise capacity available =75 kVA | --> | 0.095 | 0 | 0.005 | 0.088 | 0 |  | --> | C15 ex SAGGART | Saggart [T41,T42] | GRANGE CASTLE |  | 53.2491 | -6.4387
276720 | MV/LV Substation TH***720 |  | 10 kV | _ | LV | 630 kVA :Kiosk Substation | 0.63 | --> | 0.63 | 0 | 0 | Constrained, otherwise capacity available =572 kVA | --> | 0.598 | 0 | 0 | 0 | 0 | Constrained, otherwise capacity available =590 kW | --> | C11 ex COOLCORCORAN | Coolcorcoran [T41,T42] | KNOCKEARAGH |  | 52.0608 | -9.482
0054083 | MV/LV Substation RA***4083 |  | 10 kV | _ | LV | 400 kVA :Kiosk Substation | 0.4 | --> | 0.4 | 0.4 | 3.03 |  | --> | 0.38 | 0 | 0 | 0 | 0 | Constrained, otherwise capacity available =380 kW | --> | C18 ex RAMSTOWN | Ramstown [T41,T42] | CRANE |  | 52.6682 | -6.2997
182305 | MV/LV Substation GO***305 |  | 20 kV | _ | LV | 50 kVA :Pole Substation | 0.05 | --> | 0.05 | 0 | 0 | Constrained, otherwise capacity available =45 kVA | --> | 0.048 | 0 | 0 | 0 | 0 | Constrained, otherwise capacity available =47 kW | --> | C16 ex TULLA | Tulla [T41,T42] | ENNIS |  | 52.8045 | -8.6262
015976X | MV/LV Substation BU***976X |  | 10 kV | _ | LV | 200 kVA :Kiosk Substation | 0.2 | --> | 0.2 | 0 | 0 | Constrained, otherwise capacity available =159 kVA | --> | 0.19 | 0 | 0 | 0 | 0 | Constrained, otherwise capacity available =184 kW | --> | E20 ex BLESSINGTON | Blessington [T421,T422] | KILTEEL |  | 53.1662 | -6.5332
036126Y | MV/LV Substation TO***126Y |  | 20 kV | _ | LV | 50 kVA :Pole Substation | 0.05 | --> | 0.05 | 0 | 0 | Constrained, otherwise capacity available =48 kVA | --> | 0.048 | 0 | 0 | 0 | 0 | Constrained, otherwise capacity available =47 kW | --> | E19 ex GARRANACANTY | Garranacanty [T421,T422] | TIPPERARY |  | 52.4118 | -7.9796
433906 | MV/LV Substation PU***906 |  | 10 kV | _ | LV | 50 kVA :Pole Substation | 0.05 | --> | 0.05 | 0 | 0 | Constrained, otherwise capacity available =50 kVA | --> | 0.048 | 0 | 0 | 0 | 0 | Constrained, otherwise capacity available =48 kW | --> | C11 ex BALLAGHADERREEN | Ballaghaderreen [T41,T42] | TONROE |  | 53.9009 | -8.5712
039244 | MV/LV Substation BO***244 |  | 10 kV | _ | LV | 630 kVA :Kiosk Substation | 0.63 | --> | 0.63 | 0 | 0 | Constrained, otherwise capacity available =491 kVA | --> | 0.598 | 0 | 0.045 | 0.5 | 0 |  | --> | C17 ex GALWAY 110KV | Galway 110kv [T102,T103] | GALWAY 110KV |  | 53.292 | -9.0164
017240Z | MV/LV Substation DE***240Z |  | 10 kV | _ | LV | 200 kVA :Kiosk Substation | 0.2 | --> | 0.2 | 0.14 | 4.23 |  | --> | 0.19 | 0 | 0.01 | 0 | 0 | Constrained, otherwise capacity available =174 kW | --> | C13 ex CHURCHTOWN | Churchtown [T41] | RATHKEALE |  | 52.4546 | -9.0576
095016 | MV/LV Substation CA***016 |  | 10 kV | _ | LV | 630 kVA :Kiosk Substation | 0.63 | --> | 0.63 | 0.5 | 1.1 |  | --> | 0.598 | 0 | 0.004 | 0 | 0 | Constrained, otherwise capacity available =580 kW | --> | C25 ex KILKEE | Kilkee [T41] | TULLABRACK |  | 52.6802 | -9.6594
049131 | MV/LV Substation BA***131 |  | 10 kV | _ | LV | 100 kVA :Pole Substation | 0.1 | --> | 0.1 | 0.092 | 0.13 |  | --> | 0.095 | 0 | 0 | 0 | 0 | Constrained, otherwise capacity available =94 kW | --> | C18 ex BALLYMAHON | Ballymahon [T41,T42] | ATHLONE |  | 53.5728 | -7.7524
069716 | MV/LV Substation FO***716 |  | 10 kV | _ | LV | 630 kVA :Building Structure | 0.63 | --> | 0.63 | 0 | 0 |  | --> | 0.598 | 0 | 0 | 0.479 | 0 |  | --> | C17 ex DONNYBROOK | Donnybrook [T41,T42] | MILLTOWN (DR) |  | 53.3262 | -6.226
039923X | MV/LV Substation BO***923X |  | 10 kV | _ | LV | 630 kVA :Kiosk Substation | 0.63 | --> | 0.63 | 0 | 0 | Constrained, otherwise capacity available =560 kVA | --> | 0.598 | 0 | 0 | 0 | 0 | Constrained, otherwise capacity available =589 kW | --> | C12 ex ORANMORE | Oranmore [T41,T44] | GALWAY 110KV |  | 53.2762 | -8.966
0204007 | MV/LV Substation PE***4007 |  | 10 kV | _ | LV | 630 kVA :Building Structure | 0.63 | --> | 0.63 | 0 | 0 | Constrained, otherwise capacity available =535 kVA | --> | 0.598 | 0 | 0 | 0 | 0 | Constrained, otherwise capacity available =585 kW | --> | C12 ex COOLCORCORAN | Coolcorcoran [T41,T42] | KNOCKEARAGH |  | 52.0605 | -9.5087
160807Y | MV/LV Substation MO***807Y |  | 20 kV | _ | LV | 50 kVA :Pole Substation | 0.05 | --> | 0.05 | 0 | 0 | Constrained, otherwise capacity available =44 kVA | --> | 0.048 | 0 | 0 | 0 | 0 | Constrained, otherwise capacity available =47 kW | --> | E11 ex PORTLAOISE |  |  |  | 53.0889 | -7.1749
021312Z | MV/LV Substation EA***312Z |  | 10 kV | _ | LV | 630 kVA :Building Structure | 0.63 | --> | 0.63 | 0.5 | 6.78 |  | --> | 0.598 | 0 | 0.01 | 0.5 | 0 |  | --> | C35 ex CASTLEVIEW | Castleview [T101,T102] | CASTLEVIEW |  | 51.9035 | -8.3674
089687 | MV/LV Substation CA***687 |  | 20 kV | _ | LV | 50 kVA :Pole Substation | 0.05 | --> | 0.05 | 0.048 | 9.1 |  | --> | 0.048 | 0 | 0 | 0 | 0 | Constrained, otherwise capacity available =47 kW | --> | E21 ex ARDNAREE | Ardnaree [T42,T421] | MOY |  | 54.0845 | -9.0707
0814026 | MV/LV Substation BO***4026 |  | 10 kV | _ | LV | 50 kVA :Pole Substation | 0.05 | --> | 0.05 | 0 | 0 | Constrained, otherwise capacity available =50 kVA | --> | 0.048 | 0 | 0 | 0 | 0 | Constrained, otherwise capacity available =48 kW | --> | C19 ex CELBRIDGE | Celbridge [T41,T42] | GRIFFINRATH |  | 53.313 | -6.6242
377040Y | MV/LV Substation BA***040Y |  | 20 kV | _ | LV | 50 kVA :Pole Substation | 0.05 | --> | 0.05 | 0 | 0 | Constrained, otherwise capacity available =46 kVA | --> | 0.048 | 0 | 0 | 0 | 0 | Constrained, otherwise capacity available =47 kW | --> | E16 ex GURRANEBANE | Gurranebane [T421,T422] | OUGHTRAGH |  | 51.8143 | -10.1693
071180 | MV/LV Substation MT***180 |  | 10 kV | _ | LV | 50 kVA :Pole Substation | 0.05 | --> | 0.05 | 0.039 | 5.58 |  | --> | 0.048 | 0 | 0.005 | 0.042 | 0 |  | --> | C14 ex KILCOOLE | Kilcoole [T41,T42] | FASSAROE |  | 53.0975 | -6.1198
062821Y | MV/LV Substation FI***821Y |  | 10 kV | _ | LV | 630 kVA :Kiosk Substation | 0.63 | --> | 0.63 | 0.5 | 3.12 |  | --> | 0.598 | 0 | 0 | 0 | 0 | Constrained, otherwise capacity available =591 kW | --> | C18 ex MARSHES | Marshes [T41,T42] | DUNDALK |  | 53.9874 | -6.3771
026990X | MV/LV Substation MA***990X |  | 10 kV | _ | LV | 630 kVA :Kiosk Substation | 0.63 | --> | 0.63 | 0 | 0 | Constrained, otherwise capacity available =299 kVA | --> | 0.598 | 0 | 0.012 | 0 | 0 | Constrained, otherwise capacity available =543 kW | --> | C16 ex KINSALE | Kinsale [T41,T42] | BANDON |  | 51.7059 | -8.5243
047330 | MV/LV Substation CA***330 |  | 20 kV | _ | LV | 50 kVA :Pole Substation | 0.05 | --> | 0.05 | 0.048 | 1.04 |  | --> | 0.048 | 0 | 0.004 | 0 | 0 | Constrained, otherwise capacity available =44 kW | --> | C18 ex BOYLE | Boyle [T41,T42] | CARRICK ON SHANNON |  | 53.9393 | -8.3141
019049 | MV/LV Substation MT***049 |  | 10 kV | _ | LV | 630 kVA :Building Structure | 0.63 | --> | 0.63 | 0.474 | 2.18 |  | --> | 0.598 | 0 | 0.047 | 0 | 0 | Constrained, otherwise capacity available =542 kW | --> | C21 ex BALLYRICKARD | Ballyrickard [T41,T42] | TRALEE |  | 52.2675 | -9.7107
117983X | MV/LV Substation CA***983X |  | 20 kV | _ | LV | 100 kVA :Pole Substation | 0.1 | --> | 0.1 | 0 | 0 | Constrained, otherwise capacity available =77 kVA | --> | 0.095 | 0 | 0 | 0 | 0 | Constrained, otherwise capacity available =92 kW | --> | E20 ex COLLOONEY | Collooney [T421,T422] | SLIGO |  | 54.2658 | -8.6743
154513Z | MV/LV Substation BL***513Z |  | 20 kV | _ | LV | 200 kVA :Kiosk Substation | 0.2 | --> | 0.2 | 0 | 0 | Constrained, otherwise capacity available =177 kVA | --> | 0.19 | 0 | 0 | 0 | 0 | Constrained, otherwise capacity available =187 kW | --> | E12 ex KILCOCK | Kilcock [T421,T422] | GRIFFINRATH |  | 53.4331 | -6.565
081246Z | MV/LV Substation LI***246Z |  | 10 kV | _ | LV | 400 kVA :Kiosk Substation | 0.4 | --> | 0.4 | 0 | 0 | Constrained, otherwise capacity available =303 kVA | --> | 0.38 | 0 | 0.02 | 0.352 | 0 |  | --> | C13 ex LIFFEY VALLEY | Liffey Valley [T41,T42] | INCHICORE 220KV |  | 53.3524 | -6.4162
251107X | MV/LV Substation GA***107X |  | 20 kV | _ | LV | 100 kVA :Pole Substation | 0.1 | --> | 0.1 | 0 | 0 | Constrained, otherwise capacity available =90 kVA | --> | 0.095 | 0 | 0 | 0 | 0 | Constrained, otherwise capacity available =94 kW | --> | E43 ex CLAREGALWAY | Claregalway [T42,T421] | GALWAY 110KV |  | 53.3281 | -8.8622
365778X | MV/LV Substation TY***778X |  | 10 kV | _ | LV | 200 kVA :Kiosk Substation | 0.2 | --> | 0.2 | 0 | 0 | Constrained, otherwise capacity available =107 kVA | --> | 0.19 | 0 | 0.002 | 0.176 | 0 |  | --> | C17 ex TYMON | Tymon [T41,T42] | COOKSTOWN |  | 53.3074 | -6.3726
0684022 | MV/LV Substation CL***4022 |  | 10 kV | _ | LV | 1000 kVA :Building Structure | 1 | --> | 1 | 0.5 | 20.78 |  | --> | 0.95 | 0 | 0 | 0.5 | 0 |  | --> | C21 ex HEUSTON SQUARE | Heuston Square [T101,T102] | INCHICORE 220KV |  | 53.3466 | -6.3073
2814352 | MV/LV Substation EL***4352 |  | 10 kV | _ | LV | 400 kVA :Kiosk Substation | 0.4 | --> | 0.4 | 0 | 0 | Constrained, otherwise capacity available =330 kVA | --> | 0.38 | 0 | 0.005 | 0 | 0 | Constrained, otherwise capacity available =367 kW | --> | C22 ex KILMONEY | Kilmoney [T41,T42] | TRABEG |  | 51.8054 | -8.3972
125743 | MV/LV Substation GL***743 |  | 20 kV | _ | LV | 50 kVA :Pole Substation | 0.05 | --> | 0.05 | 0 | 0 | Constrained, otherwise capacity available =12 kVA | --> | 0.048 | 0 | 0 | 0 | 0 | Constrained, otherwise capacity available =42 kW | --> | C15 ex CLOONLOUGH | Cloonlough [T41,T42] | BARRYMORE |  | 52.22 | -8.3498
064910Y | MV/LV Substation MO***910Y |  | 10 kV | _ | LV | 50 kVA :Pole Substation | 0.05 | --> | 0.05 | 0 | 0 | Constrained, otherwise capacity available =49 kVA | --> | 0.048 | 0 | 0 | 0 | 0 | Constrained, otherwise capacity available =47 kW | --> | C13 ex MORNINGTON ROAD | Mornington Road [T41,T42] | DRYBRIDGE |  | 53.7188 | -6.3078
158338Y | MV/LV Substation GR***338Y |  | 10 kV | _ | LV | 50 kVA :Pole Substation | 0.05 | --> | 0.05 | 0 | 0 | Constrained, otherwise capacity available =37 kVA | --> | 0.048 | 0 | 0 | 0 | 0 | Constrained, otherwise capacity available =46 kW | --> | C16 ex ENNISTYMON | Ennistymon [T41,T42] | ENNIS |  | 52.9449 | -9.4322
029980X | MV/LV Substation SH***980X |  | 20 kV | _ | LV | 200 kVA :Pole Substation | 0.2 | --> | 0.2 | 0 | 0 | Constrained, otherwise capacity available =174 kVA | --> | 0.19 | 0 | 0 | 0 | 0 | Constrained, otherwise capacity available =186 kW | --> | C13 ex CLOYNE | Cloyne [T41] | MIDLETON |  | 51.8518 | -8.033
034682X | MV/LV Substation PO***682X |  | 10 kV | _ | LV | 50 kVA :Pole Substation | 0.05 | --> | 0.05 | 0.05 | 0.95 |  | --> | 0.048 | 0 | 0 | 0 | 0 | Constrained, otherwise capacity available =48 kW | --> | C18 ex SPA ROAD | Spa Road [T41,T42] | DOON |  | 52.3634 | -7.5692
067188 | MV/LV Substation OL***188 |  | 10 kV | _ | LV | 1000 kVA :Kiosk Substation | 1 | --> | 1 | 0 | 0 | Constrained, otherwise capacity available =818 kVA | --> | 0.95 | 0 | 0 | 0.5 | 0 |  | --> | C13 ex ROCHES STREET | Roches Street [T41,T42] | LIMERICK |  | 52.6615 | -8.6207
068920X | MV/LV Substation ST***920X |  | 10 kV | _ | LV | 1000 kVA :Building Structure | 1 | --> | 1 | 0.5 | 1.47 |  | --> | 0.95 | 0 | 0 | 0.5 | 0 |  | --> | C15 ex MARROWBONE LANE | Marrowbone Lane [T42] | INCHICORE 220KV |  | 53.3378 | -6.2938
0674449 | MV/LV Substation MU***4449 |  | 20 kV | _ | LV | 400 kVA :Kiosk Substation | 0.4 | --> | 0.4 | 0 | 0 | Constrained, otherwise capacity available =400 kVA | --> | 0.38 | 0 | 0 | 0.38 | 0 |  | --> | C11 ex RAHEEN | Raheen [T41,T42] | LIMERICK |  | 52.6357 | -8.6905
081210X | MV/LV Substation ES***210X |  | 10 kV | _ | LV | 630 kVA :Kiosk Substation | 0.63 | --> | 0.63 | 0 | 0 | Constrained, otherwise capacity available =505 kVA | --> | 0.598 | 0 | 0.038 | 0.5 | 0 |  | --> | C18 ex LUCAN EAST | Lucan East [T41,T42] | GRANGE CASTLE |  | 53.3522 | -6.4329
004481Y | MV/LV Substation CN***481Y |  | 10 kV | _ | LV | 50 kVA :Pole Substation | 0.05 | --> | 0.05 | 0 | 0 | Constrained, otherwise capacity available =34 kVA | --> | 0.048 | 0 | 0.015 | 0 | 0 | Constrained, otherwise capacity available =34 kW | --> | C23 ex TINAHASK | Tinahask [T41,T42] | ARKLOW |  | 52.7678 | -6.2402
158022Y | MV/LV Substation RA***022Y |  | 10 kV | _ | LV | 200 kVA :Kiosk Substation | 0.2 | --> | 0.2 | 0 | 0 | Constrained, otherwise capacity available =171 kVA | --> | 0.19 | 0 | 0.01 | 0 | 0 | Constrained, otherwise capacity available =179 kW | --> | C21 ex ENNISTYMON | Ennistymon [T41,T42] | ENNIS |  | 52.9299 | -9.339
064188Y | MV/LV Substation SE***188Y |  | 10 kV | _ | LV | 50 kVA :Pole Substation | 0.05 | --> | 0.05 | 0 | 0 | Constrained, otherwise capacity available =48 kVA | --> | 0.048 | 0 | 0.003 | 0 | 0 | Constrained, otherwise capacity available =45 kW | --> | C13 ex MORNINGTON ROAD | Mornington Road [T41,T42] | DRYBRIDGE |  | 53.7157 | -6.3314
0684175 | MV/LV Substation HA***4175 |  | 10 kV | _ | LV | 1000 kVA :Building Structure | 1 | --> | 1 | 0.5 | 9.99 |  | --> | 0.95 | 0 | 0 | 0.5 | 0 |  | --> | C11 ex HAROLDS CROSS | Harolds Cross [T101,T102] | POOLBEG |  | 53.3319 | -6.2565
1184088 | MV/LV Substation TO***4088 |  | 20 kV | _ | LV | 400 kVA :Building Structure | 0.4 | --> | 0.4 | 0 | 0 | Constrained, otherwise capacity available =234 kVA | --> | 0.38 | 0 | 0 | 0 | 0 | Constrained, otherwise capacity available =357 kW | --> | E11 ex CREAGH | Creagh [T421,T422] | ATHLONE |  | 53.375 | -8.1892
069893 | MV/LV Substation PA***893 |  | 10 kV | _ | LV | 400 kVA :Kiosk Substation | 0.4 | --> | 0.4 | 0.4 | 7.75 |  | --> | 0.38 | 0 | 0 | 0.38 | 0 |  | --> | C15 ex MILLTOWN (DR) | Milltown (dr) [T101,T102] | POOLBEG |  | 53.3167 | -6.2513
002978 | MV/LV Substation BR***978 |  | 10 kV | _ | LV | 400 kVA :Kiosk Substation | 0.4 | --> | 0.4 | 0.366 | 4.51 |  | --> | 0.38 | 0 | 0.026 | 0.356 | 0 |  | --> | C20 ex BOGHALL ROAD | Boghall Road [T41,T42] | FASSAROE |  | 53.1886 | -6.099
066338X | MV/LV Substation KI***338X |  | 10 kV | _ | LV | 400 kVA :Kiosk Substation | 0.4 | --> | 0.4 | 0 | 0 | Constrained, otherwise capacity available =276 kVA | --> | 0.38 | 0 | 0.013 | 0.353 | 0 |  | --> | C16 ex MOUNTGORRY | Mountgorry [T41,T42] | GRANGE (DR) |  | 53.4448 | -6.1978
207186 | MV/LV Substation CH***186 |  | 10 kV | _ | LV | 100 kVA :Pole Substation | 0.1 | --> | 0.1 | 0 | 3.38 |  | --> | 0.095 | 0 | 0.003 | 0 | 0 | Constrained, otherwise capacity available =77 kW | --> | C15 ex GLENGOOLE | Glengoole [T41] | THURLES |  | 52.7498 | -7.5568
0424139 | MV/LV Substation SI***4139 |  | 10 kV | _ | LV | 400 kVA :Kiosk Substation | 0.4 | --> | 0.4 | 0.4 | 1.51 |  | --> | 0.38 | 0 | 0 | 0 | 0 | Constrained, otherwise capacity available =380 kW | --> | C19 ex TURLOUGH ROAD | Turlough Road [T43] | CASTLEBAR |  | 53.869 | -9.2831
066867Z | MV/LV Substation RA***867Z |  | 20 kV | _ | LV | 400 kVA :Building Structure | 0.4 | --> | 0.4 | 0 | 0 | Constrained, otherwise capacity available =380 kVA | --> | 0.38 | 0 | 0 | 0 | 0 | Constrained, otherwise capacity available =377 kW | --> | E21 ex BALTRASNA | Baltrasna [T121,T122] | BALTRASNA |  | 53.5246 | -6.4065
001343 | MV/LV Substation AV***343 |  | 10 kV | _ | LV | 400 kVA :Building Structure | 0.4 | --> | 0.4 | 0.272 | 4.01 |  | --> | 0.38 | 0 | 0.055 | 0.321 | 0 |  | --> | C19 ex BALLINCLEA | Ballinclea [T41] | CHERRYWOOD |  | 53.2683 | -6.1324
0654355 | MV/LV Substation IR***4355 |  | 20 kV | _ | LV | 100 kVA :Pole Substation | 0.1 | --> | 0.1 | 0 | 0 | Constrained, otherwise capacity available =97 kVA | --> | 0.095 | 0 | 0.04 | 0 | 0 | Constrained, otherwise capacity available =65 kW | --> | E23 ex BALTRASNA | Baltrasna [T121,T122] | BALTRASNA |  | 53.5621 | -6.4585
065365Z | MV/LV Substation BA***365Z |  | 20 kV | _ | LV | 50 kVA :Pole Substation | 0.05 | --> | 0.05 | 0 | 0 | Constrained, otherwise capacity available =35 kVA | --> | 0.048 | 0 | 0 | 0 | 0 | Constrained, otherwise capacity available =46 kW | --> | E23 ex BALTRASNA | Baltrasna [T121,T122] | BALTRASNA |  | 53.6093 | -6.4192
053837Y | MV/LV Substation BA***837Y |  | 10 kV | _ | LV | 200 kVA :Kiosk Substation | 0.2 | --> | 0.2 | 0.162 | 2.39 |  | --> | 0.19 | 0 | 0.006 | 0 | 0 | Constrained, otherwise capacity available =180 kW | --> | C12 ex SRAH | Srah [T41,T42] | THORNSBERRY |  | 53.2881 | -7.5042
039458 | MV/LV Substation LA***458 |  | 10 kV | _ | LV | 50 kVA :Pole Substation | 0.05 | --> | 0.05 | 0 | 0 | Constrained, otherwise capacity available =45 kVA | --> | 0.048 | 0 | 0 | 0.047 | 0 |  | --> | C17 ex GALWAY 110KV | Galway 110kv [T102,T103] | GALWAY 110KV |  | 53.2946 | -9.0164
0564250 | MV/LV Substation HI***4250 |  | 10 kV | _ | LV | 400 kVA :Kiosk Substation | 0.4 | --> | 0.4 | 0.374 | 0.89 |  | --> | 0.38 | 0 | 0.013 | 0 | 0 | Constrained, otherwise capacity available =367 kW | --> | C17 ex BIRR | Birr [T41,T422] | DALLOW |  | 53.0887 | -7.9051
064949 | MV/LV Substation CU***949 |  | 20 kV | _ | LV | 50 kVA :Pole Substation | 0.05 | --> | 0.05 | 0 | 0 | Constrained, otherwise capacity available =41 kVA | --> | 0.048 | 0 | 0.006 | 0 | 0 | Constrained, otherwise capacity available =42 kW | --> | E15 ex JULIANSTOWN | Julianstown [T421,T422] | DRYBRIDGE |  | 53.6381 | -6.2418
117565 | MV/LV Substation KI***565 |  | 20 kV | _ | LV | 100 kVA :Pole Substation | 0.1 | --> | 0.1 | 0 | 0 | Constrained, otherwise capacity available =78 kVA | --> | 0.095 | 0 | 0 | 0 | 0 | Constrained, otherwise capacity available =92 kW | --> | E20 ex COLLOONEY | Collooney [T421,T422] | SLIGO |  | 54.254 | -8.6698
377291 | MV/LV Substation LA***291 |  | 20 kV | _ | LV | 50 kVA :Pole Substation | 0.05 | --> | 0.05 | 0 | 0 | Constrained, otherwise capacity available =16 kVA | --> | 0.048 | 0 | 0.005 | 0 | 0 | Constrained, otherwise capacity available =39 kW | --> | E18 ex GURRANEBANE | Gurranebane [T421,T422] | OUGHTRAGH |  | 51.8744 | -10.3514
182140X | MV/LV Substation RA***140X |  | 10 kV | _ | LV | 50 kVA :Pole Substation | 0.05 | --> | 0.05 | 0 | 0 | Constrained, otherwise capacity available =49 kVA | --> | 0.048 | 0 | 0 | 0 | 0 | Constrained, otherwise capacity available =47 kW | --> | C11 ex SCARIFF | Scariff [T42] | ENNIS |  | 52.8918 | -8.5133
288188X | MV/LV Substation TO***188X |  | 10 kV | _ | LV | 200 kVA :Kiosk Substation | 0.2 | --> | 0.2 | 0 | 0 | Constrained, otherwise capacity available =175 kVA | --> | 0.19 | 0 | 0 | 0.187 | 0 |  | --> | C13 ex SANDYFORD | Sandyford [T41,T42] | CARRICKMINES |  | 53.2661 | -6.2367
066731 | MV/LV Substation DR***731 |  | 10 kV | _ | LV | 50 kVA :Pole Substation | 0.05 | --> | 0.05 | 0 | 0 | Constrained, otherwise capacity available =18 kVA | --> | 0.048 | 0 | 0.02 | 0 | 0 | Constrained, otherwise capacity available =28 kW | --> | C13 ex MALAHIDE | Malahide [T41,T42] | GLASMORE |  | 53.4176 | -6.1576
0014087 | MV/LV Substation TH***4087 |  | 10 kV | _ | LV | 630 kVA :Kiosk Substation | 0.63 | --> | 0.63 | 0.5 | 1.23 |  | --> | 0.598 | 0 | 0 | 0.5 | 0 |  | --> | C20 ex SALLYNOGGIN ROAD | Sallynoggin Road [T41,T42] | CHERRYWOOD |  | 53.2799 | -6.1463
127440Y | MV/LV Substation OA***440Y |  | 20 kV | _ | LV | 50 kVA :Pole Substation | 0.05 | --> | 0.05 | 0.027 | 5.89 |  | --> | 0.048 | 0 | 0 | 0 | 0 | Constrained, otherwise capacity available =44 kW | --> | C14 ex CASHEL | Cashel [T41,T42] | CAHIR |  | 52.5589 | -7.8488
365801X | MV/LV Substation WA***801X |  | 10 kV | _ | LV | 630 kVA :Kiosk Substation | 0.63 | --> | 0.63 | 0 | 0 | Constrained, otherwise capacity available =468 kVA | --> | 0.598 | 0 | 0.055 | 0.5 | 0 |  | --> | C20 ex OLDBAWN | Oldbawn [T41,T42] | COOKSTOWN |  | 53.2796 | -6.3618
110291 | MV/LV Substation CO***291 |  | 20 kV | _ | LV | 50 kVA :Pole Substation | 0.05 | --> | 0.05 | 0.049 | 0.76 |  | --> | 0.048 | 0 | 0 | 0 | 0 | Constrained, otherwise capacity available =47 kW | --> | E11 ex KILGARVAN | Kilgarvan [T421] | KNOCKEARAGH |  | 51.8467 | -9.5109
0684638 | MV/LV Substation JO***4638 |  | 10 kV | _ | LV | 1000 kVA :Building Structure | 1 | --> | 1 | 0.5 | 1.47 |  | --> | 0.95 | 0 | 0 | 0.5 | 0 |  | --> | C12 ex MARROWBONE LANE | Marrowbone Lane [T42] | INCHICORE 220KV |  | 53.3389 | -6.2824
0934044 | MV/LV Substation ST***4044 |  | 10 kV | _ | LV | 400 kVA :Kiosk Substation | 0.4 | --> | 0.4 | 0 | 0 | Constrained, otherwise capacity available =339 kVA | --> | 0.38 | 0 | 0.094 | 0.302 | 0 |  | --> | C28 ex KILMORE | Kilmore [T101,T102,T103] | FINGLAS |  | 53.409 | -6.1739
0294287 | MV/LV Substation AN***4287 |  | 10 kV | _ | LV | 400 kVA :Kiosk Substation | 0.4 | --> | 0.4 | 0 | 0 | Constrained, otherwise capacity available =388 kVA | --> | 0.38 | 0 | 0.017 | 0 | 0 | Constrained, otherwise capacity available =366 kW | --> | C16 ex KILLACLOYNE | Killacloyne [T41,T42] | MIDLETON |  | 51.9163 | -8.2808
0054181 | MV/LV Substation BO***4181 |  | 20 kV | _ | LV | 50 kVA :Pole Substation | 0.05 | --> | 0.05 | 0.05 | 17.8 |  | --> | 0.048 | 0 | 0 | 0.048 | 0 |  | --> | E13 ex BANOGE | Banoge [T121,T122] | BANOGE |  | 52.6359 | -6.277
068887X | MV/LV Substation AL***887X |  | 10 kV | _ | LV | 1000 kVA :Building Structure | 1 | --> | 1 | 0.5 | 9.28 |  | --> | 0.95 | 0 | 0 | 0.5 | 0 |  | --> | C12 ex PEMBROKE | Pembroke [T41,T42,T43,T44] | RINGSEND |  | 53.3393 | -6.2339
165733X | MV/LV Substation LI***733X |  | 10 kV | _ | LV | 50 kVA :Pole Substation | 0.05 | --> | 0.05 | 0.048 | 0.88 |  | --> | 0.048 | 0 | 0 | 0 | 0 | Constrained, otherwise capacity available =47 kW | --> | C12 ex ROSS CARBERY | Ross Carbery [T41,T42] | DUNMANWAY |  | 51.6005 | -8.9704
032787 | MV/LV Substation BA***787 |  | 10 kV | _ | LV | 50 kVA :Pole Substation | 0.05 | --> | 0.05 | 0 | 0 | Constrained, otherwise capacity available =48 kVA | --> | 0.048 | 0 | 0 | 0 | 0 | Constrained, otherwise capacity available =47 kW | --> | C18 ex TRAMORE | Tramore [T41,T42] | BUTLERSTOWN |  | 52.1759 | -7.2089
023328X | MV/LV Substation HI***328X |  | 10 kV | _ | LV | 200 kVA :Pole Substation | 0.2 | --> | 0.2 | 0 | 0 | Constrained, otherwise capacity available =197 kVA | --> | 0.19 | 0 | 0 | 0 | 0 | Constrained, otherwise capacity available =190 kW | --> | C15 ex FERMOY NORTH | Fermoy North [T41,T42] | BARRYMORE |  | 52.1419 | -8.282
081086Y | MV/LV Substation TA***086Y |  | 10 kV | _ | LV | 630 kVA :Kiosk Substation | 0.63 | --> | 0.63 | 0 | 0 | Constrained, otherwise capacity available =630 kVA | --> | 0.598 | 0 | 0 | 0 | 0 | Constrained, otherwise capacity available =598 kW | --> | C22 ex CELBRIDGE | Celbridge [T41,T42] | GRIFFINRATH |  | 53.3483 | -6.6016
050645X | MV/LV Substation AN***645X |  | 10 kV | _ | LV | 400 kVA :Building Structure | 0.4 | --> | 0.4 | 0.336 | 7.61 |  | --> | 0.38 | 0 | 0 | 0 | 0 | Constrained, otherwise capacity available =371 kW | --> | C20 ex GARRYCASTLE | Garrycastle [T41,T42] | ATHLONE |  | 53.4248 | -7.8995
007528X | MV/LV Substation HA***528X |  | 20 kV | _ | LV | 100 kVA :Pole Substation | 0.1 | --> | 0.1 | 0.1 | 1.4 |  | --> | 0.095 | 0 | 0 | 0 | 0 | Constrained, otherwise capacity available =95 kW | --> | E20 ex KILLINICK | Killinick [T421,T422] | WEXFORD |  | 52.2487 | -6.5023
182073X | MV/LV Substation MT***073X |  | 20 kV | _ | LV | 50 kVA :Pole Substation | 0.05 | --> | 0.05 | 0 | 0 | Constrained, otherwise capacity available =46 kVA | --> | 0.048 | 0 | 0 | 0 | 0 | Constrained, otherwise capacity available =47 kW | --> | C12 ex SCARIFF | Scariff [T42] | ENNIS |  | 52.9358 | -8.4286
069685 | MV/LV Substation MU***685 |  | 10 kV | _ | LV | 630 kVA :Building Structure | 0.63 | --> | 0.63 | 0.5 | 3 |  | --> | 0.598 | 0 | 0 | 0.5 | 0 |  | --> | C31 ex INCHICORE CENTRAL | Inchicore Central [T43,T45] | INCHICORE 220KV |  | 53.3284 | -6.3335
180133Y | MV/LV Substation KE***133Y |  | 10 kV | _ | LV | 630 kVA :Kiosk Substation | 0.63 | --> | 0.63 | 0.49 | 3.27 |  | --> | 0.598 | 0 | 0 | 0 | 0 | Constrained, otherwise capacity available =579 kW | --> | C12 ex LLOYD | Lloyd [T41,T42] | NAVAN |  | 53.7398 | -6.8958
165751X | MV/LV Substation CA***751X |  | 10 kV | _ | LV | 100 kVA :Pole Substation | 0.1 | --> | 0.1 | 0.098 | 0.88 |  | --> | 0.095 | 0 | 0 | 0 | 0 | Constrained, otherwise capacity available =95 kW | --> | C21 ex ROSS CARBERY | Ross Carbery [T41,T42] | DUNMANWAY |  | 51.6319 | -9.0075
111774Y | MV/LV Substation GE***774Y |  | 20 kV | _ | LV | 50 kVA :Pole Substation | 0.05 | --> | 0.05 | 0 | 0 | Constrained, otherwise capacity available =49 kVA | --> | 0.048 | 0 | 0 | 0 | 0 | Constrained, otherwise capacity available =47 kW | --> | C12 ex BANTRY | Bantry [T41,T42] | BALLYLICKY |  | 51.6166 | -9.5453
029522Y | MV/LV Substation SH***522Y |  | 20 kV | _ | LV | 200 kVA :Kiosk Substation | 0.2 | --> | 0.2 | 0 | 0 | Constrained, otherwise capacity available =131 kVA | --> | 0.19 | 0 | 0.05 | 0 | 0 | Constrained, otherwise capacity available =143 kW | --> | C13 ex CLOYNE | Cloyne [T41] | MIDLETON |  | 51.856 | -8.0307
006569Y | MV/LV Substation TH***569Y |  | 20 kV | _ | LV | 200 kVA :Pole Substation | 0.2 | --> | 0.2 | 0.167 | 4.38 |  | --> | 0.19 | 0 | 0 | 0.185 | 0 |  | --> | E13 ex CRANE | Crane [T122] | CRANE |  | 52.4797 | -6.428
433006 | MV/LV Substation CO***006 |  | 10 kV | _ | LV | 200 kVA :Pole Substation | 0.2 | --> | 0.2 | 0 | 0 | Constrained, otherwise capacity available =163 kVA | --> | 0.19 | 0 | 0.005 | 0 | 0 | Constrained, otherwise capacity available =181 kW | --> | C12 ex BALLAGHADERREEN | Ballaghaderreen [T41,T42] | TONROE |  | 53.9008 | -8.5859
0064061 | MV/LV Substation CU***4061 |  | 10 kV | _ | LV | 100 kVA :Pole Substation | 0.1 | --> | 0.1 | 0.087 | 4.38 |  | --> | 0.095 | 0 | 0 | 0.093 | 0 |  | --> | E14 ex CRANE | Crane [T122] | CRANE |  | 52.5435 | -6.6671
007689X | MV/LV Substation BA***689X |  | 20 kV | _ | LV | 50 kVA :Pole Substation | 0.05 | --> | 0.05 | 0.035 | 1.4 |  | --> | 0.048 | 0 | 0.017 | 0 | 0 | Constrained, otherwise capacity available =33 kW | --> | E11 ex KILLINICK | Killinick [T421,T422] | WEXFORD |  | 52.2078 | -6.5462
054044Z | MV/LV Substation GR***044Z |  | 20 kV | _ | LV | 400 kVA :Kiosk Substation | 0.4 | --> | 0.4 | 0 | 0 | Constrained, otherwise capacity available =321 kVA | --> | 0.38 | 0 | 0 | 0 | 0 | Constrained, otherwise capacity available =369 kW | --> | E13 ex ABBEYLEIX | Abbeyleix [T422] | PORTLAOISE |  | 52.907 | -7.352
156897Y | MV/LV Substation LI***897Y |  | 10 kV | _ | LV | 50 kVA :Pole Substation | 0.05 | --> | 0.05 | 0.05 | 2.47 |  | --> | 0.048 | 0 | 0 | 0 | 0 | Constrained, otherwise capacity available =48 kW | --> | C12 ex TELAYDON | Telaydon [T42,T421] | LISDRUM |  | 54.2673 | -6.9245
119817X | MV/LV Substation SY***817X |  | 10 kV | _ | LV | 630 kVA :Building Structure | 0.63 | --> | 0.63 | 0.5 | 4.16 |  | --> | 0.598 | 0 | 0 | 0.221 | 0 | Constrained, otherwise capacity available =598 kW | --> | C22 ex NEWMARKET (SR) | Newmarket (sr) [T41,T42] | GLENLARA |  | 52.2085 | -8.9979
0684703 | MV/LV Substation PR***4703 |  | 10 kV | _ | LV | 630 kVA :Kiosk Substation | 0.63 | --> | 0.63 | 0 | 0 | Constrained, otherwise capacity available =602 kVA | --> | 0.598 | 0 | 0 | 0.5 | 0 |  | --> | C14 ex CLONTARF | Clontarf [T42] | FINGLAS |  | 53.3676 | -6.1742
067141 | MV/LV Substation CA***141 |  | 10 kV | _ | LV | 400 kVA :Kiosk Substation | 0.4 | --> | 0.4 | 0 | 0 | Constrained, otherwise capacity available =183 kVA | --> | 0.38 | 0 | 0.024 | 0 | 0 | Constrained, otherwise capacity available =332 kW | --> | C18 ex CAHERDAVIN | Caherdavin [T41,T42] | ARDNACRUSHA |  | 52.6738 | -8.6678
1604099 | MV/LV Substation WA***4099 |  | 20 kV | _ | LV | 50 kVA :Pole Substation | 0.05 | --> | 0.05 | 0 | 0 | Constrained, otherwise capacity available =45 kVA | --> | 0.048 | 0 | 0 | 0 | 0 | Constrained, otherwise capacity available =47 kW | --> | C11 ex MOUNTMELLICK | Mountmellick [T41,T42] | PORTLAOISE |  | 53.155 | -7.5218
022544X | MV/LV Substation RI***544X |  | 10 kV | _ | LV | 200 kVA :Kiosk Substation | 0.2 | --> | 0.2 | 0.12 | 4.55 |  | --> | 0.19 | 0 | 0 | 0 | 0 | Constrained, otherwise capacity available =179 kW | --> | C21 ex MALLOW | Mallow [T41,T42] | MALLOW |  | 52.1479 | -8.6395
055665Y | MV/LV Substation WH***665Y |  | 10 kV | _ | LV | 200 kVA :Kiosk Substation | 0.2 | --> | 0.2 | 0 | 0 | Constrained, otherwise capacity available =175 kVA | --> | 0.19 | 0 | 0.01 | 0 | 0 | Constrained, otherwise capacity available =179 kW | --> | C17 ex ROSCREA | Roscrea [T41,T42] | IKERRIN |  | 52.9464 | -7.7863
365856X | MV/LV Substation ST***856X |  | 10 kV | _ | LV | 400 kVA :Kiosk Substation | 0.4 | --> | 0.4 | 0 | 0 | Constrained, otherwise capacity available =352 kVA | --> | 0.38 | 0 | 0 | 0.373 | 0 |  | --> | C12 ex WHITESTOWN | Whitestown [T41,T42] | COOKSTOWN |  | 53.2768 | -6.4016
068984 | MV/LV Substation CO***984 |  | 10 kV | _ | LV | 400 kVA :Building Structure | 0.4 | --> | 0.4 | 0.399 | 12.96 |  | --> | 0.38 | 0 | 0 | 0.38 | 0 |  | --> | C21 ex ARTANE | Artane [T101,T102] | FINGLAS |  | 53.3846 | -6.2355
365203 | MV/LV Substation KI***203 |  | 10 kV | _ | LV | 400 kVA :Kiosk Substation | 0.4 | --> | 0.4 | 0 | 0 | Constrained, otherwise capacity available =341 kVA | --> | 0.38 | 0 | 0 | 0.372 | 0 |  | --> | C12 ex WHITESTOWN | Whitestown [T41,T42] | COOKSTOWN |  | 53.2779 | -6.4054
064008 | MV/LV Substation DU***008 |  | 10 kV | _ | LV | 400 kVA :Kiosk Substation | 0.4 | --> | 0.4 | 0 | 0 | Constrained, otherwise capacity available =70 kVA | --> | 0.38 | 0 | 0.018 | 0 | 0 | Constrained, otherwise capacity available =340 kW | --> | C11 ex MORNINGTON ROAD | Mornington Road [T41,T42] | DRYBRIDGE |  | 53.7131 | -6.3417
005471 | MV/LV Substation RI***471 |  | 20 kV | _ | LV | 400 kVA :Kiosk Substation | 0.4 | --> | 0.4 | 0.305 | 17.8 |  | --> | 0.38 | 0 | 0 | 0.367 | 0 |  | --> | E13 ex BANOGE | Banoge [T121,T122] | BANOGE |  | 52.6394 | -6.2363
017518 | MV/LV Substation BA***518 |  | 20 kV | _ | LV | 50 kVA :Pole Substation | 0.05 | --> | 0.05 | 0.038 | 7.48 |  | --> | 0.048 | 0 | 0 | 0 | 0 | Constrained, otherwise capacity available =46 kW | --> | E12 ex CHURCHTOWN | Churchtown [T422] | RATHKEALE |  | 52.4197 | -9.1342
022801X | MV/LV Substation NE***801X |  | 10 kV | _ | LV | 200 kVA :Kiosk Substation | 0.2 | --> | 0.2 | 0 | 0 | Constrained, otherwise capacity available =164 kVA | --> | 0.19 | 0 | 0 | 0 | 0 | Constrained, otherwise capacity available =185 kW | --> | C15 ex SCARTEEN | Scarteen [T41,T42] | MALLOW |  | 52.1225 | -8.6942
0594327 | MV/LV Substation DE***4327 |  | 20 kV | _ | LV | 50 kVA :Pole Substation | 0.05 | --> | 0.05 | 0 | 0 | Constrained, otherwise capacity available =50 kVA | --> | 0.048 | 0 | 0 | 0 | 0 | Constrained, otherwise capacity available =48 kW | --> | E19 ex CAVAN | Cavan [T42,T421] | SHANKILL |  | 53.9823 | -7.3853
119711X | MV/LV Substation GL***711X |  | 10 kV | _ | LV | 50 kVA :Pole Substation | 0.05 | --> | 0.05 | 0 | 0 | Constrained, otherwise capacity available =42 kVA | --> | 0.048 | 0 | 0 | 0 | 0 | Constrained, otherwise capacity available =46 kW | --> | C11 ex KANTURK | Kanturk [T41,T42] | GLENLARA |  | 52.1743 | -8.799
265018 | MV/LV Substation KI***018 |  | 20 kV | _ | LV | 200 kVA :Pole Substation | 0.2 | --> | 0.2 | 0.098 | 2.56 |  | --> | 0.19 | 0 | 0 | 0.176 | 0 |  | --> | C17 ex KILLESHANDRA | Killeshandra [T41,T42] | GORTAWEE |  | 54.0584 | -7.6124
070798X | MV/LV Substation GU***798X |  | 20 kV | _ | LV | 50 kVA :Pole Substation | 0.05 | --> | 0.05 | 0.036 | 0.76 |  | --> | 0.048 | 0 | 0 | 0 | 0 | Constrained, otherwise capacity available =46 kW | --> | E15 ex RATHMORE | Rathmore [T42,T421] | KNOCKEARAGH |  | 52.1078 | -9.2931
082350 | MV/LV Substation KI***350 |  | 20 kV | _ | LV | 200 kVA :Pole Substation | 0.2 | --> | 0.2 | 0 | 0 | Constrained, otherwise capacity available =157 kVA | --> | 0.19 | 0 | 0.006 | 0 | 0 | Constrained, otherwise capacity available =180 kW | --> | E15 ex ACADEMY STREET | Academy Street [T421,T422,T44] | NAVAN |  | 53.6329 | -6.6579
039143 | MV/LV Substation CA***143 |  | 10 kV | _ | LV | 100 kVA :Pole Substation | 0.1 | --> | 0.1 | 0 | 0 | Constrained, otherwise capacity available =72 kVA | --> | 0.095 | 0 | 0.01 | 0.084 | 0 |  | --> | C17 ex GALWAY 110KV | Galway 110kv [T102,T103] | GALWAY 110KV |  | 53.2992 | -9.0186
019370X | MV/LV Substation CU***370X |  | 10 kV | _ | LV | 50 kVA :Pole Substation | 0.05 | --> | 0.05 | 0.044 | 1.54 |  | --> | 0.048 | 0 | 0 | 0 | 0 | Constrained, otherwise capacity available =47 kW | --> | C22 ex BALLYARD | Ballyard [T41,T42] | TRALEE |  | 52.2397 | -9.7321
014069Y | MV/LV Substation KC***069Y |  | 10 kV | _ | LV | 100 kVA :Pole Substation | 0.1 | --> | 0.1 | 0.089 | 0.63 |  | --> | 0.095 | 0 | 0 | 0 | 0 | Constrained, otherwise capacity available =94 kW | --> | C17 ex KILCULLEN | Kilcullen [T41,T42,T424] | STRATFORD |  | 53.1431 | -6.7326
007200 | MV/LV Substation TI***200 |  | 20 kV | _ | LV | 200 kVA :Pole Substation | 0.2 | --> | 0.2 | 0.2 | 1.4 |  | --> | 0.19 | 0 | 0 | 0 | 0 | Constrained, otherwise capacity available =190 kW | --> | E11 ex KILLINICK | Killinick [T421,T422] | WEXFORD |  | 52.1934 | -6.492
015789Y | MV/LV Substation CR***789Y |  | 10 kV | _ | LV | 100 kVA :Pole Substation | 0.1 | --> | 0.1 | 0 | 0 | Constrained, otherwise capacity available =87 kVA | --> | 0.095 | 0 | 0.011 | 0 | 0 | Constrained, otherwise capacity available =85 kW | --> | E18 ex BLESSINGTON | Blessington [T421,T422] | KILTEEL |  | 53.1921 | -6.5127
066852Z | MV/LV Substation EN***852Z |  | 10 kV | _ | LV | 630 kVA :Building Structure | 0.63 | --> | 0.63 | 0 | 0 | Constrained, otherwise capacity available =494 kVA | --> | 0.598 | 0 | 0.035 | 0.5 | 0 |  | --> | C16 ex MOUNTGORRY | Mountgorry [T41,T42] | GRANGE (DR) |  | 53.4482 | -6.2022
196022X | MV/LV Substation HA***022X |  | 10 kV | _ | LV | 50 kVA :Pole Substation | 0.05 | --> | 0.05 | 0 | 0 | Constrained, otherwise capacity available =38 kVA | --> | 0.048 | 0 | 0 | 0 | 0 | Constrained, otherwise capacity available =46 kW | --> | C18 ex TRIM | Trim [T41,T42] | NAVAN |  | 53.5498 | -6.787
006918 | MV/LV Substation KI***918 |  | 20 kV | _ | LV | 100 kVA :Pole Substation | 0.1 | --> | 0.1 | 0.073 | 1.13 |  | --> | 0.095 | 0 | 0.009 | 0 | 0 | Constrained, otherwise capacity available =85 kW | --> | E18 ex BUNCLODY | Bunclody [T421,T422] | CRANE |  | 52.5645 | -6.7467
064163 | MV/LV Substation ED***163 |  | 10 kV | _ | LV | 200 kVA :Kiosk Substation | 0.2 | --> | 0.2 | 0 | 0 | Constrained, otherwise capacity available =135 kVA | --> | 0.19 | 0 | 0.006 | 0 | 0 | Constrained, otherwise capacity available =176 kW | --> | C13 ex MORNINGTON ROAD | Mornington Road [T41,T42] | DRYBRIDGE |  | 53.7179 | -6.3045
015555Z | MV/LV Substation BU***555Z |  | 10 kV | _ | LV | 200 kVA :Kiosk Substation | 0.2 | --> | 0.2 | 0 | 0 | Constrained, otherwise capacity available =140 kVA | --> | 0.19 | 0 | 0.005 | 0 | 0 | Constrained, otherwise capacity available =178 kW | --> | E13 ex BLESSINGTON | Blessington [T421,T422] | KILTEEL |  | 53.1608 | -6.5469
154307Z | MV/LV Substation BT***307Z |  | 10 kV | _ | LV | 200 kVA :Kiosk Substation | 0.2 | --> | 0.2 | 0 | 0 | Constrained, otherwise capacity available =166 kVA | --> | 0.19 | 0 | 0.008 | 0 | 0 | Constrained, otherwise capacity available =179 kW | --> | C20 ex COOLMINE | Coolmine [T41,T42] | FINGLAS |  | 53.3937 | -6.399
184468 | MV/LV Substation BR***468 |  | 10 kV | _ | LV | 100 kVA :Pole Substation | 0.1 | --> | 0.1 | 0.085 | 3.38 |  | --> | 0.095 | 0 | 0 | 0 | 0 | Constrained, otherwise capacity available =93 kW | --> | C20 ex CASTLEBLAYNEY | Castleblayney [T41,T42] | DUNDALK |  | 54.0588 | -6.6988
015548 | MV/LV Substation CA***548 |  | 10 kV | _ | LV | 100 kVA :Pole Substation | 0.1 | --> | 0.1 | 0 | 0 | Constrained, otherwise capacity available =79 kVA | --> | 0.095 | 0 | 0.005 | 0 | 0 | Constrained, otherwise capacity available =88 kW | --> | C19 ex SALLINS | Sallins [T41,T42] | GRIFFINRATH |  | 53.2476 | -6.7381
180886X | MV/LV Substation CR***886X |  | 10 kV | _ | LV | 50 kVA :Pole Substation | 0.05 | --> | 0.05 | 0.038 | 1.4 |  | --> | 0.048 | 0 | 0 | 0 | 0 | Constrained, otherwise capacity available =46 kW | --> | C14 ex KELLS | Kells [T41,T42] | NAVAN |  | 53.7573 | -6.8388
153024 | MV/LV Substation BA***024 |  | 20 kV | _ | LV | 200 kVA :Pole Substation | 0.2 | --> | 0.2 | 0 | 0 | Constrained, otherwise capacity available =127 kVA | --> | 0.19 | 0 | 0 | 0 | 0 | Constrained, otherwise capacity available =180 kW | --> | E17 ex BIRDHILL | Birdhill [T421,T422] | ARDNACRUSHA |  | 52.8094 | -8.4361
022964 | MV/LV Substation BA***964 |  | 10 kV | _ | LV | 100 kVA :Pole Substation | 0.1 | --> | 0.1 | 0.079 | 4.55 |  | --> | 0.095 | 0 | 0.015 | 0 | 0 | Constrained, otherwise capacity available =81 kW | --> | C12 ex MALLOW | Mallow [T41,T42] | MALLOW |  | 52.1366 | -8.5947
036070Y | MV/LV Substation SP***070Y |  | 20 kV | _ | LV | 200 kVA :Kiosk Substation | 0.2 | --> | 0.2 | 0 | 0 | Constrained, otherwise capacity available =138 kVA | --> | 0.19 | 0 | 0.045 | 0 | 0 | Constrained, otherwise capacity available =148 kW | --> | E18 ex GARRANACANTY | Garranacanty [T421,T422] | TIPPERARY |  | 52.4854 | -8.1514
0934087 | MV/LV Substation PA***4087 |  | 10 kV | _ | LV | 400 kVA :Kiosk Substation | 0.4 | --> | 0.4 | 0 | 0 | Constrained, otherwise capacity available =329 kVA | --> | 0.38 | 0 | 0.108 | 0.29 | 0 |  | --> | C13 ex GRANGE (DR) | Grange (dr) [T41,T42] | GRANGE (DR) |  | 53.406 | -6.164
176726 | MV/LV Substation TE***726 |  | 10 kV | _ | LV | 200 kVA :Building Structure | 0.2 | --> | 0.2 | 0.108 | 18.78 |  | --> | 0.19 | 0 | 0 | 0.177 | 0 |  | --> | E11 ex HARTNETTS CROSS | Hartnetts Cross [T121,T422] | HARTNETTS CROSS |  | 51.9062 | -8.957
0544549 | MV/LV Substation T.***4549 |  | 20 kV | _ | LV | 50 kVA :Pole Substation | 0.05 | --> | 0.05 | 0 | 0 | Constrained, otherwise capacity available =50 kVA | --> | 0.048 | 0 | 0 | 0 | 0 | Constrained, otherwise capacity available =48 kW | --> | E19 ex PORTLAOISE | Portlaoise [T423,T424] | PORTLAOISE |  | 53.0274 | -7.2764
064040 | MV/LV Substation CO***040 |  | 10 kV | _ | LV | 200 kVA :Pole Substation | 0.2 | --> | 0.2 | 0 | 0 | Constrained, otherwise capacity available =75 kVA | --> | 0.19 | 0 | 0.041 | 0 | 0 | Constrained, otherwise capacity available =142 kW | --> | C11 ex MORNINGTON ROAD | Mornington Road [T41,T42] | DRYBRIDGE |  | 53.7103 | -6.3531
0684095 | MV/LV Substation TH***4095 |  | 10 kV | _ | LV | 630 kVA :Kiosk Substation | 0.63 | --> | 0.63 | 0.5 | 12.96 |  | --> | 0.598 | 0 | 0 | 0.5 | 0 |  | --> | C21 ex ARTANE | Artane [T101,T102] | FINGLAS |  | 53.3841 | -6.2358
0814176 | MV/LV Substation LI***4176 |  | 10 kV | _ | LV | 1000 kVA :Building Structure | 1 | --> | 1 | 0 | 0 | Constrained, otherwise capacity available =842 kVA | --> | 0.95 | 0 | 0 | 0 | 0 | Constrained, otherwise capacity available =928 kW | --> | C12 ex PALMERSTOWN | Palmerstown [T41,T42] | FINGLAS |  | 53.353 | -6.3921
288202X | MV/LV Substation P ***202X |  | 10 kV | _ | LV | 400 kVA :Building Structure | 0.4 | --> | 0.4 | 0 | 0 | Constrained, otherwise capacity available =246 kVA | --> | 0.38 | 0 | 0 | 0.358 | 0 |  | --> | C13 ex CARRICKMINES | Carrickmines [T41,T42] | CARRICKMINES |  | 53.2497 | -6.1851
125971X | MV/LV Substation AR***971X |  | 20 kV | _ | LV | 50 kVA :Pole Substation | 0.05 | --> | 0.05 | 0.041 | 0.22 |  | --> | 0.048 | 0 | 0 | 0 | 0 | Constrained, otherwise capacity available =46 kW | --> | C16 ex KILSHANNY | Kilshanny [T41,T42] | CAHIR |  | 52.2656 | -8.2105
009010Y | MV/LV Substation BE***010Y |  | 10 kV | _ | LV | 400 kVA :Building Structure | 0.4 | --> | 0.4 | 0 | 0 | Constrained, otherwise capacity available =303 kVA | --> | 0.38 | 0 | 0.042 | 0 | 0 | Constrained, otherwise capacity available =336 kW | --> | C30 ex WATERFORD IND EST | Waterford Ind Est [T41,T42,T44] | BUTLERSTOWN |  | 52.2541 | -7.1364
015634 | MV/LV Substation BA***634 |  | 20 kV | _ | LV | 100 kVA :Pole Substation | 0.1 | --> | 0.1 | 0 | 0 | Constrained, otherwise capacity available =73 kVA | --> | 0.095 | 0 | 0 | 0 | 0 | Constrained, otherwise capacity available =91 kW | --> | E17 ex BLESSINGTON | Blessington [T421,T422] | KILTEEL |  | 53.1038 | -6.4939
014976Z | MV/LV Substation KE***976Z |  | 10 kV | _ | LV | 50 kVA :Pole Substation | 0.05 | --> | 0.05 | 0 | 0 | Constrained, otherwise capacity available =44 kVA | --> | 0.048 | 0 | 0 | 0 | 0 | Constrained, otherwise capacity available =47 kW | --> | C14 ex ATHGARVAN | Athgarvan [T41,T44] | NEWBRIDGE |  | 53.1463 | -6.7781
012545Y | MV/LV Substation SB***545Y |  | 10 kV | _ | LV | 200 kVA :Pole Substation | 0.2 | --> | 0.2 | 0.198 | 1.99 |  | --> | 0.19 | 0 | 0.01 | 0 | 0 | Constrained, otherwise capacity available =182 kW | --> | C20 ex GRAIGUE | Graigue [T41,T42] | CARLOW |  | 52.8666 | -6.997
0074456 | MV/LV Substation CL***4456 |  | 10 kV | _ | LV | 630 kVA :Kiosk Substation | 0.63 | --> | 0.63 | 0.5 | 0.9 |  | --> | 0.598 | 0 | 0 | 0 | 0 | Constrained, otherwise capacity available =598 kW | --> | C15 ex CLONARD | Clonard [T41,T42] | WEXFORD |  | 52.3329 | -6.4795
1324204 | MV/LV Substation GO***4204 |  | 10 kV | _ | LV | 400 kVA :Kiosk Substation | 0.4 | --> | 0.4 | 0 | 0 | Constrained, otherwise capacity available =303 kVA | --> | 0.38 | 0 | 0 | 0 | 0 | Constrained, otherwise capacity available =366 kW | --> | C16 ex LOUGHREA | Loughrea [T41,T42] | SOMERSET |  | 53.1981 | -8.5921
0544409 | MV/LV Substation TH***4409 |  | 10 kV | _ | LV | 400 kVA :Kiosk Substation | 0.4 | --> | 0.4 | 0 | 0 | Constrained, otherwise capacity available =400 kVA | --> | 0.38 | 0 | 0 | 0 | 0 | Constrained, otherwise capacity available =380 kW | --> | C19 ex PALLAS | Pallas [T41,T42] | PORTLAOISE |  | 53.0347 | -7.3062
014885 | MV/LV Substation B/***885 |  | 20 kV | _ | LV | 100 kVA :Pole Substation | 0.1 | --> | 0.1 | 0.074 | 0.63 |  | --> | 0.095 | 0 | 0.007 | 0 | 0 | Constrained, otherwise capacity available =86 kW | --> | E11 ex KILCULLEN | Kilcullen [T41,T42,T424] | STRATFORD |  | 53.1203 | -6.6917
059345X | MV/LV Substation ST***345X |  | 20 kV | _ | LV | 50 kVA :Pole Substation | 0.05 | --> | 0.05 | 0 | 0 | Constrained, otherwise capacity available =14 kVA | --> | 0.048 | 0 | 0 | 0 | 0 | Constrained, otherwise capacity available =42 kW | --> | E17 ex CAVAN | Cavan [T42,T421] | SHANKILL |  | 54.0977 | -7.4506
0684145 | MV/LV Substation MI***4145 |  | 10 kV | _ | LV | 1000 kVA :Building Structure | 1 | --> | 1 | 0.5 | 7.2 |  | --> | 0.95 | 0 | 0 | 0.5 | 0 |  | --> | C22 ex TRINITY | Trinity [T101,T102] | POOLBEG |  | 53.3368 | -6.2471
015287Z | MV/LV Substation TU***287Z |  | 10 kV | _ | LV | 50 kVA :Pole Substation | 0.05 | --> | 0.05 | 0 | 0 | Constrained, otherwise capacity available =49 kVA | --> | 0.048 | 0 | 0 | 0 | 0 | Constrained, otherwise capacity available =47 kW | --> | C18 ex SALLINS | Sallins [T41,T42] | GRIFFINRATH |  | 53.2904 | -6.6099
154301 | MV/LV Substation HA***301 |  | 10 kV | _ | LV | 400 kVA :Kiosk Substation | 0.4 | --> | 0.4 | 0 | 0 | Constrained, otherwise capacity available =259 kVA | --> | 0.38 | 0 | 0.029 | 0 | 0 | Constrained, otherwise capacity available =339 kW | --> | C15 ex COOLMINE | Coolmine [T41,T42] | FINGLAS |  | 53.3901 | -6.4104
050719X | MV/LV Substation KI***719X |  | 20 kV | _ | LV | 50 kVA :Pole Substation | 0.05 | --> | 0.05 | 0.05 | 6.49 |  | --> | 0.048 | 0 | 0 | 0 | 0 | Constrained, otherwise capacity available =48 kW | --> | C22 ex BUSHFIELD | Bushfield [T41,T42] | ATHLONE |  | 53.469 | -7.9081
081152Y | MV/LV Substation BA***152Y |  | 10 kV | _ | LV | 200 kVA :Kiosk Substation | 0.2 | --> | 0.2 | 0 | 0 | Constrained, otherwise capacity available =137 kVA | --> | 0.19 | 0 | 0 | 0 | 0 | Constrained, otherwise capacity available =181 kW | --> | C19 ex CELBRIDGE | Celbridge [T41,T42] | GRIFFINRATH |  | 53.322 | -6.6101
041931X | MV/LV Substation CL***931X |  | 10 kV | _ | LV | 200 kVA :Kiosk Substation | 0.2 | --> | 0.2 | 0 | 0 | Constrained, otherwise capacity available =158 kVA | --> | 0.19 | 0 | 0.008 | 0 | 0 | Constrained, otherwise capacity available =178 kW | --> | E13 ex DALTON | Dalton [T421,T422] | DALTON |  | 53.7155 | -8.9938
156926Y | MV/LV Substation CH***926Y |  | 10 kV | _ | LV | 200 kVA :Kiosk Substation | 0.2 | --> | 0.2 | 0 | 0 | Constrained, otherwise capacity available =171 kVA | --> | 0.19 | 0 | 0 | 0 | 0 | Constrained, otherwise capacity available =186 kW | --> | C15 ex DRUMBEAR | Drumbear [T41,T42] | LISDRUM |  | 54.2163 | -6.849
2074039 | MV/LV Substation DO***4039 |  | 10 kV | _ | LV | 50 kVA :Pole Substation | 0.05 | --> | 0.05 | 0.05 | 3.38 |  | --> | 0.048 | 0 | 0 | 0 | 0 | Constrained, otherwise capacity available =48 kW | --> | C15 ex GLENGOOLE | Glengoole [T41] | THURLES |  | 52.7387 | -7.5418
009471 | MV/LV Substation AG***471 |  | 10 kV | _ | LV | 50 kVA :Pole Substation | 0.05 | --> | 0.05 | 0 | 0 | Constrained, otherwise capacity available =24 kVA | --> | 0.048 | 0 | 0.006 | 0 | 0 | Constrained, otherwise capacity available =40 kW | --> | C12 ex GRANAGH | Granagh [T41,T42] | WATERFORD |  | 52.2809 | -7.2029
276609 | MV/LV Substation LI***609 |  | 10 kV | _ | LV | 100 kVA :Pole Substation | 0.1 | --> | 0.1 | 0.092 | 0.76 |  | --> | 0.095 | 0 | 0.006 | 0 | 0 | Constrained, otherwise capacity available =90 kW | --> | C14 ex WOODFORD | Woodford [T41,T42] | KNOCKEARAGH |  | 52.0564 | -9.4621
160610 | MV/LV Substation RO***610 |  | 20 kV | _ | LV | 50 kVA :Pole Substation | 0.05 | --> | 0.05 | 0 | 0 | Constrained, otherwise capacity available =23 kVA | --> | 0.048 | 0 | 0 | 0 | 0 | Constrained, otherwise capacity available =44 kW | --> | C11 ex MOUNTMELLICK | Mountmellick [T41,T42] | PORTLAOISE |  | 53.1359 | -7.4056
0014103 | MV/LV Substation HA***4103 |  | 10 kV | _ | LV | 400 kVA :Kiosk Substation | 0.4 | --> | 0.4 | 0.4 | 4.37 |  | --> | 0.38 | 0 | 0 | 0.38 | 0 |  | --> | C21 ex DUN LAOGHAIRE | Dun Laoghaire [T41,T42] | BLACKROCK |  | 53.2918 | -6.1306
0094259 | MV/LV Substation EL***4259 |  | 10 kV | _ | LV | 50 kVA :Pole Substation | 0.05 | --> | 0.05 | 0 | 0 | Constrained, otherwise capacity available =36 kVA | --> | 0.048 | 0 | 0.005 | 0 | 0 | Constrained, otherwise capacity available =42 kW | --> | C15 ex GRANAGH | Granagh [T41,T42] | WATERFORD |  | 52.3151 | -7.1734
015253Z | MV/LV Substation IN***253Z |  | 20 kV | _ | LV | 400 kVA :Kiosk Substation | 0.4 | --> | 0.4 | 0 | 0 | Constrained, otherwise capacity available =343 kVA | --> | 0.38 | 0 | 0.115 | 0 | 0 | Constrained, otherwise capacity available =287 kW | --> | E13 ex BLESSINGTON | Blessington [T421,T422] | KILTEEL |  | 53.1767 | -6.5333
345730 | MV/LV Substation KI***730 |  | 20 kV | _ | LV | 50 kVA :Pole Substation | 0.05 | --> | 0.05 | 0 | 0 | Constrained, otherwise capacity available =42 kVA | --> | 0.048 | 0 | 0 | 0.046 | 0 |  | --> | E15 ex MANORHAMILTON | Manorhamilton [T422] | SLIGO |  | 54.2868 | -7.9
043401X | MV/LV Substation BA***401X |  | 10 kV | _ | LV | 200 kVA :Kiosk Substation | 0.2 | --> | 0.2 | 0.178 | 0.43 |  | --> | 0.19 | 0 | 0.003 | 0 | 0 | Constrained, otherwise capacity available =185 kW | --> | C13 ex SWINFORD | Swinford [T41,T42] | CASTLEBAR |  | 53.9024 | -9.0599
066451X | MV/LV Substation TH***451X |  | 20 kV | _ | LV | 100 kVA :Pole Substation | 0.1 | --> | 0.1 | 0 | 0 | Constrained, otherwise capacity available =50 kVA | --> | 0.095 | 0 | 0.015 | 0 | 0 | Constrained, otherwise capacity available =77 kW | --> | E11 ex GLASMORE | Glasmore [T421,T422] | GLASMORE |  | 53.4908 | -6.1004
078003 | MV/LV Substation CU***003 |  | 10 kV | _ | LV | 200 kVA :Pole Substation | 0.2 | --> | 0.2 | 0 | 0 | Constrained, otherwise capacity available =121 kVA | --> | 0.19 | 0 | 0.005 | 0 | 0 | Constrained, otherwise capacity available =175 kW | --> | C12 ex CHARLESTOWN | Charlestown [T41] | TONROE |  | 54.002 | -8.7731
016069Z | MV/LV Substation GR***069Z |  | 20 kV | _ | LV | 630 kVA :Building Structure | 0.63 | --> | 0.63 | 0 | 0 | Constrained, otherwise capacity available =427 kVA | --> | 0.598 | 0 | 0.011 | 0 | 0 | Constrained, otherwise capacity available =562 kW | --> | E58 ex GRANGE CASTLE |  |  |  | 53.2948 | -6.4791
207038 | MV/LV Substation GR***038 |  | 10 kV | _ | LV | 100 kVA :Pole Substation | 0.1 | --> | 0.1 | 0.024 | 3.38 |  | --> | 0.095 | 0 | 0 | 0 | 0 | Constrained, otherwise capacity available =84 kW | --> | C19 ex GLENGOOLE | Glengoole [T41] | THURLES |  | 52.5673 | -7.5285
055966X | MV/LV Substation DU***966X |  | 10 kV | _ | LV | 200 kVA :Pole Substation | 0.2 | --> | 0.2 | 0 | 0 | Constrained, otherwise capacity available =167 kVA | --> | 0.19 | 0 | 0.01 | 0 | 0 | Constrained, otherwise capacity available =178 kW | --> | C19 ex ROSCREA | Roscrea [T41,T42] | IKERRIN |  | 52.9141 | -7.9103
0064108 | MV/LV Substation BA***4108 |  | 20 kV | _ | LV | 50 kVA :Pole Substation | 0.05 | --> | 0.05 | 0 | 0 | Constrained, otherwise capacity available =50 kVA | --> | 0.048 | 0 | 0 | 0 | 0 | Constrained, otherwise capacity available =48 kW | --> | E18 ex CLONROCHE | Clonroche [T421,T422] | WEXFORD |  | 52.4426 | -6.6637
1534149 | MV/LV Substation LA***4149 |  | 20 kV | _ | LV | 400 kVA :Kiosk Substation | 0.4 | --> | 0.4 | 0 | 0 | Constrained, otherwise capacity available =310 kVA | --> | 0.38 | 0 | 0.015 | 0 | 0 | Constrained, otherwise capacity available =356 kW | --> | E17 ex BIRDHILL | Birdhill [T421,T422] | ARDNACRUSHA |  | 52.8108 | -8.4432
062830X | MV/LV Substation O ***830X |  | 20 kV | _ | LV | 100 kVA :Pole Substation | 0.1 | --> | 0.1 | 0.069 | 2.33 |  | --> | 0.095 | 0 | 0 | 0 | 0 | Constrained, otherwise capacity available =91 kW | --> | C26 ex DUNDALK | Dundalk [T41,T42] | DUNDALK |  | 54.0018 | -6.5701
065204Z | MV/LV Substation RA***204Z |  | 10 kV | _ | LV | 400 kVA :Kiosk Substation | 0.4 | --> | 0.4 | 0 | 0 | Constrained, otherwise capacity available =400 kVA | --> | 0.38 | 0 | 0 | 0 | 0 | Constrained, otherwise capacity available =380 kW | --> | C15 ex LOUGHSHINNY | Loughshinny [T41,T42] | GLASMORE |  | 53.5332 | -6.0958
059579Y | MV/LV Substation JO***579Y |  | 10 kV | _ | LV | 200 kVA :Kiosk Substation | 0.2 | --> | 0.2 | 0 | 0 | Constrained, otherwise capacity available =138 kVA | --> | 0.19 | 0 | 0 | 0 | 0 | Constrained, otherwise capacity available =181 kW | --> | C16 ex DERRYCRAMPH | Derrycramph [T41,T42] | SHANKILL |  | 53.9864 | -7.3575
014870 | MV/LV Substation CO***870 |  | 10 kV | _ | LV | 50 kVA :Pole Substation | 0.05 | --> | 0.05 | 0 | 0 | Constrained, otherwise capacity available =36 kVA | --> | 0.048 | 0 | 0 | 0 | 0 | Constrained, otherwise capacity available =46 kW | --> | C14 ex ATHGARVAN | Athgarvan [T41,T44] | NEWBRIDGE |  | 53.1721 | -6.7752
161983 | MV/LV Substation CO***983 |  | 20 kV | _ | LV | 50 kVA :Pole Substation | 0.05 | --> | 0.05 | 0 | 0 | Constrained, otherwise capacity available =37 kVA | --> | 0.048 | 0 | 0.01 | 0 | 0 | Constrained, otherwise capacity available =38 kW | --> | C12 ex SPIDDAL |  |  |  | 53.2479 | -9.3717
011373Z | MV/LV Substation LE***373Z |  | 10 kV | _ | LV | 400 kVA :Kiosk Substation | 0.4 | --> | 0.4 | 0.281 | 2.8 |  | --> | 0.38 | 0 | 0.025 | 0 | 0 | Constrained, otherwise capacity available =345 kW | --> | C13 ex PURCELLS INCH | Purcells Inch [T41,T42] | KILKENNY |  | 52.6484 | -7.2216
015524X | MV/LV Substation LA***524X |  | 10 kV | _ | LV | 100 kVA :Pole Substation | 0.1 | --> | 0.1 | 0 | 0 | Constrained, otherwise capacity available =84 kVA | --> | 0.095 | 0 | 0 | 0 | 0 | Constrained, otherwise capacity available =93 kW | --> | C18 ex SALLINS | Sallins [T41,T42] | GRIFFINRATH |  | 53.2971 | -6.6361
066156Z | MV/LV Substation JO***156Z |  | 20 kV | _ | LV | 400 kVA :Kiosk Substation | 0.4 | --> | 0.4 | 0 | 0 | Constrained, otherwise capacity available =258 kVA | --> | 0.38 | 0 | 0.03 | 0 | 0 | Constrained, otherwise capacity available =338 kW | --> | E16 ex ASHBOURNE | Ashbourne [T421,T422] | FINGLAS |  | 53.5162 | -6.4088
220286 | MV/LV Substation PO***286 |  | 10 kV | _ | LV | 50 kVA :Pole Substation | 0.05 | --> | 0.05 | 0.049 | 1.36 |  | --> | 0.048 | 0 | 0.004 | 0 | 0 | Constrained, otherwise capacity available =44 kW | --> | C11 ex CROSSMOLINA | Crossmolina [T41,T42] | MOY |  | 53.9908 | -9.3213
064768Y | MV/LV Substation MI***768Y |  | 20 kV | _ | LV | 100 kVA :Pole Substation | 0.1 | --> | 0.1 | 0 | 0 | Constrained, otherwise capacity available =92 kVA | --> | 0.095 | 0 | 0 | 0 | 0 | Constrained, otherwise capacity available =94 kW | --> | C21 ex TERMONFECKIN ROAD | Termonfeckin Road [T41,T42] | DRYBRIDGE |  | 53.7728 | -6.3056
066477X | MV/LV Substation CA***477X |  | 20 kV | _ | LV | 33 kVA :Pole Substation | 0.033 | --> | 0.033 | 0 | 0 | Constrained, otherwise capacity available =19 kVA | --> | 0.031 | 0 | 0 | 0 | 0 | Constrained, otherwise capacity available =29 kW | --> | E17 ex BALTRASNA | Baltrasna [T121,T122] | BALTRASNA |  | 53.5281 | -6.4813
281344X | MV/LV Substation MA***344X |  | 10 kV | _ | LV | 630 kVA :Kiosk Substation | 0.63 | --> | 0.63 | 0 | 0 | Constrained, otherwise capacity available =463 kVA | --> | 0.598 | 0 | 0.045 | 0.5 | 0 |  | --> | C26 ex BISHOPSTOWN | Bishopstown [T41,T42] | KILBARRY |  | 51.8907 | -8.5768
039125 | MV/LV Substation N ***125 |  | 10 kV | _ | LV | 400 kVA :Kiosk Substation | 0.4 | --> | 0.4 | 0 | 0 | Constrained, otherwise capacity available =300 kVA | --> | 0.38 | 0 | 0.01 | 0.359 | 0 |  | --> | C14 ex GALWAY 110KV | Galway 110kv [T102,T103] | GALWAY 110KV |  | 53.2811 | -9.0114
062550Y | MV/LV Substation RI***550Y |  | 10 kV | _ | LV | 200 kVA :Kiosk Substation | 0.2 | --> | 0.2 | 0.161 | 0.72 |  | --> | 0.19 | 0 | 0.033 | 0 | 0 | Constrained, otherwise capacity available =160 kW | --> | C15 ex COES ROAD | Coes Road [T41,T42] | DUNDALK |  | 54.0045 | -6.3513
117364Y | MV/LV Substation TO***364Y |  | 10 kV | _ | LV | 400 kVA :Kiosk Substation | 0.4 | --> | 0.4 | 0.315 | 0.32 | Constrained, otherwise capacity available =365 kVA | --> | 0.38 | 0 | 0 | 0 | 0 | Constrained, otherwise capacity available =375 kW | --> | C18 ex BALLYMOTE | Ballymote [T41] | SLIGO |  | 54.0884 | -8.5247
1654202 | MV/LV Substation CL***4202 |  | 10 kV | _ | LV | 400 kVA :Building Structure | 0.4 | --> | 0.4 | 0 | 0 | Constrained, otherwise capacity available =270 kVA | --> | 0.38 | 0 | 0.04 | 0 | 0 | Constrained, otherwise capacity available =334 kW | --> | C16 ex CLONAKILTY | Clonakilty [T41,T42] | DUNMANWAY |  | 51.6309 | -8.8767
054804Y | MV/LV Substation WE***804Y |  | 20 kV | _ | LV | 400 kVA :Kiosk Substation | 0.4 | --> | 0.4 | 0 | 0 | Constrained, otherwise capacity available =355 kVA | --> | 0.38 | 0 | 0.05 | 0 | 0 | Constrained, otherwise capacity available =337 kW | --> | E13 ex ABBEYLEIX | Abbeyleix [T422] | PORTLAOISE |  | 52.9129 | -7.3484
137121X | MV/LV Substation B ***121X |  | 10 kV | _ | LV | 100 kVA :Pole Substation | 0.1 | --> | 0.1 | 0.098 | 2 |  | --> | 0.095 | 0 | 0 | 0 | 0 | Constrained, otherwise capacity available =95 kW | --> | C14 ex CAUSEWAY | Causeway [T41,T42] | TRALEE |  | 52.4384 | -9.6364
363500 | MV/LV Substation MA***500 |  | 20 kV | _ | LV | 100 kVA :Pole Substation | 0.1 | --> | 0.1 | 0.063 | 3.25 |  | --> | 0.095 | 0 | 0 | 0 | 0 | Constrained, otherwise capacity available =90 kW | --> | E15 ex BALLYBUNION | Ballybunion [T421,T422] | TRIEN |  | 52.5435 | -9.4775
021419Z | MV/LV Substation EA***419Z |  | 10 kV | _ | LV | 630 kVA :Building Structure | 0.63 | --> | 0.63 | 0.376 | 6.78 |  | --> | 0.598 | 0 | 0 | 0.5 | 0 |  | --> | C39 ex CASTLEVIEW | Castleview [T101,T102] | CASTLEVIEW |  | 51.9029 | -8.3564
0074255 | MV/LV Substation CL***4255 |  | 10 kV | _ | LV | 400 kVA :Kiosk Substation | 0.4 | --> | 0.4 | 0.397 | 0.9 |  | --> | 0.38 | 0 | 0 | 0 | 0 | Constrained, otherwise capacity available =380 kW | --> | C16 ex CLONARD | Clonard [T41,T42] | WEXFORD |  | 52.3299 | -6.4874
184246X | MV/LV Substation CO***246X |  | 10 kV | _ | LV | 100 kVA :Pole Substation | 0.1 | --> | 0.1 | 0.1 | 3.38 |  | --> | 0.095 | 0 | 0 | 0 | 0 | Constrained, otherwise capacity available =95 kW | --> | C20 ex CASTLEBLAYNEY | Castleblayney [T41,T42] | DUNDALK |  | 54.1083 | -6.7074
010001 | MV/LV Substation MA***001 |  | 20 kV | _ | LV | 200 kVA :Pole Substation | 0.2 | --> | 0.2 | 0 | 0 | Constrained, otherwise capacity available =14 kVA | --> | 0.19 | 0 | 0.024 | 0 | 0 | Constrained, otherwise capacity available =145 kW | --> | E11 ex BALLYHALE | Ballyhale [T42,T421] | KILKENNY |  | 52.5258 | -7.1403
068188 | MV/LV Substation BA***188 |  | 10 kV | _ | LV | 630 kVA :Building Structure | 0.63 | --> | 0.63 | 0.5 | 28.43 |  | --> | 0.598 | 0 | 0 | 0.5 | 0 |  | --> | C10 ex BEDFORD ROW | Bedford Row [T41,T42,T43,T44] | FRANCIS STREET |  | 53.3451 | -6.2608
160476Y | MV/LV Substation KI***476Y |  | 10 kV | _ | LV | 200 kVA :Kiosk Substation | 0.2 | --> | 0.2 | 0 | 0 | Constrained, otherwise capacity available =108 kVA | --> | 0.19 | 0 | 0.005 | 0 | 0 | Constrained, otherwise capacity available =173 kW | --> | C15 ex PORTARLINGTON | Portarlington [T41,T42] | PORTLAOISE |  | 53.1577 | -7.179
0034235 | MV/LV Substation VA***4235 |  | 10 kV | _ | LV | 630 kVA :Kiosk Substation | 0.63 | --> | 0.63 | 0.5 | 11.58 |  | --> | 0.598 | 0 | 0.009 | 0 | 0 | Constrained, otherwise capacity available =582 kW | --> | C25 ex BALLYBEG | Ballybeg [T101,T102] | CARRICKMINES |  | 52.9944 | -6.0691
149913 | MV/LV Substation EU***913 |  | 10 kV | _ | LV | 1000 kVA :Building Structure | 1 | --> | 1 | 0 | 0 | Constrained, otherwise capacity available =996 kVA | --> | 0.95 | 0 | 0 | 0 | 0 | Constrained, otherwise capacity available =949 kW | --> | C13 ex DONEGAL | Donegal [T41,T42] | CATHALEENS FALL |  | 54.6806 | -8.0875
210839Y | MV/LV Substation IN***839Y |  | 20 kV | _ | LV | 50 kVA :Pole Substation | 0.05 | --> | 0.05 | 0 | 0 | Constrained, otherwise capacity available =50 kVA | --> | 0.048 | 0 | 0 | 0 | 0 | Constrained, otherwise capacity available =48 kW | --> | C17 ex CARRICKMACROSS | Carrickmacross [T41,T42] | MEATH HILL |  | 53.9913 | -6.6049
031079Y | MV/LV Substation PO***079Y |  | 20 kV | _ | LV | 50 kVA :Pole Substation | 0.05 | --> | 0.05 | 0 | 0 | Constrained, otherwise capacity available =46 kVA | --> | 0.048 | 0 | 0 | 0 | 0 | Constrained, otherwise capacity available =47 kW | --> | E13 ex FOXHOLE | Foxhole [T421,T422] | DUNGARVAN |  | 51.9626 | -7.7337
064644Y | MV/LV Substation PR***644Y |  | 10 kV | _ | LV | 400 kVA :Kiosk Substation | 0.4 | --> | 0.4 | 0 | 0 | Constrained, otherwise capacity available =338 kVA | --> | 0.38 | 0 | 0 | 0 | 0 | Constrained, otherwise capacity available =371 kW | --> | C11 ex MORNINGTON ROAD | Mornington Road [T41,T42] | DRYBRIDGE |  | 53.713 | -6.3451
233780 | MV/LV Substation TO***780 |  | 20 kV | _ | LV | 200 kVA :Pole Substation | 0.2 | --> | 0.2 | 0 | 0 | Constrained, otherwise capacity available =180 kVA | --> | 0.19 | 0 | 0 | 0 | 0 | Constrained, otherwise capacity available =187 kW | --> | C21 ex CASTLEISLAND | Castleisland [T41,T42] | TRALEE |  | 52.2237 | -9.4632
207046Y | MV/LV Substation RA***046Y |  | 10 kV | _ | LV | 50 kVA :Pole Substation | 0.05 | --> | 0.05 | 0.044 | 3.38 |  | --> | 0.048 | 0 | 0 | 0 | 0 | Constrained, otherwise capacity available =47 kW | --> | C15 ex GLENGOOLE | Glengoole [T41] | THURLES |  | 52.7516 | -7.5602
0684149 | MV/LV Substation SW***4149 |  | 10 kV | _ | LV | 1000 kVA :Building Structure | 1 | --> | 1 | 0.5 | 9.99 |  | --> | 0.95 | 0 | 0 | 0.5 | 0 |  | --> | C25 ex HAROLDS CROSS | Harolds Cross [T101,T102] | POOLBEG |  | 53.337 | -6.2775
033051 | MV/LV Substation KI***051 |  | 20 kV | _ | LV | 50 kVA :Pole Substation | 0.05 | --> | 0.05 | 0 | 0 | Constrained, otherwise capacity available =47 kVA | --> | 0.048 | 0 | 0 | 0 | 0 | Constrained, otherwise capacity available =47 kW | --> | C18 ex DEERPARK | Deerpark [T41,T42] | BALLYDINE |  | 52.5154 | -7.5073
0564197 | MV/LV Substation KI***4197 |  | 20 kV | _ | LV | 50 kVA :Pole Substation | 0.05 | --> | 0.05 | 0.05 | 0.89 |  | --> | 0.048 | 0 | 0 | 0 | 0 | Constrained, otherwise capacity available =48 kW | --> | E18 ex BIRR | Birr [T41,T422] | DALLOW |  | 53.0082 | -8.1171
068349 | MV/LV Substation SW***349 |  | 10 kV | _ | LV | 630 kVA :Building Structure | 0.63 | --> | 0.63 | 0 | 0 | Constrained, otherwise capacity available =208 kVA | --> | 0.598 | 0 | 0.006 | 0.5 | 0 |  | --> | C17 ex CAMDEN ROW | Camden Row [T41] | FRANCIS STREET |  | 53.3414 | -6.2759
081279Y | MV/LV Substation KI***279Y |  | 10 kV | _ | LV | 50 kVA :Pole Substation | 0.05 | --> | 0.05 | 0 | 0 | Constrained, otherwise capacity available =38 kVA | --> | 0.048 | 0 | 0.004 | 0 | 0 | Constrained, otherwise capacity available =43 kW | --> | C19 ex CELBRIDGE | Celbridge [T41,T42] | GRIFFINRATH |  | 53.3253 | -6.5647
067683 | MV/LV Substation TH***683 |  | 20 kV | _ | LV | 50 kVA :Pole Substation | 0.05 | --> | 0.05 | 0.041 | 13.8 |  | --> | 0.048 | 0 | 0 | 0.046 | 0 |  | --> | C14 ex SINGLAND | Singland [T101,T102] | SINGLAND |  | 52.6452 | -8.5654
196343X | MV/LV Substation SC***343X |  | 10 kV | _ | LV | 630 kVA :Building Structure | 0.63 | --> | 0.63 | 0 | 0 | Constrained, otherwise capacity available =609 kVA | --> | 0.598 | 0 | 0 | 0 | 0 | Constrained, otherwise capacity available =596 kW | --> | C17 ex TRIM | Trim [T41,T42] | NAVAN |  | 53.549 | -6.7428
1964169 | MV/LV Substation CA***4169 |  | 10 kV | _ | LV | 630 kVA :Kiosk Substation | 0.63 | --> | 0.63 | 0 | 0 | Constrained, otherwise capacity available =521 kVA | --> | 0.598 | 0 | 0.031 | 0 | 0 | Constrained, otherwise capacity available =560 kW | --> | C18 ex ATHBOY | Athboy [T42] | NAVAN |  | 53.6163 | -6.9278
051416X | MV/LV Substation ME***416X |  | 20 kV | _ | LV | 100 kVA :Pole Substation | 0.1 | --> | 0.1 | 0.087 | 2.22 |  | --> | 0.095 | 0 | 0 | 0.093 | 0 |  | --> | E12 ex CLARA | Clara [T421,T422] | THORNSBERRY |  | 53.3671 | -7.5063
021139Z | MV/LV Substation HE***139Z |  | 10 kV | _ | LV | 100 kVA :Pole Substation | 0.1 | --> | 0.1 | 0 | 0 | Constrained, otherwise capacity available =74 kVA | --> | 0.095 | 0 | 0.007 | 0.086 | 0 |  | --> | C12 ex RIVERSTOWN | Riverstown [T41,T42] | KILBARRY |  | 51.9477 | -8.3933
081147Y | MV/LV Substation MO***147Y |  | 10 kV | _ | LV | 200 kVA :Kiosk Substation | 0.2 | --> | 0.2 | 0 | 0 | Constrained, otherwise capacity available =133 kVA | --> | 0.19 | 0 | 0.038 | 0 | 0 | Constrained, otherwise capacity available =152 kW | --> | C12 ex LEIXLIP | Leixlip [T41,T42] | GRIFFINRATH |  | 53.3741 | -6.4989
006567X | MV/LV Substation BO***567X |  | 20 kV | _ | LV | 50 kVA :Pole Substation | 0.05 | --> | 0.05 | 0.039 | 1.13 |  | --> | 0.048 | 0 | 0 | 0 | 0 | Constrained, otherwise capacity available =46 kW | --> | E18 ex BUNCLODY | Bunclody [T421,T422] | CRANE |  | 52.5816 | -6.7074
021543Z | MV/LV Substation CH***543Z |  | 10 kV | _ | LV | 630 kVA :Building Structure | 0.63 | --> | 0.63 | 0.5 | 6.78 |  | --> | 0.598 | 0 | 0.01 | 0.5 | 0 |  | --> | C36 ex CASTLEVIEW | Castleview [T101,T102] | CASTLEVIEW |  | 51.8998 | -8.3333
064643 | MV/LV Substation BE***643 |  | 10 kV | _ | LV | 100 kVA :Pole Substation | 0.1 | --> | 0.1 | 0 | 0 | Constrained, otherwise capacity available =87 kVA | --> | 0.095 | 0 | 0.005 | 0 | 0 | Constrained, otherwise capacity available =90 kW | --> | C18 ex RATHMULLAN | Rathmullan [T41,T42] | DRYBRIDGE |  | 53.702 | -6.3488
281525X | MV/LV Substation AR***525X |  | 10 kV | _ | LV | 400 kVA :Kiosk Substation | 0.4 | --> | 0.4 | 0.339 | 5.49 |  | --> | 0.38 | 0 | 0.065 | 0.323 | 0 |  | --> | C19 ex TRABEG | Trabeg [T101,T102] | TRABEG |  | 51.8696 | -8.4513
060586 | MV/LV Substation CA***586 |  | 20 kV | _ | LV | 200 kVA :Pole Substation | 0.2 | --> | 0.2 | 0.149 | 2.57 |  | --> | 0.19 | 0 | 0.016 | 0 | 0 | Constrained, otherwise capacity available =171 kW | --> | E14 ex ERRIGAL | Errigal [T41,T422] | SHANKILL |  | 53.9799 | -7.0485
031683 | MV/LV Substation CL***683 |  | 20 kV | _ | LV | 50 kVA :Pole Substation | 0.05 | --> | 0.05 | 0 | 0 | Constrained, otherwise capacity available =42 kVA | --> | 0.048 | 0 | 0 | 0 | 0 | Constrained, otherwise capacity available =46 kW | --> | E17 ex SPRINGS | Springs [T421,T422] | DUNGARVAN |  | 52.1115 | -7.5384
0654181 | MV/LV Substation CA***4181 |  | 20 kV | _ | LV | 400 kVA :Kiosk Substation | 0.4 | --> | 0.4 | 0 | 0 | Constrained, otherwise capacity available =375 kVA | --> | 0.38 | 0 | 0.016 | 0 | 0 | Constrained, otherwise capacity available =365 kW | --> | E23 ex BALTRASNA | Baltrasna [T121,T122] | BALTRASNA |  | 53.5833 | -6.2907
254341 | MV/LV Substation RI***341 |  | 10 kV | _ | LV | 400 kVA :Kiosk Substation | 0.4 | --> | 0.4 | 0 | 0 | Constrained, otherwise capacity available =398 kVA | --> | 0.38 | 0 | 0 | 0 | 0 | Constrained, otherwise capacity available =380 kW | --> | C15 ex TUAM NORTH | Tuam North [T41,T42] | CLOON |  | 53.515 | -8.8623
069252 | MV/LV Substation EG***252 |  | 10 kV | _ | LV | 630 kVA :Kiosk Substation | 0.63 | --> | 0.63 | 0 | 0 | Constrained, otherwise capacity available =440 kVA | --> | 0.598 | 0 | 0.034 | 0.5 | 0 |  | --> | C11 ex DONNYBROOK | Donnybrook [T41,T42] | MILLTOWN (DR) |  | 53.3181 | -6.2372
2814156 | MV/LV Substation AL***4156 |  | 10 kV | _ | LV | 1000 kVA :Building Structure | 1 | --> | 1 | 0.5 | 4.67 |  | --> | 0.95 | 0 | 0 | 0.5 | 0 |  | --> | C27 ex CENTRE PARK ROAD | Marina [T105,T106] | MARINA |  | 51.8976 | -8.4632
036200 | MV/LV Substation LI***200 |  | 20 kV | _ | LV | 50 kVA :Pole Substation | 0.05 | --> | 0.05 | 0 | 0 | Constrained, otherwise capacity available =45 kVA | --> | 0.048 | 0 | 0 | 0 | 0 | Constrained, otherwise capacity available =47 kW | --> | E19 ex GARRANACANTY | Garranacanty [T421,T422] | TIPPERARY |  | 52.4478 | -8.0524
1604372 | MV/LV Substation DU***4372 |  | 20 kV | _ | LV | 400 kVA :Kiosk Substation | 0.4 | --> | 0.4 | 0 | 0 | Constrained, otherwise capacity available =400 kVA | --> | 0.38 | 0 | 0 | 0 | 0 | Constrained, otherwise capacity available =380 kW | --> | E11 ex PORTLAOISE |  |  |  | 53.0436 | -7.2607
001269 | MV/LV Substation UL***269 |  | 10 kV | _ | LV | 400 kVA :Kiosk Substation | 0.4 | --> | 0.4 | 0.223 | 1.16 |  | --> | 0.38 | 0 | 0.024 | 0.337 | 0 |  | --> | C17 ex MOUNT MERRION | Mount Merrion [T41,T42] | CARRICKMINES |  | 53.29 | -6.1925
2884069 | MV/LV Substation HE***4069 |  | 10 kV | _ | LV | 630 kVA :Building Structure | 0.63 | --> | 0.63 | 0 | 0 | Constrained, otherwise capacity available =570 kVA | --> | 0.598 | 0 | 0 | 0.5 | 0 |  | --> | C20 ex DUNDRUM | Dundrum [T41,T42] | BLACKROCK |  | 53.288 | -6.2397
2484237 | MV/LV Substation MI***4237 |  | 20 kV | _ | LV | 400 kVA :Kiosk Substation | 0.4 | --> | 0.4 | 0 | 0 | Constrained, otherwise capacity available =357 kVA | --> | 0.38 | 0 | 0.125 | 0 | 0 | Constrained, otherwise capacity available =282 kW | --> | E19 ex KILCOCK | Kilcock [T421,T422] | GRIFFINRATH |  | 53.4004 | -6.6603
216068X | MV/LV Substation AR***068X |  | 10 kV | _ | LV | 50 kVA :Pole Substation | 0.05 | --> | 0.05 | 0 | 0 | Constrained, otherwise capacity available =48 kVA | --> | 0.048 | 0 | 0 | 0 | 0 | Constrained, otherwise capacity available =47 kW | --> | C23 ex GLENTIES | Glenties [T41,T42] | BINBANE |  | 54.7736 | -8.4098
015977 | MV/LV Substation RA***977 |  | 10 kV | _ | LV | 400 kVA :Kiosk Substation | 0.4 | --> | 0.4 | 0 | 0 | Constrained, otherwise capacity available =392 kVA | --> | 0.38 | 0 | 0 | 0 | 0 | Constrained, otherwise capacity available =379 kW | --> | C17 ex NAAS | Naas [T41,T42] | KILTEEL |  | 53.2062 | -6.6713
058366Y | MV/LV Substation SI***366Y |  | 10 kV | _ | LV | 100 kVA :Pole Substation | 0.1 | --> | 0.1 | 0.084 | 3 |  | --> | 0.095 | 0 | 0 | 0 | 0 | Constrained, otherwise capacity available =93 kW | --> | C23 ex NENAGH | Nenagh [T41,T42] | NENAGH |  | 52.7948 | -8.2405
068181X | MV/LV Substation JE***181X |  | 10 kV | _ | LV | 630 kVA :Building Structure | 0.63 | --> | 0.63 | 0.37 | 2.6 |  | --> | 0.598 | 0 | 0 | 0.5 | 0 |  | --> | C28 ex WOLFE TONE STREET | Wolfe Tone Street [T101,T102] | FINGLAS |  | 53.3491 | -6.2677
281550 | MV/LV Substation FO***550 |  | 10 kV | _ | LV | 100 kVA :Pole Substation | 0.1 | --> | 0.1 | 0 | 0 | Constrained, otherwise capacity available =83 kVA | --> | 0.095 | 0 | 0 | 0 | 0 | Constrained, otherwise capacity available =93 kW | --> | C17 ex CARRIGALINE | Carrigaline [T41,T42] | BARNAHELY |  | 51.8085 | -8.2803
156220X | MV/LV Substation TY***220X |  | 20 kV | _ | LV | 200 kVA :Pole Substation | 0.2 | --> | 0.2 | 0.2 | 2.47 |  | --> | 0.19 | 0 | 0 | 0 | 0 | Constrained, otherwise capacity available =190 kW | --> | E13 ex TELAYDON | Telaydon [T42,T421] | LISDRUM |  | 54.3097 | -7.1213
008306Z | MV/LV Substation WF***306Z |  | 10 kV | _ | LV | 100 kVA :Pole Substation | 0.1 | --> | 0.1 | 0.098 | 0.24 |  | --> | 0.095 | 0 | 0 | 0 | 0 | Constrained, otherwise capacity available =95 kW | --> | C25 ex ROSBERCON | Rosbercon [T41,T42] | WATERFORD |  | 52.4006 | -6.948
059055Y | MV/LV Substation KI***055Y |  | 10 kV | _ | LV | 50 kVA :Pole Substation | 0.05 | --> | 0.05 | 0 | 0 | Constrained, otherwise capacity available =32 kVA | --> | 0.048 | 0 | 0 | 0 | 0 | Constrained, otherwise capacity available =45 kW | --> | C20 ex CAVAN | Cavan [T42,T421] | SHANKILL |  | 53.9878 | -7.3253
253021 | MV/LV Substation CI***021 |  | 10 kV | _ | LV | 200 kVA :Pole Substation | 0.2 | --> | 0.2 | 0.175 | 10.7 |  | --> | 0.19 | 0 | 0.015 | 0 | 0 | Constrained, otherwise capacity available =176 kW | --> | C22 ex CLOON | Cloon [T42,T421] | CLOON |  | 53.5128 | -8.8507
503671 | MV/LV Substation KI***671 |  | 10 kV | _ | LV | 100 kVA :Pole Substation | 0.1 | --> | 0.1 | 0.077 | 1.69 |  | --> | 0.095 | 0 | 0 | 0 | 0 | Constrained, otherwise capacity available =92 kW | --> | C11 ex NEWTOWNCUNNINGHAM | Newtowncunningham [T41,T42] | LETTERKENNY |  | 54.9817 | -7.4098
0664419 | MV/LV Substation GR***4419 |  | 20 kV | _ | LV | 630 kVA :Kiosk Substation | 0.63 | --> | 0.63 | 0 | 0 | Constrained, otherwise capacity available =626 kVA | --> | 0.598 | 0 | 0 | 0 | 0 | Constrained, otherwise capacity available =598 kW | --> | E17 ex BALTRASNA | Baltrasna [T121,T122] | BALTRASNA |  | 53.5161 | -6.5347
055149Y | MV/LV Substation BE***149Y |  | 10 kV | _ | LV | 50 kVA :Pole Substation | 0.05 | --> | 0.05 | 0 | 0 | Constrained, otherwise capacity available =26 kVA | --> | 0.048 | 0 | 0 | 0 | 0 | Constrained, otherwise capacity available =44 kW | --> | C12 ex ROSCREA | Roscrea [T41,T42] | IKERRIN |  | 52.9587 | -7.7767
049955Y | MV/LV Substation PO***955Y |  | 10 kV | _ | LV | 50 kVA :Pole Substation | 0.05 | --> | 0.05 | 0.049 | 1.31 |  | --> | 0.048 | 0 | 0 | 0 | 0 | Constrained, otherwise capacity available =47 kW | --> | C17 ex ROOSKY | Roosky [T41] | RICHMOND |  | 53.8321 | -7.9145
019021 | MV/LV Substation BA***021 |  | 10 kV | _ | LV | 400 kVA :Kiosk Substation | 0.4 | --> | 0.4 | 0.355 | 1.54 |  | --> | 0.38 | 0 | 0.005 | 0 | 0 | Constrained, otherwise capacity available =370 kW | --> | C17 ex BALLYARD | Ballyard [T41,T42] | TRALEE |  | 52.2603 | -9.6906
064100Z | MV/LV Substation GR***100Z |  | 10 kV | _ | LV | 630 kVA :Building Structure | 0.63 | --> | 0.63 | 0 | 0 | Constrained, otherwise capacity available =542 kVA | --> | 0.598 | 0 | 0.005 | 0 | 0 | Constrained, otherwise capacity available =583 kW | --> | C20 ex DRYBRIDGE | Drybridge [T41,T42] | DRYBRIDGE |  | 53.7172 | -6.352
014784Z | MV/LV Substation EL***784Z |  | 10 kV | _ | LV | 50 kVA :Pole Substation | 0.05 | --> | 0.05 | 0 | 0 | Constrained, otherwise capacity available =33 kVA | --> | 0.048 | 0 | 0.01 | 0 | 0 | Constrained, otherwise capacity available =38 kW | --> | C19 ex KILDARE | Kildare [T41,T42] | NEWBRIDGE |  | 53.1839 | -6.9811
005218 | MV/LV Substation BA***218 |  | 20 kV | _ | LV | 100 kVA :Pole Substation | 0.1 | --> | 0.1 | 0.1 | 17.8 |  | --> | 0.095 | 0 | 0 | 0.095 | 0 |  | --> | E22 ex BANOGE | Banoge [T121,T122] | BANOGE |  | 52.6595 | -6.4077
081310X | MV/LV Substation WO***310X |  | 10 kV | _ | LV | 200 kVA :Kiosk Substation | 0.2 | --> | 0.2 | 0 | 0 | Constrained, otherwise capacity available =22 kVA | --> | 0.19 | 0 | 0.03 | 0 | 0 | Constrained, otherwise capacity available =142 kW | --> | C18 ex PALMERSTOWN | Palmerstown [T41,T42] | FINGLAS |  | 53.352 | -6.3707
248843X | MV/LV Substation CO***843X |  | 20 kV | _ | LV | 50 kVA :Pole Substation | 0.05 | --> | 0.05 | 0 | 0 | Constrained, otherwise capacity available =42 kVA | --> | 0.048 | 0 | 0 | 0 | 0 | Constrained, otherwise capacity available =46 kW | --> | E19 ex KILCOCK | Kilcock [T421,T422] | GRIFFINRATH |  | 53.3842 | -6.7082
165345 | MV/LV Substation IN***345 |  | 10 kV | _ | LV | 100 kVA :Pole Substation | 0.1 | --> | 0.1 | 0 | 0 | Constrained, otherwise capacity available =93 kVA | --> | 0.095 | 0 | 0.005 | 0 | 0 | Constrained, otherwise capacity available =90 kW | --> | C14 ex CLONAKILTY | Clonakilty [T41,T42] | DUNMANWAY |  | 51.5978 | -8.8671
067165Y | MV/LV Substation CU***165Y |  | 10 kV | _ | LV | 200 kVA :Kiosk Substation | 0.2 | --> | 0.2 | 0 | 0 | Constrained, otherwise capacity available =1 kVA | --> | 0.19 | 0 | 0.035 | 0.135 | 0 |  | --> | C20 ex RAHEEN | Raheen [T41,T42] | LIMERICK |  | 52.6301 | -8.6422
192547 | MV/LV Substation SE***547 |  | 10 kV | _ | LV | 100 kVA :Pole Substation | 0.1 | --> | 0.1 | 0.082 | 1.56 |  | --> | 0.095 | 0 | 0 | 0 | 0 | Constrained, otherwise capacity available =92 kW | --> | C15 ex DERRYBEG | Derrybeg [T41,T42] | ARDNAGAPPARY |  | 55.0703 | -8.2808
377124 | MV/LV Substation CR***124 |  | 20 kV | _ | LV | 50 kVA :Pole Substation | 0.05 | --> | 0.05 | 0 | 0 | Constrained, otherwise capacity available =38 kVA | --> | 0.048 | 0 | 0.02 | 0 | 0 | Constrained, otherwise capacity available =31 kW | --> | E12 ex GURRANEBANE | Gurranebane [T421,T422] | OUGHTRAGH |  | 52.1043 | -9.898
026171 | MV/LV Substation BE***171 |  | 10 kV | _ | LV | 200 kVA :Kiosk Substation | 0.2 | --> | 0.2 | 0 | 0 | Constrained, otherwise capacity available =152 kVA | --> | 0.19 | 0 | 0.014 | 0 | 0 | Constrained, otherwise capacity available =173 kW | --> | C21 ex KINSALE |  |  |  | 51.7361 | -8.4823
081441Z | MV/LV Substation BA***441Z |  | 10 kV | _ | LV | 100 kVA :Pole Substation | 0.1 | --> | 0.1 | 0 | 0 | Constrained, otherwise capacity available =78 kVA | --> | 0.095 | 0 | 0.016 | 0 | 0 | Constrained, otherwise capacity available =80 kW | --> | C12 ex MONEYCOOLEY | Moneycooley [T41,T42,T44] | GRIFFINRATH |  | 53.368 | -6.5502
281442 | MV/LV Substation SA***442 |  | 10 kV | _ | LV | 400 kVA :Building Structure | 0.4 | --> | 0.4 | 0 | 0 | Constrained, otherwise capacity available =263 kVA | --> | 0.38 | 0 | 0.042 | 0 | 0 | Constrained, otherwise capacity available =330 kW | --> | C13 ex TOGHER | Togher [T41,T42] | TRABEG |  | 51.8782 | -8.5008
048293X | MV/LV Substation RO***293X |  | 20 kV | _ | LV | 400 kVA :Building Structure | 0.4 | --> | 0.4 | 0.223 | 2.03 |  | --> | 0.38 | 0 | 0 | 0 | 0 | Constrained, otherwise capacity available =355 kW | --> | E15 ex MOHILL | Mohill [T421,T422] | CARRICK ON SHANNON |  | 54.0511 | -7.7984
031430 | MV/LV Substation YO***430 |  | 10 kV | _ | LV | 200 kVA :Kiosk Substation | 0.2 | --> | 0.2 | 0 | 0 | Constrained, otherwise capacity available =97 kVA | --> | 0.19 | 0 | 0.034 | 0 | 0 | Constrained, otherwise capacity available =150 kW | --> | C20 ex COLLIGAN | Colligan [T41,T42] | DUNGARVAN |  | 52.0847 | -7.6304
153289 | MV/LV Substation BA***289 |  | 20 kV | _ | LV | 200 kVA :Pole Substation | 0.2 | --> | 0.2 | 0 | 0 | Constrained, otherwise capacity available =103 kVA | --> | 0.19 | 0 | 0.019 | 0 | 0 | Constrained, otherwise capacity available =162 kW | --> | E17 ex BIRDHILL | Birdhill [T421,T422] | ARDNACRUSHA |  | 52.8078 | -8.4353
039092 | MV/LV Substation CR***092 |  | 10 kV | _ | LV | 1000 kVA :Building Structure | 1 | --> | 1 | 0 | 0 | Constrained, otherwise capacity available =924 kVA | --> | 0.95 | 0 | 0.211 | 0.5 | 0 |  | --> | C20 ex GALWAY 110KV | Galway 110kv [T102,T103] | GALWAY 110KV |  | 53.2841 | -9.0173
1544197 | MV/LV Substation CR***4197 |  | 10 kV | _ | LV | 200 kVA :Kiosk Substation | 0.2 | --> | 0.2 | 0 | 0 | Constrained, otherwise capacity available =198 kVA | --> | 0.19 | 0 | 0 | 0.19 | 0 |  | --> | C41 ex COLLEGE PARK | College Park [T101,T102,T103] | COLLEGE PARK |  | 53.4144 | -6.3827
0624321 | MV/LV Substation EU***4321 |  | 20 kV | _ | LV | 200 kVA :Kiosk Substation | 0.2 | --> | 0.2 | 0.19 | 3.47 |  | --> | 0.19 | 0 | 0 | 0 | 0 | Constrained, otherwise capacity available =189 kW | --> | E16 ex BUSH | Bush [T421,T422] | DUNDALK |  | 54.0311 | -6.1317
253799X | MV/LV Substation QU***799X |  | 20 kV | _ | LV | 50 kVA :Pole Substation | 0.05 | --> | 0.05 | 0 | 0 | Constrained, otherwise capacity available =47 kVA | --> | 0.048 | 0 | 0 | 0 | 0 | Constrained, otherwise capacity available =47 kW | --> | C23 ex TUAM NORTH | Tuam North [T41,T42] | CLOON |  | 53.5675 | -8.8051
063835 | MV/LV Substation DR***835 |  | 10 kV | _ | LV | 50 kVA :Pole Substation | 0.05 | --> | 0.05 | 0 | 0 | Constrained, otherwise capacity available =34 kVA | --> | 0.048 | 0 | 0 | 0 | 0 | Constrained, otherwise capacity available =45 kW | --> | C15 ex STICKILLEN | Stickillen [T41,T42] | DRYBRIDGE |  | 53.8343 | -6.6695
014865Z | MV/LV Substation MI***865Z |  | 10 kV | _ | LV | 400 kVA :Kiosk Substation | 0.4 | --> | 0.4 | 0 | 0 | Constrained, otherwise capacity available =256 kVA | --> | 0.38 | 0 | 0.006 | 0 | 0 | Constrained, otherwise capacity available =356 kW | --> | C11 ex MORRISTOWN | Morristown [T41,T42] | NEWBRIDGE |  | 53.1698 | -6.8038
021309Z | MV/LV Substation EA***309Z |  | 10 kV | _ | LV | 630 kVA :Building Structure | 0.63 | --> | 0.63 | 0.5 | 6.78 |  | --> | 0.598 | 0 | 0.11 | 0.5 | 0 |  | --> | C34 ex CASTLEVIEW | Castleview [T101,T102] | CASTLEVIEW |  | 51.9031 | -8.3646
0534395 | MV/LV Substation CL***4395 |  | 10 kV | _ | LV | 400 kVA :Kiosk Substation | 0.4 | --> | 0.4 | 0 | 0 | Constrained, otherwise capacity available =270 kVA | --> | 0.38 | 0 | 0 | 0.362 | 0 |  | --> | C19 ex CLONMINCH | Clonminch [T41,T422] | THORNSBERRY |  | 53.2563 | -7.4875
068365X | MV/LV Substation ST***365X |  | 10 kV | _ | LV | 630 kVA :Building Structure | 0.63 | --> | 0.63 | 0.5 | 20.78 |  | --> | 0.598 | 0 | 0 | 0.5 | 0 |  | --> | C19 ex HEUSTON SQUARE | Heuston Square [T101,T102] | INCHICORE 220KV |  | 53.3435 | -6.2903
015957Z | MV/LV Substation TH***957Z |  | 10 kV | _ | LV | 200 kVA :Pole Substation | 0.2 | --> | 0.2 | 0.134 | 12.6 |  | --> | 0.19 | 0 | 0.05 | 0.144 | 0 |  | --> | C23 ex MONREAD | Monread [T101,T102] | MONREAD |  | 53.2259 | -6.7431
160393Y | MV/LV Substation OL***393Y |  | 20 kV | _ | LV | 50 kVA :Pole Substation | 0.05 | --> | 0.05 | 0 | 0 | Constrained, otherwise capacity available =47 kVA | --> | 0.048 | 0 | 0 | 0 | 0 | Constrained, otherwise capacity available =47 kW | --> | C11 ex KILDARE | Kildare [T41,T42] | NEWBRIDGE |  | 53.1475 | -7.0462
022525 | MV/LV Substation KI***525 |  | 10 kV | _ | LV | 200 kVA :Pole Substation | 0.2 | --> | 0.2 | 0.183 | 2.24 |  | --> | 0.19 | 0 | 0 | 0 | 0 | Constrained, otherwise capacity available =188 kW | --> | C13 ex CASTLETOWNROCHE | Castletownroche [T41] | MALLOW |  | 52.1663 | -8.476
023572Y | MV/LV Substation CR***572Y |  | 10 kV | _ | LV | 630 kVA :Kiosk Substation | 0.63 | --> | 0.63 | 0 | 0 | Constrained, otherwise capacity available =559 kVA | --> | 0.598 | 0 | 0.005 | 0 | 0 | Constrained, otherwise capacity available =585 kW | --> | C13 ex FERMOY NORTH | Fermoy North [T41,T42] | BARRYMORE |  | 52.1508 | -8.2751
082508 | MV/LV Substation AS***508 |  | 20 kV | _ | LV | 50 kVA :Pole Substation | 0.05 | --> | 0.05 | 0 | 0 | Constrained, otherwise capacity available =24 kVA | --> | 0.048 | 0 | 0 | 0 | 0 | Constrained, otherwise capacity available =44 kW | --> | E17 ex DULEEK | Duleek [T421,T422] | DRYBRIDGE |  | 53.6593 | -6.5491
176967 | MV/LV Substation TO***967 |  | 20 kV | _ | LV | 50 kVA :Pole Substation | 0.05 | --> | 0.05 | 0.041 | 18.78 |  | --> | 0.048 | 0 | 0 | 0.046 | 0 |  | --> | E13 ex HARTNETTS CROSS | Hartnetts Cross [T121,T422] | HARTNETTS CROSS |  | 51.8697 | -8.9697
039674 | MV/LV Substation KI***674 |  | 10 kV | _ | LV | 100 kVA :Pole Substation | 0.1 | --> | 0.1 | 0 | 0 | Constrained, otherwise capacity available =94 kVA | --> | 0.095 | 0 | 0.021 | 0 | 0 | Constrained, otherwise capacity available =78 kW | --> | C20 ex ORANMORE | Oranmore [T41,T44] | GALWAY 110KV |  | 53.3073 | -8.917
037106 | MV/LV Substation TH***106 |  | 10 kV | _ | LV | 100 kVA :Pole Substation | 0.1 | --> | 0.1 | 0 | 0 | Constrained, otherwise capacity available =0 kVA | --> | 0.095 | 0 | 0.015 | 0 | 0 | Constrained, otherwise capacity available =69 kW | --> | C15 ex CAHIRCALLA | Cahircalla [T41,T42] | ENNIS |  | 52.8155 | -8.9634
214163 | MV/LV Substation BA***163 |  | 10 kV | _ | LV | 50 kVA :Pole Substation | 0.05 | --> | 0.05 | 0 | 0 | Constrained, otherwise capacity available =50 kVA | --> | 0.048 | 0 | 0 | 0 | 0 | Constrained, otherwise capacity available =48 kW | --> | C14 ex DRUMQUIN | Drumquin [T42] | ENNIS |  | 52.8119 | -8.9901
160295Y | MV/LV Substation MO***295Y |  | 20 kV | _ | LV | 200 kVA :Building Structure | 0.2 | --> | 0.2 | 0 | 0 | Constrained, otherwise capacity available =167 kVA | --> | 0.19 | 0 | 0 | 0 | 0 | Constrained, otherwise capacity available =185 kW | --> | C21 ex PORTARLINGTON | Portarlington [T43] | BLAKE |  | 53.1356 | -7.0636
082510X | MV/LV Substation CA***510X |  | 20 kV | _ | LV | 100 kVA :Pole Substation | 0.1 | --> | 0.1 | 0 | 0 | Constrained, otherwise capacity available =86 kVA | --> | 0.095 | 0 | 0 | 0 | 0 | Constrained, otherwise capacity available =93 kW | --> | E17 ex DULEEK | Duleek [T421,T422] | DRYBRIDGE |  | 53.6624 | -6.5941
2604043 | MV/LV Substation DE***4043 |  | 20 kV | _ | LV | 630 kVA :Building Structure | 0.63 | --> | 0.63 | 0.5 | 1.67 |  | --> | 0.598 | 0 | 0 | 0.5 | 0 |  | --> | E11 ex NEWPORT | Newport [T421] | CARROWBEG |  | 53.8839 | -9.4558
049198Z | MV/LV Substation SU***198Z |  | 10 kV | _ | LV | 630 kVA :Building Structure | 0.63 | --> | 0.63 | 0.498 | 2.8 |  | --> | 0.598 | 0 | 0.02 | 0 | 0 | Constrained, otherwise capacity available =565 kW | --> | C12 ex GLEBE | Glebe [T41,T42] | RICHMOND |  | 53.7238 | -7.8025
025098 | MV/LV Substation GL***098 |  | 10 kV | _ | LV | 50 kVA :Pole Substation | 0.05 | --> | 0.05 | 0 | 0 | Constrained, otherwise capacity available =26 kVA | --> | 0.048 | 0 | 0 | 0 | 0 | Constrained, otherwise capacity available =44 kW | --> | C17 ex KILMALLOCK | Kilmallock [T41,T42] | CHARLEVILLE |  | 52.4019 | -8.5831
058153X | MV/LV Substation ST***153X |  | 10 kV | _ | LV | 50 kVA :Pole Substation | 0.05 | --> | 0.05 | 0.042 | 3 |  | --> | 0.048 | 0 | 0 | 0 | 0 | Constrained, otherwise capacity available =46 kW | --> | C23 ex NENAGH | Nenagh [T41,T42] | NENAGH |  | 52.8087 | -8.2304
0554316 | MV/LV Substation LO***4316 |  | 10 kV | _ | LV | 100 kVA :Pole Substation | 0.1 | --> | 0.1 | 0 | 0 | Constrained, otherwise capacity available =98 kVA | --> | 0.095 | 0 | 0 | 0 | 0 | Constrained, otherwise capacity available =95 kW | --> | C19 ex ROSCREA | Roscrea [T41,T42] | IKERRIN |  | 52.899 | -7.9267
062458Y | MV/LV Substation LC***458Y |  | 20 kV | _ | LV | 50 kVA :Pole Substation | 0.05 | --> | 0.05 | 0.047 | 4.25 |  | --> | 0.048 | 0 | 0 | 0 | 0 | Constrained, otherwise capacity available =47 kW | --> | E18 ex JENKINSTOWN | Jenkinstown [T421,T422] | DUNDALK |  | 54.0177 | -6.2988
0324144 | MV/LV Substation BA***4144 |  | 20 kV | _ | LV | 50 kVA :Pole Substation | 0.05 | --> | 0.05 | 0 | 0 | Constrained, otherwise capacity available =50 kVA | --> | 0.048 | 0 | 0 | 0 | 0 | Constrained, otherwise capacity available =48 kW | --> | C21 ex TRAMORE | Tramore [T41,T42] | BUTLERSTOWN |  | 52.1768 | -7.2959
069584 | MV/LV Substation BR***584 |  | 10 kV | _ | LV | 200 kVA :Kiosk Substation | 0.2 | --> | 0.2 | 0.119 | 0.91 |  | --> | 0.19 | 0 | 0.012 | 0.17 | 0 |  | --> | C21 ex KIMMAGE | Kimmage [T41,T42] | INCHICORE 220KV |  | 53.3041 | -6.2842
093268 | MV/LV Substation JO***268 |  | 10 kV | _ | LV | 400 kVA :Kiosk Substation | 0.4 | --> | 0.4 | 0.34 | 2.86 |  | --> | 0.38 | 0 | 0.006 | 0.367 | 0 |  | --> | C18 ex BALLYMUN | Ballymun [T41,T42] | FINGLAS |  | 53.3844 | -6.28
038537 | MV/LV Substation CO***537 |  | 20 kV | _ | LV | 50 kVA :Pole Substation | 0.05 | --> | 0.05 | 0 | 0 | Constrained, otherwise capacity available =48 kVA | --> | 0.048 | 0 | 0 | 0 | 0 | Constrained, otherwise capacity available =47 kW | --> | E15 ex GORT | Gort [T41,T42] | ENNIS |  | 53.1447 | -8.7583
365948X | MV/LV Substation BA***948X |  | 10 kV | _ | LV | 1000 kVA :Building Structure | 1 | --> | 1 | 0 | 0 | Constrained, otherwise capacity available =987 kVA | --> | 0.95 | 0 | 0 | 0.5 | 0 |  | --> | C12 ex TYMON | Tymon [T41,T42] | COOKSTOWN |  | 53.3059 | -6.352
093157Z | MV/LV Substation FI***157Z |  | 10 kV | _ | LV | 630 kVA :Building Structure | 0.63 | --> | 0.63 | 0 | 0 | Constrained, otherwise capacity available =564 kVA | --> | 0.598 | 0 | 0.016 | 0.5 | 0 |  | --> | C22 ex POPPINTREE | Poppintree [T101,T102] | FINGLAS |  | 53.3975 | -6.296
108011X | MV/LV Substation SA***011X |  | 10 kV | _ | LV | 400 kVA :Kiosk Substation | 0.4 | --> | 0.4 | 0.377 | 1.57 |  | --> | 0.38 | 0 | 0 | 0 | 0 | Constrained, otherwise capacity available =377 kW | --> | C16 ex BALLYSHANNON | Ballyshannon [T41,T42] | CATHALEENS FALL |  | 54.5013 | -8.1916
4954015 | MV/LV Substation DO***4015 |  | 20 kV | _ | LV | 100 kVA :Pole Substation | 0.1 | --> | 0.1 | 0.099 | 1.5 |  | --> | 0.095 | 0 | 0 | 0.095 | 0 |  | --> | E17 ex ACHILL | Achill [T422] | CARROWBEG |  | 54.0127 | -9.9998
059002 | MV/LV Substation RA***002 |  | 10 kV | _ | LV | 100 kVA :Pole Substation | 0.1 | --> | 0.1 | 0 | 0 | Constrained, otherwise capacity available =55 kVA | --> | 0.095 | 0 | 0 | 0 | 0 | Constrained, otherwise capacity available =89 kW | --> | C15 ex DERRYCRAMPH | Derrycramph [T41,T42] | SHANKILL |  | 53.9917 | -7.367
012743X | MV/LV Substation WE***743X |  | 20 kV | _ | LV | 50 kVA :Pole Substation | 0.05 | --> | 0.05 | 0.043 | 2.83 |  | --> | 0.048 | 0 | 0 | 0 | 0 | Constrained, otherwise capacity available =46 kW | --> | E12 ex BAGENALSTOWN | Bagenalstown [T421,T422] | CARLOW |  | 52.6956 | -6.9874
2534143 | MV/LV Substation JO***4143 |  | 20 kV | _ | LV | 630 kVA :Building Structure | 0.63 | --> | 0.63 | 0 | 0 | Constrained, otherwise capacity available =354 kVA | --> | 0.598 | 0 | 0.05 | 0 | 0 | Constrained, otherwise capacity available =523 kW | --> | E17 ex HEADFORD | Headford [T41,T42] | CLOON |  | 53.4684 | -9.1086
081092Y | MV/LV Substation GL***092Y |  | 10 kV | _ | LV | 400 kVA :Kiosk Substation | 0.4 | --> | 0.4 | 0 | 0 | Constrained, otherwise capacity available =260 kVA | --> | 0.38 | 0 | 0.045 | 0 | 0 | Constrained, otherwise capacity available =327 kW | --> | C12 ex LEIXLIP | Leixlip [T41,T42] | GRIFFINRATH |  | 53.372 | -6.4827
429038X | MV/LV Substation CO***038X |  | 10 kV | _ | LV | 400 kVA :Kiosk Substation | 0.4 | --> | 0.4 | 0.258 | 5.75 |  | --> | 0.38 | 0 | 0.015 | 0 | 0 | Constrained, otherwise capacity available =349 kW | --> | E15 ex ABBEYFEALE | Abbeyfeale [T421] | TRIEN |  | 52.3852 | -9.2993
081152 | MV/LV Substation WH***152 |  | 10 kV | _ | LV | 400 kVA :Kiosk Substation | 0.4 | --> | 0.4 | 0 | 0 | Constrained, otherwise capacity available =285 kVA | --> | 0.38 | 0 | 0.027 | 0 | 0 | Constrained, otherwise capacity available =344 kW | --> | C18 ex PALMERSTOWN | Palmerstown [T41,T42] | FINGLAS |  | 53.3489 | -6.369
064939X | MV/LV Substation GA***939X |  | 20 kV | _ | LV | 50 kVA :Pole Substation | 0.05 | --> | 0.05 | 0 | 0 |  | --> | 0.048 | 0 | 0 | 0 | 0 | Constrained, otherwise capacity available =32 kW | --> | E18 ex JULIANSTOWN | Julianstown [T421,T422] | DRYBRIDGE |  | 53.673 | -6.3733
005532X | MV/LV Substation I ***532X |  | 10 kV | _ | LV | 630 kVA :Kiosk Substation | 0.63 | --> | 0.63 | 0 | 0 | Constrained, otherwise capacity available =611 kVA | --> | 0.598 | 0 | 0 | 0 | 0 | Constrained, otherwise capacity available =596 kW | --> | C14 ex GARDEN CITY | Garden City [T41,T42] | ARKLOW |  | 52.6751 | -6.2821
108284X | MV/LV Substation CR***284X |  | 10 kV | _ | LV | 50 kVA :Pole Substation | 0.05 | --> | 0.05 | 0.043 | 1.57 |  | --> | 0.048 | 0 | 0 | 0 | 0 | Constrained, otherwise capacity available =46 kW | --> | C16 ex BALLYSHANNON | Ballyshannon [T41,T42] | CATHALEENS FALL |  | 54.5189 | -8.219
138562 | MV/LV Substation DR***562 |  | 10 kV | _ | LV | 100 kVA :Pole Substation | 0.1 | --> | 0.1 | 0.095 | 2.18 |  | --> | 0.095 | 0 | 0 | 0 | 0 | Constrained, otherwise capacity available =94 kW | --> | C19 ex BAILIEBORO | Bailieboro [T41,T42] | MEATH HILL |  | 53.8939 | -7.0126
039824X | MV/LV Substation CL***824X |  | 10 kV | _ | LV | 200 kVA :Building Structure | 0.2 | --> | 0.2 | 0.194 | 3.45 |  | --> | 0.19 | 0 | 0 | 0.189 | 0 |  | --> | C12 ex TRIMMS LANE | Trimms Lane [T41,T42] | SALTHILL |  | 53.2671 | -9.0528
069094 | MV/LV Substation DA***094 |  | 10 kV | _ | LV | 1000 kVA :Building Structure | 1 | --> | 1 | 0.399 | 0.98 |  | --> | 0.95 | 0 | 0.009 | 0.5 | 0 |  | --> | C19 ex LEESON STREET | Leeson Street [T41,T42] | MILLTOWN (DR) |  | 53.331 | -6.2533
176925X | MV/LV Substation BA***925X |  | 10 kV | _ | LV | 400 kVA :Kiosk Substation | 0.4 | --> | 0.4 | 0.226 | 18.78 |  | --> | 0.38 | 0 | 0.03 | 0.333 | 0 |  | --> | E11 ex HARTNETTS CROSS | Hartnetts Cross [T121,T422] | HARTNETTS CROSS |  | 51.9063 | -8.9588
2484219 | MV/LV Substation LE***4219 |  | 20 kV | _ | LV | 630 kVA :Kiosk Substation | 0.63 | --> | 0.63 | 0 | 0 | Constrained, otherwise capacity available =445 kVA | --> | 0.598 | 0 | 0.052 | 0 | 0 | Constrained, otherwise capacity available =534 kW | --> | E19 ex KILCOCK | Kilcock [T421,T422] | GRIFFINRATH |  | 53.3925 | -6.6632
051496X | MV/LV Substation NE***496X |  | 20 kV | _ | LV | 200 kVA :Kiosk Substation | 0.2 | --> | 0.2 | 0.166 | 2.22 |  | --> | 0.19 | 0 | 0 | 0.185 | 0 |  | --> | E12 ex CLARA | Clara [T421,T422] | THORNSBERRY |  | 53.3879 | -7.4309
258416 | MV/LV Substation RA***416 |  | 20 kV | _ | LV | 100 kVA :Pole Substation | 0.1 | --> | 0.1 | 0.077 | 1.86 |  | --> | 0.095 | 0 | 0 | 0 | 0 | Constrained, otherwise capacity available =92 kW | --> | E17 ex CREESLOUGH | Creeslough [T421] | ARDNAGAPPARY |  | 55.1771 | -7.9489
001247 | MV/LV Substation LE***247 |  | 10 kV | _ | LV | 630 kVA :Kiosk Substation | 0.63 | --> | 0.63 | 0.413 | 1.55 |  | --> | 0.598 | 0 | 0.062 | 0.5 | 0 |  | --> | C21 ex MONKSTOWN | Monkstown [T41,T42] | BLACKROCK |  | 53.2791 | -6.1961
281105 | MV/LV Substation CO***105 |  | 10 kV | _ | LV | 400 kVA :Building Structure | 0.4 | --> | 0.4 | 0.237 | 7.88 |  | --> | 0.38 | 0 | 0.114 | 0.28 | 0 |  | --> | C18 ex LIBERTY STREET | Liberty Street [T101,T102] | LIBERTY STREET |  | 51.8909 | -8.4977
1194210 | MV/LV Substation CA***4210 |  | 20 kV | _ | LV | 100 kVA :Pole Substation | 0.1 | --> | 0.1 | 0 | 0 | Constrained, otherwise capacity available =100 kVA | --> | 0.095 | 0 | 0 | 0 | 0 | Constrained, otherwise capacity available =95 kW | --> | C15 ex KANTURK | Kanturk [T41,T42] | GLENLARA |  | 52.1169 | -8.778
093074 | MV/LV Substation WI***074 |  | 10 kV | _ | LV | 400 kVA :Kiosk Substation | 0.4 | --> | 0.4 | 0 | 0 | Constrained, otherwise capacity available =220 kVA | --> | 0.38 | 0 | 0.051 | 0.317 | 0 |  | --> | C22 ex POPPINTREE | Poppintree [T101,T102] | FINGLAS |  | 53.3922 | -6.2787
109144 | MV/LV Substation MO***144 |  | 10 kV | _ | LV | 50 kVA :Pole Substation | 0.05 | --> | 0.05 | 0.032 | 0.38 |  | --> | 0.048 | 0 | 0.009 | 0.038 | 0 |  | --> | C14 ex RINEANNA | Rineanna [T41,T42] | DRUMLINE |  | 52.7406 | -8.9114
365553X | MV/LV Substation I ***553X |  | 10 kV | _ | LV | 630 kVA :Building Structure | 0.63 | --> | 0.63 | 0 | 0 | Constrained, otherwise capacity available =459 kVA | --> | 0.598 | 0 | 0 | 0.5 | 0 |  | --> | C19 ex WHITESTOWN | Whitestown [T41,T42] | COOKSTOWN |  | 53.2825 | -6.3828
0934282 | MV/LV Substation PA***4282 |  | 10 kV | _ | LV | 1000 kVA :Building Structure | 1 | --> | 1 | 0 | 0 | Constrained, otherwise capacity available =953 kVA | --> | 0.95 | 0 | 0.018 | 0.5 | 0 |  | --> | C22 ex GRANGE (DR) | Grange (dr) [T41,T42] | GRANGE (DR) |  | 53.4034 | -6.1676
037931 | MV/LV Substation CL***931 |  | 10 kV | _ | LV | 200 kVA :Pole Substation | 0.2 | --> | 0.2 | 0 | 0 | Constrained, otherwise capacity available =118 kVA | --> | 0.19 | 0 | 0.011 | 0 | 0 | Constrained, otherwise capacity available =170 kW | --> | C15 ex CAHIRCALLA | Cahircalla [T41,T42] | ENNIS |  | 52.8229 | -8.975
009825Y | MV/LV Substation ST***825Y |  | 20 kV | _ | LV | 50 kVA :Pole Substation | 0.05 | --> | 0.05 | 0 | 3.76 |  | --> | 0.048 | 0 | 0 | 0 | 0 | Constrained, otherwise capacity available =40 kW | --> | E16 ex BELVIEW | Belview [T421,T422] | WATERFORD |  | 52.2708 | -7.0368
065581 | MV/LV Substation NA***581 |  | 20 kV | _ | LV | 100 kVA :Pole Substation | 0.1 | --> | 0.1 | 0 | 0 | Constrained, otherwise capacity available =59 kVA | --> | 0.095 | 0 | 0.017 | 0 | 0 | Constrained, otherwise capacity available =77 kW | --> | E23 ex BALTRASNA | Baltrasna [T121,T122] | BALTRASNA |  | 53.5843 | -6.2882
058067Y | MV/LV Substation OL***067Y |  | 10 kV | _ | LV | 400 kVA :Kiosk Substation | 0.4 | --> | 0.4 | 0.349 | 3 |  | --> | 0.38 | 0 | 0.005 | 0 | 0 | Constrained, otherwise capacity available =369 kW | --> | C18 ex NENAGH | Nenagh [T41,T42] | NENAGH |  | 52.8628 | -8.1972
067517Y | MV/LV Substation WO***517Y |  | 10 kV | _ | LV | 400 kVA :Kiosk Substation | 0.4 | --> | 0.4 | 0 | 0 | Constrained, otherwise capacity available =220 kVA | --> | 0.38 | 0 | 0.047 | 0 | 0 | Constrained, otherwise capacity available =320 kW | --> | C21 ex CASTLETROY | Castletroy [T41,T42] | ARDNACRUSHA |  | 52.6645 | -8.5473
062631X | MV/LV Substation MO***631X |  | 20 kV | _ | LV | 100 kVA :Pole Substation | 0.1 | --> | 0.1 | 0.099 | 2.33 |  | --> | 0.095 | 0 | 0 | 0 | 0 | Constrained, otherwise capacity available =95 kW | --> | C26 ex DUNDALK | Dundalk [T41,T42] | DUNDALK |  | 54.0068 | -6.5964
006045Y | MV/LV Substation BA***045Y |  | 20 kV | _ | LV | 50 kVA :Pole Substation | 0.05 | --> | 0.05 | 0 | 0 | Constrained, otherwise capacity available =34 kVA | --> | 0.048 | 0 | 0 | 0 | 0 | Constrained, otherwise capacity available =45 kW | --> | E16 ex CLONROCHE | Clonroche [T421,T422] | WEXFORD |  | 52.5374 | -6.7361
007666 | MV/LV Substation BR***666 |  | 20 kV | _ | LV | 50 kVA :Pole Substation | 0.05 | --> | 0.05 | 0.025 | 1.4 |  | --> | 0.048 | 0 | 0.028 | 0 | 0 | Constrained, otherwise capacity available =23 kW | --> | E13 ex KILLINICK | Killinick [T421,T422] | WEXFORD |  | 52.2192 | -6.3874
180182Y | MV/LV Substation SC***182Y |  | 10 kV | _ | LV | 50 kVA :Pole Substation | 0.05 | --> | 0.05 | 0.042 | 1.4 |  | --> | 0.048 | 0 | 0.007 | 0 | 0 | Constrained, otherwise capacity available =41 kW | --> | C14 ex KELLS | Kells [T41,T42] | NAVAN |  | 53.7616 | -6.8408
0744171 | MV/LV Substation PR***4171 |  | 10 kV | _ | LV | 630 kVA :Building Structure | 0.63 | --> | 0.63 | 0 | 0 | Constrained, otherwise capacity available =525 kVA | --> | 0.598 | 0 | 0 | 0 | 0 | Constrained, otherwise capacity available =584 kW | --> | C13 ex CARRICK ON SHANNON | Carrick On Shannon [T41,T42] | CARRICK ON SHANNON |  | 53.945 | -8.0929
093011 | MV/LV Substation DR***011 |  | 10 kV | _ | LV | 400 kVA :Building Structure | 0.4 | --> | 0.4 | 0.201 | 2.86 |  | --> | 0.38 | 0 | 0.072 | 0.299 | 0 |  | --> | C18 ex BALLYMUN | Ballymun [T41,T42] | FINGLAS |  | 53.386 | -6.2735
137652 | MV/LV Substation MA***652 |  | 10 kV | _ | LV | 400 kVA :Kiosk Substation | 0.4 | --> | 0.4 | 0.326 | 2 |  | --> | 0.38 | 0 | 0.005 | 0 | 0 | Constrained, otherwise capacity available =366 kW | --> | C14 ex CAUSEWAY | Causeway [T41,T42] | TRALEE |  | 52.4126 | -9.7326
0554443 | MV/LV Substation ST***4443 |  | 10 kV | _ | LV | 50 kVA :Pole Substation | 0.05 | --> | 0.05 | 0 | 0 | Constrained, otherwise capacity available =50 kVA | --> | 0.048 | 0 | 0 | 0 | 0 | Constrained, otherwise capacity available =48 kW | --> | C17 ex ROSCREA | Roscrea [T41,T42] | IKERRIN |  | 52.9487 | -7.7761
116668 | MV/LV Substation DR***668 |  | 20 kV | _ | LV | 200 kVA :Pole Substation | 0.2 | --> | 0.2 | 0.164 | 8.1 |  | --> | 0.19 | 0 | 0.01 | 0 | 0 | Constrained, otherwise capacity available =178 kW | --> | E18 ex WESTPORT | Westport [T421,T422] | CASTLEBAR |  | 53.8045 | -9.4957
144780X | MV/LV Substation DO***780X |  | 10 kV | _ | LV | 100 kVA :Pole Substation | 0.1 | --> | 0.1 | 0 | 0 | Constrained, otherwise capacity available =92 kVA | --> | 0.095 | 0 | 0 | 0 | 0 | Constrained, otherwise capacity available =94 kW | --> | C15 ex CASTLECOMER | Castlecomer [T41,T42] | BALLYRAGGET |  | 52.8664 | -7.1234
196093X | MV/LV Substation ST***093X |  | 10 kV | _ | LV | 400 kVA :Kiosk Substation | 0.4 | --> | 0.4 | 0 | 0 | Constrained, otherwise capacity available =299 kVA | --> | 0.38 | 0 | 0.065 | 0 | 0 | Constrained, otherwise capacity available =318 kW | --> | C17 ex TRIM | Trim [T41,T42] | NAVAN |  | 53.5571 | -6.7732
008533Z | MV/LV Substation CO***533Z |  | 20 kV | _ | LV | 200 kVA :Pole Substation | 0.2 | --> | 0.2 | 0 | 0 | Constrained, otherwise capacity available =187 kVA | --> | 0.19 | 0 | 0.035 | 0 | 0 | Constrained, otherwise capacity available =162 kW | --> | E15 ex CLONROCHE | Clonroche [T421,T422] | WEXFORD |  | 52.4342 | -6.7466
050063Z | MV/LV Substation PA***063Z |  | 10 kV | _ | LV | 50 kVA :Pole Substation | 0.05 | --> | 0.05 | 0.05 | 7.61 |  | --> | 0.048 | 0 | 0 | 0 | 0 | Constrained, otherwise capacity available =48 kW | --> | C17 ex GARRYCASTLE | Garrycastle [T41,T42] | ATHLONE |  | 53.4149 | -7.8906
108279X | MV/LV Substation AB***279X |  | 10 kV | _ | LV | 100 kVA :Pole Substation | 0.1 | --> | 0.1 | 0.098 | 1.57 |  | --> | 0.095 | 0 | 0 | 0 | 0 | Constrained, otherwise capacity available =95 kW | --> | C16 ex BALLYSHANNON | Ballyshannon [T41,T42] | CATHALEENS FALL |  | 54.5075 | -8.2027
001248 | MV/LV Substation LE***248 |  | 10 kV | _ | LV | 400 kVA :Kiosk Substation | 0.4 | --> | 0.4 | 0.286 | 1.55 |  | --> | 0.38 | 0 | 0.069 | 0.313 | 0 |  | --> | C21 ex MONKSTOWN | Monkstown [T41,T42] | BLACKROCK |  | 53.2776 | -6.1938
0014141 | MV/LV Substation BE***4141 |  | 10 kV | _ | LV | 400 kVA :Kiosk Substation | 0.4 | --> | 0.4 | 0.356 | 15.18 |  | --> | 0.38 | 0 | 0.02 | 0.359 | 0 |  | --> | C14 ex CENTRAL PARK | Central Park [T101,T102] | CARRICKMINES |  | 53.2822 | -6.1895
0584394 | MV/LV Substation HS***4394 |  | 10 kV | _ | LV | 630 kVA :Building Structure | 0.63 | --> | 0.63 | 0.5 | 3 |  | --> | 0.598 | 0 | 0 | 0 | 0 | Constrained, otherwise capacity available =587 kW | --> | C20 ex NENAGH | Nenagh [T41,T42] | NENAGH |  | 52.8593 | -8.191
0054060 | MV/LV Substation CR***4060 |  | 20 kV | _ | LV | 200 kVA :Kiosk Substation | 0.2 | --> | 0.2 | 0.2 | 17.8 |  | --> | 0.19 | 0 | 0 | 0.19 | 0 |  | --> | E21 ex BANOGE | Banoge [T121,T122] | BANOGE |  | 52.6782 | -6.311
160585Y | MV/LV Substation CL***585Y |  | 10 kV | _ | LV | 50 kVA :Pole Substation | 0.05 | --> | 0.05 | 0 | 0 | Constrained, otherwise capacity available =32 kVA | --> | 0.048 | 0 | 0.005 | 0 | 0 | Constrained, otherwise capacity available =41 kW | --> | C11 ex PORTARLINGTON | Portarlington [T41,T42] | PORTLAOISE |  | 53.2073 | -7.128
1274110 | MV/LV Substation FA***4110 |  | 10 kV | _ | LV | 50 kVA :Pole Substation | 0.05 | --> | 0.05 | 0 | 0 | Constrained, otherwise capacity available =36 kVA | --> | 0.048 | 0 | 0.02 | 0 | 0 | Constrained, otherwise capacity available =31 kW | --> | C16 ex LOUGHTAGALLA | Loughtagalla [T41,T42] | THURLES |  | 52.6958 | -7.7909
0074277 | MV/LV Substation KI***4277 |  | 10 kV | _ | LV | 400 kVA :Building Structure | 0.4 | --> | 0.4 | 0.332 | 0.9 |  | --> | 0.38 | 0 | 0 | 0 | 0 | Constrained, otherwise capacity available =371 kW | --> | C19 ex CLONARD | Clonard [T41,T42] | WEXFORD |  | 52.3229 | -6.4836
265076Y | MV/LV Substation CA***076Y |  | 20 kV | _ | LV | 400 kVA :Kiosk Substation | 0.4 | --> | 0.4 | 0.066 | 0.07 | Constrained, otherwise capacity available =342 kVA | --> | 0.38 | 0 | 0 | 0 | 0 | Constrained, otherwise capacity available =372 kW | --> | E15 ex BALLYCONNELL | Ballyconnell [T421,T422] | GORTAWEE |  | 54.1159 | -7.5803
127311X | MV/LV Substation BO***311X |  | 10 kV | _ | LV | 50 kVA :Pole Substation | 0.05 | --> | 0.05 | 0 | 0 | Constrained, otherwise capacity available =24 kVA | --> | 0.048 | 0 | 0.001 | 0 | 0 | Constrained, otherwise capacity available =43 kW | --> | C11 ex LOUGHTAGALLA | Loughtagalla [T41,T42] | THURLES |  | 52.6756 | -7.7096
0034128 | MV/LV Substation LA***4128 |  | 10 kV | _ | LV | 50 kVA :Pole Substation | 0.05 | --> | 0.05 | 0.05 | 0.48 |  | --> | 0.048 | 0 | 0 | 0 | 0 | Constrained, otherwise capacity available =48 kW | --> | C15 ex KILMARTIN | Kilmartin [T41] | ARKLOW |  | 53.0288 | -6.1055
266700 | MV/LV Substation MU***700 |  | 20 kV | _ | LV | 50 kVA :Pole Substation | 0.05 | --> | 0.05 | 0 | 0 | Constrained, otherwise capacity available =48 kVA | --> | 0.048 | 0 | 0 | 0 | 0 | Constrained, otherwise capacity available =47 kW | --> | E12 ex CARNDONAGH | Carndonagh [T421,T422] | TRILLICK |  | 55.2805 | -7.3271
015152Z | MV/LV Substation WH***152Z |  | 10 kV | _ | LV | 50 kVA :Pole Substation | 0.05 | --> | 0.05 | 0 | 0 | Constrained, otherwise capacity available =21 kVA | --> | 0.048 | 0 | 0.004 | 0 | 0 | Constrained, otherwise capacity available =40 kW | --> | C16 ex JOHNSTOWN | Johnstown [T41,T42] | KILTEEL |  | 53.2502 | -6.5906
039785 | MV/LV Substation GO***785 |  | 10 kV | _ | LV | 400 kVA :Kiosk Substation | 0.4 | --> | 0.4 | 0.332 | 11.03 |  | --> | 0.38 | 0 | 0.004 | 0.368 | 0 |  | --> | C22 ex SALTHILL | Salthill [T101,T102] | SALTHILL |  | 53.2734 | -9.0924
009691Y | MV/LV Substation CO***691Y |  | 10 kV | _ | LV | 1000 kVA :Building Structure | 1 | --> | 1 | 0.5 | 3.82 |  | --> | 0.95 | 0 | 0 | 0 | 0 | Constrained, otherwise capacity available =935 kW | --> | C13 ex WATERFORD | Waterford [T41,T42] | WATERFORD |  | 52.2635 | -7.1199
002028X | MV/LV Substation ES***028X |  | 10 kV | _ | LV | 400 kVA :Kiosk Substation | 0.4 | --> | 0.4 | 0.312 | 4.51 |  | --> | 0.38 | 0 | 0.006 | 0.363 | 0 |  | --> | C21 ex BOGHALL ROAD | Boghall Road [T41,T42] | FASSAROE |  | 53.199 | -6.0969
019098 | MV/LV Substation SH***098 |  | 10 kV | _ | LV | 630 kVA :Kiosk Substation | 0.63 | --> | 0.63 | 0.047 | 0.05 | Constrained, otherwise capacity available =609 kVA | --> | 0.598 | 0 | 0 | 0 | 0 | Constrained, otherwise capacity available =596 kW | --> | C20 ex BALLYBEGGAN | Ballybeggan [T43,T44] | TRALEE |  | 52.2712 | -9.6851
017218 | MV/LV Substation ST***218 |  | 20 kV | _ | LV | 50 kVA :Pole Substation | 0.05 | --> | 0.05 | 0.039 | 1.05 |  | --> | 0.048 | 0 | 0.525 | 0 | 0 |  | --> | C16 ex NEWCASTLEWEST | Newcastlewest [T41,T42] | RATHKEALE |  | 52.5427 | -9.0772
154312 | MV/LV Substation SH***312 |  | 10 kV | _ | LV | 400 kVA :Kiosk Substation | 0.4 | --> | 0.4 | 0 | 0 | Constrained, otherwise capacity available =291 kVA | --> | 0.38 | 0 | 0.026 | 0 | 0 | Constrained, otherwise capacity available =346 kW | --> | C24 ex BALLYCOOLIN | Ballycoolin [T41,T42,T43] | FINGLAS |  | 53.4013 | -6.3728
026781Y | MV/LV Substation MI***781Y |  | 10 kV | _ | LV | 50 kVA :Pole Substation | 0.05 | --> | 0.05 | 0.041 | 8.66 |  | --> | 0.048 | 0 | 0 | 0 | 0 | Constrained, otherwise capacity available =46 kW | --> | C13 ex BANDON | Bandon [T101,T42] | BANDON |  | 51.771 | -8.7486
048004 | MV/LV Substation CO***004 |  | 20 kV | _ | LV | 100 kVA :Pole Substation | 0.1 | --> | 0.1 | 0 | 2.03 |  | --> | 0.095 | 0 | 0.004 | 0 | 0 | Constrained, otherwise capacity available =64 kW | --> | E15 ex MOHILL | Mohill [T421,T422] | CARRICK ON SHANNON |  | 54.0515 | -7.8055
036467X | MV/LV Substation CR***467X |  | 20 kV | _ | LV | 50 kVA :Pole Substation | 0.05 | --> | 0.05 | 0 | 0 | Constrained, otherwise capacity available =36 kVA | --> | 0.048 | 0 | 0 | 0 | 0 | Constrained, otherwise capacity available =46 kW | --> | E20 ex GARRANACANTY | Garranacanty [T421,T422] | TIPPERARY |  | 52.4798 | -8.119
064083Z | MV/LV Substation M1***083Z |  | 10 kV | _ | LV | 630 kVA :Building Structure | 0.63 | --> | 0.63 | 0 | 0 | Constrained, otherwise capacity available =485 kVA | --> | 0.598 | 0 | 0 | 0 | 0 | Constrained, otherwise capacity available =578 kW | --> | C19 ex DRYBRIDGE | Drybridge [T41,T42] | DRYBRIDGE |  | 53.7261 | -6.3905
066095Y | MV/LV Substation TU***095Y |  | 20 kV | _ | LV | 400 kVA :Kiosk Substation | 0.4 | --> | 0.4 | 0 | 0 | Constrained, otherwise capacity available =357 kVA | --> | 0.38 | 0 | 0 | 0 | 0 | Constrained, otherwise capacity available =374 kW | --> | E15 ex BATTER LANE TEMPORARY | Batter Lane Temporary 38kv [T421] | GLASMORE |  | 53.4889 | -6.1571
093204 | MV/LV Substation DO***204 |  | 10 kV | _ | LV | 630 kVA :Building Structure | 0.63 | --> | 0.63 | 0 | 0 | Constrained, otherwise capacity available =630 kVA | --> | 0.598 | 0 | 0 | 0.5 | 0 |  | --> | C22 ex POPPINTREE | Poppintree [T101,T102] | FINGLAS |  | 53.3927 | -6.2963
252558X | MV/LV Substation JO***558X |  | 10 kV | _ | LV | 100 kVA :Pole Substation | 0.1 | --> | 0.1 | 0.091 | 2.76 |  | --> | 0.095 | 0 | 0 | 0.094 | 0 |  | --> | C19 ex RECESS | Recess [T41] | SCREEB |  | 53.4937 | -9.8819
253350Y | MV/LV Substation MA***350Y |  | 20 kV | _ | LV | 200 kVA :Pole Substation | 0.2 | --> | 0.2 | 0 | 0 | Constrained, otherwise capacity available =200 kVA | --> | 0.19 | 0 | 0 | 0 | 0 | Constrained, otherwise capacity available =190 kW | --> | E21 ex GLENAMADDY | Glenamaddy [T422] | ATHLONE |  | 53.6378 | -8.6394
251766 | MV/LV Substation KN***766 |  | 10 kV | _ | LV | 50 kVA :Pole Substation | 0.05 | --> | 0.05 | 0 | 0 | Constrained, otherwise capacity available =35 kVA | --> | 0.048 | 0 | 0 | 0 | 0 | Constrained, otherwise capacity available =45 kW | --> | C30 ex CLAREGALWAY | Claregalway [T42,T421] | GALWAY 110KV |  | 53.3651 | -8.9239
266178X | MV/LV Substation BA***178X |  | 20 kV | _ | LV | 100 kVA :Pole Substation | 0.1 | --> | 0.1 | 0 | 0 | Constrained, otherwise capacity available =86 kVA | --> | 0.095 | 0 | 0 | 0 | 0 | Constrained, otherwise capacity available =93 kW | --> | E13 ex CARNDONAGH | Carndonagh [T421,T422] | TRILLICK |  | 55.2422 | -7.2813
2104051 | MV/LV Substation GR***4051 |  | 10 kV | _ | LV | 50 kVA :Pole Substation | 0.05 | --> | 0.05 | 0 | 0 | Constrained, otherwise capacity available =49 kVA | --> | 0.048 | 0 | 0 | 0 | 0 | Constrained, otherwise capacity available =47 kW | --> | C24 ex CARRICKMACROSS | Carrickmacross [T41,T42] | MEATH HILL |  | 54.0074 | -6.7494
059723X | MV/LV Substation DR***723X |  | 10 kV | _ | LV | 50 kVA :Pole Substation | 0.05 | --> | 0.05 | 0 | 0 | Constrained, otherwise capacity available =35 kVA | --> | 0.048 | 0 | 0 | 0 | 0 | Constrained, otherwise capacity available =45 kW | --> | C11 ex DERRYCRAMPH | Derrycramph [T41,T42] | SHANKILL |  | 53.9288 | -7.1687
108022X | MV/LV Substation CH***022X |  | 10 kV | _ | LV | 400 kVA :Kiosk Substation | 0.4 | --> | 0.4 | 0.334 | 1.57 |  | --> | 0.38 | 0 | 0.008 | 0 | 0 | Constrained, otherwise capacity available =365 kW | --> | C17 ex BALLYSHANNON | Ballyshannon [T41,T42] | CATHALEENS FALL |  | 54.5034 | -8.1838
039192X | MV/LV Substation DO***192X |  | 10 kV | _ | LV | 50 kVA :Pole Substation | 0.05 | --> | 0.05 | 0 | 0 | Constrained, otherwise capacity available =35 kVA | --> | 0.048 | 0 | 0 | 0 | 0 | Constrained, otherwise capacity available =46 kW | --> | C13 ex SPIDDAL |  |  |  | 53.2526 | -9.2348
377545 | MV/LV Substation KN***545 |  | 20 kV | _ | LV | 200 kVA :Pole Substation | 0.2 | --> | 0.2 | 0 | 0 | Constrained, otherwise capacity available =168 kVA | --> | 0.19 | 0 | 0.005 | 0 | 0 | Constrained, otherwise capacity available =182 kW | --> | E18 ex GURRANEBANE | Gurranebane [T421,T422] | OUGHTRAGH |  | 51.9248 | -10.2911
117422 | MV/LV Substation RI***422 |  | 20 kV | _ | LV | 200 kVA :Pole Substation | 0.2 | --> | 0.2 | 0 | 0 | Constrained, otherwise capacity available =101 kVA | --> | 0.19 | 0 | 0.039 | 0 | 0 | Constrained, otherwise capacity available =147 kW | --> | E18 ex COLLOONEY | Collooney [T421,T422] | SLIGO |  | 54.1303 | -8.3971
068473X | MV/LV Substation NA***473X |  | 10 kV | _ | LV | 630 kVA :Kiosk Substation | 0.63 | --> | 0.63 | 0.5 | 11.14 |  | --> | 0.598 | 0 | 0.03 | 0.5 | 0 |  | --> | C11 ex CABRA | Cabra [T101,T102] | FINGLAS |  | 53.3674 | -6.3114
2484305 | MV/LV Substation BA***4305 |  | 20 kV | _ | LV | 630 kVA :Kiosk Substation | 0.63 | --> | 0.63 | 0 | 0 | Constrained, otherwise capacity available =580 kVA | --> | 0.598 | 0 | 0.006 | 0 | 0 | Constrained, otherwise capacity available =587 kW | --> | E19 ex KILCOCK | Kilcock [T421,T422] | GRIFFINRATH |  | 53.4011 | -6.68
0684222 | MV/LV Substation AR***4222 |  | 10 kV | _ | LV | 1000 kVA :Kiosk Substation | 1 | --> | 1 | 0 | 0 | Constrained, otherwise capacity available =909 kVA | --> | 0.95 | 0 | 0.005 | 0.5 | 0 |  | --> | C11 ex CLONTARF | Clontarf [T42] | FINGLAS |  | 53.3743 | -6.1943
0684054 | MV/LV Substation SE***4054 |  | 10 kV | _ | LV | 400 kVA :Kiosk Substation | 0.4 | --> | 0.4 | 0.4 | 1.86 |  | --> | 0.38 | 0 | 0 | 0.38 | 0 |  | --> | C12 ex FAIRVIEW | Fairview [T41] | MCDERMOTT |  | 53.3631 | -6.1969
003877 | MV/LV Substation GL***877 |  | 10 kV | _ | LV | 50 kVA :Pole Substation | 0.05 | --> | 0.05 | 0.028 | 11.58 |  | --> | 0.048 | 0 | 0.01 | 0 | 0 | Constrained, otherwise capacity available =37 kW | --> | C18 ex BALLYBEG | Ballybeg [T101,T102] | CARRICKMINES |  | 52.9613 | -6.1543
162366X | MV/LV Substation SP***366X |  | 20 kV | _ | LV | 50 kVA :Pole Substation | 0.05 | --> | 0.05 | 0.044 | 0.25 |  | --> | 0.048 | 0 | 0 | 0 | 0 | Constrained, otherwise capacity available =47 kW | --> | C12 ex ROSSGEIR | Rossgeir [T41,T42] | LETTERKENNY |  | 54.8358 | -7.537
063826X | MV/LV Substation AS***826X |  | 10 kV | _ | LV | 400 kVA :Kiosk Substation | 0.4 | --> | 0.4 | 0 | 0 | Constrained, otherwise capacity available =386 kVA | --> | 0.38 | 0 | 0 | 0 | 0 | Constrained, otherwise capacity available =378 kW | --> | C17 ex STICKILLEN | Stickillen [T41,T42] | DRYBRIDGE |  | 53.8556 | -6.5411
029695 | MV/LV Substation GO***695 |  | 10 kV | _ | LV | 100 kVA :Pole Substation | 0.1 | --> | 0.1 | 0 | 0 | Constrained, otherwise capacity available =94 kVA | --> | 0.095 | 0 | 0 | 0.094 | 0 |  | --> | C18 ex MIDLETON | Midleton [T101,T102] | MIDLETON |  | 51.9403 | -8.1751
365215 | MV/LV Substation SA***215 |  | 10 kV | _ | LV | 630 kVA :Kiosk Substation | 0.63 | --> | 0.63 | 0 | 0 | Constrained, otherwise capacity available =486 kVA | --> | 0.598 | 0 | 0.01 | 0.5 | 0 |  | --> | C16 ex SAGGART | Saggart [T41,T42] | GRANGE CASTLE |  | 53.2815 | -6.4516
039528X | MV/LV Substation GO***528X |  | 10 kV | _ | LV | 200 kVA :Kiosk Substation | 0.2 | --> | 0.2 | 0.146 | 11.03 |  | --> | 0.19 | 0 | 0.02 | 0.168 | 0 |  | --> | C26 ex SALTHILL | Salthill [T101,T102] | SALTHILL |  | 53.2688 | -9.1059
281717Z | MV/LV Substation FO***717Z |  | 10 kV | _ | LV | 400 kVA :Kiosk Substation | 0.4 | --> | 0.4 | 0 | 0 | Constrained, otherwise capacity available =342 kVA | --> | 0.38 | 0 | 0 | 0 | 0 | Constrained, otherwise capacity available =372 kW | --> | C17 ex TOGHER | Togher [T41,T42] | TRABEG |  | 51.8689 | -8.4823
0814167 | MV/LV Substation WI***4167 |  | 10 kV | _ | LV | 200 kVA :Pole Substation | 0.2 | --> | 0.2 | 0 | 0 | Constrained, otherwise capacity available =141 kVA | --> | 0.19 | 0 | 0.01 | 0 | 0 | Constrained, otherwise capacity available =174 kW | --> | C20 ex CELBRIDGE | Celbridge [T41,T42] | GRIFFINRATH |  | 53.2978 | -6.5708
007616Z | MV/LV Substation BA***616Z |  | 20 kV | _ | LV | 50 kVA :Pole Substation | 0.05 | --> | 0.05 | 0.031 | 16.12 |  | --> | 0.048 | 0 | 0 | 0.045 | 0 |  | --> | E21 ex WEXFORD | Wexford [T121,T122] | WEXFORD |  | 52.341 | -6.5388
2374084 | MV/LV Substation DR***4084 |  | 10 kV | _ | LV | 50 kVA :Pole Substation | 0.05 | --> | 0.05 | 0 | 0 | Constrained, otherwise capacity available =50 kVA | --> | 0.048 | 0 | 0 | 0 | 0 | Constrained, otherwise capacity available =48 kW | --> | C11 ex KILSARAN | Kilsaran [T42] | DRYBRIDGE |  | 53.9 | -6.423
204101X | MV/LV Substation WH***101X |  | 20 kV | _ | LV | 50 kVA :Pole Substation | 0.05 | --> | 0.05 | 0 | 0 | Constrained, otherwise capacity available =25 kVA | --> | 0.048 | 0 | 0 | 0 | 0 | Constrained, otherwise capacity available =44 kW | --> | E17 ex BUNCRANA | Buncrana [T421,T422] | TRILLICK |  | 55.0553 | -7.3288
255955 | MV/LV Substation IN***955 |  | 10 kV | _ | LV | 50 kVA :Pole Substation | 0.05 | --> | 0.05 | 0 | 0 | Constrained, otherwise capacity available =48 kVA | --> | 0.048 | 0 | 0 | 0 | 0 | Constrained, otherwise capacity available =47 kW | --> | E12 ex KILLYBEGS | Killybegs [T422] | BINBANE |  | 54.6386 | -8.3091
176498 | MV/LV Substation LA***498 |  | 20 kV | _ | LV | 50 kVA :Pole Substation | 0.05 | --> | 0.05 | 0 | 0 | Constrained, otherwise capacity available =41 kVA | --> | 0.048 | 0 | 0 | 0 | 0 | Constrained, otherwise capacity available =46 kW | --> | E11 ex MACROOM | Macroom [T422] | MACROOM |  | 51.9043 | -8.79
036633 | MV/LV Substation WH***633 |  | 20 kV | _ | LV | 50 kVA :Pole Substation | 0.05 | --> | 0.05 | 0 | 0 | Constrained, otherwise capacity available =32 kVA | --> | 0.048 | 0 | 0.01 | 0 | 0 | Constrained, otherwise capacity available =38 kW | --> | E18 ex GARRANACANTY | Garranacanty [T421,T422] | TIPPERARY |  | 52.5097 | -8.1757
002866 | MV/LV Substation AQ***866 |  | 10 kV | _ | LV | 400 kVA :Building Structure | 0.4 | --> | 0.4 | 0.101 | 4.51 |  | --> | 0.38 | 0 | 0 | 0.339 | 0 |  | --> | C21 ex BOGHALL ROAD | Boghall Road [T41,T42] | FASSAROE |  | 53.2036 | -6.0981
1184109 | MV/LV Substation CO***4109 |  | 20 kV | _ | LV | 100 kVA :Pole Substation | 0.1 | --> | 0.1 | 0 | 0 | Constrained, otherwise capacity available =96 kVA | --> | 0.095 | 0 | 0 | 0 | 0 | Constrained, otherwise capacity available =94 kW | --> | E18 ex CREAGH | Creagh [T421,T422] | ATHLONE |  | 53.4354 | -8.4316
001158 | MV/LV Substation KI***158 |  | 10 kV | _ | LV | 400 kVA :Kiosk Substation | 0.4 | --> | 0.4 | 0.334 | 4.01 |  | --> | 0.38 | 0 | 0.01 | 0.364 | 0 |  | --> | C15 ex BALLINCLEA | Ballinclea [T41] | CHERRYWOOD |  | 53.2678 | -6.1146
503936 | MV/LV Substation MO***936 |  | 10 kV | _ | LV | 100 kVA :Pole Substation | 0.1 | --> | 0.1 | 0.064 | 1.69 |  | --> | 0.095 | 0 | 0 | 0 | 0 | Constrained, otherwise capacity available =90 kW | --> | C16 ex NEWTOWNCUNNINGHAM | Newtowncunningham [T41,T42] | LETTERKENNY |  | 54.9932 | -7.5242
154548 | MV/LV Substation TE***548 |  | 10 kV | _ | LV | 630 kVA :Building Structure | 0.63 | --> | 0.63 | 0 | 0 | Constrained, otherwise capacity available =505 kVA | --> | 0.598 | 0 | 0 | 0 | 0 | Constrained, otherwise capacity available =581 kW | --> | C18 ex BALLYCOOLIN | Ballycoolin [T41,T42,T43] | FINGLAS |  | 53.4041 | -6.3675
011400 | MV/LV Substation LO***400 |  | 10 kV | _ | LV | 50 kVA :Pole Substation | 0.05 | --> | 0.05 | 0 | 0 | Constrained, otherwise capacity available =36 kVA | --> | 0.048 | 0 | 0 | 0 | 0 | Constrained, otherwise capacity available =46 kW | --> | C21 ex TALBOTS INCH | Talbots Inch [T41,T42] | KILKENNY |  | 52.6836 | -7.2647
014656Z | MV/LV Substation MA***656Z |  | 20 kV | _ | LV | 50 kVA :Pole Substation | 0.05 | --> | 0.05 | 0 | 0 | Constrained, otherwise capacity available =50 kVA | --> | 0.048 | 0 | 0 | 0 | 0 | Constrained, otherwise capacity available =48 kW | --> | C14 ex KILDARE | Kildare [T41,T42] | NEWBRIDGE |  | 53.2052 | -6.9599
052518Z | MV/LV Substation CL***518Z |  | 20 kV | _ | LV | 630 kVA :Kiosk Substation | 0.63 | --> | 0.63 | 0 | 0 | Constrained, otherwise capacity available =579 kVA | --> | 0.598 | 0 | 0 | 0 | 0 | Constrained, otherwise capacity available =592 kW | --> | E19 ex EDENDERRY | Edenderry [T421,T422] | BLAKE |  | 53.454 | -7.0963
110215X | MV/LV Substation TA***215X |  | 10 kV | _ | LV | 400 kVA :Kiosk Substation | 0.4 | --> | 0.4 | 0.37 | 0.76 |  | --> | 0.38 | 0 | 0 | 0 | 0 | Constrained, otherwise capacity available =376 kW | --> | C16 ex KENMARE | Kenmare [T42] | KNOCKEARAGH |  | 51.8853 | -9.582
0704202 | MV/LV Substation RA***4202 |  | 10 kV | _ | LV | 200 kVA :Pole Substation | 0.2 | --> | 0.2 | 0.2 | 0.76 |  | --> | 0.19 | 0 | 0 | 0 | 0 | Constrained, otherwise capacity available =190 kW | --> | C11 ex RATHMORE | Rathmore [T42,T421] | KNOCKEARAGH |  | 52.0836 | -9.2179
029721Y | MV/LV Substation BA***721Y |  | 10 kV | _ | LV | 50 kVA :Pole Substation | 0.05 | --> | 0.05 | 0 | 0 | Constrained, otherwise capacity available =49 kVA | --> | 0.048 | 0 | 0 | 0.047 | 0 |  | --> | C18 ex MIDLETON | Midleton [T101,T102] | MIDLETON |  | 51.9681 | -8.1829
014678Z | MV/LV Substation CA***678Z |  | 20 kV | _ | LV | 200 kVA :Kiosk Substation | 0.2 | --> | 0.2 | 0.182 | 0.63 |  | --> | 0.19 | 0 | 0 | 0 | 0 | Constrained, otherwise capacity available =188 kW | --> | E12 ex KILCULLEN | Kilcullen [T41,T42,T424] | STRATFORD |  | 53.0808 | -6.7969
276240 | MV/LV Substation RO***240 |  | 10 kV | _ | LV | 200 kVA :Pole Substation | 0.2 | --> | 0.2 | 0.131 | 0.76 |  | --> | 0.19 | 0 | 0.016 | 0 | 0 | Constrained, otherwise capacity available =168 kW | --> | C18 ex WOODFORD | Woodford [T41,T42] | KNOCKEARAGH |  | 52.052 | -9.5191
093243Z | MV/LV Substation CE***243Z |  | 10 kV | _ | LV | 400 kVA :Building Structure | 0.4 | --> | 0.4 | 0 | 0 | Constrained, otherwise capacity available =378 kVA | --> | 0.38 | 0 | 0 | 0.377 | 0 |  | --> | C24 ex POPPINTREE | Poppintree [T101,T102] | FINGLAS |  | 53.4013 | -6.3003
048155X | MV/LV Substation KI***155X |  | 20 kV | _ | LV | 50 kVA :Pole Substation | 0.05 | --> | 0.05 | 0.047 | 2.03 |  | --> | 0.048 | 0 | 0 | 0 | 0 | Constrained, otherwise capacity available =47 kW | --> | E15 ex MOHILL | Mohill [T421,T422] | CARRICK ON SHANNON |  | 54.0507 | -7.806
099014 | MV/LV Substation MA***014 |  | 10 kV | _ | LV | 200 kVA :Pole Substation | 0.2 | --> | 0.2 | 0.184 | 2.96 |  | --> | 0.19 | 0 | 0.015 | 0 | 0 | Constrained, otherwise capacity available =177 kW | --> | C12 ex BALLYRAINE | Ballyraine [T41,T42] | LETTERKENNY |  | 54.9586 | -7.7012
068467 | MV/LV Substation GR***467 |  | 10 kV | _ | LV | 630 kVA :Kiosk Substation | 0.63 | --> | 0.63 | 0 | 0 | Constrained, otherwise capacity available =497 kVA | --> | 0.598 | 0 | 0.035 | 0.5 | 0 |  | --> | C13 ex GLASNEVIN | Glasnevin [T41] | FINGLAS |  | 53.3799 | -6.2798
176471Y | MV/LV Substation CO***471Y |  | 20 kV | _ | LV | 50 kVA :Pole Substation | 0.05 | --> | 0.05 | 0.048 | 18.78 |  | --> | 0.048 | 0 | 0 | 0.047 | 0 |  | --> | E17 ex HARTNETTS CROSS | Hartnetts Cross [T121,T422] | HARTNETTS CROSS |  | 51.9049 | -9.0032
069146 | MV/LV Substation CR***146 |  | 10 kV | _ | LV | 400 kVA :Kiosk Substation | 0.4 | --> | 0.4 | 0.27 | 2.93 |  | --> | 0.38 | 0 | 0.037 | 0.334 | 0 |  | --> | C13 ex DODDER ROAD | Dodder Road [T42] | MILLTOWN (DR) |  | 53.3 | -6.2776
060537X | MV/LV Substation SE***537X |  | 10 kV | _ | LV | 50 kVA :Pole Substation | 0.05 | --> | 0.05 | 0 | 0 | Constrained, otherwise capacity available =32 kVA | --> | 0.048 | 0 | 0 | 0 | 0 | Constrained, otherwise capacity available =45 kW | --> | C18 ex CLONES | Clones [T41,T42] | SHANKILL |  | 54.1748 | -7.226
036922X | MV/LV Substation LA***922X |  | 20 kV | _ | LV | 50 kVA :Pole Substation | 0.05 | --> | 0.05 | 0 | 0 | Constrained, otherwise capacity available =38 kVA | --> | 0.048 | 0 | 0 | 0 | 0 | Constrained, otherwise capacity available =46 kW | --> | E18 ex GARRANACANTY | Garranacanty [T421,T422] | TIPPERARY |  | 52.5354 | -8.1415
365031X | MV/LV Substation WA***031X |  | 10 kV | _ | LV | 400 kVA :Kiosk Substation | 0.4 | --> | 0.4 | 0 | 0 | Constrained, otherwise capacity available =318 kVA | --> | 0.38 | 0 | 0.008 | 0.363 | 0 |  | --> | C17 ex TYMON | Tymon [T41,T42] | COOKSTOWN |  | 53.3078 | -6.3656
050664X | MV/LV Substation DE***664X |  | 10 kV | _ | LV | 200 kVA :Kiosk Substation | 0.2 | --> | 0.2 | 0.144 | 7.61 |  | --> | 0.19 | 0 | 0.011 | 0 | 0 | Constrained, otherwise capacity available =174 kW | --> | C13 ex GARRYCASTLE | Garrycastle [T41,T42] | ATHLONE |  | 53.4305 | -7.9272
095055X | MV/LV Substation DO***055X |  | 10 kV | _ | LV | 50 kVA :Pole Substation | 0.05 | --> | 0.05 | 0.046 | 1.1 |  | --> | 0.048 | 0 | 0.04 | 0 | 0 | Constrained, otherwise capacity available =17 kW | --> | C23 ex KILKEE | Kilkee [T41] | TULLABRACK |  | 52.6192 | -9.6424
0684458 | MV/LV Substation PA***4458 |  | 10 kV | _ | LV | 1000 kVA :Building Structure | 1 | --> | 1 | 0.5 | 9.99 |  | --> | 0.95 | 0 | 0 | 0.5 | 0 |  | --> | C24 ex HAROLDS CROSS | Harolds Cross [T101,T102] | POOLBEG |  | 53.3331 | -6.2608
081286Z | MV/LV Substation KI***286Z |  | 10 kV | _ | LV | 50 kVA :Pole Substation | 0.05 | --> | 0.05 | 0 | 0 | Constrained, otherwise capacity available =23 kVA | --> | 0.048 | 0 | 0 | 0 | 0 | Constrained, otherwise capacity available =44 kW | --> | C12 ex MONEYCOOLEY | Moneycooley [T41,T42,T44] | GRIFFINRATH |  | 53.3655 | -6.5279
0344230 | MV/LV Substation GL***4230 |  | 10 kV | _ | LV | 50 kVA :Pole Substation | 0.05 | --> | 0.05 | 0.05 | 0.95 |  | --> | 0.048 | 0 | 0 | 0 | 0 | Constrained, otherwise capacity available =48 kW | --> | C15 ex SPA ROAD | Spa Road [T41,T42] | DOON |  | 52.3256 | -7.7313
0674289 | MV/LV Substation MO***4289 |  | 10 kV | _ | LV | 630 kVA :Kiosk Substation | 0.63 | --> | 0.63 | 0 | 0 | Constrained, otherwise capacity available =476 kVA | --> | 0.598 | 0 | 0 | 0 | 0 | Constrained, otherwise capacity available =577 kW | --> | C12 ex CAHERDAVIN | Caherdavin [T41,T42] | ARDNACRUSHA |  | 52.6629 | -8.6649
066276X | MV/LV Substation MC***276X |  | 10 kV | _ | LV | 400 kVA :Building Structure | 0.4 | --> | 0.4 | 0 | 0 | Constrained, otherwise capacity available =366 kVA | --> | 0.38 | 0 | 0.01 | 0.368 | 0 |  | --> | C17 ex SUTTON | Sutton [T41,T42] | GRANGE (DR) |  | 53.3915 | -6.1204
154364Z | MV/LV Substation WI***364Z |  | 10 kV | _ | LV | 400 kVA :Kiosk Substation | 0.4 | --> | 0.4 | 0 | 0 | Constrained, otherwise capacity available =332 kVA | --> | 0.38 | 0 | 0.006 | 0.366 | 0 |  | --> | C22 ex MACETOWN | Macetown [T101,T102] | MACETOWN |  | 53.3943 | -6.4428
118719X | MV/LV Substation BN***719X |  | 20 kV | _ | LV | 100 kVA :Pole Substation | 0.1 | --> | 0.1 | 0 | 0 | Constrained, otherwise capacity available =99 kVA | --> | 0.095 | 0 | 0 | 0 | 0 | Constrained, otherwise capacity available =95 kW | --> | E15 ex CREAGH | Creagh [T421,T422] | ATHLONE |  | 53.3135 | -8.0552
365059 | MV/LV Substation DI***059 |  | 10 kV | _ | LV | 630 kVA :Building Structure | 0.63 | --> | 0.63 | 0 | 0 | Constrained, otherwise capacity available =462 kVA | --> | 0.598 | 0 | 0 | 0.5 | 0 |  | --> | C20 ex FORTUNESTOWN | Fortunestown [T101,T102] | INCHICORE 220KV |  | 53.2898 | -6.4196
156340Z | MV/LV Substation TI***340Z |  | 10 kV | _ | LV | 200 kVA :Pole Substation | 0.2 | --> | 0.2 | 0.2 | 2.47 |  | --> | 0.19 | 0 | 0 | 0 | 0 | Constrained, otherwise capacity available =190 kW | --> | C12 ex TELAYDON | Telaydon [T42,T421] | LISDRUM |  | 54.2795 | -6.9696
0534235 | MV/LV Substation CH***4235 |  | 10 kV | _ | LV | 100 kVA :Pole Substation | 0.1 | --> | 0.1 | 0 | 0 | Constrained, otherwise capacity available =82 kVA | --> | 0.095 | 0 | 0 | 0.092 | 0 |  | --> | C23 ex CLONMINCH | Clonminch [T41,T422] | THORNSBERRY |  | 53.2645 | -7.4809
033934X | MV/LV Substation TA***934X |  | 10 kV | _ | LV | 200 kVA :Kiosk Substation | 0.2 | --> | 0.2 | 0 | 0 | Constrained, otherwise capacity available =169 kVA | --> | 0.19 | 0 | 0.01 | 0 | 0 | Constrained, otherwise capacity available =178 kW | --> | C15 ex DEERPARK | Deerpark [T41,T42] | BALLYDINE |  | 52.3502 | -7.4233
065118Z | MV/LV Substation TH***118Z |  | 10 kV | _ | LV | 400 kVA :Kiosk Substation | 0.4 | --> | 0.4 | 0 | 0 | Constrained, otherwise capacity available =343 kVA | --> | 0.38 | 0 | 0.02 | 0 | 0 | Constrained, otherwise capacity available =357 kW | --> | C19 ex LOUGHSHINNY | Loughshinny [T41,T42] | GLASMORE |  | 53.5787 | -6.1126
2484218 | MV/LV Substation LE***4218 |  | 20 kV | _ | LV | 630 kVA :Kiosk Substation | 0.63 | --> | 0.63 | 0 | 0 | Constrained, otherwise capacity available =490 kVA | --> | 0.598 | 0 | 0.027 | 0 | 0 | Constrained, otherwise capacity available =559 kW | --> | E19 ex KILCOCK | Kilcock [T421,T422] | GRIFFINRATH |  | 53.3942 | -6.6631
365941X | MV/LV Substation HA***941X |  | 10 kV | _ | LV | 400 kVA :Building Structure | 0.4 | --> | 0.4 | 0 | 0 | Constrained, otherwise capacity available =307 kVA | --> | 0.38 | 0 | 0 | 0.367 | 0 |  | --> | C18 ex WHITESTOWN | Whitestown [T41,T42] | COOKSTOWN |  | 53.2755 | -6.3959
016070Z | MV/LV Substation TI***070Z |  | 10 kV | _ | LV | 50 kVA :Pole Substation | 0.05 | --> | 0.05 | 0 | 0 | Constrained, otherwise capacity available =45 kVA | --> | 0.048 | 0 | 0 | 0 | 0 | Constrained, otherwise capacity available =47 kW | --> | C20 ex CELBRIDGE | Celbridge [T41,T42] | GRIFFINRATH |  | 53.2977 | -6.5792
127029 | MV/LV Substation FR***029 |  | 10 kV | _ | LV | 630 kVA :Kiosk Substation | 0.63 | --> | 0.63 | 0 | 0 | Constrained, otherwise capacity available =297 kVA | --> | 0.598 | 0 | 0.035 | 0 | 0 | Constrained, otherwise capacity available =526 kW | --> | C14 ex HOLYCROSS ROAD | Holycross Road [T41,T42] | THURLES |  | 52.6773 | -7.8201
119015Y | MV/LV Substation AN***015Y |  | 10 kV | _ | LV | 50 kVA :Pole Substation | 0.05 | --> | 0.05 | 0.05 | 4.16 |  | --> | 0.048 | 0 | 0 | 0.048 | 0 |  | --> | C15 ex NEWMARKET (SR) | Newmarket (sr) [T41,T42] | GLENLARA |  | 52.2099 | -9.0112
067036X | MV/LV Substation CO***036X |  | 10 kV | _ | LV | 630 kVA :Kiosk Substation | 0.63 | --> | 0.63 | 0 | 0 | Constrained, otherwise capacity available =461 kVA | --> | 0.598 | 0 | 0.002 | 0 | 0 | Constrained, otherwise capacity available =573 kW | --> | C11 ex MOYLISH | Moylish [T41,T42] | ARDNACRUSHA |  | 52.6807 | -8.641
055414 | MV/LV Substation SC***414 |  | 10 kV | _ | LV | 50 kVA :Pole Substation | 0.05 | --> | 0.05 | 0 | 0 | Constrained, otherwise capacity available =19 kVA | --> | 0.048 | 0 | 0 | 0 | 0 | Constrained, otherwise capacity available =43 kW | --> | C20 ex ROSCREA | Roscrea [T41,T42] | IKERRIN |  | 52.9733 | -7.8715
154375Z | MV/LV Substation MO***375Z |  | 10 kV | _ | LV | 200 kVA :Kiosk Substation | 0.2 | --> | 0.2 | 0 | 0 | Constrained, otherwise capacity available =28 kVA | --> | 0.19 | 0 | 0.039 | 0.136 | 0 |  | --> | C39 ex COLLEGE PARK | College Park [T101,T102,T103] | COLLEGE PARK |  | 53.421 | -6.3915
2814253 | MV/LV Substation HE***4253 |  | 10 kV | _ | LV | 630 kVA :Kiosk Substation | 0.63 | --> | 0.63 | 0 | 0 | Constrained, otherwise capacity available =525 kVA | --> | 0.598 | 0 | 0.008 | 0.5 | 0 |  | --> | C17 ex BISHOPSTOWN | Bishopstown [T41,T42] | KILBARRY |  | 51.882 | -8.5746
093158Y | MV/LV Substation LE***158Y |  | 10 kV | _ | LV | 630 kVA :Building Structure | 0.63 | --> | 0.63 | 0.395 | 5.82 |  | --> | 0.598 | 0 | 0 | 0.5 | 0 |  | --> | C22 ex COOLOCK | Coolock [T41,T42] | FINGLAS |  | 53.3912 | -6.1921
433131X | MV/LV Substation LA***131X |  | 20 kV | _ | LV | 50 kVA :Pole Substation | 0.05 | --> | 0.05 | 0 | 0 | Constrained, otherwise capacity available =41 kVA | --> | 0.048 | 0 | 0 | 0 | 0 | Constrained, otherwise capacity available =46 kW | --> | C12 ex BALLAGHADERREEN | Ballaghaderreen [T41,T42] | TONROE |  | 53.8823 | -8.5591
281856 | MV/LV Substation DO***856 |  | 10 kV | _ | LV | 630 kVA :Building Structure | 0.63 | --> | 0.63 | 0 | 0 | Constrained, otherwise capacity available =495 kVA | --> | 0.598 | 0 | 0 | 0 | 0 | Constrained, otherwise capacity available =580 kW | --> | C18 ex DOUGLAS | Douglas [T41,T42] | TRABEG |  | 51.8784 | -8.4304
154220Z | MV/LV Substation RO***220Z |  | 10 kV | _ | LV | 1000 kVA :Building Structure | 1 | --> | 1 | 0 | 0 | Constrained, otherwise capacity available =873 kVA | --> | 0.95 | 0 | 0.05 | 0 | 0 | Constrained, otherwise capacity available =896 kW | --> | C17 ex BALLYCOOLIN | Ballycoolin [T41,T42,T43] | FINGLAS |  | 53.3988 | -6.3459
1184044 | MV/LV Substation CO***4044 |  | 10 kV | _ | LV | 100 kVA :Pole Substation | 0.1 | --> | 0.1 | 0.093 | 2 |  | --> | 0.095 | 0 | 0.005 | 0 | 0 | Constrained, otherwise capacity available =90 kW | --> | C17 ex BALLINASLOE | Ballinasloe [T41,T42] | SOMERSET |  | 53.3193 | -8.2169
2814471 | MV/LV Substation CO***4471 |  | 10 kV | _ | LV | 400 kVA :Kiosk Substation | 0.4 | --> | 0.4 | 0.35 | 5.49 |  | --> | 0.38 | 0 | 0.1 | 0.299 | 0 |  | --> | C17 ex TRABEG | Trabeg [T101,T102] | TRABEG |  | 51.8675 | -8.4924
020594X | MV/LV Substation BE***594X |  | 10 kV | _ | LV | 400 kVA :Kiosk Substation | 0.4 | --> | 0.4 | 0 | 0 | Constrained, otherwise capacity available =308 kVA | --> | 0.38 | 0 | 0.021 | 0 | 0 | Constrained, otherwise capacity available =352 kW | --> | C16 ex COOLCORCORAN | Coolcorcoran [T41,T42] | KNOCKEARAGH |  | 52.0698 | -9.5304
426636 | MV/LV Substation EM***636 |  | 20 kV | _ | LV | 50 kVA :Pole Substation | 0.05 | --> | 0.05 | 0 | 0 | Constrained, otherwise capacity available =11 kVA | --> | 0.048 | 0 | 0.035 | 0 | 0 | Constrained, otherwise capacity available =16 kW | --> | E15 ex DINGLE | Dingle [T421,T422] | OUGHTRAGH |  | 52.1282 | -10.3792
015457Z | MV/LV Substation FO***457Z |  | 10 kV | _ | LV | 50 kVA :Pole Substation | 0.05 | --> | 0.05 | 0 | 0 | Constrained, otherwise capacity available =50 kVA | --> | 0.048 | 0 | 0 | 0 | 0 | Constrained, otherwise capacity available =48 kW | --> | C11 ex JOHNSTOWN | Johnstown [T41,T42] | KILTEEL |  | 53.225 | -6.6133
007681X | MV/LV Substation CL***681X |  | 10 kV | _ | LV | 50 kVA :Pole Substation | 0.05 | --> | 0.05 | 0.032 | 16.12 |  | --> | 0.048 | 0 | 0.011 | 0.037 | 0 |  | --> | E14 ex WEXFORD | Wexford [T121,T122] | WEXFORD |  | 52.3283 | -6.5058
039230 | MV/LV Substation IN***230 |  | 10 kV | _ | LV | 630 kVA :Building Structure | 0.63 | --> | 0.63 | 0 | 0 | Constrained, otherwise capacity available =594 kVA | --> | 0.598 | 0 | 0 | 0.5 | 0 |  | --> | C25 ex GALWAY 110KV | Galway 110kv [T102,T103] | GALWAY 110KV |  | 53.2877 | -9.0249
033498 | MV/LV Substation OW***498 |  | 20 kV | _ | LV | 50 kVA :Pole Substation | 0.05 | --> | 0.05 | 0 | 0 | Constrained, otherwise capacity available =49 kVA | --> | 0.048 | 0 | 0 | 0 | 0 | Constrained, otherwise capacity available =47 kW | --> | C18 ex DEERPARK | Deerpark [T41,T42] | BALLYDINE |  | 52.3873 | -7.3458
0694175 | MV/LV Substation HO***4175 |  | 10 kV | _ | LV | 630 kVA :Kiosk Substation | 0.63 | --> | 0.63 | 0.5 | 3 |  | --> | 0.598 | 0 | 0 | 0.5 | 0 |  | --> | C39 ex INCHICORE CENTRAL | Inchicore Central [T43,T45] | INCHICORE 220KV |  | 53.3318 | -6.3295
021963X | MV/LV Substation TO***963X |  | 10 kV | _ | LV | 100 kVA :Pole Substation | 0.1 | --> | 0.1 | 0.076 | 6.78 |  | --> | 0.095 | 0 | 0.019 | 0.078 | 0 |  | --> | C16 ex CASTLEVIEW | Castleview [T101,T102] | CASTLEVIEW |  | 51.9096 | -8.369
068107X | MV/LV Substation JU***107X |  | 10 kV | _ | LV | 1000 kVA :Building Structure | 1 | --> | 1 | 0.5 | 7.61 |  | --> | 0.95 | 0 | 0 | 0.5 | 0 |  | --> | C12 ex SHERIFF STREET | Sheriff Street [T41,T42] | FRANCIS STREET |  | 53.3484 | -6.2468
1204161 | MV/LV Substation DI***4161 |  | 20 kV | _ | LV | 200 kVA :Pole Substation | 0.2 | --> | 0.2 | 0.191 | 3.5 |  | --> | 0.19 | 0 | 0 | 0 | 0 | Constrained, otherwise capacity available =189 kW | --> | E11 ex DUNFIRTH | Dunfirth [T122] | DUNFIRTH |  | 53.4039 | -6.8508
015046Z | MV/LV Substation GL***046Z |  | 10 kV | _ | LV | 200 kVA :Kiosk Substation | 0.2 | --> | 0.2 | 0.024 | 12.6 |  | --> | 0.19 | 0 | 0.064 | 0.117 | 0 |  | --> | C19 ex MONREAD | Monread [T101,T102] | MONREAD |  | 53.2327 | -6.6503
0544431 | MV/LV Substation CJ***4431 |  | 10 kV | _ | LV | 1000 kVA :Building Structure | 1 | --> | 1 | 0 | 0 | Constrained, otherwise capacity available =623 kVA | --> | 0.95 | 0 | 0 | 0 | 0 | Constrained, otherwise capacity available =906 kW | --> | C18 ex MOUNTRATH | Mountrath [T41,T42] | PORTLAOISE |  | 52.9981 | -7.4711
031087 | MV/LV Substation GR***087 |  | 20 kV | _ | LV | 100 kVA :Pole Substation | 0.1 | --> | 0.1 | 0 | 0 | Constrained, otherwise capacity available =68 kVA | --> | 0.095 | 0 | 0 | 0 | 0 | Constrained, otherwise capacity available =90 kW | --> | E17 ex KILMACTHOMAS | Kilmacthomas [T421,T422] | DUNGARVAN |  | 52.2016 | -7.4285
0624406 | MV/LV Substation GE***4406 |  | 10 kV | _ | LV | 50 kVA :Pole Substation | 0.05 | --> | 0.05 | 0.049 | 1.03 |  | --> | 0.048 | 0 | 0 | 0 | 0 | Constrained, otherwise capacity available =47 kW | --> | C18 ex LITTLE MILLS | Little Mills [T41] | DUNDALK |  | 53.919 | -6.433
118108 | MV/LV Substation HA***108 |  | 20 kV | _ | LV | 200 kVA :Pole Substation | 0.2 | --> | 0.2 | 0 | 0 | Constrained, otherwise capacity available =145 kVA | --> | 0.19 | 0 | 0.02 | 0 | 0 | Constrained, otherwise capacity available =168 kW | --> | E17 ex CREAGH | Creagh [T421,T422] | ATHLONE |  | 53.327 | -8.192
001242X | MV/LV Substation CE***242X |  | 10 kV | _ | LV | 400 kVA :Kiosk Substation | 0.4 | --> | 0.4 | 0.4 | 15.18 |  | --> | 0.38 | 0 | 0 | 0.38 | 0 |  | --> | C12 ex CENTRAL PARK | Central Park [T101,T102] | CARRICKMINES |  | 53.2701 | -6.2061
041028 | MV/LV Substation PO***028 |  | 10 kV | _ | LV | 200 kVA :Building Structure | 0.2 | --> | 0.2 | 0 | 0 |  | --> | 0.19 | 0 | 0 | 0 | 0 | Constrained, otherwise capacity available =145 kW | --> | E13 ex DALTON | Dalton [T421,T422] | DALTON |  | 53.7205 | -8.9969
108460 | MV/LV Substation FR***460 |  | 10 kV | _ | LV | 30 kVA :Pole Substation | 0.03 | --> | 0.03 | 0.02 | 1.57 |  | --> | 0.028 | 0 | 0.011 | 0 | 0 | Constrained, otherwise capacity available =19 kW | --> | C16 ex BALLYSHANNON | Ballyshannon [T41,T42] | CATHALEENS FALL |  | 54.5471 | -8.2072
004004 | MV/LV Substation ES***004 |  | 10 kV | _ | LV | 400 kVA :Kiosk Substation | 0.4 | --> | 0.4 | 0.179 | 18.08 |  | --> | 0.38 | 0 | 0.02 | 0.334 | 0 |  | --> | C19 ex ARKLOW | Arklow [T101,T102] | ARKLOW |  | 52.7952 | -6.1543
0144183 | MV/LV Substation HE***4183 |  | 20 kV | _ | LV | 50 kVA :Pole Substation | 0.05 | --> | 0.05 | 0 | 0 | Constrained, otherwise capacity available =50 kVA | --> | 0.048 | 0 | 0 | 0 | 0 | Constrained, otherwise capacity available =48 kW | --> | C14 ex KILDARE | Kildare [T41,T42] | NEWBRIDGE |  | 53.1747 | -6.9401
144418X | MV/LV Substation CL***418X |  | 10 kV | _ | LV | 50 kVA :Pole Substation | 0.05 | --> | 0.05 | 0 | 0 | Constrained, otherwise capacity available =33 kVA | --> | 0.048 | 0 | 0 | 0 | 0 | Constrained, otherwise capacity available =45 kW | --> | C15 ex CASTLECOMER | Castlecomer [T41,T42] | BALLYRAGGET |  | 52.8619 | -7.1644
029001 | MV/LV Substation MA***001 |  | 10 kV | _ | LV | 400 kVA :Kiosk Substation | 0.4 | --> | 0.4 | 0 | 0 | Constrained, otherwise capacity available =64 kVA | --> | 0.38 | 0 | 0.01 | 0.324 | 0 |  | --> | C17 ex MIDLETON | Midleton [T101,T102] | MIDLETON |  | 51.9122 | -8.1715
011111Z | MV/LV Substation LA***111Z |  | 10 kV | _ | LV | 50 kVA :Pole Substation | 0.05 | --> | 0.05 | 0 | 0 | Constrained, otherwise capacity available =48 kVA | --> | 0.048 | 0 | 0 | 0 | 0 | Constrained, otherwise capacity available =47 kW | --> | C15 ex TALBOTS INCH | Talbots Inch [T41,T42] | KILKENNY |  | 52.6613 | -7.2916
1544168 | MV/LV Substation LY***4168 |  | 10 kV | _ | LV | 630 kVA :Kiosk Substation | 0.63 | --> | 0.63 | 0 | 0 | Constrained, otherwise capacity available =523 kVA | --> | 0.598 | 0 | 0.151 | 0 | 0 | Constrained, otherwise capacity available =472 kW | --> | C21 ex MONEYCOOLEY | Moneycooley [T41,T42,T44] | GRIFFINRATH |  | 53.3888 | -6.5858
111056 | MV/LV Substation TH***056 |  | 20 kV | _ | LV | 400 kVA :Kiosk Substation | 0.4 | --> | 0.4 | 0.216 | 0.94 |  | --> | 0.38 | 0 | 0.01 | 0 | 0 | Constrained, otherwise capacity available =347 kW | --> | E15 ex CASTLETOWNBERE | Castletownbere [T421] | BALLYLICKY |  | 51.6507 | -9.9103
075636X | MV/LV Substation BA***636X |  | 20 kV | _ | LV | 50 kVA :Pole Substation | 0.05 | --> | 0.05 | 0.042 | 1.13 |  | --> | 0.048 | 0 | 0 | 0 | 0 | Constrained, otherwise capacity available =46 kW | --> | E22 ex BUNCLODY | Bunclody [T421,T422] | CRANE |  | 52.6691 | -6.6339
1824192 | MV/LV Substation CU***4192 |  | 10 kV | _ | LV | 400 kVA :Kiosk Substation | 0.4 | --> | 0.4 | 0 | 0 | Constrained, otherwise capacity available =372 kVA | --> | 0.38 | 0 | 0 | 0 | 0 | Constrained, otherwise capacity available =376 kW | --> | C15 ex TULLA | Tulla [T41,T42] | ENNIS |  | 52.8701 | -8.7598
265032Y | MV/LV Substation FL***032Y |  | 20 kV | _ | LV | 400 kVA :Building Structure | 0.4 | --> | 0.4 | 0.066 | 0.07 | Constrained, otherwise capacity available =297 kVA | --> | 0.38 | 0 | 0 | 0 | 0 | Constrained, otherwise capacity available =366 kW | --> | E15 ex BALLYCONNELL | Ballyconnell [T421,T422] | GORTAWEE |  | 54.1203 | -7.4938
064309 | MV/LV Substation MO***309 |  | 20 kV | _ | LV | 630 kVA :Building Structure | 0.63 | --> | 0.63 | 0 | 0 | Constrained, otherwise capacity available =626 kVA | --> | 0.598 | 0 | 0 | 0 | 0 | Constrained, otherwise capacity available =598 kW | --> | C17 ex DRYBRIDGE | Drybridge [T41,T42] | DRYBRIDGE |  | 53.7189 | -6.4747
1364206 | MV/LV Substation CA***4206 |  | 20 kV | _ | LV | 50 kVA :Pole Substation | 0.05 | --> | 0.05 | 0 | 0 | Constrained, otherwise capacity available =50 kVA | --> | 0.048 | 0 | 0 | 0 | 0 | Constrained, otherwise capacity available =48 kW | --> | C17 ex ROSCOMMON | Roscommon [T41,T42] | LANESBORO |  | 53.6219 | -8.3564
266286X | MV/LV Substation BU***286X |  | 20 kV | _ | LV | 50 kVA :Pole Substation | 0.05 | --> | 0.05 | 0 | 0 | Constrained, otherwise capacity available =48 kVA | --> | 0.048 | 0 | 0 | 0 | 0 | Constrained, otherwise capacity available =47 kW | --> | E17 ex CARNDONAGH | Carndonagh [T421,T422] | TRILLICK |  | 55.3202 | -7.1786
099015X | MV/LV Substation BU***015X |  | 10 kV | _ | LV | 630 kVA :Kiosk Substation | 0.63 | --> | 0.63 | 0 | 0 | Constrained, otherwise capacity available =577 kVA | --> | 0.598 | 0 | 0 | 0 | 0 | Constrained, otherwise capacity available =591 kW | --> | C18 ex CULLION | Cullion [T41,T42] | LETTERKENNY |  | 54.9474 | -7.7392
015935 | MV/LV Substation BU***935 |  | 10 kV | _ | LV | 200 kVA :Kiosk Substation | 0.2 | --> | 0.2 | 0 | 0 | Constrained, otherwise capacity available =140 kVA | --> | 0.19 | 0 | 0 | 0 | 0 | Constrained, otherwise capacity available =182 kW | --> | C16 ex JOHNSTOWN | Johnstown [T41,T42] | KILTEEL |  | 53.2445 | -6.606
0294382 | MV/LV Substation SO***4382 |  | 10 kV | _ | LV | 50 kVA :Pole Substation | 0.05 | --> | 0.05 | 0 | 0 | Constrained, otherwise capacity available =22 kVA | --> | 0.048 | 0 | 0 | 0.044 | 0 |  | --> | C19 ex MIDLETON | Midleton [T101,T102] | MIDLETON |  | 51.9179 | -8.225
165021 | MV/LV Substation WE***021 |  | 10 kV | _ | LV | 400 kVA :Kiosk Substation | 0.4 | --> | 0.4 | 0 | 0 | Constrained, otherwise capacity available =285 kVA | --> | 0.38 | 0 | 0.024 | 0 | 0 | Constrained, otherwise capacity available =346 kW | --> | C15 ex CLONAKILTY | Clonakilty [T41,T42] | DUNMANWAY |  | 51.6218 | -8.9007
067612Y | MV/LV Substation SH***612Y |  | 10 kV | _ | LV | 630 kVA :Building Structure | 0.63 | --> | 0.63 | 0.268 | 6.81 |  | --> | 0.598 | 0 | 0 | 0.5 | 0 |  | --> | C04 ex AHANE | Ahane [T102] | AHANE |  | 52.6616 | -8.5023
265937 | MV/LV Substation UR***937 |  | 20 kV | _ | LV | 50 kVA :Pole Substation | 0.05 | --> | 0.05 | 0.027 | 0.07 |  | --> | 0.048 | 0 | 0 | 0 | 0 | Constrained, otherwise capacity available =44 kW | --> | E17 ex BALLYCONNELL | Ballyconnell [T421,T422] | GORTAWEE |  | 54.189 | -7.6957
033129Y | MV/LV Substation OR***129Y |  | 10 kV | _ | LV | 200 kVA :Kiosk Substation | 0.2 | --> | 0.2 | 0 | 0 | Constrained, otherwise capacity available =160 kVA | --> | 0.19 | 0 | 0.012 | 0 | 0 | Constrained, otherwise capacity available =176 kW | --> | C15 ex DEERPARK | Deerpark [T41,T42] | BALLYDINE |  | 52.3492 | -7.418
049074X | MV/LV Substation BO***074X |  | 10 kV | _ | LV | 50 kVA :Pole Substation | 0.05 | --> | 0.05 | 0.049 | 0.13 |  | --> | 0.048 | 0 | 0 | 0 | 0 | Constrained, otherwise capacity available =47 kW | --> | C12 ex BALLYMAHON | Ballymahon [T41,T42] | ATHLONE |  | 53.6217 | -7.8968
0344164 | MV/LV Substation GL***4164 |  | 10 kV | _ | LV | 100 kVA :Pole Substation | 0.1 | --> | 0.1 | 0.091 | 5.88 |  | --> | 0.095 | 0 | 0 | 0 | 0 | Constrained, otherwise capacity available =94 kW | --> | C13 ex ARDGEEHA | Ardgeeha [T41,T42] | DOON |  | 52.3702 | -7.6833
156353 | MV/LV Substation QU***353 |  | 20 kV | _ | LV | 50 kVA :Pole Substation | 0.05 | --> | 0.05 | 0.038 | 2.47 |  | --> | 0.048 | 0 | 0 | 0 | 0 | Constrained, otherwise capacity available =46 kW | --> | E13 ex TELAYDON | Telaydon [T42,T421] | LISDRUM |  | 54.2654 | -7.0318
160447 | MV/LV Substation BR***447 |  | 10 kV | _ | LV | 50 kVA :Building Structure | 0.05 | --> | 0.05 | 0 | 0 |  | --> | 0.048 | 0 | 0.01 | 0 | 0 | Constrained, otherwise capacity available =29 kW | --> | C23 ex PORTARLINGTON | Portarlington [T43] | BLAKE |  | 53.1515 | -7.1633
081336Z | MV/LV Substation SE***336Z |  | 10 kV | _ | LV | 630 kVA :Building Structure | 0.63 | --> | 0.63 | 0 | 0 | Constrained, otherwise capacity available =565 kVA | --> | 0.598 | 0 | 0.011 | 0.5 | 0 |  | --> | C14 ex INCHICORE NORTH | Inchicore North [T41] | INCHICORE 220KV |  | 53.342 | -6.3269
050157X | MV/LV Substation DI***157X |  | 10 kV | _ | LV | 400 kVA :Kiosk Substation | 0.4 | --> | 0.4 | 0.268 | 7.61 |  | --> | 0.38 | 0 | 0.014 | 0 | 0 | Constrained, otherwise capacity available =351 kW | --> | C11 ex GARRYCASTLE | Garrycastle [T41,T42] | ATHLONE |  | 53.4194 | -7.9298
0074215 | MV/LV Substation HO***4215 |  | 20 kV | _ | LV | 50 kVA :Pole Substation | 0.05 | --> | 0.05 | 0.05 | 1.4 |  | --> | 0.048 | 0 | 0 | 0 | 0 | Constrained, otherwise capacity available =48 kW | --> | E20 ex KILLINICK | Killinick [T421,T422] | WEXFORD |  | 52.2287 | -6.5401
093067 | MV/LV Substation WH***067 |  | 10 kV | _ | LV | 400 kVA :Building Structure | 0.4 | --> | 0.4 | 0 | 0 | Constrained, otherwise capacity available =294 kVA | --> | 0.38 | 0 | 0.015 | 0.354 | 0 |  | --> | C22 ex POPPINTREE | Poppintree [T101,T102] | FINGLAS |  | 53.3974 | -6.2928
074577 | MV/LV Substation AG***577 |  | 10 kV | _ | LV | 100 kVA :Pole Substation | 0.1 | --> | 0.1 | 0 | 0 | Constrained, otherwise capacity available =64 kVA | --> | 0.095 | 0 | 0.012 | 0 | 0 | Constrained, otherwise capacity available =81 kW | --> | C14 ex CARRICK ON SHANNON | Carrick On Shannon [T41,T42] | CARRICK ON SHANNON |  | 53.9543 | -8.0688
001541 | MV/LV Substation RA***541 |  | 10 kV | _ | LV | 400 kVA :Kiosk Substation | 0.4 | --> | 0.4 | 0 | 0 | Constrained, otherwise capacity available =270 kVA | --> | 0.38 | 0 | 0.012 | 0.353 | 0 |  | --> | C11 ex LOUGHLINSTOWN | Loughlinstown [T41,T42] | CARRICKMINES |  | 53.2387 | -6.1182
068642X | MV/LV Substation SP***642X |  | 10 kV | _ | LV | 630 kVA :Building Structure | 0.63 | --> | 0.63 | 0.5 | 9.02 |  | --> | 0.598 | 0 | 0 | 0.5 | 0 |  | --> | C20 ex MISERY HILL | Misery Hill [T101,T102] | POOLBEG |  | 53.3454 | -6.253
068023X | MV/LV Substation AU***023X |  | 10 kV | _ | LV | 400 kVA :Building Structure | 0.4 | --> | 0.4 | 0 | 0 | Constrained, otherwise capacity available =398 kVA | --> | 0.38 | 0 | 0 | 0.38 | 0 |  | --> | C21 ex CAMDEN ROW | Camden Row [T41] | FRANCIS STREET |  | 53.339 | -6.2655
069285 | MV/LV Substation OR***285 |  | 10 kV | _ | LV | 400 kVA :Kiosk Substation | 0.4 | --> | 0.4 | 0.261 | 4.47 |  | --> | 0.38 | 0 | 0.046 | 0.326 | 0 |  | --> | C18 ex TEMPLEOGUE | Templeogue [T41,T42] | MILLTOWN (DR) |  | 53.2915 | -6.3069
067795Y | MV/LV Substation TA***795Y |  | 10 kV | _ | LV | 400 kVA :Kiosk Substation | 0.4 | --> | 0.4 | 0 | 0 | Constrained, otherwise capacity available =281 kVA | --> | 0.38 | 0 | 0.014 | 0.353 | 0 |  | --> | C16 ex BALLINACURRA | Ballinacurra [T41,T42] | LIMERICK |  | 52.6347 | -8.6363
039882 | MV/LV Substation RI***882 |  | 10 kV | _ | LV | 630 kVA :Building Structure | 0.63 | --> | 0.63 | 0 | 0 | Constrained, otherwise capacity available =630 kVA | --> | 0.598 | 0 | 0 | 0 | 0 | Constrained, otherwise capacity available =598 kW | --> | C15 ex ORANMORE | Oranmore [T41,T44] | GALWAY 110KV |  | 53.2503 | -8.9737
067140Z | MV/LV Substation SH***140Z |  | 20 kV | _ | LV | 200 kVA :Pole Substation | 0.2 | --> | 0.2 | 0 | 13.8 |  | --> | 0.19 | 0 | 0 | 0.014 | 0 |  | --> | C14 ex SINGLAND | Singland [T101,T102] | SINGLAND |  | 52.5982 | -8.5518
064137Y | MV/LV Substation BE***137Y |  | 10 kV | _ | LV | 200 kVA :Pole Substation | 0.2 | --> | 0.2 | 0 | 0 | Constrained, otherwise capacity available =113 kVA | --> | 0.19 | 0 | 0.006 | 0 | 0 | Constrained, otherwise capacity available =173 kW | --> | C22 ex TERMONFECKIN ROAD | Termonfeckin Road [T41,T42] | DRYBRIDGE |  | 53.725 | -6.3322
070168X | MV/LV Substation K ***168X |  | 20 kV | _ | LV | 400 kVA :Kiosk Substation | 0.4 | --> | 0.4 | 0.381 | 0.76 |  | --> | 0.38 | 0 | 0 | 0 | 0 | Constrained, otherwise capacity available =377 kW | --> | E17 ex RATHMORE | Rathmore [T42,T421] | KNOCKEARAGH |  | 52.0535 | -9.0657
1544294 | MV/LV Substation UN***4294 |  | 20 kV | _ | LV | 630 kVA :Building Structure | 0.63 | --> | 0.63 | 0 | 0 | Constrained, otherwise capacity available =530 kVA | --> | 0.598 | 0 | 0 | 0 | 0 | Constrained, otherwise capacity available =585 kW | --> | E14 ex CORDUFF |  |  |  | 53.415 | -6.3472
365700X | MV/LV Substation CO***700X |  | 10 kV | _ | LV | 400 kVA :Kiosk Substation | 0.4 | --> | 0.4 | 0 | 0 | Constrained, otherwise capacity available =274 kVA | --> | 0.38 | 0 | 0.032 | 0.339 | 0 |  | --> | C19 ex FORTUNESTOWN | Fortunestown [T101,T102] | INCHICORE 220KV |  | 53.2765 | -6.4203
0514160 | MV/LV Substation SP***4160 |  | 20 kV | _ | LV | 50 kVA :Pole Substation | 0.05 | --> | 0.05 | 0.05 | 2.22 |  | --> | 0.048 | 0 | 0 | 0.048 | 0 |  | --> | E13 ex CLARA | Clara [T421,T422] | THORNSBERRY |  | 53.4053 | -7.5754
0264270 | MV/LV Substation MA***4270 |  | 10 kV | _ | LV | 50 kVA :Pole Substation | 0.05 | --> | 0.05 | 0 | 0 | Constrained, otherwise capacity available =50 kVA | --> | 0.048 | 0 | 0 | 0 | 0 | Constrained, otherwise capacity available =48 kW | --> | C12 ex TIMOLEAGUE | Timoleague [T41] | BANDON |  | 51.7021 | -8.8153
365905 | MV/LV Substation TR***905 |  | 10 kV | _ | LV | 200 kVA :Kiosk Substation | 0.2 | --> | 0.2 | 0 | 0 | Constrained, otherwise capacity available =131 kVA | --> | 0.19 | 0 | 0.017 | 0.168 | 0 |  | --> | C17 ex TYMON | Tymon [T41,T42] | COOKSTOWN |  | 53.3008 | -6.3613
365095X | MV/LV Substation NE***095X |  | 10 kV | _ | LV | 50 kVA :Pole Substation | 0.05 | --> | 0.05 | 0 | 0 | Constrained, otherwise capacity available =14 kVA | --> | 0.048 | 0 | 0.024 | 0.025 | 0 |  | --> | C19 ex CLONDALKIN | Clondalkin [T41,T42,T44] | INCHICORE 220KV |  | 53.308 | -6.3921
039007 | MV/LV Substation WA***007 |  | 10 kV | _ | LV | 400 kVA :Building Structure | 0.4 | --> | 0.4 | 0 | 0 | Constrained, otherwise capacity available =384 kVA | --> | 0.38 | 0 | 0 | 0 | 0 | Constrained, otherwise capacity available =378 kW | --> | C14 ex MONEENAGEISHA | Moneenageisha [T41,T42] | GALWAY 110KV |  | 53.2837 | -9.0575
022423X | MV/LV Substation BE***423X |  | 10 kV | _ | LV | 50 kVA :Pole Substation | 0.05 | --> | 0.05 | 0.008 | 4.55 |  | --> | 0.048 | 0 | 0 | 0 | 0 | Constrained, otherwise capacity available =41 kW | --> | C11 ex MALLOW | Mallow [T41,T42] | MALLOW |  | 52.1236 | -8.6234
1174075 | MV/LV Substation BA***4075 |  | 20 kV | _ | LV | 100 kVA :Pole Substation | 0.1 | --> | 0.1 | 0 | 0 | Constrained, otherwise capacity available =84 kVA | --> | 0.095 | 0 | 0.005 | 0 | 0 | Constrained, otherwise capacity available =89 kW | --> | E22 ex COLLOONEY | Collooney [T421,T422] | SLIGO |  | 54.1901 | -8.4475
248678X | MV/LV Substation SU***678X |  | 20 kV | _ | LV | 400 kVA :Kiosk Substation | 0.4 | --> | 0.4 | 0 | 0 | Constrained, otherwise capacity available =326 kVA | --> | 0.38 | 0 | 0.01 | 0 | 0 | Constrained, otherwise capacity available =362 kW | --> | E14 ex KILCOCK | Kilcock [T421,T422] | GRIFFINRATH |  | 53.4827 | -6.7343
074521X | MV/LV Substation CO***521X |  | 20 kV | _ | LV | 50 kVA :Pole Substation | 0.05 | --> | 0.05 | 0 | 0 | Constrained, otherwise capacity available =22 kVA | --> | 0.048 | 0 | 0.005 | 0 | 0 | Constrained, otherwise capacity available =40 kW | --> | C14 ex CARRICK ON SHANNON | Carrick On Shannon [T41,T42] | CARRICK ON SHANNON |  | 53.9848 | -8.0647
293572 | MV/LV Substation CO***572 |  | 20 kV | _ | LV | 100 kVA :Pole Substation | 0.1 | --> | 0.1 | 0 | 0 | Constrained, otherwise capacity available =41 kVA | --> | 0.095 | 0 | 0.005 | 0 | 0 | Constrained, otherwise capacity available =83 kW | --> | E17 ex BALTINGLASS | Baltinglass [T421,T422] | STRATFORD |  | 52.876 | -6.6997
031423Y | MV/LV Substation NA***423Y |  | 20 kV | _ | LV | 50 kVA :Pole Substation | 0.05 | --> | 0.05 | 0 | 0 | Constrained, otherwise capacity available =22 kVA | --> | 0.048 | 0 | 0.019 | 0 | 0 | Constrained, otherwise capacity available =30 kW | --> | E18 ex SPRINGS | Springs [T421,T422] | DUNGARVAN |  | 52.0486 | -7.5806
099320X | MV/LV Substation MA***320X |  | 10 kV | _ | LV | 200 kVA :Pole Substation | 0.2 | --> | 0.2 | 0 | 0 | Constrained, otherwise capacity available =145 kVA | --> | 0.19 | 0 | 0.01 | 0 | 0 | Constrained, otherwise capacity available =175 kW | --> | C15 ex CULLION | Cullion [T41,T42] | LETTERKENNY |  | 54.9469 | -7.6974
027445X | MV/LV Substation SE***445X |  | 20 kV | _ | LV | 50 kVA :Pole Substation | 0.05 | --> | 0.05 | 0.04 | 7.79 |  | --> | 0.048 | 0 | 0 | 0 | 0 | Constrained, otherwise capacity available =46 kW | --> | E12 ex DUNMANWAY | Dunmanway [T422,T43] | DUNMANWAY |  | 51.6533 | -9.2627
136904Y | MV/LV Substation RO***904Y |  | 10 kV | _ | LV | 200 kVA :Pole Substation | 0.2 | --> | 0.2 | 0 | 0 | Constrained, otherwise capacity available =200 kVA | --> | 0.19 | 0 | 0 | 0 | 0 | Constrained, otherwise capacity available =190 kW | --> | C17 ex ROSCOMMON | Roscommon [T41,T42] | LANESBORO |  | 53.6141 | -8.1971
244742 | MV/LV Substation CA***742 |  | 20 kV | _ | LV | 200 kVA :Pole Substation | 0.2 | --> | 0.2 | 0 | 0 | Constrained, otherwise capacity available =141 kVA | --> | 0.19 | 0 | 0.012 | 0 | 0 | Constrained, otherwise capacity available =173 kW | --> | E11 ex MILLTOWN (SR) | Milltown (sr) [T421,T422] | OUGHTRAGH |  | 52.1648 | -9.701
136905X | MV/LV Substation CL***905X |  | 10 kV | _ | LV | 200 kVA :Kiosk Substation | 0.2 | --> | 0.2 | 0 | 0 | Constrained, otherwise capacity available =96 kVA | --> | 0.19 | 0 | 0.043 | 0 | 0 | Constrained, otherwise capacity available =143 kW | --> | C12 ex ROSCOMMON | Roscommon [T41,T42] | LANESBORO |  | 53.6357 | -8.1886
156219Z | MV/LV Substation TA***219Z |  | 20 kV | _ | LV | 50 kVA :Pole Substation | 0.05 | --> | 0.05 | 0 | 0 | Constrained, otherwise capacity available =41 kVA | --> | 0.048 | 0 | 0 | 0 | 0 | Constrained, otherwise capacity available =46 kW | --> | E14 ex EMYVALE | Emyvale [T422] | LISDRUM |  | 54.4011 | -7.019
160807X | MV/LV Substation IR***807X |  | 10 kV | _ | LV | 200 kVA :Pole Substation | 0.2 | --> | 0.2 | 0 | 0 | Constrained, otherwise capacity available =172 kVA | --> | 0.19 | 0 | 0.005 | 0 | 0 | Constrained, otherwise capacity available =182 kW | --> | C15 ex MOUNTMELLICK | Mountmellick [T41,T42] | PORTLAOISE |  | 53.1105 | -7.3283
153021 | MV/LV Substation MU***021 |  | 20 kV | _ | LV | 630 kVA :Kiosk Substation | 0.63 | --> | 0.63 | 0 | 0 | Constrained, otherwise capacity available =545 kVA | --> | 0.598 | 0 | 0.005 | 0 | 0 | Constrained, otherwise capacity available =583 kW | --> | E11 ex BIRDHILL | Birdhill [T421,T422] | ARDNACRUSHA |  | 52.7092 | -8.4076
081089Y | MV/LV Substation CL***089Y |  | 10 kV | _ | LV | 400 kVA :Kiosk Substation | 0.4 | --> | 0.4 | 0 | 0 | Constrained, otherwise capacity available =341 kVA | --> | 0.38 | 0 | 0.026 | 0 | 0 | Constrained, otherwise capacity available =353 kW | --> | C11 ex MONEYCOOLEY | Moneycooley [T41,T42,T44] | GRIFFINRATH |  | 53.3736 | -6.6024
377119 | MV/LV Substation GO***119 |  | 20 kV | _ | LV | 100 kVA :Pole Substation | 0.1 | --> | 0.1 | 0 | 0 | Constrained, otherwise capacity available =94 kVA | --> | 0.095 | 0 | 0 | 0 | 0 | Constrained, otherwise capacity available =94 kW | --> | E12 ex GURRANEBANE | Gurranebane [T421,T422] | OUGHTRAGH |  | 52.0513 | -9.9444
253990Y | MV/LV Substation BA***990Y |  | 20 kV | _ | LV | 200 kVA :Pole Substation | 0.2 | --> | 0.2 | 0 | 0 | Constrained, otherwise capacity available =167 kVA | --> | 0.19 | 0 | 0.015 | 0 | 0 | Constrained, otherwise capacity available =174 kW | --> | C17 ex TUAM NORTH | Tuam North [T41,T42] | CLOON |  | 53.4821 | -8.7238
093485Z | MV/LV Substation WA***485Z |  | 10 kV | _ | LV | 630 kVA :Building Structure | 0.63 | --> | 0.63 | 0 | 0 | Constrained, otherwise capacity available =504 kVA | --> | 0.598 | 0 | 0 | 0.5 | 0 |  | --> | C25 ex POPPINTREE | Poppintree [T101,T102] | FINGLAS |  | 53.4089 | -6.2877
110164X | MV/LV Substation CE***164X |  | 20 kV | _ | LV | 50 kVA :Pole Substation | 0.05 | --> | 0.05 | 0.037 | 0.76 |  | --> | 0.048 | 0 | 0 | 0 | 0 | Constrained, otherwise capacity available =46 kW | --> | E19 ex KENMARE | Kenmare [T421] | KNOCKEARAGH |  | 51.8996 | -9.6105
021022X | MV/LV Substation ME***022X |  | 10 kV | _ | LV | 630 kVA :Kiosk Substation | 0.63 | --> | 0.63 | 0 | 0 | Constrained, otherwise capacity available =567 kVA | --> | 0.598 | 0 | 0.008 | 0.5 | 0 |  | --> | C21 ex MAYFIELD | Mayfield [T41,T42] | KILBARRY |  | 51.9167 | -8.4514
0504459 | MV/LV Substation ID***4459 |  | 10 kV | _ | LV | 400 kVA :Building Structure | 0.4 | --> | 0.4 | 0.4 | 7.61 |  | --> | 0.38 | 0 | 0 | 0 | 0 | Constrained, otherwise capacity available =380 kW | --> | C17 ex GARRYCASTLE | Garrycastle [T41,T42] | ATHLONE |  | 53.4203 | -7.8936
011004 | MV/LV Substation PA***004 |  | 10 kV | _ | LV | 630 kVA :Kiosk Substation | 0.63 | --> | 0.63 | 0.327 | 5.05 |  | --> | 0.598 | 0 | 0 | 0 | 0 | Constrained, otherwise capacity available =556 kW | --> | C19 ex MCDONAGH | Mcdonagh [T41,T42] | KILKENNY |  | 52.654 | -7.2539
020983 | MV/LV Substation BE***983 |  | 10 kV | _ | LV | 100 kVA :Pole Substation | 0.1 | --> | 0.1 | 0 | 0 | Constrained, otherwise capacity available =34 kVA | --> | 0.095 | 0 | 0.015 | 0 | 0 | Constrained, otherwise capacity available =74 kW | --> | C18 ex COOLCORCORAN | Coolcorcoran [T41,T42] | KNOCKEARAGH |  | 52.069 | -9.6353
064581Y | MV/LV Substation CE***581Y |  | 10 kV | _ | LV | 200 kVA :Pole Substation | 0.2 | --> | 0.2 | 0 | 0 | Constrained, otherwise capacity available =140 kVA | --> | 0.19 | 0 | 0.003 | 0 | 0 | Constrained, otherwise capacity available =179 kW | --> | C20 ex RATHMULLAN | Rathmullan [T41,T42] | DRYBRIDGE |  | 53.7058 | -6.3783
081063Z | MV/LV Substation LI***063Z |  | 10 kV | _ | LV | 1000 kVA :Building Structure | 1 | --> | 1 | 0 | 0 | Constrained, otherwise capacity available =902 kVA | --> | 0.95 | 0 | 0 | 0.5 | 0 |  | --> | C17 ex LIFFEY VALLEY | Liffey Valley [T41,T42] | INCHICORE 220KV |  | 53.348 | -6.3921
006945X | MV/LV Substation BA***945X |  | 20 kV | _ | LV | 50 kVA :Pole Substation | 0.05 | --> | 0.05 | 0.03 | 4.38 |  | --> | 0.048 | 0 | 0.015 | 0.034 | 0 |  | --> | E13 ex CRANE | Crane [T122] | CRANE |  | 52.4362 | -6.4628
118178Y | MV/LV Substation OL***178Y |  | 10 kV | _ | LV | 100 kVA :Pole Substation | 0.1 | --> | 0.1 | 0.075 | 2 |  | --> | 0.095 | 0 | 0.022 | 0 | 0 | Constrained, otherwise capacity available =75 kW | --> | C17 ex BALLINASLOE | Ballinasloe [T41,T42] | SOMERSET |  | 53.3189 | -8.2168
0714063 | MV/LV Substation AR***4063 |  | 10 kV | _ | LV | 630 kVA :Kiosk Substation | 0.63 | --> | 0.63 | 0 | 0 | Constrained, otherwise capacity available =612 kVA | --> | 0.598 | 0 | 0.004 | 0.5 | 0 |  | --> | C22 ex GREYSTONES | Greystones [T41,T42] | FASSAROE |  | 53.1267 | -6.0824
3654184 | MV/LV Substation OS***4184 |  | 10 kV | _ | LV | 1000 kVA :Building Structure | 1 | --> | 1 | 0 | 0 | Constrained, otherwise capacity available =991 kVA | --> | 0.95 | 0 | 0 | 0.5 | 0 |  | --> | C19 ex FORTUNESTOWN | Fortunestown [T101,T102] | INCHICORE 220KV |  | 53.2808 | -6.4188
081342X | MV/LV Substation A ***342X |  | 10 kV | _ | LV | 400 kVA :Kiosk Substation | 0.4 | --> | 0.4 | 0 | 0 | Constrained, otherwise capacity available =321 kVA | --> | 0.38 | 0 | 0 | 0.369 | 0 |  | --> | C20 ex BALGADDY | Balgaddy [T41,T42] | GRANGE CASTLE |  | 53.3445 | -6.442
0164011 | MV/LV Substation SU***4011 |  | 10 kV | _ | LV | 400 kVA :Building Structure | 0.4 | --> | 0.4 | 0 | 0 | Constrained, otherwise capacity available =272 kVA | --> | 0.38 | 0 | 0 | 0.362 | 0 |  | --> | C23 ex MACETOWN | Macetown [T101,T102] | MACETOWN |  | 53.4208 | -6.4738
015508Z | MV/LV Substation CL***508Z |  | 10 kV | _ | LV | 630 kVA :Kiosk Substation | 0.63 | --> | 0.63 | 0 | 0 | Constrained, otherwise capacity available =474 kVA | --> | 0.598 | 0 | 0.259 | 0 | 0 | Constrained, otherwise capacity available =391 kW | --> | C18 ex SALLINS | Sallins [T41,T42] | GRIFFINRATH |  | 53.3026 | -6.6979
062298Y | MV/LV Substation SU***298Y |  | 20 kV | _ | LV | 50 kVA :Pole Substation | 0.05 | --> | 0.05 | 0.05 | 19.76 |  | --> | 0.048 | 0 | 0 | 0.048 | 0 |  | --> | E19 ex MULLAGHARLIN | Mullagharlin [T121,T122] | MULLAGHARLIN |  | 53.9584 | -6.5158
039870X | MV/LV Substation CU***870X |  | 10 kV | _ | LV | 1000 kVA :Building Structure | 1 | --> | 1 | 0 | 0 | Constrained, otherwise capacity available =858 kVA | --> | 0.95 | 0 | 0 | 0 | 0 | Constrained, otherwise capacity available =930 kW | --> | C13 ex MONEENAGEISHA | Moneenageisha [T41,T42] | GALWAY 110KV |  | 53.2818 | -9.0407
081589X | MV/LV Substation LU***589X |  | 10 kV | _ | LV | 200 kVA :Building Structure | 0.2 | --> | 0.2 | 0 | 0 | Constrained, otherwise capacity available =152 kVA | --> | 0.19 | 0 | 0 | 0 | 0 | Constrained, otherwise capacity available =183 kW | --> | C11 ex COOLMINE | Coolmine [T41,T42] | FINGLAS |  | 53.3752 | -6.4226
1424310 | MV/LV Substation LO***4310 |  | 10 kV | _ | LV | 400 kVA :Kiosk Substation | 0.4 | --> | 0.4 | 0 | 0 | Constrained, otherwise capacity available =400 kVA | --> | 0.38 | 0 | 0 | 0 | 0 | Constrained, otherwise capacity available =380 kW | --> | C16 ex ATHENRY | Athenry [T41,T42] | GALWAY 110KV |  | 53.2949 | -8.7542
160351Y | MV/LV Substation KI***351Y |  | 10 kV | _ | LV | 630 kVA :Building Structure | 0.63 | --> | 0.63 | 0 | 0 | Constrained, otherwise capacity available =473 kVA | --> | 0.598 | 0 | 0 | 0 | 0 | Constrained, otherwise capacity available =577 kW | --> | C14 ex PORTLAOISE | Portlaoise [T41,T42] | PORTLAOISE |  | 53.0406 | -7.272
0014168 | MV/LV Substation CE***4168 |  | 10 kV | _ | LV | 1000 kVA :Building Structure | 1 | --> | 1 | 0.5 | 15.18 |  | --> | 0.95 | 0 | 0 | 0.5 | 0 |  | --> | C12 ex CENTRAL PARK | Central Park [T101,T102] | CARRICKMINES |  | 53.2691 | -6.2064
028026 | MV/LV Substation HA***026 |  | 10 kV | _ | LV | 400 kVA :Building Structure | 0.4 | --> | 0.4 | 0.192 | 19.7 |  | --> | 0.38 | 0 | 0.015 | 0.339 | 0 |  | --> | C11 ex COW CROSS | Cow Cross [T102,T41] | N/A |  | 51.8518 | -8.2888
204075X | MV/LV Substation GR***075X |  | 20 kV | _ | LV | 50 kVA :Pole Substation | 0.05 | --> | 0.05 | 0 | 0 | Constrained, otherwise capacity available =49 kVA | --> | 0.048 | 0 | 0 | 0 | 0 | Constrained, otherwise capacity available =47 kW | --> | E17 ex BUNCRANA | Buncrana [T421,T422] | TRILLICK |  | 55.1487 | -7.3331
069206 | MV/LV Substation LI***206 |  | 10 kV | _ | LV | 400 kVA :Kiosk Substation | 0.4 | --> | 0.4 | 0.153 | 3.34 |  | --> | 0.38 | 0 | 0.09 | 0.278 | 0 |  | --> | C13 ex GREENHILLS | Greenhills [T42] | INCHICORE 220KV |  | 53.3104 | -6.325
293162X | MV/LV Substation TI***162X |  | 20 kV | _ | LV | 100 kVA :Pole Substation | 0.1 | --> | 0.1 | 0 | 0 | Constrained, otherwise capacity available =44 kVA | --> | 0.095 | 0 | 0 | 0 | 0 | Constrained, otherwise capacity available =87 kW | --> | E13 ex SHILLELAGH | Shillelagh [T421,T422] | CARLOW |  | 52.8036 | -6.4721
066491Z | MV/LV Substation SE***491Z |  | 10 kV | _ | LV | 630 kVA :Kiosk Substation | 0.63 | --> | 0.63 | 0 | 0 | Constrained, otherwise capacity available =491 kVA | --> | 0.598 | 0 | 0.005 | 0 | 0 | Constrained, otherwise capacity available =576 kW | --> | C13 ex MALAHIDE | Malahide [T41,T42] | GLASMORE |  | 53.4192 | -6.1529
156804X | MV/LV Substation DE***804X |  | 20 kV | _ | LV | 50 kVA :Pole Substation | 0.05 | --> | 0.05 | 0.042 | 2.47 |  | --> | 0.048 | 0 | 0.015 | 0 | 0 | Constrained, otherwise capacity available =35 kW | --> | E19 ex TELAYDON | Telaydon [T42,T421] | LISDRUM |  | 54.3352 | -6.9505
1204373 | MV/LV Substation CL***4373 |  | 10 kV | _ | LV | 50 kVA :Pole Substation | 0.05 | --> | 0.05 | 0.05 | 3.5 |  | --> | 0.048 | 0 | 0 | 0 | 0 | Constrained, otherwise capacity available =48 kW | --> | E14 ex DUNFIRTH | Dunfirth [T122] | DUNFIRTH |  | 53.3741 | -6.8164
060766 | MV/LV Substation MU***766 |  | 10 kV | _ | LV | 50 kVA :Pole Substation | 0.05 | --> | 0.05 | 0.034 | 2.57 |  | --> | 0.048 | 0 | 0 | 0 | 0 | Constrained, otherwise capacity available =45 kW | --> | C13 ex ERRIGAL | Errigal [T41,T422] | SHANKILL |  | 54.0567 | -7.193
067187Z | MV/LV Substation BR***187Z |  | 10 kV | _ | LV | 400 kVA :Kiosk Substation | 0.4 | --> | 0.4 | 0 | 0 | Constrained, otherwise capacity available =350 kVA | --> | 0.38 | 0 | 0.005 | 0 | 0 | Constrained, otherwise capacity available =369 kW | --> | C16 ex GILLOGUE | Gillogue [T41,T42] | ARDNACRUSHA |  | 52.6785 | -8.6
093508Z | MV/LV Substation DU***508Z |  | 10 kV | _ | LV | 100 kVA :Pole Substation | 0.1 | --> | 0.1 | 0 | 0 | Constrained, otherwise capacity available =75 kVA | --> | 0.095 | 0 | 0 | 0.092 | 0 |  | --> | C25 ex POPPINTREE | Poppintree [T101,T102] | FINGLAS |  | 53.4101 | -6.2932
0264357 | MV/LV Substation KN***4357 |  | 10 kV | _ | LV | 50 kVA :Pole Substation | 0.05 | --> | 0.05 | 0 | 0 | Constrained, otherwise capacity available =49 kVA | --> | 0.048 | 0 | 0 | 0 | 0 | Constrained, otherwise capacity available =47 kW | --> | C17 ex KINSALE | Kinsale [T41,T42] | BANDON |  | 51.7749 | -8.6288
293601Z | MV/LV Substation FL***601Z |  | 20 kV | _ | LV | 50 kVA :Pole Substation | 0.05 | --> | 0.05 | 0.047 | 2.83 |  | --> | 0.048 | 0 | 0 | 0 | 0 | Constrained, otherwise capacity available =47 kW | --> | E13 ex BAGENALSTOWN | Bagenalstown [T421,T422] | CARLOW |  | 52.6552 | -6.8684
067173 | MV/LV Substation MO***173 |  | 10 kV | _ | LV | 400 kVA :Building Structure | 0.4 | --> | 0.4 | 0 | 0 | Constrained, otherwise capacity available =309 kVA | --> | 0.38 | 0 | 0 | 0.367 | 0 |  | --> | C11 ex GARRYOWEN | Garryowen [T41,T42] | LIMERICK |  | 52.6514 | -8.5989
0154360 | MV/LV Substation HI***4360 |  | 10 kV | _ | LV | 400 kVA :Kiosk Substation | 0.4 | --> | 0.4 | 0 | 0 | Constrained, otherwise capacity available =398 kVA | --> | 0.38 | 0 | 0 | 0 | 0 | Constrained, otherwise capacity available =380 kW | --> | C16 ex JOHNSTOWN | Johnstown [T41,T42] | KILTEEL |  | 53.2497 | -6.5815
0154296 | MV/LV Substation WH***4296 |  | 10 kV | _ | LV | 630 kVA :Kiosk Substation | 0.63 | --> | 0.63 | 0 | 0 | Constrained, otherwise capacity available =496 kVA | --> | 0.598 | 0 | 0.023 | 0 | 0 | Constrained, otherwise capacity available =563 kW | --> | C17 ex NAAS | Naas [T41,T42] | KILTEEL |  | 53.2096 | -6.6753
014913 | MV/LV Substation KN***913 |  | 10 kV | _ | LV | 50 kVA :Pole Substation | 0.05 | --> | 0.05 | 0.039 | 0.63 |  | --> | 0.048 | 0 | 0 | 0 | 0 | Constrained, otherwise capacity available =46 kW | --> | C16 ex KILCULLEN | Kilcullen [T41,T42,T424] | STRATFORD |  | 53.1269 | -6.791
093503Z | MV/LV Substation CA***503Z |  | 10 kV | _ | LV | 630 kVA :Building Structure | 0.63 | --> | 0.63 | 0 | 0 | Constrained, otherwise capacity available =528 kVA | --> | 0.598 | 0 | 0 | 0.5 | 0 |  | --> | C33 ex KILMORE | Kilmore [T101,T102,T103] | FINGLAS |  | 53.4047 | -6.2523
160008Z | MV/LV Substation O ***008Z |  | 10 kV | _ | LV | 50 kVA :Pole Substation | 0.05 | --> | 0.05 | 0 | 0 | Constrained, otherwise capacity available =43 kVA | --> | 0.048 | 0 | 0 | 0 | 0 | Constrained, otherwise capacity available =46 kW | --> | C16 ex PALLAS | Pallas [T41,T42] | PORTLAOISE |  | 53.0882 | -7.3685
058029 | MV/LV Substation AI***029 |  | 10 kV | _ | LV | 630 kVA :Kiosk Substation | 0.63 | --> | 0.63 | 0.381 | 3 |  | --> | 0.598 | 0 | 0 | 0 | 0 | Constrained, otherwise capacity available =564 kW | --> | C18 ex NENAGH | Nenagh [T41,T42] | NENAGH |  | 52.8643 | -8.1983
081510Z | MV/LV Substation OL***510Z |  | 10 kV | _ | LV | 400 kVA :Kiosk Substation | 0.4 | --> | 0.4 | 0.334 | 7.91 |  | --> | 0.38 | 0 | 0.025 | 0.352 | 0 |  | --> | C26 ex PELLETSTOWN | Pelletstown [T101,T102] | FINGLAS |  | 53.3805 | -6.3594
066036Y | MV/LV Substation AB***036Y |  | 10 kV | _ | LV | 400 kVA :Kiosk Substation | 0.4 | --> | 0.4 | 0 | 0 | Constrained, otherwise capacity available =251 kVA | --> | 0.38 | 0 | 0.078 | 0 | 0 | Constrained, otherwise capacity available =301 kW | --> | C14 ex SWORDS | Swords [T41,T42] | GLASMORE |  | 53.461 | -6.2524
127219 | MV/LV Substation T-***219 |  | 10 kV | _ | LV | 100 kVA :Pole Substation | 0.1 | --> | 0.1 | 0 | 0 | Constrained, otherwise capacity available =30 kVA | --> | 0.095 | 0 | 0.009 | 0 | 0 | Constrained, otherwise capacity available =78 kW | --> | C11 ex LOUGHTAGALLA | Loughtagalla [T41,T42] | THURLES |  | 52.6725 | -7.7086
052819Z | MV/LV Substation TH***819Z |  | 20 kV | _ | LV | 100 kVA :Pole Substation | 0.1 | --> | 0.1 | 0 | 0 | Constrained, otherwise capacity available =78 kVA | --> | 0.095 | 0 | 0 | 0 | 0 | Constrained, otherwise capacity available =92 kW | --> | E18 ex BALLINDERRY | Ballinderry [T41,T422] | MULLINGAR |  | 53.5153 | -7.2703
0624173 | MV/LV Substation CA***4173 |  | 20 kV | _ | LV | 50 kVA :Pole Substation | 0.05 | --> | 0.05 | 0.042 | 4.25 |  | --> | 0.048 | 0 | 0 | 0 | 0 | Constrained, otherwise capacity available =46 kW | --> | E18 ex JENKINSTOWN | Jenkinstown [T421,T422] | DUNDALK |  | 54.0845 | -6.2552
161132 | MV/LV Substation CO***132 |  | 10 kV | _ | LV | 100 kVA :Pole Substation | 0.1 | --> | 0.1 | 0.099 | 6.53 |  | --> | 0.095 | 0 | 0 | 0.095 | 0 |  | --> | C17 ex OUGHTERARD | Oughterard [T41,T42] | SCREEB |  | 53.4298 | -9.3159
066271Z | MV/LV Substation LI***271Z |  | 10 kV | _ | LV | 400 kVA :Kiosk Substation | 0.4 | --> | 0.4 | 0 | 0 | Constrained, otherwise capacity available =285 kVA | --> | 0.38 | 0 | 0.013 | 0 | 0 | Constrained, otherwise capacity available =354 kW | --> | C14 ex SWORDS | Swords [T41,T42] | GLASMORE |  | 53.4633 | -6.2417
070673X | MV/LV Substation CO***673X |  | 20 kV | _ | LV | 50 kVA :Pole Substation | 0.05 | --> | 0.05 | 0.045 | 2.24 |  | --> | 0.048 | 0 | 0 | 0.047 | 0 |  | --> | E11 ex CLOONBANNIN | Cloonbannin [T421] | GLENLARA |  | 52.0683 | -9.0347
049293Z | MV/LV Substation BE***293Z |  | 10 kV | _ | LV | 100 kVA :Pole Substation | 0.1 | --> | 0.1 | 0 | 0 | Constrained, otherwise capacity available =98 kVA | --> | 0.095 | 0 | 0 | 0 | 0 | Constrained, otherwise capacity available =95 kW | --> | C17 ex AGHAMORE | Aghamore [T41,T42] | LANESBORO |  | 53.7104 | -7.8985
288180 | MV/LV Substation HI***180 |  | 10 kV | _ | LV | 100 kVA :Pole Substation | 0.1 | --> | 0.1 | 0 | 0 | Constrained, otherwise capacity available =34 kVA | --> | 0.095 | 0 | 0.025 | 0.067 | 0 |  | --> | C17 ex SANDYFORD | Sandyford [T41,T42] | CARRICKMINES |  | 53.2655 | -6.228
365015X | MV/LV Substation BE***015X |  | 10 kV | _ | LV | 200 kVA :Kiosk Substation | 0.2 | --> | 0.2 | 0 | 0 | Constrained, otherwise capacity available =76 kVA | --> | 0.19 | 0 | 0 | 0.172 | 0 |  | --> | C20 ex TYMON | Tymon [T41,T42] | COOKSTOWN |  | 53.2972 | -6.3539
004029 | MV/LV Substation EM***029 |  | 10 kV | _ | LV | 100 kVA :Pole Substation | 0.1 | --> | 0.1 | 0 | 0 | Constrained, otherwise capacity available =82 kVA | --> | 0.095 | 0 | 0 | 0 | 0 | Constrained, otherwise capacity available =93 kW | --> | C24 ex TINAHASK | Tinahask [T41,T42] | ARKLOW |  | 52.7876 | -6.1674
249169Z | MV/LV Substation AB***169Z |  | 10 kV | _ | LV | 100 kVA :Pole Substation | 0.1 | --> | 0.1 | 0 | 0 | Constrained, otherwise capacity available =61 kVA | --> | 0.095 | 0 | 0.002 | 0 | 0 | Constrained, otherwise capacity available =88 kW | --> | C16 ex KILCLOHER | Kilcloher [T41,T42] | DUNGARVAN |  | 52.1456 | -7.8379
032049Y | MV/LV Substation DU***049Y |  | 20 kV | _ | LV | 100 kVA :Pole Substation | 0.1 | --> | 0.1 | 0 | 0 | Constrained, otherwise capacity available =81 kVA | --> | 0.095 | 0 | 0.021 | 0 | 0 | Constrained, otherwise capacity available =77 kW | --> | C21 ex TRAMORE | Tramore [T41,T42] | BUTLERSTOWN |  | 52.16 | -7.2656
235209 | MV/LV Substation BR***209 |  | 20 kV | _ | LV | 400 kVA :Kiosk Substation | 0.4 | --> | 0.4 | 0 | 0 | Constrained, otherwise capacity available =335 kVA | --> | 0.38 | 0 | 0.053 | 0 | 0 | Constrained, otherwise capacity available =332 kW | --> | E11 ex BEALNABLATH | Bealnablath [T421] | BANDON |  | 51.8544 | -8.7305
365182 | MV/LV Substation AI***182 |  | 10 kV | _ | LV | 630 kVA :Building Structure | 0.63 | --> | 0.63 | 0 | 0 | Constrained, otherwise capacity available =510 kVA | --> | 0.598 | 0 | 0 | 0.5 | 0 |  | --> | C13 ex BELGARD | Belgard [T41,T42] | COOKSTOWN |  | 53.2947 | -6.3585
1524180 | MV/LV Substation LI***4180 |  | 10 kV | _ | LV | 50 kVA :Pole Substation | 0.05 | --> | 0.05 | 0 | 0 | Constrained, otherwise capacity available =49 kVA | --> | 0.048 | 0 | 0 | 0 | 0 | Constrained, otherwise capacity available =47 kW | --> | C12 ex CAPPAMORE | Cappamore [T41,T42] | ARDNACRUSHA |  | 52.6485 | -8.3879
066142Y | MV/LV Substation CI***142Y |  | 10 kV | _ | LV | 400 kVA :Kiosk Substation | 0.4 | --> | 0.4 | 0 | 0 | Constrained, otherwise capacity available =312 kVA | --> | 0.38 | 0 | 0.014 | 0 | 0 | Constrained, otherwise capacity available =357 kW | --> | C14 ex SWORDS | Swords [T41,T42] | GLASMORE |  | 53.4657 | -6.2409
0154216 | MV/LV Substation EL***4216 |  | 10 kV | _ | LV | 400 kVA :Kiosk Substation | 0.4 | --> | 0.4 | 0 | 0 | Constrained, otherwise capacity available =241 kVA | --> | 0.38 | 0 | 0.147 | 0 | 0 | Constrained, otherwise capacity available =249 kW | --> | C17 ex NAAS | Naas [T41,T42] | KILTEEL |  | 53.2106 | -6.6789
0014185 | MV/LV Substation TH***4185 |  | 10 kV | _ | LV | 1000 kVA :Building Structure | 1 | --> | 1 | 0.5 | 1.23 |  | --> | 0.95 | 0 | 0 | 0.5 | 0 |  | --> | C23 ex SALLYNOGGIN ROAD | Sallynoggin Road [T41,T42] | CHERRYWOOD |  | 53.2811 | -6.1025
1674188 | MV/LV Substation BL***4188 |  | 20 kV | _ | LV | 630 kVA :Building Structure | 0.63 | --> | 0.63 | 0 | 0 | Constrained, otherwise capacity available =630 kVA | --> | 0.598 | 0 | 0 | 0 | 0 | Constrained, otherwise capacity available =598 kW | --> | E15 ex WHITECHURCH | Whitechurch [T421,T422] | KILBARRY |  | 51.9375 | -8.5478
0114110 | MV/LV Substation CA***4110 |  | 10 kV | _ | LV | 400 kVA :Kiosk Substation | 0.4 | --> | 0.4 | 0 | 0 | Constrained, otherwise capacity available =265 kVA | --> | 0.38 | 0 | 0 | 0 | 0 | Constrained, otherwise capacity available =361 kW | --> | C18 ex ROSEHILL | Rosehill [T41,T42] | KILKENNY |  | 52.6553 | -7.2599
075001 | MV/LV Substation CO***001 |  | 20 kV | _ | LV | 50 kVA :Pole Substation | 0.05 | --> | 0.05 | 0.018 | 4.38 |  | --> | 0.048 | 0 | 0.005 | 0.039 | 0 |  | --> | E18 ex CRANE | Crane [T122] | CRANE |  | 52.5163 | -6.2834
0254108 | MV/LV Substation SE***4108 |  | 10 kV | _ | LV | 200 kVA :Pole Substation | 0.2 | --> | 0.2 | 0 | 0 | Constrained, otherwise capacity available =144 kVA | --> | 0.19 | 0 | 0 | 0 | 0 | Constrained, otherwise capacity available =182 kW | --> | C17 ex KILMALLOCK | Kilmallock [T41,T42] | CHARLEVILLE |  | 52.4044 | -8.5767
238225 | MV/LV Substation CU***225 |  | 20 kV | _ | LV | 50 kVA :Pole Substation | 0.05 | --> | 0.05 | 0 | 0 | Constrained, otherwise capacity available =47 kVA | --> | 0.048 | 0 | 0.004 | 0 | 0 | Constrained, otherwise capacity available =44 kW | --> | E13 ex BALLINROBE | Ballinrobe [T421,T422] | DALTON |  | 53.623 | -9.2933
017811Y | MV/LV Substation ST***811Y |  | 10 kV | _ | LV | 50 kVA :Pole Substation | 0.05 | --> | 0.05 | 0.034 | 1.58 |  | --> | 0.048 | 0 | 0 | 0 | 0 | Constrained, otherwise capacity available =45 kW | --> | C18 ex FOYNES | Foynes [T41,T42] | RATHKEALE |  | 52.5863 | -9.0669
0644436 | MV/LV Substation CI***4436 |  | 20 kV | _ | LV | 630 kVA :Building Structure | 0.63 | --> | 0.63 | 0 | 0 | Constrained, otherwise capacity available =630 kVA | --> | 0.598 | 0 | 0 | 0 | 0 | Constrained, otherwise capacity available =598 kW | --> | E15 ex JULIANSTOWN | Julianstown [T421,T422] | DRYBRIDGE |  | 53.6389 | -6.2635
111926Y | MV/LV Substation DE***926Y |  | 10 kV | _ | LV | 50 kVA :Pole Substation | 0.05 | --> | 0.05 | 0 | 0 | Constrained, otherwise capacity available =32 kVA | --> | 0.048 | 0 | 0 | 0 | 0 | Constrained, otherwise capacity available =45 kW | --> | C15 ex BANTRY | Bantry [T41,T42] | BALLYLICKY |  | 51.7064 | -9.3739
162711 | MV/LV Substation TH***711 |  | 10 kV | _ | LV | 200 kVA :Kiosk Substation | 0.2 | --> | 0.2 | 0.147 | 7.25 |  | --> | 0.19 | 0 | 0 | 0 | 0 | Constrained, otherwise capacity available =183 kW | --> | C18 ex CONVOY | Convoy [T41,T42] | LETTERKENNY |  | 54.877 | -7.6031
037007 | MV/LV Substation KI***007 |  | 10 kV | _ | LV | 50 kVA :Pole Substation | 0.05 | --> | 0.05 | 0 | 0 | Constrained, otherwise capacity available =30 kVA | --> | 0.048 | 0 | 0.017 | 0 | 0 | Constrained, otherwise capacity available =32 kW | --> | C20 ex CAHIRCALLA | Cahircalla [T41,T42] | ENNIS |  | 52.8341 | -9.0104
363015 | MV/LV Substation DE***015 |  | 20 kV | _ | LV | 50 kVA :Pole Substation | 0.05 | --> | 0.05 | 0.047 | 3.25 |  | --> | 0.048 | 0 | 0 | 0 | 0 | Constrained, otherwise capacity available =47 kW | --> | E15 ex BALLYBUNION | Ballybunion [T421,T422] | TRIEN |  | 52.5529 | -9.4716
031439 | MV/LV Substation CO***439 |  | 20 kV | _ | LV | 100 kVA :Pole Substation | 0.1 | --> | 0.1 | 0 | 0 | Constrained, otherwise capacity available =90 kVA | --> | 0.095 | 0 | 0 | 0 | 0 | Constrained, otherwise capacity available =94 kW | --> | C17 ex COLLIGAN | Colligan [T41,T42] | DUNGARVAN |  | 52.0815 | -7.6986
1534010 | MV/LV Substation BI***4010 |  | 20 kV | _ | LV | 50 kVA :Pole Substation | 0.05 | --> | 0.05 | 0 | 0 | Constrained, otherwise capacity available =50 kVA | --> | 0.048 | 0 | 0 | 0 | 0 | Constrained, otherwise capacity available =48 kW | --> | E14 ex BIRDHILL | Birdhill [T421,T422] | ARDNACRUSHA |  | 52.7722 | -8.4265
252576 | MV/LV Substation MA***576 |  | 20 kV | _ | LV | 200 kVA :Pole Substation | 0.2 | --> | 0.2 | 0.181 | 1.32 |  | --> | 0.19 | 0 | 0.003 | 0.185 | 0 |  | --> | C24 ex CLIFDEN | Clifden [T41,T42] | SCREEB |  | 53.5521 | -9.9467
026669 | MV/LV Substation KI***669 |  | 10 kV | _ | LV | 50 kVA :Pole Substation | 0.05 | --> | 0.05 | 0.049 | 8.66 |  | --> | 0.048 | 0 | 0 | 0 | 0 | Constrained, otherwise capacity available =47 kW | --> | C20 ex BANDON | Bandon [T101,T42] | BANDON |  | 51.798 | -8.7946
082734Y | MV/LV Substation TH***734Y |  | 10 kV | _ | LV | 400 kVA :Kiosk Substation | 0.4 | --> | 0.4 | 0.317 | 2.01 |  | --> | 0.38 | 0 | 0.035 | 0 | 0 | Constrained, otherwise capacity available =342 kW | --> | C12 ex ABBEYLAND | Abbeyland [T41,T42] | NAVAN |  | 53.6692 | -6.6835
095679X | MV/LV Substation B ***679X |  | 10 kV | _ | LV | 100 kVA :Pole Substation | 0.1 | --> | 0.1 | 0.095 | 1.1 |  | --> | 0.095 | 0 | 0.005 | 0 | 0 | Constrained, otherwise capacity available =91 kW | --> | C23 ex KILKEE | Kilkee [T41] | TULLABRACK |  | 52.6001 | -9.7124
377644X | MV/LV Substation KE***644X |  | 20 kV | _ | LV | 100 kVA :Pole Substation | 0.1 | --> | 0.1 | 0 | 0 | Constrained, otherwise capacity available =90 kVA | --> | 0.095 | 0 | 0 | 0 | 0 | Constrained, otherwise capacity available =94 kW | --> | E12 ex GURRANEBANE | Gurranebane [T421,T422] | OUGHTRAGH |  | 51.9979 | -10.1165
062125X | MV/LV Substation BA***125X |  | 20 kV | _ | LV | 50 kVA :Pole Substation | 0.05 | --> | 0.05 | 0.048 | 3.47 |  | --> | 0.048 | 0 | 0 | 0 | 0 | Constrained, otherwise capacity available =47 kW | --> | E16 ex BUSH | Bush [T421,T422] | DUNDALK |  | 54.0052 | -6.135
011548Y | MV/LV Substation TH***548Y |  | 10 kV | _ | LV | 200 kVA :Kiosk Substation | 0.2 | --> | 0.2 | 0 | 0 | Constrained, otherwise capacity available =156 kVA | --> | 0.19 | 0 | 0.009 | 0 | 0 | Constrained, otherwise capacity available =177 kW | --> | C19 ex ROSEHILL | Rosehill [T41,T42] | KILKENNY |  | 52.6413 | -7.2537
0584331 | MV/LV Substation GO***4331 |  | 20 kV | _ | LV | 400 kVA :Kiosk Substation | 0.4 | --> | 0.4 | 0 | 0 | Constrained, otherwise capacity available =384 kVA | --> | 0.38 | 0 | 0 | 0 | 0 | Constrained, otherwise capacity available =378 kW | --> | C17 ex KYLEERAGH | Kyleeragh [T41,T42] | NENAGH |  | 52.9967 | -8.1309
022098 | MV/LV Substation KE***098 |  | 10 kV | _ | LV | 200 kVA :Kiosk Substation | 0.2 | --> | 0.2 | 0 | 0 | Constrained, otherwise capacity available =128 kVA | --> | 0.19 | 0 | 0 | 0 | 0 | Constrained, otherwise capacity available =180 kW | --> | C21 ex SCARTEEN | Scarteen [T41,T42] | MALLOW |  | 52.1424 | -8.659
277032 | MV/LV Substation DO***032 |  | 10 kV | _ | LV | 1000 kVA :Building Structure | 1 | --> | 1 | 0 | 0 | Constrained, otherwise capacity available =597 kVA | --> | 0.95 | 0 | 0.006 | 0.5 | 0 |  | --> | C18 ex GRANGE (DR) | Grange (dr) [T41,T42] | GRANGE (DR) |  | 53.3947 | -6.1613
0524021 | MV/LV Substation BA***4021 |  | 20 kV | _ | LV | 50 kVA :Pole Substation | 0.05 | --> | 0.05 | 0 | 0 | Constrained, otherwise capacity available =42 kVA | --> | 0.048 | 0 | 0.056 | 0 | 0 | Constrained, otherwise capacity available =5 kW | --> | C18 ex DELVIN | Delvin [T41,T42] | MULLINGAR |  | 53.6329 | -7.2173
067019Z | MV/LV Substation AT***019Z |  | 10 kV | _ | LV | 630 kVA :Building Structure | 0.63 | --> | 0.63 | 0 | 0 | Constrained, otherwise capacity available =379 kVA | --> | 0.598 | 0 | 0 | 0 | 0 | Constrained, otherwise capacity available =568 kW | --> | C11 ex CORBALLY | Corbally [T41,T42] | ARDNACRUSHA |  | 52.6862 | -8.6061
061058 | MV/LV Substation CO***058 |  | 10 kV | _ | LV | 100 kVA :Pole Substation | 0.1 | --> | 0.1 | 0.075 | 2.04 |  | --> | 0.095 | 0 | 0 | 0 | 0 | Constrained, otherwise capacity available =92 kW | --> | C18 ex BALLYBAY | Ballybay [T41,T42] | LISDRUM |  | 54.132 | -6.9048
069404 | MV/LV Substation CR***404 |  | 10 kV | _ | LV | 400 kVA :Kiosk Substation | 0.4 | --> | 0.4 | 0.275 | 4.47 |  | --> | 0.38 | 0 | 0.082 | 0.302 | 0 |  | --> | C14 ex TEMPLEOGUE | Templeogue [T41,T42] | MILLTOWN (DR) |  | 53.2971 | -6.3138
220383 | MV/LV Substation HO***383 |  | 20 kV | _ | LV | 100 kVA :Pole Substation | 0.1 | --> | 0.1 | 0.073 | 1.36 |  | --> | 0.095 | 0 | 0 | 0 | 0 | Constrained, otherwise capacity available =91 kW | --> | C12 ex CROSSMOLINA | Crossmolina [T41,T42] | MOY |  | 54.2767 | -9.3616
2164029 | MV/LV Substation IR***4029 |  | 10 kV | _ | LV | 50 kVA :Pole Substation | 0.05 | --> | 0.05 | 0 | 0 | Constrained, otherwise capacity available =29 kVA | --> | 0.048 | 0 | 0 | 0 | 0 | Constrained, otherwise capacity available =45 kW | --> | C23 ex GLENTIES | Glenties [T41,T42] | BINBANE |  | 54.7656 | -8.4072
066879X | MV/LV Substation CU***879X |  | 10 kV | _ | LV | 50 kVA :Pole Substation | 0.05 | --> | 0.05 | 0 | 0 | Constrained, otherwise capacity available =38 kVA | --> | 0.048 | 0 | 0 | 0 | 0 | Constrained, otherwise capacity available =46 kW | --> | C20 ex CLONSHAUGH | Clonshaugh [T41,T42] | FINGLAS |  | 53.4238 | -6.22
070870X | MV/LV Substation TO***870X |  | 20 kV | _ | LV | 630 kVA :Kiosk Substation | 0.63 | --> | 0.63 | 0.475 | 0.76 |  | --> | 0.598 | 0 | 0.01 | 0 | 0 | Constrained, otherwise capacity available =570 kW | --> | E17 ex RATHMORE | Rathmore [T42,T421] | KNOCKEARAGH |  | 52.0603 | -9.0667
066509 | MV/LV Substation MA***509 |  | 20 kV | _ | LV | 50 kVA :Pole Substation | 0.05 | --> | 0.05 | 0 | 0 | Constrained, otherwise capacity available =41 kVA | --> | 0.048 | 0 | 0 | 0 | 0 | Constrained, otherwise capacity available =46 kW | --> | E18 ex GLASMORE | Glasmore [T421,T422] | GLASMORE |  | 53.5269 | -6.2542
012049Y | MV/LV Substation RO***049Y |  | 20 kV | _ | LV | 50 kVA :Pole Substation | 0.05 | --> | 0.05 | 0.035 | 1.99 |  | --> | 0.048 | 0 | 0.003 | 0 | 0 | Constrained, otherwise capacity available =43 kW | --> | C19 ex GRAIGUE | Graigue [T41,T42] | CARLOW |  | 52.8106 | -7.0077
243561 | MV/LV Substation AU***561 |  | 20 kV | _ | LV | 100 kVA :Pole Substation | 0.1 | --> | 0.1 | 0 | 0 | Constrained, otherwise capacity available =99 kVA | --> | 0.095 | 0 | 0 | 0 | 0 | Constrained, otherwise capacity available =95 kW | --> | E18 ex INCH | Inch [T421,T422] | OUGHTRAGH |  | 52.163 | -10.0355
064088 | MV/LV Substation BA***088 |  | 10 kV | _ | LV | 200 kVA :Kiosk Substation | 0.2 | --> | 0.2 | 0 | 0 | Constrained, otherwise capacity available =104 kVA | --> | 0.19 | 0 | 0.014 | 0 | 0 | Constrained, otherwise capacity available =166 kW | --> | C17 ex RATHMULLAN | Rathmullan [T41,T42] | DRYBRIDGE |  | 53.713 | -6.3662
196312X | MV/LV Substation FO***312X |  | 10 kV | _ | LV | 50 kVA :Pole Substation | 0.05 | --> | 0.05 | 0 | 0 | Constrained, otherwise capacity available =48 kVA | --> | 0.048 | 0 | 0 | 0 | 0 | Constrained, otherwise capacity available =47 kW | --> | C18 ex ATHBOY | Athboy [T42] | NAVAN |  | 53.6293 | -6.9125
0684349 | MV/LV Substation GR***4349 |  | 10 kV | _ | LV | 1000 kVA :Building Structure | 1 | --> | 1 | 0.35 | 9.02 |  | --> | 0.95 | 0 | 0 | 0.5 | 0 |  | --> | C14 ex MISERY HILL | Misery Hill [T101,T102] | POOLBEG |  | 53.3442 | -6.2315
054146Z | MV/LV Substation MO***146Z |  | 10 kV | _ | LV | 100 kVA :Pole Substation | 0.1 | --> | 0.1 | 0 | 0 | Constrained, otherwise capacity available =83 kVA | --> | 0.095 | 0 | 0 | 0 | 0 | Constrained, otherwise capacity available =93 kW | --> | C11 ex MOUNTRATH | Mountrath [T41,T42] | PORTLAOISE |  | 52.9801 | -7.4807
003834 | MV/LV Substation MO***834 |  | 10 kV | _ | LV | 50 kVA :Pole Substation | 0.05 | --> | 0.05 | 0.04 | 11.58 |  | --> | 0.048 | 0 | 0.005 | 0 | 0 | Constrained, otherwise capacity available =42 kW | --> | C19 ex BALLYBEG | Ballybeg [T101,T102] | CARRICKMINES |  | 53.004 | -6.1994
007685Y | MV/LV Substation LA***685Y |  | 20 kV | _ | LV | 50 kVA :Pole Substation | 0.05 | --> | 0.05 | 0.046 | 1.4 |  | --> | 0.048 | 0 | 0.002 | 0 | 0 | Constrained, otherwise capacity available =46 kW | --> | E11 ex KILLINICK | Killinick [T421,T422] | WEXFORD |  | 52.2272 | -6.5482
127355 | MV/LV Substation T ***355 |  | 10 kV | _ | LV | 50 kVA :Pole Substation | 0.05 | --> | 0.05 | 0 | 0 | Constrained, otherwise capacity available =18 kVA | --> | 0.048 | 0 | 0.011 | 0 | 0 | Constrained, otherwise capacity available =35 kW | --> | C11 ex LOUGHTAGALLA | Loughtagalla [T41,T42] | THURLES |  | 52.673 | -7.7117
154570Z | MV/LV Substation CO***570Z |  | 10 kV | _ | LV | 630 kVA :Building Structure | 0.63 | --> | 0.63 | 0 | 0 | Constrained, otherwise capacity available =568 kVA | --> | 0.598 | 0 | 0 | 0 | 0 | Constrained, otherwise capacity available =590 kW | --> | C11 ex BALLYCOOLIN | Ballycoolin [T41,T42,T43] | FINGLAS |  | 53.4117 | -6.3652
042725X | MV/LV Substation BL***725X |  | 10 kV | _ | LV | 100 kVA :Pole Substation | 0.1 | --> | 0.1 | 0.069 | 1.93 |  | --> | 0.095 | 0 | 0 | 0 | 0 | Constrained, otherwise capacity available =91 kW | --> | C18 ex TURLOUGH ROAD | Turlough Road [T41,T42] | CASTLEBAR |  | 53.8986 | -9.1771
0014151 | MV/LV Substation TH***4151 |  | 10 kV | _ | LV | 630 kVA :Building Structure | 0.63 | --> | 0.63 | 0.5 | 1.16 |  | --> | 0.598 | 0 | 0 | 0.5 | 0 |  | --> | C23 ex MOUNT MERRION | Mount Merrion [T41,T42] | CARRICKMINES |  | 53.2915 | -6.2073
176510Y | MV/LV Substation CO***510Y |  | 20 kV | _ | LV | 50 kVA :Pole Substation | 0.05 | --> | 0.05 | 0 | 0 | Constrained, otherwise capacity available =50 kVA | --> | 0.048 | 0 | 0 | 0 | 0 | Constrained, otherwise capacity available =48 kW | --> | E11 ex MACROOM | Macroom [T422] | MACROOM |  | 51.9052 | -8.8539
099559X | MV/LV Substation GL***559X |  | 10 kV | _ | LV | 50 kVA :Pole Substation | 0.05 | --> | 0.05 | 0 | 0 | Constrained, otherwise capacity available =43 kVA | --> | 0.048 | 0 | 0 | 0 | 0 | Constrained, otherwise capacity available =46 kW | --> | C20 ex CULLION | Cullion [T41,T42] | LETTERKENNY |  | 54.9149 | -7.6867
039080X | MV/LV Substation SC***080X |  | 10 kV | _ | LV | 100 kVA :Pole Substation | 0.1 | --> | 0.1 | 0.065 | 11.03 |  | --> | 0.095 | 0 | 0.005 | 0.086 | 0 |  | --> | C28 ex SALTHILL | Salthill [T101,T102] | SALTHILL |  | 53.2524 | -9.1463
293356 | MV/LV Substation DO***356 |  | 20 kV | _ | LV | 200 kVA :Pole Substation | 0.2 | --> | 0.2 | 0 | 0 | Constrained, otherwise capacity available =129 kVA | --> | 0.19 | 0 | 0.031 | 0 | 0 | Constrained, otherwise capacity available =157 kW | --> | E12 ex BALTINGLASS | Baltinglass [T421,T422] | STRATFORD |  | 53.0221 | -6.6138
025029Y | MV/LV Substation MA***029Y |  | 20 kV | _ | LV | 100 kVA :Pole Substation | 0.1 | --> | 0.1 | 0.072 | 2.96 |  | --> | 0.095 | 0 | 0.03 | 0 | 0 | Constrained, otherwise capacity available =69 kW | --> | E14 ex CHARLEVILLE | Charleville [T421,T422] | CHARLEVILLE |  | 52.3493 | -8.6828
074233X | MV/LV Substation MO***233X |  | 20 kV | _ | LV | 100 kVA :Pole Substation | 0.1 | --> | 0.1 | 0.088 | 8.5 |  | --> | 0.095 | 0 | 0 | 0 | 0 | Constrained, otherwise capacity available =93 kW | --> | E14 ex ARIGNA | Arigna [T121] | ARIGNA |  | 54.0516 | -8.0294
059296Y | MV/LV Substation RE***296Y |  | 10 kV | _ | LV | 400 kVA :Kiosk Substation | 0.4 | --> | 0.4 | 0 | 0 | Constrained, otherwise capacity available =203 kVA | --> | 0.38 | 0 | 0.03 | 0 | 0 | Constrained, otherwise capacity available =330 kW | --> | C16 ex DERRYCRAMPH | Derrycramph [T41,T42] | SHANKILL |  | 53.9832 | -7.3502
249977 | MV/LV Substation GR***977 |  | 10 kV | _ | LV | 50 kVA :Pole Substation | 0.05 | --> | 0.05 | 0 | 0 | Constrained, otherwise capacity available =49 kVA | --> | 0.048 | 0 | 0 | 0 | 0 | Constrained, otherwise capacity available =47 kW | --> | C19 ex LISMORE | Lismore [T41,T42] | DUNGARVAN |  | 52.1402 | -7.9391
063817 | MV/LV Substation BA***817 |  | 10 kV | _ | LV | 50 kVA :Pole Substation | 0.05 | --> | 0.05 | 0 | 0 | Constrained, otherwise capacity available =33 kVA | --> | 0.048 | 0 | 0.003 | 0 | 0 | Constrained, otherwise capacity available =43 kW | --> | C18 ex BALLYBAILIE | Ballybailie [T41,T42] | DUNDALK |  | 53.8759 | -6.5316
066496Z | MV/LV Substation CH***496Z |  | 20 kV | _ | LV | 400 kVA :Kiosk Substation | 0.4 | --> | 0.4 | 0 | 0 | Constrained, otherwise capacity available =346 kVA | --> | 0.38 | 0 | 0.029 | 0 | 0 | Constrained, otherwise capacity available =351 kW | --> | E15 ex BATTER LANE TEMPORARY | Batter Lane Temporary 38kv [T421] | GLASMORE |  | 53.524 | -6.1704
068915X | MV/LV Substation RI***915X |  | 10 kV | _ | LV | 1000 kVA :Building Structure | 1 | --> | 1 | 0.5 | 1.86 |  | --> | 0.95 | 0 | 0.031 | 0.5 | 0 |  | --> | C20 ex FAIRVIEW | Fairview [T41] | MCDERMOTT |  | 53.3644 | -6.2425
009549Y | MV/LV Substation JA***549Y |  | 10 kV | _ | LV | 400 kVA :Building Structure | 0.4 | --> | 0.4 | 0.36 | 3.82 |  | --> | 0.38 | 0 | 0 | 0 | 0 | Constrained, otherwise capacity available =374 kW | --> | C13 ex WATERFORD | Waterford [T41,T42] | WATERFORD |  | 52.2621 | -7.1186
021032 | MV/LV Substation WO***032 |  | 10 kV | _ | LV | 50 kVA :Pole Substation | 0.05 | --> | 0.05 | 0 | 0 | Constrained, otherwise capacity available =33 kVA | --> | 0.048 | 0 | 0 | 0 | 0 | Constrained, otherwise capacity available =45 kW | --> | E15 ex WHITECHURCH | Whitechurch [T421,T422] | KILBARRY |  | 51.9381 | -8.5603
0174511 | MV/LV Substation VE***4511 |  | 20 kV | _ | LV | 100 kVA :Pole Substation | 0.1 | --> | 0.1 | 0.099 | 1.98 |  | --> | 0.095 | 0 | 0 | 0 | 0 | Constrained, otherwise capacity available =95 kW | --> | E12 ex RATHKEALE | Rathkeale [T421,T422] | RATHKEALE |  | 52.4822 | -8.8693
093432Z | MV/LV Substation PR***432Z |  | 10 kV | _ | LV | 630 kVA :Building Structure | 0.63 | --> | 0.63 | 0 | 0 | Constrained, otherwise capacity available =579 kVA | --> | 0.598 | 0 | 0 | 0.5 | 0 |  | --> | C13 ex GRANGE (DR) | Grange (dr) [T41,T42] | GRANGE (DR) |  | 53.4021 | -6.163
288271X | MV/LV Substation SP***271X |  | 10 kV | _ | LV | 630 kVA :Building Structure | 0.63 | --> | 0.63 | 0.5 | 1.16 |  | --> | 0.598 | 0 | 0 | 0.5 | 0 |  | --> | C17 ex BREWERY ROAD | Brewery Road [T41,T42] | CARRICKMINES |  | 53.2787 | -6.2216
009507 | MV/LV Substation SL***507 |  | 20 kV | _ | LV | 200 kVA :Pole Substation | 0.2 | --> | 0.2 | 0.131 | 8.16 |  | --> | 0.19 | 0 | 0.011 | 0 | 0 | Constrained, otherwise capacity available =172 kW | --> | C17 ex MOUNT MISERY | Mount Misery [T41,T42] | WATERFORD |  | 52.2833 | -7.0694
005101 | MV/LV Substation BA***101 |  | 20 kV | _ | LV | 200 kVA :Pole Substation | 0.2 | --> | 0.2 | 0.169 | 17.8 |  | --> | 0.19 | 0 | 0 | 0.186 | 0 |  | --> | E22 ex BANOGE | Banoge [T121,T122] | BANOGE |  | 52.6414 | -6.32
071778 | MV/LV Substation BE***778 |  | 10 kV | _ | LV | 400 kVA :Kiosk Substation | 0.4 | --> | 0.4 | 0 | 0 | Constrained, otherwise capacity available =207 kVA | --> | 0.38 | 0 | 0.051 | 0.315 | 0 |  | --> | C11 ex GREYSTONES | Greystones [T41,T42] | FASSAROE |  | 53.1336 | -6.0948
064191 | MV/LV Substation MO***191 |  | 10 kV | _ | LV | 400 kVA :Kiosk Substation | 0.4 | --> | 0.4 | 0 | 0 | Constrained, otherwise capacity available =296 kVA | --> | 0.38 | 0 | 0.003 | 0 | 0 | Constrained, otherwise capacity available =363 kW | --> | C19 ex DRYBRIDGE | Drybridge [T41,T42] | DRYBRIDGE |  | 53.7257 | -6.354
053016 | MV/LV Substation SR***016 |  | 10 kV | _ | LV | 200 kVA :Kiosk Substation | 0.2 | --> | 0.2 | 0.04 | 2.39 |  | --> | 0.19 | 0 | 0.024 | 0 | 0 | Constrained, otherwise capacity available =149 kW | --> | C12 ex SRAH | Srah [T41,T42] | THORNSBERRY |  | 53.2776 | -7.5001
058048 | MV/LV Substation MC***048 |  | 10 kV | _ | LV | 200 kVA :Pole Substation | 0.2 | --> | 0.2 | 0 | 0 | Constrained, otherwise capacity available =123 kVA | --> | 0.19 | 0 | 0.039 | 0 | 0 | Constrained, otherwise capacity available =150 kW | --> | C11 ex KYLEERAGH | Kyleeragh [T41,T42] | NENAGH |  | 52.8688 | -8.2136
044425 | MV/LV Substation BR***425 |  | 20 kV | _ | LV | 50 kVA :Pole Substation | 0.05 | --> | 0.05 | 0.033 | 2.33 |  | --> | 0.048 | 0 | 0.006 | 0 | 0 | Constrained, otherwise capacity available =41 kW | --> | E13 ex MOY | Moy [T421,T422] | MOY |  | 54.0235 | -9.1742
160048 | MV/LV Substation SA***048 |  | 10 kV | _ | LV | 200 kVA :Pole Substation | 0.2 | --> | 0.2 | 0 | 0 | Constrained, otherwise capacity available =157 kVA | --> | 0.19 | 0 | 0.012 | 0 | 0 | Constrained, otherwise capacity available =175 kW | --> | C15 ex PORTARLINGTON | Portarlington [T41,T42] | PORTLAOISE |  | 53.1568 | -7.1901
029232Y | MV/LV Substation MI***232Y |  | 10 kV | _ | LV | 1000 kVA :Building Structure | 1 | --> | 1 | 0 | 0 | Constrained, otherwise capacity available =649 kVA | --> | 0.95 | 0 | 0.06 | 0.5 | 0 |  | --> | C22 ex MIDLETON | Midleton [T101,T102] | MIDLETON |  | 51.9186 | -8.1856
007591 | MV/LV Substation WO***591 |  | 20 kV | _ | LV | 100 kVA :Pole Substation | 0.1 | --> | 0.1 | 0.095 | 1.4 |  | --> | 0.095 | 0 | 0 | 0 | 0 | Constrained, otherwise capacity available =94 kW | --> | E11 ex KILLINICK | Killinick [T421,T422] | WEXFORD |  | 52.223 | -6.5425
363528 | MV/LV Substation GU***528 |  | 20 kV | _ | LV | 50 kVA :Pole Substation | 0.05 | --> | 0.05 | 0.049 | 3.75 |  | --> | 0.048 | 0 | 0 | 0 | 0 | Constrained, otherwise capacity available =47 kW | --> | C14 ex SMEARLA | Smearla [T41,T42] | TRIEN |  | 52.5302 | -9.4056
117284Y | MV/LV Substation CH***284Y |  | 10 kV | _ | LV | 50 kVA :Pole Substation | 0.05 | --> | 0.05 | 0.047 | 0.32 |  | --> | 0.048 | 0 | 0 | 0 | 0 | Constrained, otherwise capacity available =47 kW | --> | C11 ex BALLYMOTE | Ballymote [T41] | SLIGO |  | 54.0733 | -8.5661
204245X | MV/LV Substation DR***245X |  | 20 kV | _ | LV | 50 kVA :Pole Substation | 0.05 | --> | 0.05 | 0 | 0 | Constrained, otherwise capacity available =49 kVA | --> | 0.048 | 0 | 0.008 | 0 | 0 | Constrained, otherwise capacity available =41 kW | --> | E13 ex CARNDONAGH | Carndonagh [T421,T422] | TRILLICK |  | 55.1948 | -7.3991
365333X | MV/LV Substation MA***333X |  | 10 kV | _ | LV | 630 kVA :Kiosk Substation | 0.63 | --> | 0.63 | 0 | 0 | Constrained, otherwise capacity available =334 kVA | --> | 0.598 | 0 | 0.026 | 0.5 | 0 |  | --> | C16 ex WHITESTOWN | Whitestown [T41,T42] | COOKSTOWN |  | 53.2871 | -6.3832
064943Y | MV/LV Substation JU***943Y |  | 20 kV | _ | LV | 200 kVA :Pole Substation | 0.2 | --> | 0.2 | 0 | 0 | Constrained, otherwise capacity available =128 kVA | --> | 0.19 | 0 | 0 | 0 | 0 | Constrained, otherwise capacity available =180 kW | --> | E17 ex JULIANSTOWN | Julianstown [T421,T422] | DRYBRIDGE |  | 53.6723 | -6.2836
052733Z | MV/LV Substation CR***733Z |  | 20 kV | _ | LV | 50 kVA :Pole Substation | 0.05 | --> | 0.05 | 0.04 | 1.25 |  | --> | 0.048 | 0 | 0.02 | 0 | 0 | Constrained, otherwise capacity available =31 kW | --> | C16 ex LOUGHANALLA | Loughanalla [T41,T42] | MULLINGAR |  | 53.6473 | -7.2148
288326X | MV/LV Substation TH***326X |  | 10 kV | _ | LV | 630 kVA :Building Structure | 0.63 | --> | 0.63 | 0.5 | 19.52 |  | --> | 0.598 | 0 | 0 | 0.5 | 0 |  | --> | C13 ex TANEY | Taney [T101,T102] | CARRICKMINES |  | 53.2794 | -6.2125
220493 | MV/LV Substation EN***493 |  | 10 kV | _ | LV | 200 kVA :Pole Substation | 0.2 | --> | 0.2 | 0.176 | 1.36 |  | --> | 0.19 | 0 | 0 | 0 | 0 | Constrained, otherwise capacity available =187 kW | --> | C11 ex CROSSMOLINA | Crossmolina [T41,T42] | MOY |  | 54.0712 | -9.3108
023001 | MV/LV Substation MC***001 |  | 10 kV | _ | LV | 630 kVA :Kiosk Substation | 0.63 | --> | 0.63 | 0 | 0 | Constrained, otherwise capacity available =369 kVA | --> | 0.598 | 0 | 0.014 | 0 | 0 | Constrained, otherwise capacity available =552 kW | --> | C16 ex COOLCARRON | Coolcarron [T41,T42] | BARRYMORE |  | 52.1376 | -8.28
160045 | MV/LV Substation AC***045 |  | 10 kV | _ | LV | 100 kVA :Pole Substation | 0.1 | --> | 0.1 | 0 | 0 | Constrained, otherwise capacity available =62 kVA | --> | 0.095 | 0 | 0.015 | 0 | 0 | Constrained, otherwise capacity available =79 kW | --> | C15 ex MOUNTMELLICK | Mountmellick [T41,T42] | PORTLAOISE |  | 53.1071 | -7.3089
127869Y | MV/LV Substation DE***869Y |  | 20 kV | _ | LV | 50 kVA :Pole Substation | 0.05 | --> | 0.05 | 0.049 | 5.89 |  | --> | 0.048 | 0 | 0 | 0 | 0 | Constrained, otherwise capacity available =47 kW | --> | C14 ex CASHEL | Cashel [T41,T42] | CAHIR |  | 52.5378 | -7.8884
008954X | MV/LV Substation I ***954X |  | 10 kV | _ | LV | 630 kVA :Building Structure | 0.63 | --> | 0.63 | 0.239 | 0.24 | Constrained, otherwise capacity available =560 kVA | --> | 0.598 | 0 | 0 | 0 | 0 | Constrained, otherwise capacity available =589 kW | --> | C15 ex ROSBERCON | Rosbercon [T41,T42] | WATERFORD |  | 52.3855 | -6.9642
253273Y | MV/LV Substation DA***273Y |  | 20 kV | _ | LV | 50 kVA :Pole Substation | 0.05 | --> | 0.05 | 0 | 0 | Constrained, otherwise capacity available =50 kVA | --> | 0.048 | 0 | 0 | 0 | 0 | Constrained, otherwise capacity available =47 kW | --> | E13 ex HEADFORD | Headford [T41,T42] | CLOON |  | 53.5256 | -9.0841
281370X | MV/LV Substation SE***370X |  | 10 kV | _ | LV | 100 kVA :Pole Substation | 0.1 | --> | 0.1 | 0.094 | 10.79 |  | --> | 0.095 | 0 | 0 | 0.094 | 0 |  | --> | C18 ex FACTORY CROSS | Factory Cross [T41,T42] | BARNAHELY |  | 51.815 | -8.3306
137990 | MV/LV Substation MO***990 |  | 10 kV | _ | LV | 100 kVA :Pole Substation | 0.1 | --> | 0.1 | 0.072 | 2 |  | --> | 0.095 | 0 | 0.01 | 0 | 0 | Constrained, otherwise capacity available =84 kW | --> | C19 ex CAUSEWAY | Causeway [T41,T42] | TRALEE |  | 52.3939 | -9.8351
034882X | MV/LV Substation ST***882X |  | 10 kV | _ | LV | 400 kVA :Building Structure | 0.4 | --> | 0.4 | 0 | 0.57 |  | --> | 0.38 | 0 | 0.011 | 0 | 0 | Constrained, otherwise capacity available =312 kW | --> | C16 ex LAWLESSTOWN | Lawlesstown [T42,T421] | DOON |  | 52.3561 | -7.7146