054816X | MV/LV Substation TO***816X |  | 20 kV | _ | LV | 50 kVA :Pole Substation | 0.05 | --> | 0.05 | 0 | 0 | Constrained, otherwise capacity available =25 kVA | --> | 0.048 | 0 | 0 | 0 | 0 | Constrained, otherwise capacity available =44 kW | --> | E17 ex PORTLAOISE | Portlaoise [T423,T424] | PORTLAOISE |  | 53.0186 | -7.3067
250582 | MV/LV Substation CO***582 |  | 20 kV | _ | LV | 200 kVA :Kiosk Substation | 0.2 | --> | 0.2 | 0.137 | 1.26 |  | --> | 0.19 | 0 | 0.002 | 0 | 0 | Constrained, otherwise capacity available =180 kW | --> | E16 ex BALLYCROSSAUN | Ballycrossaun [T421,T422] | SOMERSET |  | 53.0961 | -8.2097
216624 | MV/LV Substation IR***624 |  | 10 kV | _ | LV | 200 kVA :Pole Substation | 0.2 | --> | 0.2 | 0 | 0 | Constrained, otherwise capacity available =142 kVA | --> | 0.19 | 0 | 0.005 | 0 | 0 | Constrained, otherwise capacity available =178 kW | --> | C26 ex GLENTIES | Glenties [T41,T42] | BINBANE |  | 54.796 | -8.2887
029768Y | MV/LV Substation FO***768Y |  | 10 kV | _ | LV | 630 kVA :Building Structure | 0.63 | --> | 0.63 | 0 | 0 | Constrained, otherwise capacity available =565 kVA | --> | 0.598 | 0 | 0 | 0 | 0 | Constrained, otherwise capacity available =590 kW | --> | C18 ex KILLACLOYNE | Killacloyne [T41,T42] | MIDLETON |  | 51.9085 | -8.2917
180824X | MV/LV Substation MI***824X |  | 10 kV | _ | LV | 200 kVA :Pole Substation | 0.2 | --> | 0.2 | 0.149 | 1.4 |  | --> | 0.19 | 0 | 0.006 | 0 | 0 | Constrained, otherwise capacity available =178 kW | --> | C14 ex KELLS | Kells [T41,T42] | NAVAN |  | 53.7311 | -6.871
034012X | MV/LV Substation MO***012X |  | 10 kV | _ | LV | 50 kVA :Pole Substation | 0.05 | --> | 0.05 | 0.034 | 0.95 |  | --> | 0.048 | 0 | 0.015 | 0 | 0 | Constrained, otherwise capacity available =34 kW | --> | C18 ex SPA ROAD | Spa Road [T41,T42] | DOON |  | 52.3626 | -7.6631
0154139 | MV/LV Substation L/***4139 |  | 10 kV | _ | LV | 50 kVA :Pole Substation | 0.05 | --> | 0.05 | 0 | 0 | Constrained, otherwise capacity available =48 kVA | --> | 0.048 | 0 | 0 | 0 | 0 | Constrained, otherwise capacity available =47 kW | --> | C19 ex SALLINS | Sallins [T41,T42] | GRIFFINRATH |  | 53.3092 | -6.7593
062276X | MV/LV Substation SU***276X |  | 10 kV | _ | LV | 400 kVA :Kiosk Substation | 0.4 | --> | 0.4 | 0.27 | 5.69 |  | --> | 0.38 | 0 | 0 | 0 | 0 | Constrained, otherwise capacity available =362 kW | --> | C21 ex RAMPARTS | Ramparts [T41,T42] | DUNDALK |  | 54.005 | -6.4013
288273 | MV/LV Substation CR***273 |  | 10 kV | _ | LV | 200 kVA :Kiosk Substation | 0.2 | --> | 0.2 | 0.041 | 0.04 | Constrained, otherwise capacity available =156 kVA | --> | 0.19 | 0 | 0.018 | 0.171 | 0 |  | --> | C16 ex LITTLE BRAY | Little Bray [T41,T42] | FASSAROE |  | 53.2275 | -6.1288
066149X | MV/LV Substation MA***149X |  | 10 kV | _ | LV | 630 kVA :Kiosk Substation | 0.63 | --> | 0.63 | 0 | 0 | Constrained, otherwise capacity available =288 kVA | --> | 0.598 | 0 | 0.005 | 0 | 0 | Constrained, otherwise capacity available =546 kW | --> | C23 ex SWORDS | Swords [T41,T42] | GLASMORE |  | 53.4561 | -6.2224
216907 | MV/LV Substation HI***907 |  | 10 kV | _ | LV | 100 kVA :Pole Substation | 0.1 | --> | 0.1 | 0 | 0 | Constrained, otherwise capacity available =96 kVA | --> | 0.095 | 0 | 0 | 0 | 0 | Constrained, otherwise capacity available =94 kW | --> | C23 ex GLENTIES | Glenties [T41,T42] | BINBANE |  | 54.7658 | -8.4092
288136X | MV/LV Substation DU***136X |  | 10 kV | _ | LV | 630 kVA :Building Structure | 0.63 | --> | 0.63 | 0.5 | 19.52 |  | --> | 0.598 | 0 | 0 | 0.5 | 0 |  | --> | C30 ex TANEY | Taney [T101,T102] | CARRICKMINES |  | 53.2882 | -6.2456
081180 | MV/LV Substation DR***180 |  | 10 kV | _ | LV | 200 kVA :Pole Substation | 0.2 | --> | 0.2 | 0 | 0 | Constrained, otherwise capacity available =133 kVA | --> | 0.19 | 0 | 0.005 | 0 | 0 | Constrained, otherwise capacity available =177 kW | --> | C18 ex PALMERSTOWN | Palmerstown [T41,T42] | FINGLAS |  | 53.3455 | -6.3635
066252Z | MV/LV Substation CA***252Z |  | 20 kV | _ | LV | 200 kVA :Kiosk Substation | 0.2 | --> | 0.2 | 0 | 0 | Constrained, otherwise capacity available =104 kVA | --> | 0.19 | 0 | 0.007 | 0 | 0 | Constrained, otherwise capacity available =171 kW | --> | E13 ex GLASMORE | Glasmore [T421,T422] | GLASMORE |  | 53.4724 | -6.235
026603 | MV/LV Substation BA***603 |  | 20 kV | _ | LV | 50 kVA :Pole Substation | 0.05 | --> | 0.05 | 0 | 0 | Constrained, otherwise capacity available =42 kVA | --> | 0.048 | 0 | 0 | 0 | 0 | Constrained, otherwise capacity available =46 kW | --> | C17 ex KINSALE | Kinsale [T41,T42] | BANDON |  | 51.8081 | -8.56
0774036 | MV/LV Substation CL***4036 |  | 20 kV | _ | LV | 50 kVA :Pole Substation | 0.05 | --> | 0.05 | 0 | 0 | Constrained, otherwise capacity available =50 kVA | --> | 0.048 | 0 | 0 | 0 | 0 | Constrained, otherwise capacity available =48 kW | --> | E25 ex PATRICKSWELL | Patrickswell [T421,T422] | LIMERICK |  | 52.6268 | -8.7305
006043Y | MV/LV Substation KI***043Y |  | 20 kV | _ | LV | 100 kVA :Pole Substation | 0.1 | --> | 0.1 | 0.085 | 4.38 |  | --> | 0.095 | 0 | 0.004 | 0.09 | 0 |  | --> | E13 ex CRANE | Crane [T122] | CRANE |  | 52.485 | -6.4396
021710X | MV/LV Substation ID***710X |  | 10 kV | _ | LV | 400 kVA :Building Structure | 0.4 | --> | 0.4 | 0 | 0 | Constrained, otherwise capacity available =298 kVA | --> | 0.38 | 0 | 0 | 0.366 | 0 |  | --> | C14 ex FAIRHILL | Fairhill [T42] | KILBARRY |  | 51.8997 | -8.4872
365112 | MV/LV Substation RI***112 |  | 10 kV | _ | LV | 630 kVA :Building Structure | 0.63 | --> | 0.63 | 0 | 0 | Constrained, otherwise capacity available =630 kVA | --> | 0.598 | 0 | 0 | 0.5 | 0 |  | --> | C17 ex BELGARD | Belgard [T41,T42] | COOKSTOWN |  | 53.2949 | -6.3764
055679 | MV/LV Substation FA***679 |  | 10 kV | _ | LV | 50 kVA :Pole Substation | 0.05 | --> | 0.05 | 0 | 0 | Constrained, otherwise capacity available =47 kVA | --> | 0.048 | 0 | 0.006 | 0 | 0 | Constrained, otherwise capacity available =43 kW | --> | C13 ex ROSCREA | Roscrea [T41,T42] | IKERRIN |  | 52.9838 | -7.8022
0704287 | MV/LV Substation NE***4287 |  | 20 kV | _ | LV | 200 kVA :Pole Substation | 0.2 | --> | 0.2 | 0.197 | 0.76 |  | --> | 0.19 | 0 | 0 | 0 | 0 | Constrained, otherwise capacity available =190 kW | --> | E17 ex RATHMORE | Rathmore [T42,T421] | KNOCKEARAGH |  | 52.0569 | -9.0677
276004 | MV/LV Substation CO***004 |  | 10 kV | _ | LV | 200 kVA :Kiosk Substation | 0.2 | --> | 0.2 | 0.121 | 0.76 |  | --> | 0.19 | 0 | 0.025 | 0 | 0 | Constrained, otherwise capacity available =160 kW | --> | C11 ex WOODFORD | Woodford [T41,T42] | KNOCKEARAGH |  | 52.0573 | -9.5034
081059 | MV/LV Substation WO***059 |  | 10 kV | _ | LV | 400 kVA :Building Structure | 0.4 | --> | 0.4 | 0 | 0 | Constrained, otherwise capacity available =261 kVA | --> | 0.38 | 0 | 0.122 | 0.27 | 0 |  | --> | C17 ex LUCAN EAST | Lucan East [T41,T42] | GRANGE CASTLE |  | 53.3609 | -6.4453
068036 | MV/LV Substation CL***036 |  | 10 kV | _ | LV | 630 kVA :Building Structure | 0.63 | --> | 0.63 | 0 | 0 | Constrained, otherwise capacity available =348 kVA | --> | 0.598 | 0 | 0.057 | 0.5 | 0 |  | --> | C14 ex NEWMARKET (DR) | Newmarket (dr) [T41] | FRANCIS STREET |  | 53.3329 | -6.2849
039934X | MV/LV Substation DO***934X |  | 10 kV | _ | LV | 200 kVA :Kiosk Substation | 0.2 | --> | 0.2 | 0 | 0 | Constrained, otherwise capacity available =191 kVA | --> | 0.19 | 0 | 0 | 0 | 0 | Constrained, otherwise capacity available =189 kW | --> | C12 ex ORANMORE | Oranmore [T41,T44] | GALWAY 110KV |  | 53.2807 | -8.977
011890X | MV/LV Substation BE***890X |  | 10 kV | _ | LV | 150 kVA :Pole Substation | 0.15 | --> | 0.15 | 0.149 | 2.8 |  | --> | 0.142 | 0 | 0 | 0 | 0 | Constrained, otherwise capacity available =142 kW | --> | C12 ex PURCELLS INCH | Purcells Inch [T41,T42] | KILKENNY |  | 52.5907 | -7.1987
044401 | MV/LV Substation ST***401 |  | 20 kV | _ | LV | 200 kVA :Kiosk Substation | 0.2 | --> | 0.2 | 0.18 | 2.33 |  | --> | 0.19 | 0 | 0 | 0 | 0 | Constrained, otherwise capacity available =187 kW | --> | E13 ex MOY | Moy [T421,T422] | MOY |  | 53.9828 | -9.1226
125168Y | MV/LV Substation BU***168Y |  | 10 kV | _ | LV | 400 kVA :Kiosk Substation | 0.4 | --> | 0.4 | 0.222 | 0.22 | Constrained, otherwise capacity available =270 kVA | --> | 0.38 | 0 | 0 | 0 | 0 | Constrained, otherwise capacity available =362 kW | --> | C15 ex KILSHANNY | Kilshanny [T41,T42] | CAHIR |  | 52.2768 | -8.2689
251977 | MV/LV Substation AB***977 |  | 10 kV | _ | LV | 100 kVA :Pole Substation | 0.1 | --> | 0.1 | 0 | 0 | Constrained, otherwise capacity available =91 kVA | --> | 0.095 | 0 | 0.036 | 0 | 0 | Constrained, otherwise capacity available =67 kW | --> | C30 ex CLAREGALWAY | Claregalway [T42,T421] | GALWAY 110KV |  | 53.3797 | -9.0105
082190 | MV/LV Substation MA***190 |  | 20 kV | _ | LV | 100 kVA :Pole Substation | 0.1 | --> | 0.1 | 0 | 0 | Constrained, otherwise capacity available =92 kVA | --> | 0.095 | 0 | 0.005 | 0 | 0 | Constrained, otherwise capacity available =90 kW | --> | E14 ex BALTRASNA | Baltrasna [T121,T122] | BALTRASNA |  | 53.5656 | -6.4959
0354189 | MV/LV Substation CL***4189 |  | 20 kV | _ | LV | 200 kVA :Pole Substation | 0.2 | --> | 0.2 | 0.185 | 0.49 |  | --> | 0.19 | 0 | 0 | 0 | 0 | Constrained, otherwise capacity available =188 kW | --> | E15 ex ARDFINNAN | Ardfinnan [T421] | CAHIR |  | 52.3097 | -7.8856
054058 | MV/LV Substation TH***058 |  | 10 kV | _ | LV | 400 kVA :Kiosk Substation | 0.4 | --> | 0.4 | 0 | 0 | Constrained, otherwise capacity available =259 kVA | --> | 0.38 | 0 | 0.054 | 0 | 0 | Constrained, otherwise capacity available =320 kW | --> | C23 ex PORTLAOISE | Portlaoise [T41,T42] | PORTLAOISE |  | 53.0343 | -7.2905
004502X | MV/LV Substation TI***502X |  | 20 kV | _ | LV | 200 kVA :Pole Substation | 0.2 | --> | 0.2 | 0 | 0 | Constrained, otherwise capacity available =126 kVA | --> | 0.19 | 0 | 0.033 | 0 | 0 | Constrained, otherwise capacity available =155 kW | --> | E13 ex SHILLELAGH | Shillelagh [T421,T422] | CARLOW |  | 52.7961 | -6.4554
009349Y | MV/LV Substation LI***349Y |  | 10 kV | _ | LV | 400 kVA :Kiosk Substation | 0.4 | --> | 0.4 | 0.312 | 13.6 |  | --> | 0.38 | 0 | 0 | 0.368 | 0 |  | --> | C17 ex KILLOTERAN | Killoteran [T101,T102] | KILLOTERAN |  | 52.2503 | -7.1647
365653X | MV/LV Substation AB***653X |  | 10 kV | _ | LV | 200 kVA :Building Structure | 0.2 | --> | 0.2 | 0 | 0 | Constrained, otherwise capacity available =162 kVA | --> | 0.19 | 0 | 0 | 0.185 | 0 |  | --> | C12 ex BELGARD | Belgard [T41,T42] | COOKSTOWN |  | 53.2899 | -6.3688
081489Z | MV/LV Substation BA***489Z |  | 10 kV | _ | LV | 50 kVA :Pole Substation | 0.05 | --> | 0.05 | 0 | 0 | Constrained, otherwise capacity available =50 kVA | --> | 0.048 | 0 | 0 | 0 | 0 | Constrained, otherwise capacity available =47 kW | --> | C17 ex LEIXLIP | Leixlip [T41,T42] | GRIFFINRATH |  | 53.3572 | -6.5052
053307X | MV/LV Substation HA***307X |  | 20 kV | _ | LV | 200 kVA :Pole Substation | 0.2 | --> | 0.2 | 0.114 | 0.89 |  | --> | 0.19 | 0 | 0 | 0 | 0 | Constrained, otherwise capacity available =178 kW | --> | E24 ex BIRR | Birr [T41,T422] | DALLOW |  | 53.1607 | -7.7465
004875 | MV/LV Substation IN***875 |  | 10 kV | _ | LV | 100 kVA :Pole Substation | 0.1 | --> | 0.1 | 0 | 0 | Constrained, otherwise capacity available =38 kVA | --> | 0.095 | 0 | 0 | 0 | 0 | Constrained, otherwise capacity available =86 kW | --> | C23 ex TINAHASK | Tinahask [T41,T42] | ARKLOW |  | 52.7406 | -6.2359
365165 | MV/LV Substation ST***165 |  | 10 kV | _ | LV | 1000 kVA :Building Structure | 1 | --> | 1 | 0.5 | 13.91 |  | --> | 0.95 | 0 | 0 | 0.5 | 0 |  | --> | C11 ex COOKSTOWN | Cookstown [T101,T102] | CARRICKMINES |  | 53.2829 | -6.3761
0664009 | MV/LV Substation WO***4009 |  | 20 kV | _ | LV | 50 kVA :Pole Substation | 0.05 | --> | 0.05 | 0 | 0 | Constrained, otherwise capacity available =49 kVA | --> | 0.048 | 0 | 0 | 0 | 0 | Constrained, otherwise capacity available =47 kW | --> | E11 ex ASHBOURNE | Ashbourne [T421,T422] | FINGLAS |  | 53.4738 | -6.3652
065132Z | MV/LV Substation SC***132Z |  | 20 kV | _ | LV | 400 kVA :Kiosk Substation | 0.4 | --> | 0.4 | 0 | 0 | Constrained, otherwise capacity available =239 kVA | --> | 0.38 | 0 | 0.029 | 0 | 0 | Constrained, otherwise capacity available =336 kW | --> | C11 ex LOUGHSHINNY | Loughshinny [T41,T42] | GLASMORE |  | 53.5296 | -6.1643
081252Z | MV/LV Substation LA***252Z |  | 10 kV | _ | LV | 400 kVA :Kiosk Substation | 0.4 | --> | 0.4 | 0 | 0 | Constrained, otherwise capacity available =356 kVA | --> | 0.38 | 0 | 0.037 | 0.346 | 0 |  | --> | C16 ex LUCAN EAST | Lucan East [T41,T42] | GRANGE CASTLE |  | 53.3639 | -6.4483
0644344 | MV/LV Substation EL***4344 |  | 10 kV | _ | LV | 630 kVA :Kiosk Substation | 0.63 | --> | 0.63 | 0 | 0 | Constrained, otherwise capacity available =578 kVA | --> | 0.598 | 0 | 0 | 0 | 0 | Constrained, otherwise capacity available =591 kW | --> | C22 ex TERMONFECKIN ROAD | Termonfeckin Road [T41,T42] | DRYBRIDGE |  | 53.7325 | -6.3487
067268 | MV/LV Substation BS***268 |  | 10 kV | _ | LV | 630 kVA :Building Structure | 0.63 | --> | 0.63 | 0 | 0 | Constrained, otherwise capacity available =481 kVA | --> | 0.598 | 0 | 0 | 0.5 | 0 |  | --> | C12 ex RAHEEN | Raheen [T41,T42] | LIMERICK |  | 52.6257 | -8.6595
011501X | MV/LV Substation KI***501X |  | 10 kV | _ | LV | 100 kVA :Pole Substation | 0.1 | --> | 0.1 | 0.037 | 0.04 | Constrained, otherwise capacity available =79 kVA | --> | 0.095 | 0 | 0.003 | 0 | 0 | Constrained, otherwise capacity available =90 kW | --> | C16 ex CALLAN | Callan [T41,T42] | KILKENNY |  | 52.5624 | -7.3212
015326Z | MV/LV Substation AI***326Z |  | 10 kV | _ | LV | 630 kVA :Building Structure | 0.63 | --> | 0.63 | 0 | 0 | Constrained, otherwise capacity available =456 kVA | --> | 0.598 | 0 | 0 | 0 | 0 | Constrained, otherwise capacity available =574 kW | --> | C19 ex JOHNSTOWN | Johnstown [T41,T42] | KILTEEL |  | 53.2164 | -6.6513
003041 | MV/LV Substation GR***041 |  | 10 kV | _ | LV | 200 kVA :Pole Substation | 0.2 | --> | 0.2 | 0.063 | 11.58 |  | --> | 0.19 | 0 | 0.005 | 0 | 0 | Constrained, otherwise capacity available =167 kW | --> | C20 ex BALLYBEG | Ballybeg [T101,T102] | CARRICKMINES |  | 52.9803 | -6.0485
099714 | MV/LV Substation CA***714 |  | 10 kV | _ | LV | 100 kVA :Pole Substation | 0.1 | --> | 0.1 | 0.051 | 2.96 |  | --> | 0.095 | 0 | 0.004 | 0 | 0 | Constrained, otherwise capacity available =85 kW | --> | C21 ex BALLYRAINE | Ballyraine [T41,T42] | LETTERKENNY |  | 54.9798 | -7.7261
002921 | MV/LV Substation HO***921 |  | 10 kV | _ | LV | 200 kVA :Kiosk Substation | 0.2 | --> | 0.2 | 0.115 | 4.51 |  | --> | 0.19 | 0 | 0.032 | 0.154 | 0 |  | --> | C14 ex BOGHALL ROAD | Boghall Road [T41,T42] | FASSAROE |  | 53.1819 | -6.1091
118956X | MV/LV Substation CA***956X |  | 20 kV | _ | LV | 50 kVA :Pole Substation | 0.05 | --> | 0.05 | 0 | 0 | Constrained, otherwise capacity available =50 kVA | --> | 0.048 | 0 | 0 | 0 | 0 | Constrained, otherwise capacity available =47 kW | --> | E18 ex CREAGH | Creagh [T421,T422] | ATHLONE |  | 53.4356 | -8.4347
2814457 | MV/LV Substation BA***4457 |  | 10 kV | _ | LV | 630 kVA :Kiosk Substation | 0.63 | --> | 0.63 | 0 | 0 | Constrained, otherwise capacity available =630 kVA | --> | 0.598 | 0 | 0 | 0 | 0 | Constrained, otherwise capacity available =598 kW | --> | C17 ex DOUGLAS | Douglas [T41,T42] | TRABEG |  | 51.8636 | -8.4302
210516 | MV/LV Substation CA***516 |  | 10 kV | _ | LV | 50 kVA :Pole Substation | 0.05 | --> | 0.05 | 0 | 0 | Constrained, otherwise capacity available =13 kVA | --> | 0.048 | 0 | 0 | 0 | 0 | Constrained, otherwise capacity available =42 kW | --> | C20 ex CARRICKMACROSS | Carrickmacross [T41,T42] | MEATH HILL |  | 53.9823 | -6.7877
069032 | MV/LV Substation CL***032 |  | 10 kV | _ | LV | 1000 kVA :Building Structure | 1 | --> | 1 | 0.5 | 7.75 |  | --> | 0.95 | 0 | 0.035 | 0.5 | 0 |  | --> | C24 ex MILLTOWN (DR) | Milltown (dr) [T101,T102] | INCHICORE 220KV |  | 53.3131 | -6.239
007932Z | MV/LV Substation CL***932Z |  | 10 kV | _ | LV | 400 kVA :Kiosk Substation | 0.4 | --> | 0.4 | 0.34 | 16.12 |  | --> | 0.38 | 0 | 0.009 | 0.365 | 0 |  | --> | E14 ex WEXFORD | Wexford [T121,T122] | WEXFORD |  | 52.3327 | -6.4945
012880X | MV/LV Substation TH***880X |  | 10 kV | _ | LV | 200 kVA :Kiosk Substation | 0.2 | --> | 0.2 | 0 | 0 | Constrained, otherwise capacity available =147 kVA | --> | 0.19 | 0 | 0.019 | 0 | 0 | Constrained, otherwise capacity available =169 kW | --> | C11 ex POLLERTON | Pollerton [T41,T42] | CARLOW |  | 52.8477 | -6.8974
368071X | MV/LV Substation CA***071X |  | 20 kV | _ | LV | 50 kVA :Pole Substation | 0.05 | --> | 0.05 | 0 | 0 | Constrained, otherwise capacity available =50 kVA | --> | 0.048 | 0 | 0 | 0 | 0 | Constrained, otherwise capacity available =48 kW | --> | C12 ex BALLYHAUNIS | Ballyhaunis [T41,T42] | DALTON |  | 53.8131 | -8.8013
068464X | MV/LV Substation LE***464X |  | 10 kV | _ | LV | 630 kVA :Building Structure | 0.63 | --> | 0.63 | 0.5 | 9.99 |  | --> | 0.598 | 0 | 0 | 0.5 | 0 |  | --> | C23 ex HAROLDS CROSS | Harolds Cross [T101,T102] | POOLBEG |  | 53.3305 | -6.267
035540 | MV/LV Substation CA***540 |  | 20 kV | _ | LV | 100 kVA :Pole Substation | 0.1 | --> | 0.1 | 0.092 | 0.49 |  | --> | 0.095 | 0 | 0.094 | 0 | 0 | Constrained, otherwise capacity available =24 kW | --> | E11 ex ARDFINNAN | Ardfinnan [T421] | CAHIR |  | 52.2811 | -7.9529
305699 | MV/LV Substation WA***699 |  | 10 kV | _ | LV | 50 kVA :Pole Substation | 0.05 | --> | 0.05 | 0.046 | 4.61 |  | --> | 0.048 | 0 | 0 | 0 | 0 | Constrained, otherwise capacity available =47 kW | --> | E11 ex LUMCLOON | Lumcloon [T421,T422] | DALLOW |  | 53.2243 | -7.9533
081251Z | MV/LV Substation LA***251Z |  | 10 kV | _ | LV | 400 kVA :Kiosk Substation | 0.4 | --> | 0.4 | 0 | 0 | Constrained, otherwise capacity available =300 kVA | --> | 0.38 | 0 | 0.031 | 0.343 | 0 |  | --> | C16 ex LUCAN EAST | Lucan East [T41,T42] | GRANGE CASTLE |  | 53.3622 | -6.4518
244250 | MV/LV Substation AR***250 |  | 20 kV | _ | LV | 50 kVA :Pole Substation | 0.05 | --> | 0.05 | 0 | 0 | Constrained, otherwise capacity available =50 kVA | --> | 0.048 | 0 | 0 | 0 | 0 | Constrained, otherwise capacity available =48 kW | --> | E11 ex MILLTOWN (SR) | Milltown (sr) [T421,T422] | OUGHTRAGH |  | 52.1748 | -9.7375
005935 | MV/LV Substation CA***935 |  | 20 kV | _ | LV | 100 kVA :Pole Substation | 0.1 | --> | 0.1 | 0 | 0 | Constrained, otherwise capacity available =84 kVA | --> | 0.095 | 0 | 0.005 | 0 | 0 | Constrained, otherwise capacity available =89 kW | --> | E19 ex SHILLELAGH | Shillelagh [T421,T422] | CARLOW |  | 52.7124 | -6.5069
248384X | MV/LV Substation RO***384X |  | 20 kV | _ | LV | 400 kVA :Kiosk Substation | 0.4 | --> | 0.4 | 0 | 0 | Constrained, otherwise capacity available =251 kVA | --> | 0.38 | 0 | 0.054 | 0 | 0 | Constrained, otherwise capacity available =319 kW | --> | E19 ex KILCOCK | Kilcock [T421,T422] | GRIFFINRATH |  | 53.396 | -6.6712
0934035 | MV/LV Substation TO***4035 |  | 10 kV | _ | LV | 400 kVA :Building Structure | 0.4 | --> | 0.4 | 0 | 0 | Constrained, otherwise capacity available =204 kVA | --> | 0.38 | 0 | 0 | 0 | 0 | Constrained, otherwise capacity available =356 kW | --> | C20 ex CLONSHAUGH | Clonshaugh [T41,T42] | FINGLAS |  | 53.4123 | -6.2174
363702 | MV/LV Substation DO***702 |  | 20 kV | _ | LV | 630 kVA :Kiosk Substation | 0.63 | --> | 0.63 | 0.5 | 3.25 |  | --> | 0.598 | 0 | 0.016 | 0 | 0 | Constrained, otherwise capacity available =572 kW | --> | E15 ex BALLYBUNION | Ballybunion [T421,T422] | TRIEN |  | 52.5185 | -9.674
288047 | MV/LV Substation LY***047 |  | 10 kV | _ | LV | 400 kVA :Kiosk Substation | 0.4 | --> | 0.4 | 0.252 | 19.52 |  | --> | 0.38 | 0 | 0.075 | 0.304 | 0 |  | --> | C30 ex TANEY | Taney [T101,T102] | CARRICKMINES |  | 53.2844 | -6.2446
014855Z | MV/LV Substation MA***855Z |  | 10 kV | _ | LV | 1000 kVA :Building Structure | 1 | --> | 1 | 0.5 | 0.63 | Constrained, otherwise capacity available =915 kVA | --> | 0.95 | 0 | 0 | 0 | 0 | Constrained, otherwise capacity available =938 kW | --> | C17 ex KILCULLEN | Kilcullen [T41,T42,T424] | STRATFORD |  | 53.1298 | -6.7421
0934019 | MV/LV Substation BO***4019 |  | 10 kV | _ | LV | 630 kVA :Building Structure | 0.63 | --> | 0.63 | 0 | 0 | Constrained, otherwise capacity available =545 kVA | --> | 0.598 | 0 | 0 | 0.5 | 0 |  | --> | C28 ex POPPINTREE | Poppintree [T101,T102] | FINGLAS |  | 53.4056 | -6.3023
0934143 | MV/LV Substation SW***4143 |  | 10 kV | _ | LV | 630 kVA :Building Structure | 0.63 | --> | 0.63 | 0 | 0 | Constrained, otherwise capacity available =630 kVA | --> | 0.598 | 0 | 0 | 0.5 | 0 |  | --> | C17 ex SANTRY | Santry [T41,T42] | FINGLAS |  | 53.3961 | -6.2444
288222X | MV/LV Substation TO***222X |  | 10 kV | _ | LV | 1000 kVA :Building Structure | 1 | --> | 1 | 0.272 | 19.52 |  | --> | 0.95 | 0 | 0 | 0.5 | 0 |  | --> | C18 ex TANEY | Taney [T101,T102] | CARRICKMINES |  | 53.2875 | -6.2431
055735 | MV/LV Substation ES***735 |  | 10 kV | _ | LV | 100 kVA :Pole Substation | 0.1 | --> | 0.1 | 0 | 0 | Constrained, otherwise capacity available =69 kVA | --> | 0.095 | 0 | 0 | 0 | 0 | Constrained, otherwise capacity available =91 kW | --> | C12 ex ROSCREA | Roscrea [T41,T42] | IKERRIN |  | 52.9578 | -7.783
008406Y | MV/LV Substation LA***406Y |  | 20 kV | _ | LV | 50 kVA :Pole Substation | 0.05 | --> | 0.05 | 0 | 0 | Constrained, otherwise capacity available =41 kVA | --> | 0.048 | 0 | 0 | 0 | 0 | Constrained, otherwise capacity available =46 kW | --> | E17 ex KNOCKMULLEN | Knockmullen [T42,T421] | GREAT ISLAND |  | 52.3918 | -6.8702
021661Z | MV/LV Substation TH***661Z |  | 10 kV | _ | LV | 630 kVA :Kiosk Substation | 0.63 | --> | 0.63 | 0 | 0 | Constrained, otherwise capacity available =481 kVA | --> | 0.598 | 0 | 0.14 | 0 | 0 | Constrained, otherwise capacity available =474 kW | --> | C16 ex KILLACLOYNE | Killacloyne [T41,T42] | MIDLETON |  | 51.9134 | -8.3223
066148Z | MV/LV Substation BO***148Z |  | 10 kV | _ | LV | 400 kVA :Kiosk Substation | 0.4 | --> | 0.4 | 0 | 0 | Constrained, otherwise capacity available =283 kVA | --> | 0.38 | 0 | 0.02 | 0 | 0 | Constrained, otherwise capacity available =349 kW | --> | E17 ex GLASMORE | Glasmore [T421,T422] | GLASMORE |  | 53.4454 | -6.2307
066179Z | MV/LV Substation CA***179Z |  | 20 kV | _ | LV | 400 kVA :Kiosk Substation | 0.4 | --> | 0.4 | 0 | 0 | Constrained, otherwise capacity available =199 kVA | --> | 0.38 | 0 | 0.053 | 0 | 0 | Constrained, otherwise capacity available =312 kW | --> | E13 ex GLASMORE | Glasmore [T421,T422] | GLASMORE |  | 53.4718 | -6.2374
251805 | MV/LV Substation CL***805 |  | 10 kV | _ | LV | 50 kVA :Pole Substation | 0.05 | --> | 0.05 | 0 | 0 | Constrained, otherwise capacity available =48 kVA | --> | 0.048 | 0 | 0 | 0 | 0 | Constrained, otherwise capacity available =47 kW | --> | C30 ex CLAREGALWAY | Claregalway [T42,T421] | GALWAY 110KV |  | 53.3754 | -9.026
253066 | MV/LV Substation AB***066 |  | 20 kV | _ | LV | 100 kVA :Pole Substation | 0.1 | --> | 0.1 | 0 | 0 | Constrained, otherwise capacity available =89 kVA | --> | 0.095 | 0 | 0 | 0 | 0 | Constrained, otherwise capacity available =93 kW | --> | E21 ex GLENAMADDY | Glenamaddy [T422] | ATHLONE |  | 53.6212 | -8.7412
029921X | MV/LV Substation GL***921X |  | 10 kV | _ | LV | 50 kVA :Pole Substation | 0.05 | --> | 0.05 | 0 | 0 | Constrained, otherwise capacity available =24 kVA | --> | 0.048 | 0 | 0 | 0.044 | 0 |  | --> | C18 ex MIDLETON | Midleton [T101,T102] | MIDLETON |  | 51.979 | -8.0961
047282 | MV/LV Substation PU***282 |  | 10 kV | _ | LV | 100 kVA :Pole Substation | 0.1 | --> | 0.1 | 0.08 | 1.04 |  | --> | 0.095 | 0 | 0.005 | 0 | 0 | Constrained, otherwise capacity available =88 kW | --> | C16 ex BOYLE | Boyle [T41,T42] | CARRICK ON SHANNON |  | 53.9829 | -8.285
021010 | MV/LV Substation KN***010 |  | 10 kV | _ | LV | 1000 kVA :Building Structure | 1 | --> | 1 | 0 | 0 | Constrained, otherwise capacity available =506 kVA | --> | 0.95 | 0 | 0 | 0.5 | 0 |  | --> | C12 ex FAIRHILL | Fairhill [T42] | KILBARRY |  | 51.9018 | -8.4737
127432Y | MV/LV Substation CA***432Y |  | 10 kV | _ | LV | 50 kVA :Pole Substation | 0.05 | --> | 0.05 | 0 | 0 | Constrained, otherwise capacity available =46 kVA | --> | 0.048 | 0 | 0 | 0 | 0 | Constrained, otherwise capacity available =47 kW | --> | C14 ex TEMPLEMORE | Templemore [T41,T42] | IKERRIN |  | 52.7947 | -7.6086
025408X | MV/LV Substation DR***408X |  | 10 kV | _ | LV | 200 kVA :Pole Substation | 0.2 | --> | 0.2 | 0.1 | 1.93 |  | --> | 0.19 | 0 | 0.006 | 0 | 0 | Constrained, otherwise capacity available =172 kW | --> | C17 ex MILFORD (MWR) | Milford (mwr) [T41] | CHARLEVILLE |  | 52.3383 | -8.9118
039131 | MV/LV Substation RY***131 |  | 10 kV | _ | LV | 1000 kVA :Building Structure | 1 | --> | 1 | 0 | 0 | Constrained, otherwise capacity available =987 kVA | --> | 0.95 | 0 | 0 | 0 | 0 | Constrained, otherwise capacity available =948 kW | --> | C22 ex MONEENAGEISHA | Moneenageisha [T41,T42] | GALWAY 110KV |  | 53.28 | -9.0213
0824269 | MV/LV Substation LA***4269 |  | 20 kV | _ | LV | 200 kVA :Pole Substation | 0.2 | --> | 0.2 | 0 | 0 | Constrained, otherwise capacity available =194 kVA | --> | 0.19 | 0 | 0 | 0 | 0 | Constrained, otherwise capacity available =189 kW | --> | E19 ex SLANE | Slane [T421] | DRYBRIDGE |  | 53.7731 | -6.625
016002Z | MV/LV Substation CA***002Z |  | 10 kV | _ | LV | 50 kVA :Pole Substation | 0.05 | --> | 0.05 | 0 | 0 | Constrained, otherwise capacity available =50 kVA | --> | 0.048 | 0 | 0 | 0 | 0 | Constrained, otherwise capacity available =48 kW | --> | C20 ex CELBRIDGE | Celbridge [T41,T42] | GRIFFINRATH |  | 53.3065 | -6.589
054071Z | MV/LV Substation AG***071Z |  | 10 kV | _ | LV | 400 kVA :Kiosk Substation | 0.4 | --> | 0.4 | 0 | 0 | Constrained, otherwise capacity available =298 kVA | --> | 0.38 | 0 | 0.034 | 0 | 0 | Constrained, otherwise capacity available =341 kW | --> | C20 ex PORTLAOISE | Portlaoise [T41,T42] | PORTLAOISE |  | 53.0322 | -7.2805
067267 | MV/LV Substation GR***267 |  | 10 kV | _ | LV | 400 kVA :Building Structure | 0.4 | --> | 0.4 | 0 | 0 | Constrained, otherwise capacity available =242 kVA | --> | 0.38 | 0 | 0.16 | 0 | 0 | Constrained, otherwise capacity available =244 kW | --> | C20 ex DOCK ROAD | Dock Road [T41,T42] | LIMERICK |  | 52.6521 | -8.66
125238 | MV/LV Substation DA***238 |  | 20 kV | _ | LV | 50 kVA :Pole Substation | 0.05 | --> | 0.05 | 0.045 | 0.22 |  | --> | 0.048 | 0 | 0.011 | 0 | 0 | Constrained, otherwise capacity available =39 kW | --> | C16 ex KILSHANNY | Kilshanny [T41,T42] | CAHIR |  | 52.2715 | -8.1213
281633Z | MV/LV Substation MA***633Z |  | 10 kV | _ | LV | 630 kVA :Building Structure | 0.63 | --> | 0.63 | 0.5 | 6.78 |  | --> | 0.598 | 0 | 0 | 0.5 | 0 |  | --> | C25 ex CASTLEVIEW | Castleview [T101,T102] | CASTLEVIEW |  | 51.8848 | -8.4046
154189Z | MV/LV Substation BO***189Z |  | 10 kV | _ | LV | 400 kVA :Building Structure | 0.4 | --> | 0.4 | 0 | 0 | Constrained, otherwise capacity available =327 kVA | --> | 0.38 | 0 | 0 | 0.37 | 0 |  | --> | C14 ex MACETOWN | Macetown [T101,T102] | MACETOWN |  | 53.4082 | -6.4141
066570X | MV/LV Substation BA***570X |  | 20 kV | _ | LV | 50 kVA :Pole Substation | 0.05 | --> | 0.05 | 0 | 0 | Constrained, otherwise capacity available =50 kVA | --> | 0.048 | 0 | 0 | 0.048 | 0 |  | --> | C24 ex MACETOWN | Macetown [T101,T102] | MACETOWN |  | 53.4894 | -6.5193
288348 | MV/LV Substation I.***348 |  | 10 kV | _ | LV | 400 kVA :Building Structure | 0.4 | --> | 0.4 | 0.112 | 15.18 |  | --> | 0.38 | 0 | 0 | 0.356 | 0 |  | --> | C19 ex CENTRAL PARK | Central Park [T101,T102] | CARRICKMINES |  | 53.2714 | -6.1983
008067Z | MV/LV Substation LA***067Z |  | 20 kV | _ | LV | 200 kVA :Pole Substation | 0.2 | --> | 0.2 | 0 | 0 | Constrained, otherwise capacity available =154 kVA | --> | 0.19 | 0 | 0 | 0 | 0 | Constrained, otherwise capacity available =184 kW | --> | E17 ex KNOCKMULLEN | Knockmullen [T42,T421] | GREAT ISLAND |  | 52.3937 | -6.8782
0214087 | MV/LV Substation BA***4087 |  | 20 kV | _ | LV | 200 kVA :Pole Substation | 0.2 | --> | 0.2 | 0 | 0 | Constrained, otherwise capacity available =186 kVA | --> | 0.19 | 0 | 0 | 0 | 0 | Constrained, otherwise capacity available =188 kW | --> | E18 ex CURRALEIGH | Curraleigh [T421,T422] | KILBARRY |  | 51.9271 | -8.58
093298 | MV/LV Substation WO***298 |  | 10 kV | _ | LV | 400 kVA :Kiosk Substation | 0.4 | --> | 0.4 | 0.282 | 7.91 |  | --> | 0.38 | 0 | 0.004 | 0.361 | 0 |  | --> | C20 ex PELLETSTOWN | Pelletstown [T101,T102] | FINGLAS |  | 53.3817 | -6.3195
032355Y | MV/LV Substation CA***355Y |  | 20 kV | _ | LV | 200 kVA :Kiosk Substation | 0.2 | --> | 0.2 | 0 | 0 | Constrained, otherwise capacity available =159 kVA | --> | 0.19 | 0 | 0.006 | 0 | 0 | Constrained, otherwise capacity available =180 kW | --> | C19 ex TRAMORE | Tramore [T41,T42] | BUTLERSTOWN |  | 52.2096 | -7.1004
066587Z | MV/LV Substation MI***587Z |  | 20 kV | _ | LV | 200 kVA :Kiosk Substation | 0.2 | --> | 0.2 | 0 | 0 | Constrained, otherwise capacity available =162 kVA | --> | 0.19 | 0 | 0 | 0 | 0 | Constrained, otherwise capacity available =185 kW | --> | E18 ex BALTRASNA | Baltrasna [T121,T122] | BALTRASNA |  | 53.5019 | -6.4562
0214246 | MV/LV Substation NA***4246 |  | 10 kV | _ | LV | 50 kVA :Pole Substation | 0.05 | --> | 0.05 | 0 | 0 | Constrained, otherwise capacity available =45 kVA | --> | 0.048 | 0 | 0 | 0.047 | 0 |  | --> | C21 ex KILBARRY | Kilbarry [T101,T43] | KILBARRY |  | 51.9158 | -8.4935
007763Y | MV/LV Substation KI***763Y |  | 20 kV | _ | LV | 100 kVA :Pole Substation | 0.1 | --> | 0.1 | 0.057 | 1.4 |  | --> | 0.095 | 0 | 0.004 | 0 | 0 | Constrained, otherwise capacity available =86 kW | --> | E11 ex KILLINICK | Killinick [T421,T422] | WEXFORD |  | 52.1751 | -6.5913
161210 | MV/LV Substation BU***210 |  | 20 kV | _ | LV | 200 kVA :Pole Substation | 0.2 | --> | 0.2 | 0.154 | 6.53 |  | --> | 0.19 | 0 | 0 | 0.184 | 0 |  | --> | C16 ex OUGHTERARD | Oughterard [T41,T42] | SCREEB |  | 53.3911 | -9.2904
009622 | MV/LV Substation BL***622 |  | 20 kV | _ | LV | 50 kVA :Pole Substation | 0.05 | --> | 0.05 | 0 | 0 | Constrained, otherwise capacity available =46 kVA | --> | 0.048 | 0 | 0 | 0 | 0 | Constrained, otherwise capacity available =47 kW | --> | E11 ex KILCARRAGH | Kilcarragh [T421,T422] | BUTLERSTOWN |  | 52.2435 | -7.0407
0394086 | MV/LV Substation GA***4086 |  | 10 kV | _ | LV | 200 kVA :Kiosk Substation | 0.2 | --> | 0.2 | 0 | 0 | Constrained, otherwise capacity available =190 kVA | --> | 0.19 | 0 | 0.01 | 0 | 0 | Constrained, otherwise capacity available =181 kW | --> | C15 ex ORANMORE | Oranmore [T41,T44] | GALWAY 110KV |  | 53.2661 | -8.9337
176554Y | MV/LV Substation MA***554Y |  | 10 kV | _ | LV | 400 kVA :Kiosk Substation | 0.4 | --> | 0.4 | 0 | 0 | Constrained, otherwise capacity available =377 kVA | --> | 0.38 | 0 | 0 | 0 | 0 | Constrained, otherwise capacity available =377 kW | --> | E12 ex HARTNETTS CROSS |  |  |  | 51.9061 | -8.9555
053114Z | MV/LV Substation ED***114Z |  | 10 kV | _ | LV | 400 kVA :Kiosk Substation | 0.4 | --> | 0.4 | 0 | 0 | Constrained, otherwise capacity available =374 kVA | --> | 0.38 | 0 | 0 | 0.376 | 0 |  | --> | C19 ex CLONMINCH | Clonminch [T41,T422] | THORNSBERRY |  | 53.2779 | -7.4885
0824133 | MV/LV Substation SM***4133 |  | 20 kV | _ | LV | 50 kVA :Pole Substation | 0.05 | --> | 0.05 | 0 | 0 | Constrained, otherwise capacity available =50 kVA | --> | 0.048 | 0 | 0 | 0 | 0 | Constrained, otherwise capacity available =48 kW | --> | E11 ex ACADEMY STREET | Academy Street [T421,T422,T44] | NAVAN |  | 53.5353 | -6.5755
062011 | MV/LV Substation MU***011 |  | 10 kV | _ | LV | 400 kVA :Building Structure | 0.4 | --> | 0.4 | 0.306 | 2.33 |  | --> | 0.38 | 0 | 0.007 | 0 | 0 | Constrained, otherwise capacity available =362 kW | --> | C21 ex DUNDALK | Dundalk [T41,T42] | DUNDALK |  | 54.0027 | -6.4056
365229 | MV/LV Substation KI***229 |  | 10 kV | _ | LV | 630 kVA :Building Structure | 0.63 | --> | 0.63 | 0 | 0 | Constrained, otherwise capacity available =392 kVA | --> | 0.598 | 0 | 0.139 | 0.462 | 0 |  | --> | C23 ex CITYWEST | Citywest [T101,T102] | INCHICORE 220KV |  | 53.2954 | -6.4209
021560Z | MV/LV Substation GR***560Z |  | 10 kV | _ | LV | 630 kVA :Building Structure | 0.63 | --> | 0.63 | 0 | 0 | Constrained, otherwise capacity available =544 kVA | --> | 0.598 | 0 | 0 | 0.5 | 0 |  | --> | C11 ex KILBARRY | Kilbarry [T101,T43] | KILBARRY |  | 51.9078 | -8.4727
007038 | MV/LV Substation WE***038 |  | 20 kV | _ | LV | 100 kVA :Pole Substation | 0.1 | --> | 0.1 | 0.1 | 4.38 |  | --> | 0.095 | 0 | 0 | 0.095 | 0 |  | --> | E13 ex CRANE | Crane [T122] | CRANE |  | 52.4268 | -6.3778
204291 | MV/LV Substation TH***291 |  | 20 kV | _ | LV | 50 kVA :Pole Substation | 0.05 | --> | 0.05 | 0 | 0 | Constrained, otherwise capacity available =45 kVA | --> | 0.048 | 0 | 0 | 0 | 0 | Constrained, otherwise capacity available =47 kW | --> | E17 ex BUNCRANA | Buncrana [T421,T422] | TRILLICK |  | 55.1398 | -7.4344
363696 | MV/LV Substation GR***696 |  | 20 kV | _ | LV | 200 kVA :Pole Substation | 0.2 | --> | 0.2 | 0.156 | 3.25 |  | --> | 0.19 | 0 | 0.031 | 0 | 0 | Constrained, otherwise capacity available =161 kW | --> | E18 ex BALLYBUNION | Ballybunion [T421,T422] | TRIEN |  | 52.5065 | -9.6731
075920X | MV/LV Substation KI***920X |  | 20 kV | _ | LV | 400 kVA :Kiosk Substation | 0.4 | --> | 0.4 | 0.263 | 4.38 |  | --> | 0.38 | 0 | 0.036 | 0.334 | 0 |  | --> | E18 ex CRANE | Crane [T122] | CRANE |  | 52.5105 | -6.2855
288197X | MV/LV Substation TH***197X |  | 10 kV | _ | LV | 400 kVA :Kiosk Substation | 0.4 | --> | 0.4 | 0 | 0 | Constrained, otherwise capacity available =289 kVA | --> | 0.38 | 0 | 0.003 | 0.362 | 0 |  | --> | C18 ex CARRICKMINES | Carrickmines [T41,T42] | CARRICKMINES |  | 53.2561 | -6.2184
021621Z | MV/LV Substation LE***621Z |  | 10 kV | _ | LV | 630 kVA :Building Structure | 0.63 | --> | 0.63 | 0 | 0 | Constrained, otherwise capacity available =548 kVA | --> | 0.598 | 0 | 0 | 0.5 | 0 |  | --> | C12 ex FAIRHILL | Fairhill [T42] | KILBARRY |  | 51.9032 | -8.4721
009848Y | MV/LV Substation BU***848Y |  | 10 kV | _ | LV | 630 kVA :Building Structure | 0.63 | --> | 0.63 | 0.5 | 13.6 |  | --> | 0.598 | 0 | 0 | 0.5 | 0 |  | --> | C22 ex KILLOTERAN | Killoteran [T101,T102] | KILLOTERAN |  | 52.2449 | -7.1667
461381 | MV/LV Substation JE***381 |  | 20 kV | _ | LV | 100 kVA :Pole Substation | 0.1 | --> | 0.1 | 0.09 | 2.33 |  | --> | 0.095 | 0 | 0.014 | 0 | 0 | Constrained, otherwise capacity available =83 kW | --> | E14 ex MOY | Moy [T421,T422] | MOY |  | 54.1418 | -9.1677
052796Y | MV/LV Substation ST***796Y |  | 20 kV | _ | LV | 200 kVA :Pole Substation | 0.2 | --> | 0.2 | 0 | 0 | Constrained, otherwise capacity available =118 kVA | --> | 0.19 | 0 | 0 | 0 | 0 | Constrained, otherwise capacity available =179 kW | --> | C18 ex NEWBROOK | Newbrook [T42] | MULLINGAR |  | 53.4342 | -7.5863
256161X | MV/LV Substation WO***161X |  | 20 kV | _ | LV | 200 kVA :Kiosk Substation | 0.2 | --> | 0.2 | 0.102 | 1.28 |  | --> | 0.19 | 0 | 0.003 | 0 | 0 | Constrained, otherwise capacity available =174 kW | --> | C22 ex CASTLEREA | Castlerea [T41,T42] | CARRICK ON SHANNON |  | 53.7694 | -8.5058
288150X | MV/LV Substation BE***150X |  | 10 kV | _ | LV | 400 kVA :Kiosk Substation | 0.4 | --> | 0.4 | 0 | 0 | Constrained, otherwise capacity available =266 kVA | --> | 0.38 | 0 | 0.031 | 0.338 | 0 |  | --> | C14 ex CARRICKMINES | Carrickmines [T41,T42] | CARRICKMINES |  | 53.2603 | -6.2184
032015Y | MV/LV Substation BO***015Y |  | 20 kV | _ | LV | 50 kVA :Pole Substation | 0.05 | --> | 0.05 | 0 | 0 | Constrained, otherwise capacity available =50 kVA | --> | 0.048 | 0 | 0 | 0 | 0 | Constrained, otherwise capacity available =48 kW | --> | C21 ex TRAMORE | Tramore [T41,T42] | BUTLERSTOWN |  | 52.1515 | -7.3695
0124259 | MV/LV Substation CA***4259 |  | 10 kV | _ | LV | 400 kVA :Kiosk Substation | 0.4 | --> | 0.4 | 0 | 0 | Constrained, otherwise capacity available =369 kVA | --> | 0.38 | 0 | 0 | 0 | 0 | Constrained, otherwise capacity available =376 kW | --> | C23 ex POLLERTON | Pollerton [T41,T42] | CARLOW |  | 52.8245 | -6.9065
082759Y | MV/LV Substation LO***759Y |  | 10 kV | _ | LV | 400 kVA :Building Structure | 0.4 | --> | 0.4 | 0 | 0 | Constrained, otherwise capacity available =278 kVA | --> | 0.38 | 0 | 0 | 0 | 0 | Constrained, otherwise capacity available =363 kW | --> | C32 ex ACADEMY STREET | Academy Street [T421,T422,T44] | NAVAN |  | 53.6429 | -6.6898
0034058 | MV/LV Substation CO***4058 |  | 10 kV | _ | LV | 400 kVA :Building Structure | 0.4 | --> | 0.4 | 0.4 | 11.58 |  | --> | 0.38 | 0 | 0 | 0 | 0 | Constrained, otherwise capacity available =380 kW | --> | C21 ex BALLYBEG | Ballybeg [T101,T102] | CARRICKMINES |  | 52.9851 | -6.0657
130020 | MV/LV Substation CA***020 |  | 20 kV | _ | LV | 100 kVA :Pole Substation | 0.1 | --> | 0.1 | 0 | 0 | Constrained, otherwise capacity available =31 kVA | --> | 0.095 | 0 | 0 | 0 | 0 | Constrained, otherwise capacity available =85 kW | --> | E11 ex FINEA | Finea [T421,T422] | SHANKILL |  | 53.7747 | -7.4946
039530X | MV/LV Substation CO***530X |  | 10 kV | _ | LV | 200 kVA :Kiosk Substation | 0.2 | --> | 0.2 | 0.171 | 11.03 |  | --> | 0.19 | 0 | 0 | 0.186 | 0 |  | --> | C33 ex SALTHILL | Salthill [T101,T102] | SALTHILL |  | 53.2606 | -9.1226
0694138 | MV/LV Substation BR***4138 |  | 10 kV | _ | LV | 1000 kVA :Building Structure | 1 | --> | 1 | 0 | 0 | Constrained, otherwise capacity available =878 kVA | --> | 0.95 | 0 | 0.02 | 0.5 | 0 |  | --> | C11 ex DONNYBROOK | Donnybrook [T41,T42] | MILLTOWN (DR) |  | 53.3198 | -6.234
066551X | MV/LV Substation RA***551X |  | 20 kV | _ | LV | 50 kVA :Pole Substation | 0.05 | --> | 0.05 | 0 | 0 | Constrained, otherwise capacity available =35 kVA | --> | 0.048 | 0 | 0 | 0.046 | 0 |  | --> | C24 ex MACETOWN | Macetown [T101,T102] | MACETOWN |  | 53.4984 | -6.5373
003266Y | MV/LV Substation CO***266Y |  | 10 kV | _ | LV | 50 kVA :Pole Substation | 0.05 | --> | 0.05 | 0.049 | 11.58 |  | --> | 0.048 | 0 | 0 | 0 | 0 | Constrained, otherwise capacity available =47 kW | --> | C19 ex BALLYBEG | Ballybeg [T101,T102] | CARRICKMINES |  | 52.9865 | -6.1349
049507Y | MV/LV Substation PE***507Y |  | 20 kV | _ | LV | 200 kVA :Pole Substation | 0.2 | --> | 0.2 | 0.127 | 1.31 |  | --> | 0.19 | 0 | 0 | 0 | 0 | Constrained, otherwise capacity available =180 kW | --> | C17 ex ROOSKY | Roosky [T41] | RICHMOND |  | 53.7755 | -8.1049
2814317 | MV/LV Substation BA***4317 |  | 20 kV | _ | LV | 400 kVA :Building Structure | 0.4 | --> | 0.4 | 0.332 | 17.47 |  | --> | 0.38 | 0 | 0 | 0.371 | 0 |  | --> | E18 ex COOLROE | Coolroe [T121,T122] | COOLROE |  | 51.8904 | -8.5856
204959 | MV/LV Substation FO***959 |  | 20 kV | _ | LV | 50 kVA :Pole Substation | 0.05 | --> | 0.05 | 0 | 0 | Constrained, otherwise capacity available =39 kVA | --> | 0.048 | 0 | 0 | 0 | 0 | Constrained, otherwise capacity available =46 kW | --> | E14 ex BUNCRANA | Buncrana [T421,T422] | TRILLICK |  | 55.1981 | -7.5517
233364 | MV/LV Substation AI***364 |  | 20 kV | _ | LV | 200 kVA :Pole Substation | 0.2 | --> | 0.2 | 0 | 0 | Constrained, otherwise capacity available =45 kVA | --> | 0.19 | 0 | 0 | 0 | 0 | Constrained, otherwise capacity available =178 kW | --> | C21 ex CASTLEISLAND | Castleisland [T41,T42] | TRALEE |  | 52.1824 | -9.5363
021643Z | MV/LV Substation FO***643Z |  | 10 kV | _ | LV | 1000 kVA :Building Structure | 1 | --> | 1 | 0 | 0 | Constrained, otherwise capacity available =948 kVA | --> | 0.95 | 0 | 0 | 0 | 0 | Constrained, otherwise capacity available =943 kW | --> | C18 ex KILLACLOYNE | Killacloyne [T41,T42] | MIDLETON |  | 51.9113 | -8.2938
067913Y | MV/LV Substation JE***913Y |  | 10 kV | _ | LV | 630 kVA :Building Structure | 0.63 | --> | 0.63 | 0 | 0 | Constrained, otherwise capacity available =615 kVA | --> | 0.598 | 0 | 0 | 0 | 0 | Constrained, otherwise capacity available =596 kW | --> | C18 ex CAHERDAVIN | Caherdavin [T41,T42] | ARDNACRUSHA |  | 52.6692 | -8.6631
1654189 | MV/LV Substation CA***4189 |  | 20 kV | _ | LV | 50 kVA :Pole Substation | 0.05 | --> | 0.05 | 0 | 0 | Constrained, otherwise capacity available =50 kVA | --> | 0.048 | 0 | 0 | 0 | 0 | Constrained, otherwise capacity available =48 kW | --> | C11 ex TIMOLEAGUE | Timoleague [T41] | BANDON |  | 51.6385 | -8.799
160528X | MV/LV Substation CU***528X |  | 10 kV | _ | LV | 50 kVA :Pole Substation | 0.05 | --> | 0.05 | 0 | 0 | Constrained, otherwise capacity available =45 kVA | --> | 0.048 | 0 | 0.005 | 0 | 0 | Constrained, otherwise capacity available =43 kW | --> | C11 ex PORTARLINGTON | Portarlington [T41,T42] | PORTLAOISE |  | 53.1857 | -7.1744
053763 | MV/LV Substation RA***763 |  | 20 kV | _ | LV | 50 kVA :Pole Substation | 0.05 | --> | 0.05 | 0 | 0 | Constrained, otherwise capacity available =40 kVA | --> | 0.048 | 0 | 0.006 | 0.042 | 0 |  | --> | E18 ex CLONMINCH | Clonminch [T41,T422] | THORNSBERRY |  | 53.2819 | -7.6216
118325 | MV/LV Substation PU***325 |  | 20 kV | _ | LV | 50 kVA :Pole Substation | 0.05 | --> | 0.05 | 0 | 0 | Constrained, otherwise capacity available =47 kVA | --> | 0.048 | 0 | 0 | 0 | 0 | Constrained, otherwise capacity available =47 kW | --> | E15 ex CREAGH | Creagh [T421,T422] | ATHLONE |  | 53.2786 | -8.05
095012Y | MV/LV Substation AL***012Y |  | 10 kV | _ | LV | 400 kVA :Kiosk Substation | 0.4 | --> | 0.4 | 0.352 | 0.7 |  | --> | 0.38 | 0 | 0 | 0 | 0 | Constrained, otherwise capacity available =373 kW | --> | C15 ex KILRUSH | Kilrush [T41,T42] | TULLABRACK |  | 52.6412 | -9.4816
047239X | MV/LV Substation KN***239X |  | 10 kV | _ | LV | 50 kVA :Pole Substation | 0.05 | --> | 0.05 | 0.046 | 1.04 |  | --> | 0.048 | 0 | 0 | 0 | 0 | Constrained, otherwise capacity available =47 kW | --> | C17 ex BOYLE | Boyle [T41,T42] | CARRICK ON SHANNON |  | 53.9985 | -8.1945
007553X | MV/LV Substation SA***553X |  | 20 kV | _ | LV | 200 kVA :Pole Substation | 0.2 | --> | 0.2 | 0.109 | 1.4 |  | --> | 0.19 | 0 | 0.027 | 0 | 0 | Constrained, otherwise capacity available =157 kW | --> | E11 ex KILLINICK | Killinick [T421,T422] | WEXFORD |  | 52.1781 | -6.585
144807X | MV/LV Substation TO***807X |  | 10 kV | _ | LV | 50 kVA :Pole Substation | 0.05 | --> | 0.05 | 0 | 0 | Constrained, otherwise capacity available =41 kVA | --> | 0.048 | 0 | 0 | 0 | 0 | Constrained, otherwise capacity available =46 kW | --> | C15 ex CASTLECOMER | Castlecomer [T41,T42] | BALLYRAGGET |  | 52.8566 | -7.0703
0824079 | MV/LV Substation CO***4079 |  | 10 kV | _ | LV | 200 kVA :Kiosk Substation | 0.2 | --> | 0.2 | 0 | 0 | Constrained, otherwise capacity available =174 kVA | --> | 0.19 | 0 | 0 | 0 | 0 | Constrained, otherwise capacity available =186 kW | --> | C30 ex ACADEMY STREET | Academy Street [T421,T422,T44] | NAVAN |  | 53.6518 | -6.6793
237942 | MV/LV Substation AD***942 |  | 10 kV | _ | LV | 100 kVA :Pole Substation | 0.1 | --> | 0.1 | 0 | 0 | Constrained, otherwise capacity available =93 kVA | --> | 0.095 | 0 | 0 | 0 | 0 | Constrained, otherwise capacity available =94 kW | --> | C17 ex DUNLEER | Dunleer [T41,T42] | DRYBRIDGE |  | 53.8626 | -6.3565
017027 | MV/LV Substation S ***027 |  | 20 kV | _ | LV | 100 kVA :Pole Substation | 0.1 | --> | 0.1 | 0.086 | 1.58 |  | --> | 0.095 | 0 | 0.008 | 0 | 0 | Constrained, otherwise capacity available =87 kW | --> | C17 ex FOYNES | Foynes [T41,T42] | RATHKEALE |  | 52.5778 | -9.1018
0424271 | MV/LV Substation BA***4271 |  | 10 kV | _ | LV | 200 kVA :Pole Substation | 0.2 | --> | 0.2 | 0.2 | 1.93 |  | --> | 0.19 | 0 | 0 | 0 | 0 | Constrained, otherwise capacity available =190 kW | --> | C18 ex TURLOUGH ROAD | Turlough Road [T41,T42] | CASTLEBAR |  | 53.8948 | -9.1547
021069Y | MV/LV Substation KE***069Y |  | 10 kV | _ | LV | 200 kVA :Pole Substation | 0.2 | --> | 0.2 | 0 | 0 | Constrained, otherwise capacity available =163 kVA | --> | 0.19 | 0 | 0 | 0.185 | 0 |  | --> | C21 ex KILBARRY | Kilbarry [T101,T43] | KILBARRY |  | 51.9222 | -8.487
120476X | MV/LV Substation GR***476X |  | 20 kV | _ | LV | 50 kVA :Pole Substation | 0.05 | --> | 0.05 | 0 | 0 | Constrained, otherwise capacity available =31 kVA | --> | 0.048 | 0 | 0.006 | 0 | 0 | Constrained, otherwise capacity available =40 kW | --> | E14 ex EDENDERRY | Edenderry [T421,T422] | BLAKE |  | 53.3364 | -6.9377
053441X | MV/LV Substation AN***441X |  | 20 kV | _ | LV | 50 kVA :Pole Substation | 0.05 | --> | 0.05 | 0 | 0 | Constrained, otherwise capacity available =41 kVA | --> | 0.048 | 0 | 0 | 0.046 | 0 |  | --> | E20 ex CLONMINCH | Clonminch [T41,T422] | THORNSBERRY |  | 53.2578 | -7.376
059312X | MV/LV Substation CO***312X |  | 20 kV | _ | LV | 100 kVA :Pole Substation | 0.1 | --> | 0.1 | 0 | 0 | Constrained, otherwise capacity available =79 kVA | --> | 0.095 | 0 | 0.005 | 0 | 0 | Constrained, otherwise capacity available =88 kW | --> | E19 ex CAVAN | Cavan [T42,T421] | SHANKILL |  | 53.9327 | -7.4134
069814 | MV/LV Substation CO***814 |  | 10 kV | _ | LV | 1000 kVA :Building Structure | 1 | --> | 1 | 0.5 | 7.75 |  | --> | 0.95 | 0 | 0 | 0.5 | 0 |  | --> | C24 ex MILLTOWN (DR) | Milltown (dr) [T101,T102] | INCHICORE 220KV |  | 53.3124 | -6.2497
081114Z | MV/LV Substation TD***114Z |  | 10 kV | _ | LV | 630 kVA :Building Structure | 0.63 | --> | 0.63 | 0 | 0 | Constrained, otherwise capacity available =349 kVA | --> | 0.598 | 0 | 0 | 0.5 | 0 |  | --> | C27 ex GRANGE CASTLE | Grange Castle [T101,T102] | INCHICORE 220KV |  | 53.3203 | -6.4399
003313Y | MV/LV Substation EN***313Y |  | 10 kV | _ | LV | 200 kVA :Pole Substation | 0.2 | --> | 0.2 | 0.16 | 11.58 |  | --> | 0.19 | 0 | 0 | 0 | 0 | Constrained, otherwise capacity available =184 kW | --> | C25 ex BALLYBEG | Ballybeg [T101,T102] | CARRICKMINES |  | 52.9869 | -6.046
069072 | MV/LV Substation BE***072 |  | 10 kV | _ | LV | 1000 kVA :Kiosk Substation | 1 | --> | 1 | 0.5 | 7.75 |  | --> | 0.95 | 0 | 0.017 | 0.5 | 0 |  | --> | C16 ex MILLTOWN (DR) | Milltown (dr) [T101,T102] | INCHICORE 220KV |  | 53.3202 | -6.2598
281804X | MV/LV Substation CO***804X |  | 10 kV | _ | LV | 200 kVA :Building Structure | 0.2 | --> | 0.2 | 0 | 0 | Constrained, otherwise capacity available =117 kVA | --> | 0.19 | 0 | 0.05 | 0 | 0 | Constrained, otherwise capacity available =141 kW | --> | C12 ex CARRIGALINE | Carrigaline [T41,T42] | BARNAHELY |  | 51.8185 | -8.3868
018456 | MV/LV Substation DU***456 |  | 10 kV | _ | LV | 400 kVA :Kiosk Substation | 0.4 | --> | 0.4 | 0.299 | 3.75 |  | --> | 0.38 | 0 | 0.011 | 0 | 0 | Constrained, otherwise capacity available =358 kW | --> | C19 ex SMEARLA | Smearla [T41,T42] | TRIEN |  | 52.4133 | -9.3892
042728 | MV/LV Substation BA***728 |  | 20 kV | _ | LV | 50 kVA :Pole Substation | 0.05 | --> | 0.05 | 0 | 0 | Constrained, otherwise capacity available =39 kVA | --> | 0.048 | 0 | 0.005 | 0 | 0 | Constrained, otherwise capacity available =42 kW | --> | C14 ex KNOCKAPHUNTA | Knockaphunta [T41,T42] | CASTLEBAR |  | 53.8425 | -9.3285
090413X | MV/LV Substation MO***413X |  | 20 kV | _ | LV | 50 kVA :Pole Substation | 0.05 | --> | 0.05 | 0 | 0 | Constrained, otherwise capacity available =33 kVA | --> | 0.048 | 0 | 0 | 0 | 0 | Constrained, otherwise capacity available =45 kW | --> | E22 ex BEALNABLATH | Bealnablath [T421] | BANDON |  | 51.7964 | -8.9499
003254Y | MV/LV Substation GL***254Y |  | 10 kV | _ | LV | 200 kVA :Pole Substation | 0.2 | --> | 0.2 | 0.166 | 0.48 |  | --> | 0.19 | 0 | 0.039 | 0 | 0 | Constrained, otherwise capacity available =156 kW | --> | C20 ex KILMARTIN | Kilmartin [T41] | ARKLOW |  | 53.0076 | -6.2853
0684092 | MV/LV Substation CA***4092 |  | 10 kV | _ | LV | 1000 kVA :Building Structure | 1 | --> | 1 | 0.5 | 0.98 |  | --> | 0.95 | 0 | 0 | 0.5 | 0 |  | --> | C20 ex LEESON STREET | Leeson Street [T41,T42] | MILLTOWN (DR) |  | 53.3358 | -6.2577
001328 | MV/LV Substation DO***328 |  | 10 kV | _ | LV | 400 kVA :Building Structure | 0.4 | --> | 0.4 | 0.232 | 13.42 |  | --> | 0.38 | 0 | 0.079 | 0.298 | 0 |  | --> | C20 ex POTTERY ROAD | Pottery Road [T101,T102] | CARRICKMINES |  | 53.2625 | -6.1411
3774095 | MV/LV Substation LI***4095 |  | 20 kV | _ | LV | 50 kVA :Pole Substation | 0.05 | --> | 0.05 | 0 | 0 | Constrained, otherwise capacity available =49 kVA | --> | 0.048 | 0 | 0 | 0 | 0 | Constrained, otherwise capacity available =47 kW | --> | E12 ex GURRANEBANE | Gurranebane [T421,T422] | OUGHTRAGH |  | 51.9901 | -10.1239
066505 | MV/LV Substation NE***505 |  | 20 kV | _ | LV | 50 kVA :Pole Substation | 0.05 | --> | 0.05 | 0 | 0 | Constrained, otherwise capacity available =40 kVA | --> | 0.048 | 0 | 0.008 | 0 | 0 | Constrained, otherwise capacity available =40 kW | --> | E20 ex GLASMORE | Glasmore [T421,T422] | GLASMORE |  | 53.4736 | -6.2262
1274396 | MV/LV Substation SH***4396 |  | 10 kV | _ | LV | 50 kVA :Pole Substation | 0.05 | --> | 0.05 | 0 | 0 | Constrained, otherwise capacity available =50 kVA | --> | 0.048 | 0 | 0 | 0 | 0 | Constrained, otherwise capacity available =48 kW | --> | C16 ex LOUGHTAGALLA | Loughtagalla [T41,T42] | THURLES |  | 52.7067 | -7.7303
0664312 | MV/LV Substation OA***4312 |  | 10 kV | _ | LV | 400 kVA :Kiosk Substation | 0.4 | --> | 0.4 | 0 | 0 | Constrained, otherwise capacity available =334 kVA | --> | 0.38 | 0 | 0.003 | 0 | 0 | Constrained, otherwise capacity available =369 kW | --> | C13 ex MALAHIDE | Malahide [T41,T42] | GLASMORE |  | 53.437 | -6.1671
066761Z | MV/LV Substation CH***761Z |  | 20 kV | _ | LV | 400 kVA :Kiosk Substation | 0.4 | --> | 0.4 | 0 | 0 | Constrained, otherwise capacity available =174 kVA | --> | 0.38 | 0 | 0.256 | 0 | 0 | Constrained, otherwise capacity available =158 kW | --> | E15 ex ASHBOURNE | Ashbourne [T421,T422] | FINGLAS |  | 53.5076 | -6.4069
244878X | MV/LV Substation KN***878X |  | 20 kV | _ | LV | 50 kVA :Pole Substation | 0.05 | --> | 0.05 | 0 | 0 | Constrained, otherwise capacity available =41 kVA | --> | 0.048 | 0 | 0 | 0 | 0 | Constrained, otherwise capacity available =46 kW | --> | E16 ex MILLTOWN (SR) | Milltown (sr) [T421,T422] | OUGHTRAGH |  | 52.1378 | -9.7322
265874 | MV/LV Substation CA***874 |  | 20 kV | _ | LV | 50 kVA :Pole Substation | 0.05 | --> | 0.05 | 0.008 | 2.56 |  | --> | 0.048 | 0 | 0 | 0.041 | 0 |  | --> | C17 ex KILLESHANDRA | Killeshandra [T41,T42] | GORTAWEE |  | 54.0711 | -7.609
014098Z | MV/LV Substation KI***098Z |  | 20 kV | _ | LV | 50 kVA :Pole Substation | 0.05 | --> | 0.05 | 0.05 | 0.63 |  | --> | 0.048 | 0 | 0 | 0 | 0 | Constrained, otherwise capacity available =47 kW | --> | E12 ex KILCULLEN | Kilcullen [T41,T42,T424] | STRATFORD |  | 53.0802 | -6.7702
281900X | MV/LV Substation MU***900X |  | 10 kV | _ | LV | 200 kVA :Pole Substation | 0.2 | --> | 0.2 | 0 | 0 | Constrained, otherwise capacity available =198 kVA | --> | 0.19 | 0 | 0 | 0 | 0 | Constrained, otherwise capacity available =190 kW | --> | C17 ex CARRIGALINE | Carrigaline [T41,T42] | BARNAHELY |  | 51.8252 | -8.3715
0784013 | MV/LV Substation BR***4013 |  | 10 kV | _ | LV | 50 kVA :Pole Substation | 0.05 | --> | 0.05 | 0 | 0 | Constrained, otherwise capacity available =48 kVA | --> | 0.048 | 0 | 0 | 0 | 0 | Constrained, otherwise capacity available =47 kW | --> | C12 ex CHARLESTOWN | Charlestown [T41] | TONROE |  | 53.981 | -8.7818
149459 | MV/LV Substation FR***459 |  | 10 kV | _ | LV | 50 kVA :Pole Substation | 0.05 | --> | 0.05 | 0 | 0 | Constrained, otherwise capacity available =11 kVA | --> | 0.048 | 0 | 0.021 | 0 | 0 | Constrained, otherwise capacity available =26 kW | --> | C11 ex DONEGAL | Donegal [T41,T42] | CATHALEENS FALL |  | 54.6672 | -8.2426
028992X | MV/LV Substation WE***992X |  | 10 kV | _ | LV | 400 kVA :Kiosk Substation | 0.4 | --> | 0.4 | 0.389 | 19.7 |  | --> | 0.38 | 0 | 0 | 0.378 | 0 |  | --> | C11 ex COW CROSS | Cow Cross [T102,T41] | N/A |  | 51.8496 | -8.2929
054914 | MV/LV Substation IR***914 |  | 20 kV | _ | LV | 400 kVA :Building Structure | 0.4 | --> | 0.4 | 0 | 0 | Constrained, otherwise capacity available =195 kVA | --> | 0.38 | 0 | 0 | 0 | 0 | Constrained, otherwise capacity available =351 kW | --> | E13 ex ABBEYLEIX | Abbeyleix [T422] | PORTLAOISE |  | 52.9183 | -7.3587
120022 | MV/LV Substation ST***022 |  | 20 kV | _ | LV | 400 kVA :Kiosk Substation | 0.4 | --> | 0.4 | 0 | 0 | Constrained, otherwise capacity available =297 kVA | --> | 0.38 | 0 | 0.002 | 0 | 0 | Constrained, otherwise capacity available =364 kW | --> | E17 ex EDENDERRY | Edenderry [T421,T422] | BLAKE |  | 53.3453 | -7.0402
156859X | MV/LV Substation KI***859X |  | 20 kV | _ | LV | 100 kVA :Pole Substation | 0.1 | --> | 0.1 | 0.058 | 2.47 |  | --> | 0.095 | 0 | 0 | 0 | 0 | Constrained, otherwise capacity available =89 kW | --> | E19 ex TELAYDON | Telaydon [T42,T421] | LISDRUM |  | 54.3033 | -7.0059
118597Y | MV/LV Substation OR***597Y |  | 20 kV | _ | LV | 50 kVA :Pole Substation | 0.05 | --> | 0.05 | 0 | 0 | Constrained, otherwise capacity available =49 kVA | --> | 0.048 | 0 | 0 | 0 | 0 | Constrained, otherwise capacity available =47 kW | --> | E18 ex CREAGH | Creagh [T421,T422] | ATHLONE |  | 53.468 | -8.4901
111672 | MV/LV Substation DE***672 |  | 20 kV | _ | LV | 100 kVA :Pole Substation | 0.1 | --> | 0.1 | 0 | 0 | Constrained, otherwise capacity available =88 kVA | --> | 0.095 | 0 | 0.014 | 0 | 0 | Constrained, otherwise capacity available =83 kW | --> | E11 ex BALLYDEHOB | Ballydehob [T421] | DUNMANWAY |  | 51.5272 | -9.5048
001236 | MV/LV Substation SI***236 |  | 10 kV | _ | LV | 400 kVA :Kiosk Substation | 0.4 | --> | 0.4 | 0.236 | 1.23 |  | --> | 0.38 | 0 | 0.044 | 0.324 | 0 |  | --> | C21 ex SALLYNOGGIN ROAD | Sallynoggin Road [T41,T42] | CHERRYWOOD |  | 53.2824 | -6.1313
081201X | MV/LV Substation ST***201X |  | 10 kV | _ | LV | 400 kVA :Kiosk Substation | 0.4 | --> | 0.4 | 0 | 0 | Constrained, otherwise capacity available =124 kVA | --> | 0.38 | 0 | 0.008 | 0.334 | 0 |  | --> | C11 ex LIFFEY VALLEY | Liffey Valley [T41,T42] | INCHICORE 220KV |  | 53.3453 | -6.4003
070367 | MV/LV Substation GO***367 |  | 10 kV | _ | LV | 50 kVA :Pole Substation | 0.05 | --> | 0.05 | 0.044 | 0.76 |  | --> | 0.048 | 0 | 0 | 0 | 0 | Constrained, otherwise capacity available =47 kW | --> | C11 ex RATHMORE | Rathmore [T42,T421] | KNOCKEARAGH |  | 52.0662 | -9.2736
015797Z | MV/LV Substation SI***797Z |  | 10 kV | _ | LV | 50 kVA :Pole Substation | 0.05 | --> | 0.05 | 0 | 0 | Constrained, otherwise capacity available =45 kVA | --> | 0.048 | 0 | 0 | 0 | 0 | Constrained, otherwise capacity available =47 kW | --> | C11 ex NAAS | Naas [T41,T42] | KILTEEL |  | 53.1617 | -6.6267
122798 | MV/LV Substation KI***798 |  | 10 kV | _ | LV | 50 kVA :Pole Substation | 0.05 | --> | 0.05 | 0.04 | 4.18 |  | --> | 0.048 | 0 | 0 | 0 | 0 | Constrained, otherwise capacity available =46 kW | --> | C18 ex KINGSCOURT | Kingscourt [T41,T42] | MEATH HILL |  | 53.9048 | -6.7932
0644437 | MV/LV Substation SA***4437 |  | 20 kV | _ | LV | 630 kVA :Kiosk Substation | 0.63 | --> | 0.63 | 0 | 0 | Constrained, otherwise capacity available =573 kVA | --> | 0.598 | 0 | 0 | 0 | 0 | Constrained, otherwise capacity available =591 kW | --> | E17 ex JULIANSTOWN | Julianstown [T421,T422] | DRYBRIDGE |  | 53.6964 | -6.2586
068775 | MV/LV Substation CA***775 |  | 10 kV | _ | LV | 400 kVA :Building Structure | 0.4 | --> | 0.4 | 0 | 0 | Constrained, otherwise capacity available =275 kVA | --> | 0.38 | 0 | 0 | 0.363 | 0 |  | --> | C17 ex NEWMARKET (DR) | Newmarket (dr) [T41] | FRANCIS STREET |  | 53.3379 | -6.2713
127053 | MV/LV Substation UR***053 |  | 10 kV | _ | LV | 400 kVA :Kiosk Substation | 0.4 | --> | 0.4 | 0 | 0 | Constrained, otherwise capacity available =249 kVA | --> | 0.38 | 0 | 0.017 | 0 | 0 | Constrained, otherwise capacity available =346 kW | --> | C17 ex LOUGHTAGALLA | Loughtagalla [T41,T42] | THURLES |  | 52.6803 | -7.8125
340485 | MV/LV Substation FI***485 |  | 10 kV | _ | LV | 400 kVA :Building Structure | 0.4 | --> | 0.4 | 0 | 0 | Constrained, otherwise capacity available =354 kVA | --> | 0.38 | 0 | 0 | 0 | 0 | Constrained, otherwise capacity available =374 kW | --> | C16 ex DUNGLOE | Dungloe [T41,T42] | ARDNAGAPPARY |  | 54.9817 | -8.4402
503984 | MV/LV Substation BA***984 |  | 20 kV | _ | LV | 50 kVA :Pole Substation | 0.05 | --> | 0.05 | 0.049 | 1.69 |  | --> | 0.048 | 0 | 0 | 0 | 0 | Constrained, otherwise capacity available =47 kW | --> | C18 ex NEWTOWNCUNNINGHAM | Newtowncunningham [T41,T42] | LETTERKENNY |  | 55.0549 | -7.3982
033799 | MV/LV Substation BA***799 |  | 10 kV | _ | LV | 50 kVA :Pole Substation | 0.05 | --> | 0.05 | 0 | 0 | Constrained, otherwise capacity available =32 kVA | --> | 0.048 | 0 | 0.028 | 0 | 0 | Constrained, otherwise capacity available =24 kW | --> | C11 ex DEERPARK | Deerpark [T41,T42] | BALLYDINE |  | 52.3125 | -7.3889
020526X | MV/LV Substation CA***526X |  | 10 kV | _ | LV | 200 kVA :Kiosk Substation | 0.2 | --> | 0.2 | 0 | 0 | Constrained, otherwise capacity available =111 kVA | --> | 0.19 | 0 | 0 | 0 | 0 | Constrained, otherwise capacity available =178 kW | --> | C15 ex COOLCORCORAN | Coolcorcoran [T41,T42] | KNOCKEARAGH |  | 52.0667 | -9.5373
068096X | MV/LV Substation PA***096X |  | 10 kV | _ | LV | 630 kVA :Kiosk Substation | 0.63 | --> | 0.63 | 0 | 0 | Constrained, otherwise capacity available =169 kVA | --> | 0.598 | 0 | 0 | 0.5 | 0 |  | --> | C17 ex GLOUCESTER PLACE | Gloucester Place [T41,T42] | MCDERMOTT |  | 53.3538 | -6.2571
033995 | MV/LV Substation MO***995 |  | 10 kV | _ | LV | 50 kVA :Pole Substation | 0.05 | --> | 0.05 | 0 | 0 | Constrained, otherwise capacity available =47 kVA | --> | 0.048 | 0 | 0 | 0 | 0 | Constrained, otherwise capacity available =47 kW | --> | C12 ex GRANAGH | Granagh [T41,T42] | WATERFORD |  | 52.3267 | -7.3134
006624 | MV/LV Substation CL***624 |  | 10 kV | _ | LV | 50 kVA :Pole Substation | 0.05 | --> | 0.05 | 0.05 | 4.38 |  | --> | 0.048 | 0 | 0 | 0.048 | 0 |  | --> | E14 ex CRANE | Crane [T122] | CRANE |  | 52.5603 | -6.6316
160525Y | MV/LV Substation SI***525Y |  | 10 kV | _ | LV | 400 kVA :Kiosk Substation | 0.4 | --> | 0.4 | 0 | 0 | Constrained, otherwise capacity available =279 kVA | --> | 0.38 | 0 | 0.005 | 0 | 0 | Constrained, otherwise capacity available =359 kW | --> | C16 ex MOUNTMELLICK | Mountmellick [T41,T42] | PORTLAOISE |  | 53.12 | -7.318
276234 | MV/LV Substation WO***234 |  | 10 kV | _ | LV | 630 kVA :Building Structure | 0.63 | --> | 0.63 | 0 | 0 | Constrained, otherwise capacity available =574 kVA | --> | 0.598 | 0 | 0.031 | 0 | 0 | Constrained, otherwise capacity available =568 kW | --> | C11 ex COOLCORCORAN | Coolcorcoran [T41,T42] | KNOCKEARAGH |  | 52.0616 | -9.4827
2544103 | MV/LV Substation DO***4103 |  | 10 kV | _ | LV | 50 kVA :Pole Substation | 0.05 | --> | 0.05 | 0.05 | 10.7 |  | --> | 0.048 | 0 | 0 | 0 | 0 | Constrained, otherwise capacity available =48 kW | --> | C14 ex CLOON | Cloon [T42,T421] | CLOON |  | 53.4529 | -8.8194
1094025 | MV/LV Substation MO***4025 |  | 10 kV | _ | LV | 630 kVA :Building Structure | 0.63 | --> | 0.63 | 0 | 0 | Constrained, otherwise capacity available =508 kVA | --> | 0.598 | 0 | 0.05 | 0 | 0 | Constrained, otherwise capacity available =556 kW | --> | E16 ex DRUMLINE | Drumline [T421,T422] | DRUMLINE |  | 52.7194 | -8.8746
021261X | MV/LV Substation WI***261X |  | 10 kV | _ | LV | 400 kVA :Building Structure | 0.4 | --> | 0.4 | 0.235 | 6.78 |  | --> | 0.38 | 0 | 0.07 | 0.305 | 0 |  | --> | C36 ex CASTLEVIEW | Castleview [T101,T102] | CASTLEVIEW |  | 51.9008 | -8.346
009837Y | MV/LV Substation DO***837Y |  | 20 kV | _ | LV | 100 kVA :Pole Substation | 0.1 | --> | 0.1 | 0 | 0 | Constrained, otherwise capacity available =85 kVA | --> | 0.095 | 0 | 0 | 0 | 0 | Constrained, otherwise capacity available =93 kW | --> | E11 ex KILCARRAGH | Kilcarragh [T421,T422] | BUTLERSTOWN |  | 52.2323 | -7.0464
0654142 | MV/LV Substation PA***4142 |  | 10 kV | _ | LV | 50 kVA :Pole Substation | 0.05 | --> | 0.05 | 0 | 0 | Constrained, otherwise capacity available =50 kVA | --> | 0.048 | 0 | 0 | 0 | 0 | Constrained, otherwise capacity available =48 kW | --> | C16 ex LOUGHSHINNY | Loughshinny [T41,T42] | GLASMORE |  | 53.56 | -6.1728
120217 | MV/LV Substation ED***217 |  | 20 kV | _ | LV | 50 kVA :Pole Substation | 0.05 | --> | 0.05 | 0 | 0 | Constrained, otherwise capacity available =47 kVA | --> | 0.048 | 0 | 0.016 | 0 | 0 | Constrained, otherwise capacity available =35 kW | --> | E13 ex EDENDERRY | Edenderry [T421,T422] | BLAKE |  | 53.3532 | -7.0222
060258 | MV/LV Substation DR***258 |  | 10 kV | _ | LV | 100 kVA :Pole Substation | 0.1 | --> | 0.1 | 0.095 | 2.57 |  | --> | 0.095 | 0 | 0 | 0 | 0 | Constrained, otherwise capacity available =94 kW | --> | C17 ex ERRIGAL | Errigal [T41,T422] | SHANKILL |  | 54.1155 | -7.1026
002054 | MV/LV Substation CO***054 |  | 10 kV | _ | LV | 630 kVA :Kiosk Substation | 0.63 | --> | 0.63 | 0.347 | 4.51 |  | --> | 0.598 | 0 | 0.048 | 0.5 | 0 |  | --> | C21 ex BOGHALL ROAD | Boghall Road [T41,T42] | FASSAROE |  | 53.1987 | -6.0995
051450X | MV/LV Substation BO***450X |  | 20 kV | _ | LV | 50 kVA :Pole Substation | 0.05 | --> | 0.05 | 0.05 | 2.22 |  | --> | 0.048 | 0 | 0 | 0.047 | 0 |  | --> | E12 ex CLARA | Clara [T421,T422] | THORNSBERRY |  | 53.3708 | -7.5099
120594Y | MV/LV Substation BA***594Y |  | 20 kV | _ | LV | 200 kVA :Kiosk Substation | 0.2 | --> | 0.2 | 0 | 0 | Constrained, otherwise capacity available =176 kVA | --> | 0.19 | 0 | 0.004 | 0 | 0 | Constrained, otherwise capacity available =184 kW | --> | E14 ex EDENDERRY | Edenderry [T421,T422] | BLAKE |  | 53.337 | -6.9376
426767 | MV/LV Substation RA***767 |  | 20 kV | _ | LV | 200 kVA :Kiosk Substation | 0.2 | --> | 0.2 | 0 | 0 | Constrained, otherwise capacity available =172 kVA | --> | 0.19 | 0 | 0.011 | 0 | 0 | Constrained, otherwise capacity available =178 kW | --> | E17 ex DINGLE | Dingle [T421,T422] | OUGHTRAGH |  | 52.1408 | -10.2837
365108 | MV/LV Substation MI***108 |  | 10 kV | _ | LV | 630 kVA :Building Structure | 0.63 | --> | 0.63 | 0 | 0 | Constrained, otherwise capacity available =345 kVA | --> | 0.598 | 0 | 0 | 0.5 | 0 |  | --> | C13 ex FORTUNESTOWN | Fortunestown [T101,T102] | INCHICORE 220KV |  | 53.279 | -6.414
365018 | MV/LV Substation CU***018 |  | 10 kV | _ | LV | 400 kVA :Kiosk Substation | 0.4 | --> | 0.4 | 0.344 | 13.91 |  | --> | 0.38 | 0 | 0 | 0.372 | 0 |  | --> | C20 ex COOKSTOWN | Cookstown [T101,T102] | CARRICKMINES |  | 53.2723 | -6.377
021480 | MV/LV Substation BA***480 |  | 10 kV | _ | LV | 100 kVA :Pole Substation | 0.1 | --> | 0.1 | 0 | 0 | Constrained, otherwise capacity available =36 kVA | --> | 0.095 | 0 | 0 | 0.086 | 0 |  | --> | C16 ex RIVERSTOWN | Riverstown [T41,T42] | KILBARRY |  | 51.9639 | -8.3491
0514157 | MV/LV Substation BA***4157 |  | 20 kV | _ | LV | 50 kVA :Pole Substation | 0.05 | --> | 0.05 | 0.05 | 2.22 |  | --> | 0.048 | 0 | 0 | 0.048 | 0 |  | --> | E20 ex CLARA | Clara [T421,T422] | THORNSBERRY |  | 53.3252 | -7.5055
066196X | MV/LV Substation ST***196X |  | 10 kV | _ | LV | 200 kVA :Kiosk Substation | 0.2 | --> | 0.2 | 0 | 0 | Constrained, otherwise capacity available =137 kVA | --> | 0.19 | 0 | 0.02 | 0.166 | 0 |  | --> | C19 ex SUTTON | Sutton [T41,T42] | GRANGE (DR) |  | 53.3758 | -6.0984
012818X | MV/LV Substation BE***818X |  | 10 kV | _ | LV | 50 kVA :Pole Substation | 0.05 | --> | 0.05 | 0 | 0 | Constrained, otherwise capacity available =42 kVA | --> | 0.048 | 0 | 0 | 0 | 0 | Constrained, otherwise capacity available =46 kW | --> | C20 ex POLLERTON | Pollerton [T41,T42] | CARLOW |  | 52.8197 | -6.8688
0694095 | MV/LV Substation WH***4095 |  | 10 kV | _ | LV | 630 kVA :Kiosk Substation | 0.63 | --> | 0.63 | 0 | 0 | Constrained, otherwise capacity available =563 kVA | --> | 0.598 | 0 | 0 | 0.5 | 0 |  | --> | C17 ex BALLYBODEN | Ballyboden [T41,T42] | COOKSTOWN |  | 53.2717 | -6.3117
029930X | MV/LV Substation MI***930X |  | 10 kV | _ | LV | 200 kVA :Kiosk Substation | 0.2 | --> | 0.2 | 0 | 0 | Constrained, otherwise capacity available =132 kVA | --> | 0.19 | 0 | 0.03 | 0.158 | 0 |  | --> | C17 ex MIDLETON | Midleton [T101,T102] | MIDLETON |  | 51.9072 | -8.1623
039531 | MV/LV Substation AR***531 |  | 10 kV | _ | LV | 630 kVA :Building Structure | 0.63 | --> | 0.63 | 0 | 0 | Constrained, otherwise capacity available =427 kVA | --> | 0.598 | 0 | 0.008 | 0 | 0 | Constrained, otherwise capacity available =564 kW | --> | C18 ex ORANMORE | Oranmore [T41,T44] | GALWAY 110KV |  | 53.2646 | -8.926
237662 | MV/LV Substation SE***662 |  | 10 kV | _ | LV | 100 kVA :Pole Substation | 0.1 | --> | 0.1 | 0 | 0 | Constrained, otherwise capacity available =78 kVA | --> | 0.095 | 0 | 0.005 | 0 | 0 | Constrained, otherwise capacity available =88 kW | --> | C17 ex DUNLEER | Dunleer [T41,T42] | DRYBRIDGE |  | 53.8733 | -6.3436
026184 | MV/LV Substation RA***184 |  | 10 kV | _ | LV | 50 kVA :Pole Substation | 0.05 | --> | 0.05 | 0 | 0 | Constrained, otherwise capacity available =42 kVA | --> | 0.048 | 0 | 0 | 0 | 0 | Constrained, otherwise capacity available =46 kW | --> | C15 ex KINSALE | Kinsale [T41,T42] | BANDON |  | 51.6945 | -8.4675
074770 | MV/LV Substation LO***770 |  | 20 kV | _ | LV | 50 kVA :Pole Substation | 0.05 | --> | 0.05 | 0 | 0 | Constrained, otherwise capacity available =27 kVA | --> | 0.048 | 0 | 0 | 0 | 0 | Constrained, otherwise capacity available =44 kW | --> | C14 ex CARRICK ON SHANNON | Carrick On Shannon [T41,T42] | CARRICK ON SHANNON |  | 54.0117 | -8.0014
015233Y | MV/LV Substation RA***233Y |  | 10 kV | _ | LV | 100 kVA :Pole Substation | 0.1 | --> | 0.1 | 0 | 0 | Constrained, otherwise capacity available =90 kVA | --> | 0.095 | 0 | 0 | 0 | 0 | Constrained, otherwise capacity available =94 kW | --> | C11 ex JOHNSTOWN | Johnstown [T41,T42] | KILTEEL |  | 53.2195 | -6.5669
068434 | MV/LV Substation TO***434 |  | 10 kV | _ | LV | 1000 kVA :Building Structure | 1 | --> | 1 | 0.036 | 11.14 |  | --> | 0.95 | 0 | 0 | 0.5 | 0 |  | --> | C19 ex CABRA | Cabra [T101,T102] | FINGLAS |  | 53.3734 | -6.2989
063037 | MV/LV Substation SL***037 |  | 10 kV | _ | LV | 200 kVA :Pole Substation | 0.2 | --> | 0.2 | 0 | 0 | Constrained, otherwise capacity available =110 kVA | --> | 0.19 | 0 | 0.01 | 0 | 0 | Constrained, otherwise capacity available =170 kW | --> | C15 ex STICKILLEN | Stickillen [T41,T42] | DRYBRIDGE |  | 53.8451 | -6.5383
032223Y | MV/LV Substation AI***223Y |  | 20 kV | _ | LV | 630 kVA :Kiosk Substation | 0.63 | --> | 0.63 | 0 | 0 | Constrained, otherwise capacity available =511 kVA | --> | 0.598 | 0 | 0 | 0 | 0 | Constrained, otherwise capacity available =582 kW | --> | E14 ex KILCARRAGH | Kilcarragh [T421,T422] | BUTLERSTOWN |  | 52.1875 | -7.0814
1544211 | MV/LV Substation HO***4211 |  | 10 kV | _ | LV | 630 kVA :Kiosk Substation | 0.63 | --> | 0.63 | 0 | 0 | Constrained, otherwise capacity available =504 kVA | --> | 0.598 | 0 | 0.073 | 0.5 | 0 |  | --> | C39 ex COLLEGE PARK | College Park [T101,T102,T103] | COLLEGE PARK |  | 53.4235 | -6.3679
052146Y | MV/LV Substation SE***146Y |  | 20 kV | _ | LV | 50 kVA :Pole Substation | 0.05 | --> | 0.05 | 0.042 | 1.25 |  | --> | 0.048 | 0 | 0 | 0 | 0 | Constrained, otherwise capacity available =46 kW | --> | C16 ex LOUGHANALLA | Loughanalla [T41,T42] | MULLINGAR |  | 53.6725 | -7.3084
042872X | MV/LV Substation PA***872X |  | 10 kV | _ | LV | 50 kVA :Pole Substation | 0.05 | --> | 0.05 | 0.044 | 1.93 |  | --> | 0.048 | 0 | 0 | 0 | 0 | Constrained, otherwise capacity available =47 kW | --> | C18 ex TURLOUGH ROAD | Turlough Road [T41,T42] | CASTLEBAR |  | 53.9329 | -9.208
0564010 | MV/LV Substation GA***4010 |  | 20 kV | _ | LV | 630 kVA :Building Structure | 0.63 | --> | 0.63 | 0.5 | 0.89 |  | --> | 0.598 | 0 | 0 | 0 | 0 | Constrained, otherwise capacity available =598 kW | --> | E18 ex BIRR | Birr [T41,T422] | DALLOW |  | 53.0922 | -7.892
003168 | MV/LV Substation PA***168 |  | 10 kV | _ | LV | 200 kVA :Kiosk Substation | 0.2 | --> | 0.2 | 0 | 0 | Constrained, otherwise capacity available =96 kVA | --> | 0.19 | 0 | 0.003 | 0 | 0 | Constrained, otherwise capacity available =173 kW | --> | C16 ex RATHDRUM | Rathdrum [T42] | ARKLOW |  | 52.9306 | -6.2354
069871 | MV/LV Substation LA***871 |  | 10 kV | _ | LV | 1000 kVA :Building Structure | 1 | --> | 1 | 0.5 | 3 |  | --> | 0.95 | 0 | 0 | 0.5 | 0 |  | --> | C31 ex INCHICORE CENTRAL | Inchicore Central [T43,T45] | INCHICORE 220KV |  | 53.3257 | -6.3312
066237Z | MV/LV Substation AI***237Z |  | 10 kV | _ | LV | 630 kVA :Building Structure | 0.63 | --> | 0.63 | 0 | 0 | Constrained, otherwise capacity available =464 kVA | --> | 0.598 | 0 | 0 | 0.5 | 0 |  | --> | C20 ex MOUNTGORRY | Mountgorry [T41,T42] | GRANGE (DR) |  | 53.4481 | -6.224
073968 | MV/LV Substation BO***968 |  | 20 kV | _ | LV | 50 kVA :Pole Substation | 0.05 | --> | 0.05 | 0.038 | 7.61 |  | --> | 0.048 | 0 | 0 | 0 | 0 | Constrained, otherwise capacity available =46 kW | --> | C18 ex GARRYCASTLE | Garrycastle [T41,T42] | ATHLONE |  | 53.3974 | -7.8502
249432X | MV/LV Substation LA***432X |  | 20 kV | _ | LV | 50 kVA :Pole Substation | 0.05 | --> | 0.05 | 0 | 0 | Constrained, otherwise capacity available =45 kVA | --> | 0.048 | 0 | 0 | 0 | 0 | Constrained, otherwise capacity available =47 kW | --> | E18 ex FOXHOLE | Foxhole [T421,T422] | DUNGARVAN |  | 51.9981 | -7.8136
214878 | MV/LV Substation AB***878 |  | 10 kV | _ | LV | 100 kVA :Pole Substation | 0.1 | --> | 0.1 | 0 | 0 | Constrained, otherwise capacity available =64 kVA | --> | 0.095 | 0 | 0.005 | 0 | 0 | Constrained, otherwise capacity available =86 kW | --> | C15 ex DRUMQUIN | Drumquin [T42] | ENNIS |  | 52.7519 | -9.1391
433921 | MV/LV Substation O ***921 |  | 10 kV | _ | LV | 200 kVA :Pole Substation | 0.2 | --> | 0.2 | 0 | 0 | Constrained, otherwise capacity available =196 kVA | --> | 0.19 | 0 | 0 | 0 | 0 | Constrained, otherwise capacity available =190 kW | --> | C16 ex BALLAGHADERREEN | Ballaghaderreen [T41,T42] | TONROE |  | 53.9036 | -8.5814
066814 | MV/LV Substation UL***814 |  | 10 kV | _ | LV | 100 kVA :Pole Substation | 0.1 | --> | 0.1 | 0 | 0 | Constrained, otherwise capacity available =94 kVA | --> | 0.095 | 0 | 0 | 0.094 | 0 |  | --> | C20 ex COLLINSTOWN | Collinstown [T41,T42] | GRANGE (DR) |  | 53.4315 | -6.2289
154414Z | MV/LV Substation TY***414Z |  | 10 kV | _ | LV | 630 kVA :Building Structure | 0.63 | --> | 0.63 | 0 | 0 | Constrained, otherwise capacity available =580 kVA | --> | 0.598 | 0 | 0 | 0.5 | 0 |  | --> | C39 ex COLLEGE PARK | College Park [T101,T102,T103] | COLLEGE PARK |  | 53.4204 | -6.3845
028052Y | MV/LV Substation FU***052Y |  | 10 kV | _ | LV | 50 kVA :Pole Substation | 0.05 | --> | 0.05 | 0 | 0 | Constrained, otherwise capacity available =41 kVA | --> | 0.048 | 0 | 0 | 0 | 0 | Constrained, otherwise capacity available =46 kW | --> | C18 ex KILLACLOYNE | Killacloyne [T41,T42] | MIDLETON |  | 51.9016 | -8.2941
081240Y | MV/LV Substation RE***240Y |  | 10 kV | _ | LV | 200 kVA :Kiosk Substation | 0.2 | --> | 0.2 | 0 | 0 | Constrained, otherwise capacity available =196 kVA | --> | 0.19 | 0 | 0.006 | 0 | 0 | Constrained, otherwise capacity available =185 kW | --> | C20 ex CELBRIDGE | Celbridge [T41,T42] | GRIFFINRATH |  | 53.3063 | -6.5636
058522 | MV/LV Substation ST***522 |  | 10 kV | _ | LV | 50 kVA :Pole Substation | 0.05 | --> | 0.05 | 0 | 0 | Constrained, otherwise capacity available =48 kVA | --> | 0.048 | 0 | 0 | 0 | 0 | Constrained, otherwise capacity available =47 kW | --> | C26 ex KYLEERAGH | Kyleeragh [T41,T42] | NENAGH |  | 52.9383 | -8.2806
056114Y | MV/LV Substation SC***114Y |  | 10 kV | _ | LV | 400 kVA :Kiosk Substation | 0.4 | --> | 0.4 | 0.296 | 0.89 |  | --> | 0.38 | 0 | 0 | 0 | 0 | Constrained, otherwise capacity available =366 kW | --> | C17 ex BIRR | Birr [T41,T422] | DALLOW |  | 53.0922 | -7.9008
013752 | MV/LV Substation BU***752 |  | 20 kV | _ | LV | 50 kVA :Pole Substation | 0.05 | --> | 0.05 | 0.046 | 0.12 |  | --> | 0.048 | 0 | 0 | 0.047 | 0 |  | --> | C12 ex ATHY | Athy [T101,T102] | ATHY |  | 52.9986 | -6.8844
020287 | MV/LV Substation GO***287 |  | 10 kV | _ | LV | 400 kVA :Kiosk Substation | 0.4 | --> | 0.4 | 0 | 0 | Constrained, otherwise capacity available =384 kVA | --> | 0.38 | 0 | 0 | 0 | 0 | Constrained, otherwise capacity available =378 kW | --> | C15 ex COOLCORCORAN | Coolcorcoran [T41,T42] | KNOCKEARAGH |  | 52.0681 | -9.5453
165719X | MV/LV Substation CE***719X |  | 10 kV | _ | LV | 200 kVA :Building Structure | 0.2 | --> | 0.2 | 0.193 | 0.88 |  | --> | 0.19 | 0 | 0 | 0 | 0 | Constrained, otherwise capacity available =189 kW | --> | C12 ex ROSS CARBERY | Ross Carbery [T41,T42] | DUNMANWAY |  | 51.5759 | -9.0292
023856X | MV/LV Substation OL***856X |  | 10 kV | _ | LV | 200 kVA :Kiosk Substation | 0.2 | --> | 0.2 | 0 | 0 | Constrained, otherwise capacity available =76 kVA | --> | 0.19 | 0 | 0.007 | 0 | 0 | Constrained, otherwise capacity available =167 kW | --> | C15 ex FERMOY NORTH | Fermoy North [T41,T42] | BARRYMORE |  | 52.1438 | -8.2767
068657X | MV/LV Substation CA***657X |  | 10 kV | _ | LV | 1000 kVA :Building Structure | 1 | --> | 1 | 0.5 | 14.34 |  | --> | 0.95 | 0 | 0 | 0.5 | 0 |  | --> | C43 ex NORTH QUAYS | North Quays [T101,T102,T103] | POOLBEG |  | 53.3488 | -6.2312
249551Z | MV/LV Substation CL***551Z |  | 20 kV | _ | LV | 50 kVA :Pole Substation | 0.05 | --> | 0.05 | 0 | 0 | Constrained, otherwise capacity available =47 kVA | --> | 0.048 | 0 | 0 | 0 | 0 | Constrained, otherwise capacity available =47 kW | --> | E18 ex FOXHOLE | Foxhole [T421,T422] | DUNGARVAN |  | 52.0093 | -7.8239
003443X | MV/LV Substation HO***443X |  | 10 kV | _ | LV | 100 kVA :Pole Substation | 0.1 | --> | 0.1 | 0.09 | 11.58 |  | --> | 0.095 | 0 | 0.006 | 0 | 0 | Constrained, otherwise capacity available =89 kW | --> | C18 ex BALLYBEG | Ballybeg [T101,T102] | CARRICKMINES |  | 52.963 | -6.1694
081227Z | MV/LV Substation CE***227Z |  | 10 kV | _ | LV | 630 kVA :Kiosk Substation | 0.63 | --> | 0.63 | 0 | 0 | Constrained, otherwise capacity available =528 kVA | --> | 0.598 | 0 | 0 | 0 | 0 | Constrained, otherwise capacity available =584 kW | --> | C17 ex PALMERSTOWN | Palmerstown [T41,T42] | FINGLAS |  | 53.3366 | -6.3831
156590X | MV/LV Substation CO***590X |  | 10 kV | _ | LV | 50 kVA :Pole Substation | 0.05 | --> | 0.05 | 0 | 0 | Constrained, otherwise capacity available =47 kVA | --> | 0.048 | 0 | 0 | 0 | 0 | Constrained, otherwise capacity available =47 kW | --> | C15 ex DRUMBEAR | Drumbear [T41,T42] | LISDRUM |  | 54.1562 | -6.8759
068747 | MV/LV Substation RO***747 |  | 10 kV | _ | LV | 630 kVA :Building Structure | 0.63 | --> | 0.63 | 0.5 | 11.14 |  | --> | 0.598 | 0 | 0.02 | 0.5 | 0 |  | --> | C17 ex CABRA | Cabra [T101,T102] | FINGLAS |  | 53.3749 | -6.288
015078Y | MV/LV Substation BR***078Y |  | 20 kV | _ | LV | 50 kVA :Pole Substation | 0.05 | --> | 0.05 | 0 | 0 | Constrained, otherwise capacity available =40 kVA | --> | 0.048 | 0 | 0.005 | 0 | 0 | Constrained, otherwise capacity available =42 kW | --> | E17 ex BLESSINGTON | Blessington [T421,T422] | KILTEEL |  | 53.0866 | -6.5815
248524X | MV/LV Substation RO***524X |  | 20 kV | _ | LV | 200 kVA :Kiosk Substation | 0.2 | --> | 0.2 | 0 | 0 | Constrained, otherwise capacity available =142 kVA | --> | 0.19 | 0 | 0 | 0 | 0 | Constrained, otherwise capacity available =182 kW | --> | E14 ex KILCOCK | Kilcock [T421,T422] | GRIFFINRATH |  | 53.4012 | -6.6712
0034291 | MV/LV Substation LO***4291 |  | 10 kV | _ | LV | 630 kVA :Kiosk Substation | 0.63 | --> | 0.63 | 0.5 | 11.58 |  | --> | 0.598 | 0 | 0 | 0 | 0 | Constrained, otherwise capacity available =598 kW | --> | C14 ex BALLYBEG | Ballybeg [T101,T102] | CARRICKMINES |  | 53.0011 | -6.0867
365122 | MV/LV Substation HO***122 |  | 10 kV | _ | LV | 630 kVA :Building Structure | 0.63 | --> | 0.63 | 0.485 | 13.91 |  | --> | 0.598 | 0 | 0 | 0.5 | 0 |  | --> | C17 ex COOKSTOWN | Cookstown [T101,T102] | CARRICKMINES |  | 53.287 | -6.3757
253333X | MV/LV Substation BA***333X |  | 10 kV | _ | LV | 50 kVA :Pole Substation | 0.05 | --> | 0.05 | 0 | 0 | Constrained, otherwise capacity available =46 kVA | --> | 0.048 | 0 | 0.006 | 0 | 0 | Constrained, otherwise capacity available =42 kW | --> | C14 ex HEADFORD | Headford [T41,T42] | CLOON |  | 53.4876 | -9.1029
058656Y | MV/LV Substation FA***656Y |  | 10 kV | _ | LV | 400 kVA :Kiosk Substation | 0.4 | --> | 0.4 | 0.366 | 3 |  | --> | 0.38 | 0 | 0.018 | 0 | 0 | Constrained, otherwise capacity available =362 kW | --> | C23 ex NENAGH | Nenagh [T41,T42] | NENAGH |  | 52.854 | -8.1906
340147X | MV/LV Substation BO***147X |  | 10 kV | _ | LV | 50 kVA :Pole Substation | 0.05 | --> | 0.05 | 0 | 0 | Constrained, otherwise capacity available =48 kVA | --> | 0.048 | 0 | 0 | 0 | 0 | Constrained, otherwise capacity available =47 kW | --> | C18 ex DUNGLOE | Dungloe [T41,T42] | ARDNAGAPPARY |  | 54.99 | -8.5005
031649 | MV/LV Substation BA***649 |  | 20 kV | _ | LV | 50 kVA :Pole Substation | 0.05 | --> | 0.05 | 0 | 0 | Constrained, otherwise capacity available =45 kVA | --> | 0.048 | 0 | 0.01 | 0 | 0 | Constrained, otherwise capacity available =39 kW | --> | E17 ex SPRINGS | Springs [T421,T422] | DUNGARVAN |  | 52.1039 | -7.5712
019219X | MV/LV Substation BR***219X |  | 10 kV | _ | LV | 400 kVA :Kiosk Substation | 0.4 | --> | 0.4 | 0.047 | 0.05 | Constrained, otherwise capacity available =309 kVA | --> | 0.38 | 0 | 0 | 0 | 0 | Constrained, otherwise capacity available =368 kW | --> | C17 ex BALLYBEGGAN | Ballybeggan [T43,T44] | TRALEE |  | 52.276 | -9.6971
093520Z | MV/LV Substation PA***520Z |  | 10 kV | _ | LV | 400 kVA :Kiosk Substation | 0.4 | --> | 0.4 | 0 | 0 | Constrained, otherwise capacity available =314 kVA | --> | 0.38 | 0 | 0.003 | 0.366 | 0 |  | --> | C20 ex UNIDARE | Unidare [T41,T42] | FINGLAS |  | 53.3981 | -6.2894
054050 | MV/LV Substation WO***050 |  | 20 kV | _ | LV | 100 kVA :Pole Substation | 0.1 | --> | 0.1 | 0 | 0 | Constrained, otherwise capacity available =48 kVA | --> | 0.095 | 0 | 0.005 | 0 | 0 | Constrained, otherwise capacity available =84 kW | --> | E12 ex PORTLAOISE | Portlaoise [T423,T424] | PORTLAOISE |  | 53.0127 | -7.1478
052028Z | MV/LV Substation NE***028Z |  | 20 kV | _ | LV | 50 kVA :Pole Substation | 0.05 | --> | 0.05 | 0 | 0 | Constrained, otherwise capacity available =50 kVA | --> | 0.048 | 0 | 0 | 0 | 0 | Constrained, otherwise capacity available =47 kW | --> | E20 ex BALLINDERRY | Ballinderry [T41,T422] | MULLINGAR |  | 53.5108 | -7.3275
019172 | MV/LV Substation CH***172 |  | 10 kV | _ | LV | 400 kVA :Kiosk Substation | 0.4 | --> | 0.4 | 0.047 | 0.05 | Constrained, otherwise capacity available =295 kVA | --> | 0.38 | 0 | 0.014 | 0 | 0 | Constrained, otherwise capacity available =355 kW | --> | C20 ex BALLYBEGGAN | Ballybeggan [T43,T44] | TRALEE |  | 52.2696 | -9.6974
109125 | MV/LV Substation BA***125 |  | 10 kV | _ | LV | 400 kVA :Kiosk Substation | 0.4 | --> | 0.4 | 0 | 0 | Constrained, otherwise capacity available =336 kVA | --> | 0.38 | 0 | 0.036 | 0 | 0 | Constrained, otherwise capacity available =344 kW | --> | E16 ex DRUMLINE | Drumline [T421,T422] | DRUMLINE |  | 52.7105 | -8.8572
081470Z | MV/LV Substation LI***470Z |  | 10 kV | _ | LV | 400 kVA :Building Structure | 0.4 | --> | 0.4 | 0 | 0 | Constrained, otherwise capacity available =264 kVA | --> | 0.38 | 0 | 0.024 | 0 | 0 | Constrained, otherwise capacity available =343 kW | --> | C11 ex MONEYCOOLEY | Moneycooley [T41,T42,T44] | GRIFFINRATH |  | 53.3695 | -6.5904
365256X | MV/LV Substation OL***256X |  | 10 kV | _ | LV | 200 kVA :Kiosk Substation | 0.2 | --> | 0.2 | 0 | 0 | Constrained, otherwise capacity available =150 kVA | --> | 0.19 | 0 | 0.005 | 0.179 | 0 |  | --> | C16 ex CLONDALKIN | Clondalkin [T41,T42,T44] | INCHICORE 220KV |  | 53.3202 | -6.4147
043351 | MV/LV Substation PU***351 |  | 10 kV | _ | LV | 50 kVA :Pole Substation | 0.05 | --> | 0.05 | 0.048 | 0.43 |  | --> | 0.048 | 0 | 0 | 0 | 0 | Constrained, otherwise capacity available =47 kW | --> | C20 ex SWINFORD | Swinford [T41,T42] | CASTLEBAR |  | 53.9235 | -8.9326
1824220 | MV/LV Substation DE***4220 |  | 20 kV | _ | LV | 50 kVA :Pole Substation | 0.05 | --> | 0.05 | 0 | 0 | Constrained, otherwise capacity available =50 kVA | --> | 0.048 | 0 | 0 | 0 | 0 | Constrained, otherwise capacity available =48 kW | --> | C12 ex SCARIFF | Scariff [T42] | ENNIS |  | 52.9181 | -8.4747
019120 | MV/LV Substation GR***120 |  | 10 kV | _ | LV | 630 kVA :Building Structure | 0.63 | --> | 0.63 | 0.5 | 2.18 |  | --> | 0.598 | 0 | 0.01 | 0 | 0 | Constrained, otherwise capacity available =576 kW | --> | C21 ex BALLYRICKARD | Ballyrickard [T41,T42] | TRALEE |  | 52.266 | -9.7117
059782Y | MV/LV Substation KI***782Y |  | 10 kV | _ | LV | 630 kVA :Kiosk Substation | 0.63 | --> | 0.63 | 0 | 0 | Constrained, otherwise capacity available =558 kVA | --> | 0.598 | 0 | 0.018 | 0 | 0 | Constrained, otherwise capacity available =575 kW | --> | C16 ex DERRYCRAMPH | Derrycramph [T41,T42] | SHANKILL |  | 53.9881 | -7.346
056071 | MV/LV Substation BU***071 |  | 10 kV | _ | LV | 200 kVA :Pole Substation | 0.2 | --> | 0.2 | 0.159 | 0.89 |  | --> | 0.19 | 0 | 0.013 | 0 | 0 | Constrained, otherwise capacity available =175 kW | --> | C19 ex BIRR | Birr [T41,T422] | DALLOW |  | 53.1004 | -7.9026
067221 | MV/LV Substation GL***221 |  | 10 kV | _ | LV | 630 kVA :Building Structure | 0.63 | --> | 0.63 | 0 | 0 | Constrained, otherwise capacity available =364 kVA | --> | 0.598 | 0 | 0 | 0.5 | 0 |  | --> | C16 ex ROCHES STREET | Roches Street [T41,T42] | LIMERICK |  | 52.6607 | -8.6276
0144090 | MV/LV Substation NA***4090 |  | 10 kV | _ | LV | 50 kVA :Pole Substation | 0.05 | --> | 0.05 | 0 | 0 | Constrained, otherwise capacity available =49 kVA | --> | 0.048 | 0 | 0 | 0 | 0 | Constrained, otherwise capacity available =47 kW | --> | C18 ex KILDARE | Kildare [T41,T42] | NEWBRIDGE |  | 53.1473 | -6.8887
067828Y | MV/LV Substation TA***828Y |  | 10 kV | _ | LV | 630 kVA :Building Structure | 0.63 | --> | 0.63 | 0 | 0 | Constrained, otherwise capacity available =504 kVA | --> | 0.598 | 0 | 0.005 | 0.5 | 0 |  | --> | C16 ex ROCHES STREET | Roches Street [T41,T42] | LIMERICK |  | 52.6599 | -8.6279
011679 | MV/LV Substation GR***679 |  | 10 kV | _ | LV | 50 kVA :Pole Substation | 0.05 | --> | 0.05 | 0 | 0 | Constrained, otherwise capacity available =41 kVA | --> | 0.048 | 0 | 0.01 | 0 | 0 | Constrained, otherwise capacity available =39 kW | --> | C17 ex ROSEHILL | Rosehill [T41,T42] | KILKENNY |  | 52.6027 | -7.2959
018077 | MV/LV Substation TA***077 |  | 20 kV | _ | LV | 630 kVA :Building Structure | 0.63 | --> | 0.63 | 0.5 | 3.75 |  | --> | 0.598 | 0 | 0 | 0 | 0 | Constrained, otherwise capacity available =598 kW | --> | C14 ex SMEARLA | Smearla [T41,T42] | TRIEN |  | 52.5888 | -9.3685
008019 | MV/LV Substation GL***019 |  | 20 kV | _ | LV | 50 kVA :Pole Substation | 0.05 | --> | 0.05 | 0 | 0 | Constrained, otherwise capacity available =48 kVA | --> | 0.048 | 0 | 0 | 0 | 0 | Constrained, otherwise capacity available =47 kW | --> | E11 ex CLONROCHE | Clonroche [T421,T422] | WEXFORD |  | 52.3839 | -6.716
015439 | MV/LV Substation LA***439 |  | 10 kV | _ | LV | 200 kVA :Pole Substation | 0.2 | --> | 0.2 | 0 | 0 | Constrained, otherwise capacity available =180 kVA | --> | 0.19 | 0 | 0 | 0 | 0 | Constrained, otherwise capacity available =187 kW | --> | C17 ex NAAS | Naas [T41,T42] | KILTEEL |  | 53.2078 | -6.7245
0564211 | MV/LV Substation KY***4211 |  | 20 kV | _ | LV | 50 kVA :Pole Substation | 0.05 | --> | 0.05 | 0.043 | 0.89 |  | --> | 0.048 | 0 | 0 | 0 | 0 | Constrained, otherwise capacity available =46 kW | --> | E12 ex BIRR | Birr [T41,T422] | DALLOW |  | 53.0978 | -7.7557
059010Y | MV/LV Substation LA***010Y |  | 10 kV | _ | LV | 50 kVA :Pole Substation | 0.05 | --> | 0.05 | 0 | 0 | Constrained, otherwise capacity available =24 kVA | --> | 0.048 | 0 | 0 | 0 | 0 | Constrained, otherwise capacity available =44 kW | --> | C20 ex CAVAN | Cavan [T42,T421] | SHANKILL |  | 53.9665 | -7.2288
039370 | MV/LV Substation U.***370 |  | 10 kV | _ | LV | 400 kVA :Kiosk Substation | 0.4 | --> | 0.4 | 0.361 | 11.03 |  | --> | 0.38 | 0 | 0 | 0.375 | 0 |  | --> | C36 ex SALTHILL | Salthill [T101,T102] | SALTHILL |  | 53.2915 | -9.0771
305283 | MV/LV Substation GA***283 |  | 20 kV | _ | LV | 100 kVA :Pole Substation | 0.1 | --> | 0.1 | 0.04 | 4.61 |  | --> | 0.095 | 0 | 0.009 | 0 | 0 | Constrained, otherwise capacity available =80 kW | --> | E12 ex LUMCLOON | Lumcloon [T421,T422] | DALLOW |  | 53.2669 | -7.8315
109550 | MV/LV Substation WE***550 |  | 10 kV | _ | LV | 630 kVA :Building Structure | 0.63 | --> | 0.63 | 0.381 | 0.38 | Constrained, otherwise capacity available =500 kVA | --> | 0.598 | 0 | 0 | 0.5 | 0 |  | --> | C19 ex RINEANNA | Rineanna [T41,T42] | DRUMLINE |  | 52.7092 | -8.8935
182530 | MV/LV Substation DE***530 |  | 10 kV | _ | LV | 50 kVA :Pole Substation | 0.05 | --> | 0.05 | 0 | 0 | Constrained, otherwise capacity available =20 kVA | --> | 0.048 | 0 | 0.005 | 0 | 0 | Constrained, otherwise capacity available =40 kW | --> | C11 ex SCARIFF | Scariff [T42] | ENNIS |  | 52.8915 | -8.5191
249286 | MV/LV Substation MO***286 |  | 20 kV | _ | LV | 50 kVA :Pole Substation | 0.05 | --> | 0.05 | 0 | 0 | Constrained, otherwise capacity available =49 kVA | --> | 0.048 | 0 | 0 | 0 | 0 | Constrained, otherwise capacity available =47 kW | --> | C25 ex KILCLOHER | Kilcloher [T41,T42] | DUNGARVAN |  | 52.1444 | -7.747
019061 | MV/LV Substation BA***061 |  | 10 kV | _ | LV | 400 kVA :Kiosk Substation | 0.4 | --> | 0.4 | 0.338 | 2.18 |  | --> | 0.38 | 0 | 0.02 | 0 | 0 | Constrained, otherwise capacity available =357 kW | --> | C18 ex BALLYRICKARD | Ballyrickard [T41,T42] | TRALEE |  | 52.2708 | -9.7212
368800 | MV/LV Substation SP***800 |  | 20 kV | _ | LV | 50 kVA :Pole Substation | 0.05 | --> | 0.05 | 0 | 0 | Constrained, otherwise capacity available =48 kVA | --> | 0.048 | 0 | 0 | 0 | 0 | Constrained, otherwise capacity available =47 kW | --> | C12 ex BALLYHAUNIS | Ballyhaunis [T41,T42] | DALTON |  | 53.7887 | -8.7536
1534148 | MV/LV Substation GL***4148 |  | 20 kV | _ | LV | 400 kVA :Kiosk Substation | 0.4 | --> | 0.4 | 0 | 0 | Constrained, otherwise capacity available =400 kVA | --> | 0.38 | 0 | 0 | 0 | 0 | Constrained, otherwise capacity available =380 kW | --> | E11 ex BIRDHILL | Birdhill [T421,T422] | ARDNACRUSHA |  | 52.7095 | -8.4017
054063Z | MV/LV Substation TR***063Z |  | 10 kV | _ | LV | 50 kVA :Pole Substation | 0.05 | --> | 0.05 | 0 | 0 | Constrained, otherwise capacity available =50 kVA | --> | 0.048 | 0 | 0 | 0 | 0 | Constrained, otherwise capacity available =47 kW | --> | C12 ex MOUNTRATH | Mountrath [T41,T42] | PORTLAOISE |  | 52.9722 | -7.4268
064975Y | MV/LV Substation MA***975Y |  | 10 kV | _ | LV | 400 kVA :Kiosk Substation | 0.4 | --> | 0.4 | 0 | 0 | Constrained, otherwise capacity available =290 kVA | --> | 0.38 | 0 | 0.006 | 0 | 0 | Constrained, otherwise capacity available =360 kW | --> | C18 ex RATHMULLAN | Rathmullan [T41,T42] | DRYBRIDGE |  | 53.7076 | -6.3362
015943Y | MV/LV Substation HO***943Y |  | 20 kV | _ | LV | 50 kVA :Pole Substation | 0.05 | --> | 0.05 | 0 | 0 | Constrained, otherwise capacity available =48 kVA | --> | 0.048 | 0 | 0 | 0 | 0 | Constrained, otherwise capacity available =47 kW | --> | E17 ex BLESSINGTON | Blessington [T421,T422] | KILTEEL |  | 53.0911 | -6.6009
059661Y | MV/LV Substation MO***661Y |  | 10 kV | _ | LV | 400 kVA :Kiosk Substation | 0.4 | --> | 0.4 | 0 | 0 | Constrained, otherwise capacity available =331 kVA | --> | 0.38 | 0 | 0.01 | 0 | 0 | Constrained, otherwise capacity available =363 kW | --> | C11 ex DERRYCRAMPH | Derrycramph [T41,T42] | SHANKILL |  | 53.9738 | -7.3547
1444125 | MV/LV Substation LI***4125 |  | 10 kV | _ | LV | 50 kVA :Pole Substation | 0.05 | --> | 0.05 | 0 | 0 | Constrained, otherwise capacity available =43 kVA | --> | 0.048 | 0 | 0 | 0 | 0 | Constrained, otherwise capacity available =46 kW | --> | C11 ex CASTLECOMER | Castlecomer [T41,T42] | BALLYRAGGET |  | 52.8214 | -7.1617
001142X | MV/LV Substation TH***142X |  | 10 kV | _ | LV | 630 kVA :Building Structure | 0.63 | --> | 0.63 | 0 | 0 | Constrained, otherwise capacity available =565 kVA | --> | 0.598 | 0 | 0.011 | 0.5 | 0 |  | --> | C13 ex LOUGHLINSTOWN | Loughlinstown [T41,T42] | CARRICKMINES |  | 53.2575 | -6.1141
253210Y | MV/LV Substation BR***210Y |  | 20 kV | _ | LV | 50 kVA :Pole Substation | 0.05 | --> | 0.05 | 0 | 0 | Constrained, otherwise capacity available =48 kVA | --> | 0.048 | 0 | 0 | 0 | 0 | Constrained, otherwise capacity available =47 kW | --> | E13 ex HEADFORD | Headford [T41,T42] | CLOON |  | 53.5174 | -9.1207
1094048 | MV/LV Substation BL***4048 |  | 10 kV | _ | LV | 630 kVA :Building Structure | 0.63 | --> | 0.63 | 0 | 0 | Constrained, otherwise capacity available =624 kVA | --> | 0.598 | 0 | 0 | 0.5 | 0 |  | --> | C18 ex SHANNON | Shannon [T41,T42] | DRUMLINE |  | 52.7039 | -8.8994
006427X | MV/LV Substation KN***427X |  | 10 kV | _ | LV | 50 kVA :Pole Substation | 0.05 | --> | 0.05 | 0.041 | 1.29 |  | --> | 0.048 | 0 | 0 | 0 | 0 | Constrained, otherwise capacity available =46 kW | --> | C13 ex MONFIN | Monfin [T41,T42] | WEXFORD |  | 52.4404 | -6.595
066314Z | MV/LV Substation FO***314Z |  | 20 kV | _ | LV | 200 kVA :Pole Substation | 0.2 | --> | 0.2 | 0 | 0 | Constrained, otherwise capacity available =106 kVA | --> | 0.19 | 0 | 0.064 | 0 | 0 | Constrained, otherwise capacity available =129 kW | --> | E18 ex BALTRASNA | Baltrasna [T121,T122] | BALTRASNA |  | 53.5135 | -6.4554
120545Y | MV/LV Substation O ***545Y |  | 20 kV | _ | LV | 50 kVA :Pole Substation | 0.05 | --> | 0.05 | 0 | 0 | Constrained, otherwise capacity available =48 kVA | --> | 0.048 | 0 | 0 | 0 | 0 | Constrained, otherwise capacity available =47 kW | --> | E11 ex EDENDERRY | Edenderry [T421,T422] | BLAKE |  | 53.3493 | -7.0292
1544218 | MV/LV Substation BA***4218 |  | 10 kV | _ | LV | 630 kVA :Kiosk Substation | 0.63 | --> | 0.63 | 0 | 0 | Constrained, otherwise capacity available =545 kVA | --> | 0.598 | 0 | 0.18 | 0.453 | 0 |  | --> | C22 ex MACETOWN | Macetown [T101,T102] | MACETOWN |  | 53.3889 | -6.443
281304Y | MV/LV Substation CA***304Y |  | 10 kV | _ | LV | 630 kVA :Kiosk Substation | 0.63 | --> | 0.63 | 0 | 0 | Constrained, otherwise capacity available =349 kVA | --> | 0.598 | 0 | 0.043 | 0 | 0 | Constrained, otherwise capacity available =527 kW | --> | C15 ex CARRIGALINE | Carrigaline [T41,T42] | BARNAHELY |  | 51.8159 | -8.3917
293069Z | MV/LV Substation KI***069Z |  | 20 kV | _ | LV | 50 kVA :Pole Substation | 0.05 | --> | 0.05 | 0 | 0 | Constrained, otherwise capacity available =40 kVA | --> | 0.048 | 0 | 0 | 0 | 0 | Constrained, otherwise capacity available =46 kW | --> | E17 ex BALTINGLASS | Baltinglass [T421,T422] | STRATFORD |  | 52.907 | -6.6013
1604314 | MV/LV Substation JE***4314 |  | 20 kV | _ | LV | 400 kVA :Building Structure | 0.4 | --> | 0.4 | 0 | 0 | Constrained, otherwise capacity available =71 kVA | --> | 0.38 | 0 | 0.005 | 0 | 0 | Constrained, otherwise capacity available =371 kW | --> | C11 ex KILDARE | Kildare [T41,T42] | NEWBRIDGE |  | 53.1577 | -7.0565
003615X | MV/LV Substation KI***615X |  | 10 kV | _ | LV | 50 kVA :Pole Substation | 0.05 | --> | 0.05 | 0 | 0 | Constrained, otherwise capacity available =17 kVA | --> | 0.048 | 0 | 0 | 0 | 0 | Constrained, otherwise capacity available =43 kW | --> | C11 ex RATHDRUM | Rathdrum [T42] | ARKLOW |  | 52.9294 | -6.1509
3654137 | MV/LV Substation PA***4137 |  | 10 kV | _ | LV | 630 kVA :Kiosk Substation | 0.63 | --> | 0.63 | 0 | 0 | Constrained, otherwise capacity available =630 kVA | --> | 0.598 | 0 | 0 | 0.5 | 0 |  | --> | C23 ex CITYWEST | Citywest [T101,T102] | INCHICORE 220KV |  | 53.2884 | -6.433
305750 | MV/LV Substation GR***750 |  | 20 kV | _ | LV | 100 kVA :Pole Substation | 0.1 | --> | 0.1 | 0.088 | 4.61 |  | --> | 0.095 | 0 | 0 | 0 | 0 | Constrained, otherwise capacity available =93 kW | --> | E11 ex LUMCLOON | Lumcloon [T421,T422] | DALLOW |  | 53.2214 | -7.8889
069840 | MV/LV Substation DO***840 |  | 10 kV | _ | LV | 630 kVA :Building Structure | 0.63 | --> | 0.63 | 0 | 0 | Constrained, otherwise capacity available =626 kVA | --> | 0.598 | 0 | 0 | 0.5 | 0 |  | --> | C13 ex DONNYBROOK | Donnybrook [T41,T42] | MILLTOWN (DR) |  | 53.3238 | -6.2402
281609Z | MV/LV Substation CU***609Z |  | 10 kV | _ | LV | 630 kVA :Building Structure | 0.63 | --> | 0.63 | 0 | 0 | Constrained, otherwise capacity available =573 kVA | --> | 0.598 | 0 | 0 | 0.5 | 0 |  | --> | C20 ex BISHOPSTOWN | Bishopstown [T41,T42] | KILBARRY |  | 51.879 | -8.5253
069621 | MV/LV Substation MO***621 |  | 10 kV | _ | LV | 400 kVA :Kiosk Substation | 0.4 | --> | 0.4 | 0.346 | 7.75 |  | --> | 0.38 | 0 | 0 | 0.373 | 0 |  | --> | C21 ex MILLTOWN (DR) | Milltown (dr) [T101,T102] | POOLBEG |  | 53.318 | -6.2431
0624203 | MV/LV Substation DR***4203 |  | 20 kV | _ | LV | 50 kVA :Pole Substation | 0.05 | --> | 0.05 | 0.043 | 2.33 |  | --> | 0.048 | 0 | 0 | 0 | 0 | Constrained, otherwise capacity available =47 kW | --> | C26 ex DUNDALK | Dundalk [T41,T42] | DUNDALK |  | 54.0105 | -6.5622
503482 | MV/LV Substation CU***482 |  | 20 kV | _ | LV | 100 kVA :Pole Substation | 0.1 | --> | 0.1 | 0.073 | 1.69 |  | --> | 0.095 | 0 | 0 | 0 | 0 | Constrained, otherwise capacity available =91 kW | --> | C18 ex NEWTOWNCUNNINGHAM | Newtowncunningham [T41,T42] | LETTERKENNY |  | 55.0553 | -7.4017
0564235 | MV/LV Substation OS***4235 |  | 20 kV | _ | LV | 50 kVA :Pole Substation | 0.05 | --> | 0.05 | 0.044 | 0.89 |  | --> | 0.048 | 0 | 0 | 0 | 0 | Constrained, otherwise capacity available =47 kW | --> | E12 ex BIRR | Birr [T41,T422] | DALLOW |  | 53.0963 | -7.7577
099535X | MV/LV Substation MI***535X |  | 10 kV | _ | LV | 100 kVA :Pole Substation | 0.1 | --> | 0.1 | 0 | 0 | Constrained, otherwise capacity available =100 kVA | --> | 0.095 | 0 | 0 | 0 | 0 | Constrained, otherwise capacity available =95 kW | --> | C12 ex CULLION | Cullion [T41,T42] | LETTERKENNY |  | 54.9301 | -7.8044
0144331 | MV/LV Substation WA***4331 |  | 10 kV | _ | LV | 400 kVA :Kiosk Substation | 0.4 | --> | 0.4 | 0 | 0 | Constrained, otherwise capacity available =286 kVA | --> | 0.38 | 0 | 0.181 | 0 | 0 | Constrained, otherwise capacity available =230 kW | --> | C19 ex KILDARE | Kildare [T41,T42] | NEWBRIDGE |  | 53.1635 | -6.9214
004523X | MV/LV Substation ID***523X |  | 10 kV | _ | LV | 100 kVA :Pole Substation | 0.1 | --> | 0.1 | 0.088 | 0.45 |  | --> | 0.095 | 0 | 0 | 0 | 0 | Constrained, otherwise capacity available =93 kW | --> | C15 ex KILMAGIG | Kilmagig [T42] | ARKLOW |  | 52.8498 | -6.2943
020490 | MV/LV Substation FO***490 |  | 10 kV | _ | LV | 50 kVA :Pole Substation | 0.05 | --> | 0.05 | 0 | 0 | Constrained, otherwise capacity available =10 kVA | --> | 0.048 | 0 | 0.011 | 0 | 0 | Constrained, otherwise capacity available =34 kW | --> | C18 ex COOLCORCORAN | Coolcorcoran [T41,T42] | KNOCKEARAGH |  | 52.071 | -9.5843
119908 | MV/LV Substation BA***908 |  | 20 kV | _ | LV | 50 kVA :Pole Substation | 0.05 | --> | 0.05 | 0 | 0 | Constrained, otherwise capacity available =47 kVA | --> | 0.048 | 0 | 0 | 0 | 0 | Constrained, otherwise capacity available =47 kW | --> | C15 ex KANTURK | Kanturk [T41,T42] | GLENLARA |  | 52.16 | -8.8357
136925X | MV/LV Substation MU***925X |  | 10 kV | _ | LV | 200 kVA :Pole Substation | 0.2 | --> | 0.2 | 0 | 0 | Constrained, otherwise capacity available =199 kVA | --> | 0.19 | 0 | 0.005 | 0 | 0 | Constrained, otherwise capacity available =186 kW | --> | C12 ex AGHAMORE | Aghamore [T41,T42] | LANESBORO |  | 53.6791 | -8.0018
011283Z | MV/LV Substation OR***283Z |  | 10 kV | _ | LV | 400 kVA :Kiosk Substation | 0.4 | --> | 0.4 | 0.281 | 2.8 |  | --> | 0.38 | 0 | 0.029 | 0 | 0 | Constrained, otherwise capacity available =342 kW | --> | C13 ex PURCELLS INCH | Purcells Inch [T41,T42] | KILKENNY |  | 52.6462 | -7.2202
0664253 | MV/LV Substation LU***4253 |  | 20 kV | _ | LV | 200 kVA :Pole Substation | 0.2 | --> | 0.2 | 0 | 0 | Constrained, otherwise capacity available =194 kVA | --> | 0.19 | 0 | 0.01 | 0 | 0 | Constrained, otherwise capacity available =182 kW | --> | C11 ex LOUGHSHINNY | Loughshinny [T41,T42] | GLASMORE |  | 53.529 | -6.1584
281407Y | MV/LV Substation S.***407Y |  | 10 kV | _ | LV | 630 kVA :Building Structure | 0.63 | --> | 0.63 | 0.176 | 4.67 |  | --> | 0.598 | 0 | 0 | 0.5 | 0 |  | --> | C12 ex CENTRE PARK ROAD | Marina [T105,T106] | MARINA |  | 51.8982 | -8.451
022864 | MV/LV Substation BA***864 |  | 10 kV | _ | LV | 50 kVA :Pole Substation | 0.05 | --> | 0.05 | 0.036 | 4.55 |  | --> | 0.048 | 0 | 0 | 0 | 0 | Constrained, otherwise capacity available =46 kW | --> | C17 ex MALLOW | Mallow [T41,T42] | MALLOW |  | 52.1529 | -8.61
081447X | MV/LV Substation TH***447X |  | 10 kV | _ | LV | 200 kVA :Kiosk Substation | 0.2 | --> | 0.2 | 0 | 0 | Constrained, otherwise capacity available =145 kVA | --> | 0.19 | 0 | 0.006 | 0.178 | 0 |  | --> | C15 ex LUCAN EAST | Lucan East [T41,T42] | GRANGE CASTLE |  | 53.3503 | -6.4394
077522 | MV/LV Substation DO***522 |  | 20 kV | _ | LV | 50 kVA :Pole Substation | 0.05 | --> | 0.05 | 0 | 0 | Constrained, otherwise capacity available =49 kVA | --> | 0.048 | 0 | 0 | 0 | 0 | Constrained, otherwise capacity available =47 kW | --> | E25 ex PATRICKSWELL | Patrickswell [T421,T422] | LIMERICK |  | 52.6527 | -8.8637
007860Z | MV/LV Substation SI***860Z |  | 10 kV | _ | LV | 630 kVA :Kiosk Substation | 0.63 | --> | 0.63 | 0 | 0 | Constrained, otherwise capacity available =563 kVA | --> | 0.598 | 0 | 0 | 0 | 0 | Constrained, otherwise capacity available =589 kW | --> | C20 ex MULGANNON | Mulgannon [T41,T42] | WEXFORD |  | 52.304 | -6.4619
028209 | MV/LV Substation BE***209 |  | 10 kV | _ | LV | 100 kVA :Pole Substation | 0.1 | --> | 0.1 | 0 | 0 | Constrained, otherwise capacity available =94 kVA | --> | 0.095 | 0 | 0 | 0 | 0 | Constrained, otherwise capacity available =94 kW | --> | C13 ex COW CROSS |  |  |  | 51.8693 | -8.2922
023369 | MV/LV Substation RA***369 |  | 20 kV | _ | LV | 630 kVA :Kiosk Substation | 0.63 | --> | 0.63 | 0 | 0 | Constrained, otherwise capacity available =443 kVA | --> | 0.598 | 0 | 0.042 | 0 | 0 | Constrained, otherwise capacity available =541 kW | --> | E11 ex CASTLELYONS | Castlelyons [T421,T422] | BARRYMORE |  | 52.0774 | -8.2807
029152Y | MV/LV Substation BR***152Y |  | 10 kV | _ | LV | 400 kVA :Kiosk Substation | 0.4 | --> | 0.4 | 0 | 0 | Constrained, otherwise capacity available =321 kVA | --> | 0.38 | 0 | 0.024 | 0.351 | 0 |  | --> | C13 ex MIDLETON | Midleton [T101,T102] | MIDLETON |  | 51.9246 | -8.18
2814277 | MV/LV Substation HE***4277 |  | 10 kV | _ | LV | 630 kVA :Kiosk Substation | 0.63 | --> | 0.63 | 0 | 0 | Constrained, otherwise capacity available =499 kVA | --> | 0.598 | 0 | 0.014 | 0.5 | 0 |  | --> | C17 ex BISHOPSTOWN | Bishopstown [T41,T42] | KILBARRY |  | 51.88 | -8.5744
054189Z | MV/LV Substation BE***189Z |  | 10 kV | _ | LV | 200 kVA :Kiosk Substation | 0.2 | --> | 0.2 | 0 | 0 | Constrained, otherwise capacity available =200 kVA | --> | 0.19 | 0 | 0 | 0 | 0 | Constrained, otherwise capacity available =190 kW | --> | C16 ex PALLAS | Pallas [T41,T42] | PORTLAOISE |  | 53.0317 | -7.3291
260544 | MV/LV Substation DE***544 |  | 20 kV | _ | LV | 50 kVA :Pole Substation | 0.05 | --> | 0.05 | 0.04 | 1.67 |  | --> | 0.048 | 0 | 0.005 | 0.042 | 0 |  | --> | E18 ex NEWPORT | Newport [T421] | CARROWBEG |  | 53.8889 | -9.543
067198 | MV/LV Substation SU***198 |  | 10 kV | _ | LV | 400 kVA :Kiosk Substation | 0.4 | --> | 0.4 | 0 | 0 | Constrained, otherwise capacity available =224 kVA | --> | 0.38 | 0 | 0.065 | 0 | 0 | Constrained, otherwise capacity available =307 kW | --> | C12 ex CAHERDAVIN | Caherdavin [T41,T42] | ARDNACRUSHA |  | 52.664 | -8.6532
192720 | MV/LV Substation AD***720 |  | 10 kV | _ | LV | 630 kVA :Building Structure | 0.63 | --> | 0.63 | 0.5 | 1.56 |  | --> | 0.598 | 0 | 0 | 0 | 0 | Constrained, otherwise capacity available =582 kW | --> | C16 ex DERRYBEG | Derrybeg [T41,T42] | ARDNAGAPPARY |  | 55.0617 | -8.28
066397 | MV/LV Substation IN***397 |  | 10 kV | _ | LV | 630 kVA :Building Structure | 0.63 | --> | 0.63 | 0 | 0 | Constrained, otherwise capacity available =473 kVA | --> | 0.598 | 0 | 0 | 0.5 | 0 |  | --> | C13 ex COLLINSTOWN | Collinstown [T41,T42] | GRANGE (DR) |  | 53.4278 | -6.2343
152584 | MV/LV Substation CL***584 |  | 10 kV | _ | LV | 50 kVA :Pole Substation | 0.05 | --> | 0.05 | 0 | 0 | Constrained, otherwise capacity available =35 kVA | --> | 0.048 | 0 | 0.005 | 0 | 0 | Constrained, otherwise capacity available =42 kW | --> | C17 ex CAPPAMORE | Cappamore [T41,T42] | ARDNACRUSHA |  | 52.5569 | -8.4031
0674403 | MV/LV Substation KI***4403 |  | 10 kV | _ | LV | 400 kVA :Kiosk Substation | 0.4 | --> | 0.4 | 0 | 0 | Constrained, otherwise capacity available =400 kVA | --> | 0.38 | 0 | 0 | 0 | 0 | Constrained, otherwise capacity available =380 kW | --> | C14 ex CAHERDAVIN | Caherdavin [T41,T42] | ARDNACRUSHA |  | 52.6659 | -8.6438
0554354 | MV/LV Substation BA***4354 |  | 10 kV | _ | LV | 400 kVA :Kiosk Substation | 0.4 | --> | 0.4 | 0 | 0 | Constrained, otherwise capacity available =359 kVA | --> | 0.38 | 0 | 0 | 0 | 0 | Constrained, otherwise capacity available =374 kW | --> | C18 ex RATHDOWNEY | Rathdowney [T42] | IKERRIN |  | 52.9 | -7.6047
108029X | MV/LV Substation BA***029X |  | 20 kV | _ | LV | 100 kVA :Pole Substation | 0.1 | --> | 0.1 | 0.07 | 1.57 |  | --> | 0.095 | 0 | 0.005 | 0 | 0 | Constrained, otherwise capacity available =87 kW | --> | C17 ex BALLYSHANNON | Ballyshannon [T41,T42] | CATHALEENS FALL |  | 54.5751 | -8.1279
127644X | MV/LV Substation RO***644X |  | 10 kV | _ | LV | 630 kVA :Building Structure | 0.63 | --> | 0.63 | 0.5 | 5.89 |  | --> | 0.598 | 0 | 0 | 0 | 0 | Constrained, otherwise capacity available =594 kW | --> | C17 ex CASHEL | Cashel [T41,T42] | CAHIR |  | 52.522 | -7.8986
2814298 | MV/LV Substation KN***4298 |  | 20 kV | _ | LV | 50 kVA :Pole Substation | 0.05 | --> | 0.05 | 0 | 0 | Constrained, otherwise capacity available =50 kVA | --> | 0.048 | 0 | 0 | 0 | 0 | Constrained, otherwise capacity available =48 kW | --> | C15 ex KILMONEY | Kilmoney [T41,T42] | TRABEG |  | 51.7706 | -8.5523
033348Y | MV/LV Substation FI***348Y |  | 10 kV | _ | LV | 100 kVA :Pole Substation | 0.1 | --> | 0.1 | 0 | 0 | Constrained, otherwise capacity available =94 kVA | --> | 0.095 | 0 | 0 | 0 | 0 | Constrained, otherwise capacity available =94 kW | --> | C12 ex GRANAGH | Granagh [T41,T42] | WATERFORD |  | 52.3325 | -7.3095
0154015 | MV/LV Substation BL***4015 |  | 10 kV | _ | LV | 400 kVA :Kiosk Substation | 0.4 | --> | 0.4 | 0 | 0 | Constrained, otherwise capacity available =394 kVA | --> | 0.38 | 0 | 0 | 0 | 0 | Constrained, otherwise capacity available =379 kW | --> | C11 ex NAAS | Naas [T41,T42] | KILTEEL |  | 53.214 | -6.6508
001371 | MV/LV Substation O ***371 |  | 10 kV | _ | LV | 400 kVA :Kiosk Substation | 0.4 | --> | 0.4 | 0.229 | 13.42 |  | --> | 0.38 | 0 | 0.027 | 0.336 | 0 |  | --> | C17 ex POTTERY ROAD | Pottery Road [T101,T102] | CARRICKMINES |  | 53.277 | -6.1456
253059 | MV/LV Substation BL***059 |  | 10 kV | _ | LV | 200 kVA :Kiosk Substation | 0.2 | --> | 0.2 | 0 | 0 | Constrained, otherwise capacity available =130 kVA | --> | 0.19 | 0 | 0.015 | 0 | 0 | Constrained, otherwise capacity available =169 kW | --> | C17 ex TUAM NORTH | Tuam North [T41,T42] | CLOON |  | 53.5241 | -8.8532
069424 | MV/LV Substation KI***424 |  | 10 kV | _ | LV | 400 kVA :Kiosk Substation | 0.4 | --> | 0.4 | 0.311 | 3.34 |  | --> | 0.38 | 0 | 0.065 | 0.319 | 0 |  | --> | C20 ex GREENHILLS | Greenhills [T42] | INCHICORE 220KV |  | 53.3062 | -6.341
2814346 | MV/LV Substation BE***4346 |  | 10 kV | _ | LV | 400 kVA :Kiosk Substation | 0.4 | --> | 0.4 | 0.297 | 6.78 |  | --> | 0.38 | 0 | 0 | 0.366 | 0 |  | --> | C25 ex CASTLEVIEW | Castleview [T101,T102] | CASTLEVIEW |  | 51.8873 | -8.414
0014162 | MV/LV Substation TH***4162 |  | 10 kV | _ | LV | 630 kVA :Building Structure | 0.63 | --> | 0.63 | 0.5 | 1.16 |  | --> | 0.598 | 0 | 0 | 0.5 | 0 |  | --> | C22 ex MOUNT MERRION | Mount Merrion [T41,T42] | CARRICKMINES |  | 53.2967 | -6.2117
0154222 | MV/LV Substation OL***4222 |  | 10 kV | _ | LV | 200 kVA :Kiosk Substation | 0.2 | --> | 0.2 | 0 | 0 | Constrained, otherwise capacity available =118 kVA | --> | 0.19 | 0 | 0.08 | 0 | 0 | Constrained, otherwise capacity available =119 kW | --> | C11 ex SALLINS | Sallins [T41,T42] | GRIFFINRATH |  | 53.2448 | -6.6714
0074263 | MV/LV Substation RA***4263 |  | 20 kV | _ | LV | 50 kVA :Pole Substation | 0.05 | --> | 0.05 | 0.031 | 16.12 |  | --> | 0.048 | 0 | 0 | 0.045 | 0 |  | --> | E21 ex WEXFORD | Wexford [T121,T122] | WEXFORD |  | 52.402 | -6.4728
030411 | MV/LV Substation PA***411 |  | 20 kV | _ | LV | 50 kVA :Pole Substation | 0.05 | --> | 0.05 | 0 | 0 | Constrained, otherwise capacity available =49 kVA | --> | 0.048 | 0 | 0 | 0 | 0 | Constrained, otherwise capacity available =47 kW | --> | E20 ex FOXHOLE | Foxhole [T421,T422] | DUNGARVAN |  | 51.9719 | -7.9432
017186Z | MV/LV Substation CH***186Z |  | 10 kV | _ | LV | 100 kVA :Pole Substation | 0.1 | --> | 0.1 | 0.099 | 1.05 |  | --> | 0.095 | 0 | 0 | 0 | 0 | Constrained, otherwise capacity available =95 kW | --> | C18 ex NEWCASTLEWEST | Newcastlewest [T41,T42] | RATHKEALE |  | 52.4389 | -9.0389
025331Y | MV/LV Substation BA***331Y |  | 10 kV | _ | LV | 100 kVA :Pole Substation | 0.1 | --> | 0.1 | 0 | 0 | Constrained, otherwise capacity available =94 kVA | --> | 0.095 | 0 | 0.01 | 0.087 | 0 |  | --> | C30 ex BRUFF | Bruff [T42,T421] | LIMERICK |  | 52.4666 | -8.5838
214857 | MV/LV Substation CO***857 |  | 10 kV | _ | LV | 200 kVA :Kiosk Substation | 0.2 | --> | 0.2 | 0 | 0 | Constrained, otherwise capacity available =157 kVA | --> | 0.19 | 0 | 0.005 | 0 | 0 | Constrained, otherwise capacity available =180 kW | --> | C15 ex DRUMQUIN | Drumquin [T42] | ENNIS |  | 52.673 | -9.1049
293972X | MV/LV Substation BE***972X |  | 20 kV | _ | LV | 50 kVA :Pole Substation | 0.05 | --> | 0.05 | 0 | 0 | Constrained, otherwise capacity available =48 kVA | --> | 0.048 | 0 | 0 | 0 | 0 | Constrained, otherwise capacity available =47 kW | --> | E12 ex BALTINGLASS | Baltinglass [T421,T422] | STRATFORD |  | 53.0226 | -6.7107
2484270 | MV/LV Substation TH***4270 |  | 20 kV | _ | LV | 100 kVA :Pole Substation | 0.1 | --> | 0.1 | 0 | 0 | Constrained, otherwise capacity available =99 kVA | --> | 0.095 | 0 | 0 | 0 | 0 | Constrained, otherwise capacity available =95 kW | --> | E19 ex KILCOCK | Kilcock [T421,T422] | GRIFFINRATH |  | 53.3898 | -6.7033
281855X | MV/LV Substation DO***855X |  | 10 kV | _ | LV | 100 kVA :Pole Substation | 0.1 | --> | 0.1 | 0 | 0 | Constrained, otherwise capacity available =54 kVA | --> | 0.095 | 0 | 0.017 | 0 | 0 | Constrained, otherwise capacity available =76 kW | --> | C18 ex DOUGLAS | Douglas [T41,T42] | TRABEG |  | 51.8712 | -8.4199
2334173 | MV/LV Substation RI***4173 |  | 20 kV | _ | LV | 630 kVA :Kiosk Substation | 0.63 | --> | 0.63 | 0 | 0 | Constrained, otherwise capacity available =560 kVA | --> | 0.598 | 0 | 0.008 | 0 | 0 | Constrained, otherwise capacity available =583 kW | --> | C21 ex CASTLEISLAND | Castleisland [T41,T42] | TRALEE |  | 52.2281 | -9.4707
081219X | MV/LV Substation OA***219X |  | 10 kV | _ | LV | 400 kVA :Kiosk Substation | 0.4 | --> | 0.4 | 0 | 0 | Constrained, otherwise capacity available =282 kVA | --> | 0.38 | 0 | 0.002 | 0 | 0 | Constrained, otherwise capacity available =362 kW | --> | C18 ex PALMERSTOWN | Palmerstown [T41,T42] | FINGLAS |  | 53.3491 | -6.3762
007439 | MV/LV Substation EL***439 |  | 10 kV | _ | LV | 200 kVA :Pole Substation | 0.2 | --> | 0.2 | 0.143 | 0.14 | Constrained, otherwise capacity available =150 kVA | --> | 0.19 | 0 | 0 | 0 | 0 | Constrained, otherwise capacity available =183 kW | --> | C12 ex CARRIGLAWN | Carriglawn [T41,T42] | WEXFORD |  | 52.3463 | -6.4543
047244X | MV/LV Substation LI***244X |  | 20 kV | _ | LV | 50 kVA :Pole Substation | 0.05 | --> | 0.05 | 0.05 | 1.04 |  | --> | 0.048 | 0 | 0 | 0 | 0 | Constrained, otherwise capacity available =48 kW | --> | C16 ex BOYLE | Boyle [T41,T42] | CARRICK ON SHANNON |  | 54.0263 | -8.3282
067867Y | MV/LV Substation IN***867Y |  | 10 kV | _ | LV | 200 kVA :Kiosk Substation | 0.2 | --> | 0.2 | 0 | 0 | Constrained, otherwise capacity available =129 kVA | --> | 0.19 | 0 | 0.019 | 0 | 0 | Constrained, otherwise capacity available =166 kW | --> | C13 ex DOCK ROAD | Dock Road [T41,T42] | LIMERICK |  | 52.6369 | -8.6711
099465X | MV/LV Substation GA***465X |  | 10 kV | _ | LV | 630 kVA :Building Structure | 0.63 | --> | 0.63 | 0.497 | 5.45 |  | --> | 0.598 | 0 | 0.08 | 0 | 0 | Constrained, otherwise capacity available =521 kW | --> | C17 ex GORTLEE | Gortlee [T41,T42] | LETTERKENNY |  | 54.9524 | -7.7361
012403Y | MV/LV Substation BU***403Y |  | 10 kV | _ | LV | 50 kVA :Pole Substation | 0.05 | --> | 0.05 | 0 | 0 | Constrained, otherwise capacity available =50 kVA | --> | 0.048 | 0 | 0 | 0 | 0 | Constrained, otherwise capacity available =47 kW | --> | C20 ex POLLERTON | Pollerton [T41,T42] | CARLOW |  | 52.8182 | -6.865
009669 | MV/LV Substation RA***669 |  | 10 kV | _ | LV | 50 kVA :Pole Substation | 0.05 | --> | 0.05 | 0 | 0 | Constrained, otherwise capacity available =41 kVA | --> | 0.048 | 0 | 0.01 | 0 | 0 | Constrained, otherwise capacity available =39 kW | --> | C12 ex GRANAGH | Granagh [T41,T42] | WATERFORD |  | 52.2861 | -7.2394
078104 | MV/LV Substation HU***104 |  | 10 kV | _ | LV | 200 kVA :Pole Substation | 0.2 | --> | 0.2 | 0 | 0 | Constrained, otherwise capacity available =166 kVA | --> | 0.19 | 0 | 0 | 0 | 0 | Constrained, otherwise capacity available =185 kW | --> | C13 ex CHARLESTOWN | Charlestown [T41] | TONROE |  | 53.9128 | -8.8207
503668 | MV/LV Substation FA***668 |  | 10 kV | _ | LV | 50 kVA :Pole Substation | 0.05 | --> | 0.05 | 0.047 | 1.69 |  | --> | 0.048 | 0 | 0 | 0 | 0 | Constrained, otherwise capacity available =47 kW | --> | C11 ex NEWTOWNCUNNINGHAM | Newtowncunningham [T41,T42] | LETTERKENNY |  | 54.9942 | -7.442
066071Z | MV/LV Substation SO***071Z |  | 10 kV | _ | LV | 630 kVA :Building Structure | 0.63 | --> | 0.63 | 0 | 0 | Constrained, otherwise capacity available =417 kVA | --> | 0.598 | 0 | 0 | 0.5 | 0 |  | --> | C11 ex MOUNTGORRY | Mountgorry [T41,T42] | GRANGE (DR) |  | 53.4565 | -6.2209
0594161 | MV/LV Substation BA***4161 |  | 20 kV | _ | LV | 50 kVA :Pole Substation | 0.05 | --> | 0.05 | 0 | 0 | Constrained, otherwise capacity available =40 kVA | --> | 0.048 | 0 | 0 | 0 | 0 | Constrained, otherwise capacity available =46 kW | --> | E11 ex CAVAN | Cavan [T42,T421] | SHANKILL |  | 54.0671 | -7.2088
0554132 | MV/LV Substation BA***4132 |  | 10 kV | _ | LV | 50 kVA :Pole Substation | 0.05 | --> | 0.05 | 0 | 0 | Constrained, otherwise capacity available =49 kVA | --> | 0.048 | 0 | 0 | 0 | 0 | Constrained, otherwise capacity available =47 kW | --> | C18 ex RATHDOWNEY | Rathdowney [T42] | IKERRIN |  | 52.9039 | -7.6537
1184234 | MV/LV Substation AL***4234 |  | 20 kV | _ | LV | 630 kVA :Kiosk Substation | 0.63 | --> | 0.63 | 0 | 0 | Constrained, otherwise capacity available =630 kVA | --> | 0.598 | 0 | 0 | 0 | 0 | Constrained, otherwise capacity available =598 kW | --> | E18 ex CREAGH | Creagh [T421,T422] | ATHLONE |  | 53.4695 | -8.495
238693X | MV/LV Substation KI***693X |  | 20 kV | _ | LV | 50 kVA :Pole Substation | 0.05 | --> | 0.05 | 0 | 0 | Constrained, otherwise capacity available =28 kVA | --> | 0.048 | 0 | 0.01 | 0 | 0 | Constrained, otherwise capacity available =37 kW | --> | E17 ex BALLINROBE | Ballinrobe [T421,T422] | DALTON |  | 53.6557 | -9.1187
281311Z | MV/LV Substation CL***311Z |  | 20 kV | _ | LV | 200 kVA :Building Structure | 0.2 | --> | 0.2 | 0.181 | 17.47 |  | --> | 0.19 | 0 | 0 | 0.187 | 0 |  | --> | E12 ex COOLROE | Coolroe [T121,T122] | COOLROE |  | 51.8715 | -8.651
164615 | MV/LV Substation BU***615 |  | 10 kV | _ | LV | 50 kVA :Pole Substation | 0.05 | --> | 0.05 | 0 | 0 | Constrained, otherwise capacity available =42 kVA | --> | 0.048 | 0 | 0 | 0 | 0 | Constrained, otherwise capacity available =46 kW | --> | C11 ex SKIBBEREEN | Skibbereen [T41,T42] | DUNMANWAY |  | 51.5881 | -9.2667
109566 | MV/LV Substation CL***566 |  | 10 kV | _ | LV | 400 kVA :Kiosk Substation | 0.4 | --> | 0.4 | 0.283 | 0.38 |  | --> | 0.38 | 0 | 0.032 | 0.34 | 0 |  | --> | C15 ex RINEANNA | Rineanna [T41,T42] | DRUMLINE |  | 52.7045 | -8.8669
0684344 | MV/LV Substation AN***4344 |  | 10 kV | _ | LV | 1000 kVA :Building Structure | 1 | --> | 1 | 0.5 | 28.43 |  | --> | 0.95 | 0 | 0 | 0.5 | 0 |  | --> | C47 ex BEDFORD ROW | Bedford Row [T41,T42,T43,T44] | FRANCIS STREET |  | 53.3433 | -6.2626
018200Z | MV/LV Substation LA***200Z |  | 10 kV | _ | LV | 200 kVA :Kiosk Substation | 0.2 | --> | 0.2 | 0.187 | 3.75 |  | --> | 0.19 | 0 | 0 | 0 | 0 | Constrained, otherwise capacity available =188 kW | --> | C13 ex SMEARLA | Smearla [T41,T42] | TRIEN |  | 52.4523 | -9.4828
029753Y | MV/LV Substation AN***753Y |  | 20 kV | _ | LV | 400 kVA :Kiosk Substation | 0.4 | --> | 0.4 | 0 | 0 | Constrained, otherwise capacity available =363 kVA | --> | 0.38 | 0 | 0.013 | 0 | 0 | Constrained, otherwise capacity available =365 kW | --> | C13 ex CLOYNE | Cloyne [T41] | MIDLETON |  | 51.8613 | -7.9995
050780Y | MV/LV Substation MO***780Y |  | 20 kV | _ | LV | 400 kVA :Kiosk Substation | 0.4 | --> | 0.4 | 0 | 0 | Constrained, otherwise capacity available =273 kVA | --> | 0.38 | 0 | 0.013 | 0 | 0 | Constrained, otherwise capacity available =353 kW | --> | C22 ex ATHLONE | Athlone [T41,T42] | ATHLONE |  | 53.4269 | -8.002
035688X | MV/LV Substation CA***688X |  | 10 kV | _ | LV | 50 kVA :Pole Substation | 0.05 | --> | 0.05 | 0.05 | 6.17 |  | --> | 0.048 | 0 | 0 | 0 | 0 | Constrained, otherwise capacity available =48 kW | --> | C17 ex CAHIR | Cahir [T41,T42] | CAHIR |  | 52.3887 | -7.9321
0934065 | MV/LV Substation CE***4065 |  | 10 kV | _ | LV | 630 kVA :Kiosk Substation | 0.63 | --> | 0.63 | 0 | 0 | Constrained, otherwise capacity available =552 kVA | --> | 0.598 | 0 | 0.059 | 0.5 | 0 |  | --> | C33 ex KILMORE | Kilmore [T101,T102,T103] | FINGLAS |  | 53.4055 | -6.2565
014663X | MV/LV Substation W+***663X |  | 10 kV | _ | LV | 630 kVA :Building Structure | 0.63 | --> | 0.63 | 0 | 0 | Constrained, otherwise capacity available =443 kVA | --> | 0.598 | 0 | 0 | 0 | 0 | Constrained, otherwise capacity available =588 kW | --> | C12 ex ATHGARVAN | Athgarvan [T41,T44] | NEWBRIDGE |  | 53.1733 | -6.7981
001229X | MV/LV Substation LO***229X |  | 10 kV | _ | LV | 200 kVA :Building Structure | 0.2 | --> | 0.2 | 0 | 0 | Constrained, otherwise capacity available =168 kVA | --> | 0.19 | 0 | 0 | 0.186 | 0 |  | --> | C12 ex LOUGHLINSTOWN | Loughlinstown [T41,T42] | CARRICKMINES |  | 53.2501 | -6.1327
067199 | MV/LV Substation HY***199 |  | 10 kV | _ | LV | 400 kVA :Kiosk Substation | 0.4 | --> | 0.4 | 0 | 0 | Constrained, otherwise capacity available =214 kVA | --> | 0.38 | 0 | 0.004 | 0.351 | 0 |  | --> | C13 ex GARRYOWEN | Garryowen [T41,T42] | LIMERICK |  | 52.6563 | -8.6251
167331 | MV/LV Substation KI***331 |  | 20 kV | _ | LV | 50 kVA :Pole Substation | 0.05 | --> | 0.05 | 0 | 0 | Constrained, otherwise capacity available =28 kVA | --> | 0.048 | 0 | 0 | 0 | 0 | Constrained, otherwise capacity available =44 kW | --> | E12 ex WHITECHURCH | Whitechurch [T421,T422] | KILBARRY |  | 52.0036 | -8.455
042124Y | MV/LV Substation AG***124Y |  | 10 kV | _ | LV | 200 kVA :Pole Substation | 0.2 | --> | 0.2 | 0 | 0 | Constrained, otherwise capacity available =200 kVA | --> | 0.19 | 0 | 0 | 0 | 0 | Constrained, otherwise capacity available =190 kW | --> | C13 ex KNOCKAPHUNTA | Knockaphunta [T41,T42] | CASTLEBAR |  | 53.8357 | -9.296
026524X | MV/LV Substation WY***524X |  | 10 kV | _ | LV | 100 kVA :Pole Substation | 0.1 | --> | 0.1 | 0 | 0 | Constrained, otherwise capacity available =79 kVA | --> | 0.095 | 0 | 0.011 | 0 | 0 | Constrained, otherwise capacity available =84 kW | --> | C13 ex TIMOLEAGUE | Timoleague [T41] | BANDON |  | 51.6763 | -8.6833
017095X | MV/LV Substation AR***095X |  | 10 kV | _ | LV | 100 kVA :Pole Substation | 0.1 | --> | 0.1 | 0.081 | 1.05 |  | --> | 0.095 | 0 | 0.005 | 0 | 0 | Constrained, otherwise capacity available =89 kW | --> | C16 ex NEWCASTLEWEST | Newcastlewest [T41,T42] | RATHKEALE |  | 52.4964 | -9.0619
029659Y | MV/LV Substation FO***659Y |  | 10 kV | _ | LV | 200 kVA :Kiosk Substation | 0.2 | --> | 0.2 | 0 | 0 | Constrained, otherwise capacity available =193 kVA | --> | 0.19 | 0 | 0 | 0 | 0 | Constrained, otherwise capacity available =189 kW | --> | C18 ex KILLACLOYNE | Killacloyne [T41,T42] | MIDLETON |  | 51.8964 | -8.292
0374050 | MV/LV Substation NR***4050 |  | 10 kV | _ | LV | 400 kVA :Kiosk Substation | 0.4 | --> | 0.4 | 0.306 | 13.05 |  | --> | 0.38 | 0 | 0.12 | 0.288 | 0 |  | --> | C19 ex ENNIS | Ennis [T101,T102] | ENNIS |  | 52.8586 | -8.9407
033296Y | MV/LV Substation CO***296Y |  | 10 kV | _ | LV | 50 kVA :Pole Substation | 0.05 | --> | 0.05 | 0 | 0 | Constrained, otherwise capacity available =41 kVA | --> | 0.048 | 0 | 0 | 0 | 0 | Constrained, otherwise capacity available =46 kW | --> | C11 ex PORTLAW | Portlaw [T41,T42] | BUTLERSTOWN |  | 52.2947 | -7.3235
049344Y | MV/LV Substation BA***344Y |  | 20 kV | _ | LV | 200 kVA :Kiosk Substation | 0.2 | --> | 0.2 | 0.091 | 1.31 |  | --> | 0.19 | 0 | 0 | 0 | 0 | Constrained, otherwise capacity available =175 kW | --> | C17 ex ROOSKY | Roosky [T41] | RICHMOND |  | 53.7768 | -8.1015
2484349 | MV/LV Substation RY***4349 |  | 20 kV | _ | LV | 100 kVA :Pole Substation | 0.1 | --> | 0.1 | 0 | 0 | Constrained, otherwise capacity available =98 kVA | --> | 0.095 | 0 | 0.04 | 0 | 0 | Constrained, otherwise capacity available =65 kW | --> | E18 ex KILCOCK | Kilcock [T421,T422] | GRIFFINRATH |  | 53.402 | -6.6362
120432X | MV/LV Substation ES***432X |  | 20 kV | _ | LV | 100 kVA :Pole Substation | 0.1 | --> | 0.1 | 0 | 0 | Constrained, otherwise capacity available =33 kVA | --> | 0.095 | 0 | 0.008 | 0 | 0 | Constrained, otherwise capacity available =80 kW | --> | E20 ex EDENDERRY | Edenderry [T421,T422] | BLAKE |  | 53.3541 | -7.2001
1924154 | MV/LV Substation DE***4154 |  | 10 kV | _ | LV | 100 kVA :Pole Substation | 0.1 | --> | 0.1 | 0.1 | 1.56 |  | --> | 0.095 | 0 | 0 | 0 | 0 | Constrained, otherwise capacity available =95 kW | --> | C15 ex DERRYBEG | Derrybeg [T41,T42] | ARDNAGAPPARY |  | 55.0821 | -8.2894
093005Y | MV/LV Substation BE***005Y |  | 10 kV | _ | LV | 630 kVA :Building Structure | 0.63 | --> | 0.63 | 0.5 | 5.82 |  | --> | 0.598 | 0 | 0 | 0.5 | 0 |  | --> | C11 ex COOLOCK | Coolock [T41,T42] | FINGLAS |  | 53.3974 | -6.1899
039817X | MV/LV Substation BO***817X |  | 10 kV | _ | LV | 630 kVA :Building Structure | 0.63 | --> | 0.63 | 0 | 0 | Constrained, otherwise capacity available =188 kVA | --> | 0.598 | 0 | 0.01 | 0 | 0 | Constrained, otherwise capacity available =528 kW | --> | C22 ex MONEENAGEISHA | Moneenageisha [T41,T42] | GALWAY 110KV |  | 53.278 | -9.0193
127105X | MV/LV Substation BA***105X |  | 10 kV | _ | LV | 50 kVA :Pole Substation | 0.05 | --> | 0.05 | 0 | 0 | Constrained, otherwise capacity available =45 kVA | --> | 0.048 | 0 | 0 | 0 | 0 | Constrained, otherwise capacity available =47 kW | --> | C14 ex TEMPLEMORE | Templemore [T41,T42] | IKERRIN |  | 52.7857 | -7.5783
010027 | MV/LV Substation TI***027 |  | 10 kV | _ | LV | 200 kVA :Pole Substation | 0.2 | --> | 0.2 | 0 | 0 | Constrained, otherwise capacity available =148 kVA | --> | 0.19 | 0 | 0.012 | 0 | 0 | Constrained, otherwise capacity available =174 kW | --> | C11 ex GRAIGUENAMANAGH | Graiguenamanagh [T41,T42] | KILKENNY |  | 52.5384 | -6.9524
081431Y | MV/LV Substation KN***431Y |  | 10 kV | _ | LV | 50 kVA :Pole Substation | 0.05 | --> | 0.05 | 0 | 0 | Constrained, otherwise capacity available =29 kVA | --> | 0.048 | 0 | 0.009 | 0 | 0 | Constrained, otherwise capacity available =38 kW | --> | C17 ex LEIXLIP | Leixlip [T41,T42] | GRIFFINRATH |  | 53.3653 | -6.4972
065988 | MV/LV Substation PR***988 |  | 20 kV | _ | LV | 100 kVA :Pole Substation | 0.1 | --> | 0.1 | 0 | 0 | Constrained, otherwise capacity available =83 kVA | --> | 0.095 | 0 | 0.01 | 0 | 0 | Constrained, otherwise capacity available =85 kW | --> | E23 ex BALTRASNA | Baltrasna [T121,T122] | BALTRASNA |  | 53.5587 | -6.4402
0204046 | MV/LV Substation DU***4046 |  | 10 kV | _ | LV | 200 kVA :Pole Substation | 0.2 | --> | 0.2 | 0 | 0 | Constrained, otherwise capacity available =200 kVA | --> | 0.19 | 0 | 0 | 0 | 0 | Constrained, otherwise capacity available =190 kW | --> | C18 ex COOLCORCORAN | Coolcorcoran [T41,T42] | KNOCKEARAGH |  | 52.0602 | -9.6264
011775Z | MV/LV Substation SM***775Z |  | 10 kV | _ | LV | 200 kVA :Kiosk Substation | 0.2 | --> | 0.2 | 0 | 0 | Constrained, otherwise capacity available =180 kVA | --> | 0.19 | 0 | 0 | 0 | 0 | Constrained, otherwise capacity available =187 kW | --> | C17 ex ROSEHILL | Rosehill [T41,T42] | KILKENNY |  | 52.6305 | -7.2505
031571 | MV/LV Substation YO***571 |  | 20 kV | _ | LV | 50 kVA :Pole Substation | 0.05 | --> | 0.05 | 0 | 0 | Constrained, otherwise capacity available =30 kVA | --> | 0.048 | 0 | 0 | 0 | 0 | Constrained, otherwise capacity available =45 kW | --> | E13 ex FOXHOLE | Foxhole [T421,T422] | DUNGARVAN |  | 51.9507 | -7.7281
004110Y | MV/LV Substation KN***110Y |  | 10 kV | _ | LV | 100 kVA :Pole Substation | 0.1 | --> | 0.1 | 0 | 0 | Constrained, otherwise capacity available =64 kVA | --> | 0.095 | 0 | 0.01 | 0 | 0 | Constrained, otherwise capacity available =82 kW | --> | C25 ex TINAHASK | Tinahask [T41,T42] | ARKLOW |  | 52.7927 | -6.1612
050190X | MV/LV Substation BL***190X |  | 10 kV | _ | LV | 1000 kVA :Building Structure | 1 | --> | 1 | 0.5 | 6.49 |  | --> | 0.95 | 0 | 0.055 | 0 | 0 | Constrained, otherwise capacity available =886 kW | --> | C17 ex BUSHFIELD | Bushfield [T41,T42] | ATHLONE |  | 53.43 | -7.8918
052072Z | MV/LV Substation HE***072Z |  | 20 kV | _ | LV | 50 kVA :Pole Substation | 0.05 | --> | 0.05 | 0 | 0 | Constrained, otherwise capacity available =43 kVA | --> | 0.048 | 0 | 0 | 0 | 0 | Constrained, otherwise capacity available =46 kW | --> | E14 ex BALLINDERRY | Ballinderry [T41,T422] | MULLINGAR |  | 53.4162 | -7.2995
014513Z | MV/LV Substation RI***513Z |  | 20 kV | _ | LV | 200 kVA :Kiosk Substation | 0.2 | --> | 0.2 | 0.091 | 0.63 |  | --> | 0.19 | 0 | 0.008 | 0 | 0 | Constrained, otherwise capacity available =169 kW | --> | E11 ex KILCULLEN | Kilcullen [T41,T42,T424] | STRATFORD |  | 53.1302 | -6.7403
0054198 | MV/LV Substation CA***4198 |  | 20 kV | _ | LV | 630 kVA :Kiosk Substation | 0.63 | --> | 0.63 | 0 | 0 | Constrained, otherwise capacity available =627 kVA | --> | 0.598 | 0 | 0 | 0 | 0 | Constrained, otherwise capacity available =598 kW | --> | E19 ex SHILLELAGH | Shillelagh [T421,T422] | CARLOW |  | 52.7109 | -6.4965
258966 | MV/LV Substation LU***966 |  | 20 kV | _ | LV | 50 kVA :Pole Substation | 0.05 | --> | 0.05 | 0.042 | 1.86 |  | --> | 0.048 | 0 | 0.005 | 0 | 0 | Constrained, otherwise capacity available =43 kW | --> | E17 ex CREESLOUGH | Creeslough [T421] | ARDNAGAPPARY |  | 55.1932 | -7.9864
049353Z | MV/LV Substation DU***353Z |  | 10 kV | _ | LV | 400 kVA :Kiosk Substation | 0.4 | --> | 0.4 | 0.133 | 0.13 | Constrained, otherwise capacity available =386 kVA | --> | 0.38 | 0 | 0 | 0 | 0 | Constrained, otherwise capacity available =378 kW | --> | C18 ex BALLYMAHON | Ballymahon [T41,T42] | ATHLONE |  | 53.565 | -7.7589
176835X | MV/LV Substation PA***835X |  | 20 kV | _ | LV | 100 kVA :Pole Substation | 0.1 | --> | 0.1 | 0.065 | 18.78 |  | --> | 0.095 | 0 | 0 | 0.09 | 0 |  | --> | E14 ex HARTNETTS CROSS | Hartnetts Cross [T121,T422] | MACROOM |  | 51.8786 | -9.0426
066490Z | MV/LV Substation LA***490Z |  | 20 kV | _ | LV | 50 kVA :Pole Substation | 0.05 | --> | 0.05 | 0 | 0 | Constrained, otherwise capacity available =48 kVA | --> | 0.048 | 0 | 0 | 0 | 0 | Constrained, otherwise capacity available =47 kW | --> | E17 ex BALTRASNA | Baltrasna [T121,T122] | BALTRASNA |  | 53.5131 | -6.5292
365226 | MV/LV Substation OR***226 |  | 10 kV | _ | LV | 630 kVA :Building Structure | 0.63 | --> | 0.63 | 0 | 0 | Constrained, otherwise capacity available =558 kVA | --> | 0.598 | 0 | 0 | 0.5 | 0 |  | --> | C18 ex FORTUNESTOWN | Fortunestown [T101,T102] | INCHICORE 220KV |  | 53.2885 | -6.4277
026621X | MV/LV Substation RE***621X |  | 10 kV | _ | LV | 200 kVA :Pole Substation | 0.2 | --> | 0.2 | 0.159 | 8.66 |  | --> | 0.19 | 0 | 0.011 | 0 | 0 | Constrained, otherwise capacity available =176 kW | --> | C13 ex BANDON | Bandon [T101,T42] | BANDON |  | 51.7314 | -8.7659
110234 | MV/LV Substation BE***234 |  | 10 kV | _ | LV | 400 kVA :Kiosk Substation | 0.4 | --> | 0.4 | 0.252 | 0.76 |  | --> | 0.38 | 0 | 0.037 | 0 | 0 | Constrained, otherwise capacity available =332 kW | --> | C16 ex KENMARE | Kenmare [T42] | KNOCKEARAGH |  | 51.8774 | -9.5835
027740X | MV/LV Substation DO***740X |  | 10 kV | _ | LV | 100 kVA :Pole Substation | 0.1 | --> | 0.1 | 0.097 | 7.79 |  | --> | 0.095 | 0 | 0 | 0 | 0 | Constrained, otherwise capacity available =95 kW | --> | C11 ex DUNMANWAY | Dunmanway [T422,T43] | DUNMANWAY |  | 51.7151 | -9.1088
0694125 | MV/LV Substation HA***4125 |  | 10 kV | _ | LV | 1000 kVA :Building Structure | 1 | --> | 1 | 0.496 | 0.98 |  | --> | 0.95 | 0 | 0 | 0.5 | 0 |  | --> | C23 ex LEESON STREET | Leeson Street [T41,T42] | MILLTOWN (DR) |  | 53.335 | -6.2427
026245 | MV/LV Substation CU***245 |  | 10 kV | _ | LV | 50 kVA :Pole Substation | 0.05 | --> | 0.05 | 0.016 | 8.66 |  | --> | 0.048 | 0 | 0 | 0 | 0 | Constrained, otherwise capacity available =43 kW | --> | C13 ex BANDON | Bandon [T101,T42] | BANDON |  | 51.754 | -8.78
033935X | MV/LV Substation EN***935X |  | 10 kV | _ | LV | 200 kVA :Pole Substation | 0.2 | --> | 0.2 | 0 | 0 | Constrained, otherwise capacity available =189 kVA | --> | 0.19 | 0 | 0 | 0 | 0 | Constrained, otherwise capacity available =188 kW | --> | C12 ex GRANAGH | Granagh [T41,T42] | WATERFORD |  | 52.3303 | -7.3133
075505 | MV/LV Substation KI***505 |  | 20 kV | _ | LV | 100 kVA :Pole Substation | 0.1 | --> | 0.1 | 0.094 | 0.58 |  | --> | 0.095 | 0 | 0 | 0 | 0 | Constrained, otherwise capacity available =94 kW | --> | E17 ex FERNS | Ferns [T421] | CRANE |  | 52.6058 | -6.4638
0954183 | MV/LV Substation KI***4183 |  | 10 kV | _ | LV | 50 kVA :Pole Substation | 0.05 | --> | 0.05 | 0.05 | 1.1 |  | --> | 0.048 | 0 | 0 | 0 | 0 | Constrained, otherwise capacity available =48 kW | --> | C23 ex KILKEE | Kilkee [T41] | TULLABRACK |  | 52.5787 | -9.8451
062783Y | MV/LV Substation RO***783Y |  | 20 kV | _ | LV | 100 kVA :Pole Substation | 0.1 | --> | 0.1 | 0.1 | 2.33 |  | --> | 0.095 | 0 | 0 | 0 | 0 | Constrained, otherwise capacity available =95 kW | --> | C18 ex DUNDALK | Dundalk [T41,T42] | DUNDALK |  | 54.0406 | -6.4633
019221 | MV/LV Substation FO***221 |  | 10 kV | _ | LV | 200 kVA :Kiosk Substation | 0.2 | --> | 0.2 | 0.047 | 0.05 | Constrained, otherwise capacity available =128 kVA | --> | 0.19 | 0 | 0.02 | 0 | 0 | Constrained, otherwise capacity available =165 kW | --> | C13 ex BALLYBEGGAN | Ballybeggan [T43,T44] | TRALEE |  | 52.2698 | -9.68
069559 | MV/LV Substation GR***559 |  | 10 kV | _ | LV | 630 kVA :Building Structure | 0.63 | --> | 0.63 | 0.478 | 9.99 |  | --> | 0.598 | 0 | 0.006 | 0.5 | 0 |  | --> | C21 ex HAROLDS CROSS | Harolds Cross [T101,T102] | POOLBEG |  | 53.3292 | -6.2772
136754Y | MV/LV Substation CO***754Y |  | 10 kV | _ | LV | 100 kVA :Pole Substation | 0.1 | --> | 0.1 | 0 | 0 | Constrained, otherwise capacity available =75 kVA | --> | 0.095 | 0 | 0.006 | 0 | 0 | Constrained, otherwise capacity available =87 kW | --> | C19 ex ROSCOMMON | Roscommon [T41,T42] | LANESBORO |  | 53.6437 | -8.2087
022772X | MV/LV Substation HE***772X |  | 10 kV | _ | LV | 400 kVA :Building Structure | 0.4 | --> | 0.4 | 0.358 | 4.55 |  | --> | 0.38 | 0 | 0 | 0 | 0 | Constrained, otherwise capacity available =374 kW | --> | C22 ex MALLOW | Mallow [T41,T42] | MALLOW |  | 52.1375 | -8.6422
365006X | MV/LV Substation BA***006X |  | 10 kV | _ | LV | 400 kVA :Kiosk Substation | 0.4 | --> | 0.4 | 0 | 0 | Constrained, otherwise capacity available =279 kVA | --> | 0.38 | 0 | 0.054 | 0.323 | 0 |  | --> | C13 ex BELGARD | Belgard [T41,T42] | COOKSTOWN |  | 53.29 | -6.3533
1194219 | MV/LV Substation MA***4219 |  | 10 kV | _ | LV | 100 kVA :Pole Substation | 0.1 | --> | 0.1 | 0 | 0 | Constrained, otherwise capacity available =100 kVA | --> | 0.095 | 0 | 0 | 0 | 0 | Constrained, otherwise capacity available =95 kW | --> | C11 ex KANTURK | Kanturk [T41,T42] | GLENLARA |  | 52.1942 | -8.8355
2044075 | MV/LV Substation MI***4075 |  | 20 kV | _ | LV | 50 kVA :Pole Substation | 0.05 | --> | 0.05 | 0 | 0 | Constrained, otherwise capacity available =43 kVA | --> | 0.048 | 0 | 0 | 0 | 0 | Constrained, otherwise capacity available =46 kW | --> | E14 ex BUNCRANA | Buncrana [T421,T422] | TRILLICK |  | 55.1307 | -7.4415
149529 | MV/LV Substation WA***529 |  | 10 kV | _ | LV | 200 kVA :Pole Substation | 0.2 | --> | 0.2 | 0 | 0 | Constrained, otherwise capacity available =79 kVA | --> | 0.19 | 0 | 0.013 | 0 | 0 | Constrained, otherwise capacity available =163 kW | --> | C14 ex DONEGAL | Donegal [T41,T42] | CATHALEENS FALL |  | 54.6562 | -8.1121
365931X | MV/LV Substation WH***931X |  | 10 kV | _ | LV | 400 kVA :Building Structure | 0.4 | --> | 0.4 | 0 | 0 | Constrained, otherwise capacity available =244 kVA | --> | 0.38 | 0 | 0 | 0.358 | 0 |  | --> | C12 ex TYMON | Tymon [T41,T42] | COOKSTOWN |  | 53.3082 | -6.3546
018533 | MV/LV Substation RA***533 |  | 10 kV | _ | LV | 400 kVA :Building Structure | 0.4 | --> | 0.4 | 0.369 | 3.75 |  | --> | 0.38 | 0 | 0 | 0 | 0 | Constrained, otherwise capacity available =376 kW | --> | C12 ex SMEARLA | Smearla [T41,T42] | TRIEN |  | 52.4454 | -9.4962
160051Z | MV/LV Substation BA***051Z |  | 10 kV | _ | LV | 400 kVA :Building Structure | 0.4 | --> | 0.4 | 0 | 0 | Constrained, otherwise capacity available =267 kVA | --> | 0.38 | 0 | 0 | 0 | 0 | Constrained, otherwise capacity available =361 kW | --> | C16 ex PALLAS | Pallas [T41,T42] | PORTLAOISE |  | 53.0595 | -7.4293
137025X | MV/LV Substation BA***025X |  | 10 kV | _ | LV | 100 kVA :Pole Substation | 0.1 | --> | 0.1 | 0.079 | 2 |  | --> | 0.095 | 0 | 0 | 0 | 0 | Constrained, otherwise capacity available =92 kW | --> | C15 ex CAUSEWAY | Causeway [T41,T42] | TRALEE |  | 52.3416 | -9.8259
0524529 | MV/LV Substation DR***4529 |  | 20 kV | _ | LV | 100 kVA :Pole Substation | 0.1 | --> | 0.1 | 0 | 0 | Constrained, otherwise capacity available =74 kVA | --> | 0.095 | 0 | 0 | 0 | 0 | Constrained, otherwise capacity available =91 kW | --> | E14 ex BALLINDERRY | Ballinderry [T41,T422] | MULLINGAR |  | 53.4287 | -7.2455
0294266 | MV/LV Substation BL***4266 |  | 10 kV | _ | LV | 400 kVA :Kiosk Substation | 0.4 | --> | 0.4 | 0 | 0 | Constrained, otherwise capacity available =317 kVA | --> | 0.38 | 0 | 0.045 | 0.335 | 0 |  | --> | C13 ex MIDLETON | Midleton [T101,T102] | MIDLETON |  | 51.9261 | -8.1705
037609X | MV/LV Substation TH***609X |  | 10 kV | _ | LV | 400 kVA :Kiosk Substation | 0.4 | --> | 0.4 | 0.315 | 13.05 |  | --> | 0.38 | 0 | 0.049 | 0.332 | 0 |  | --> | C18 ex ENNIS | Ennis [T101,T102] | ENNIS |  | 52.8589 | -8.9671
160507X | MV/LV Substation FO***507X |  | 10 kV | _ | LV | 50 kVA :Pole Substation | 0.05 | --> | 0.05 | 0 | 0 | Constrained, otherwise capacity available =35 kVA | --> | 0.048 | 0 | 0 | 0 | 0 | Constrained, otherwise capacity available =46 kW | --> | C16 ex MOUNTMELLICK | Mountmellick [T41,T42] | PORTLAOISE |  | 53.1345 | -7.3307
281873X | MV/LV Substation PF***873X |  | 10 kV | _ | LV | 200 kVA :Pole Substation | 0.2 | --> | 0.2 | 0.161 | 4.3 |  | --> | 0.19 | 0 | 0.04 | 0.155 | 0 |  | --> | C11 ex RINGASKIDDY 110KV | Ringaskiddy 110kv [T42] | BARNAHELY |  | 51.8338 | -8.3526
1624204 | MV/LV Substation AL***4204 |  | 20 kV | _ | LV | 50 kVA :Pole Substation | 0.05 | --> | 0.05 | 0.05 | 0.25 |  | --> | 0.048 | 0 | 0 | 0 | 0 | Constrained, otherwise capacity available =48 kW | --> | C12 ex ROSSGEIR | Rossgeir [T41,T42] | LETTERKENNY |  | 54.7736 | -7.5762
157728 | MV/LV Substation CA***728 |  | 20 kV | _ | LV | 50 kVA :Pole Substation | 0.05 | --> | 0.05 | 0.023 | 1.55 |  | --> | 0.048 | 0 | 0 | 0 | 0 | Constrained, otherwise capacity available =44 kW | --> | E11 ex CARRIGALLEN | Carrigallen [T421] | CARRICK ON SHANNON |  | 53.9899 | -7.6673
122855 | MV/LV Substation MC***855 |  | 10 kV | _ | LV | 50 kVA :Pole Substation | 0.05 | --> | 0.05 | 0.038 | 4.18 |  | --> | 0.048 | 0 | 0 | 0 | 0 | Constrained, otherwise capacity available =46 kW | --> | C19 ex KINGSCOURT | Kingscourt [T41,T42] | MEATH HILL |  | 53.8475 | -6.8178
0494243 | MV/LV Substation DR***4243 |  | 20 kV | _ | LV | 50 kVA :Pole Substation | 0.05 | --> | 0.05 | 0.044 | 1.31 |  | --> | 0.048 | 0 | 0 | 0 | 0 | Constrained, otherwise capacity available =47 kW | --> | C17 ex ROOSKY | Roosky [T41] | RICHMOND |  | 53.8275 | -7.9429
068881 | MV/LV Substation WE***881 |  | 10 kV | _ | LV | 630 kVA :Building Structure | 0.63 | --> | 0.63 | 0.096 | 1.37 |  | --> | 0.598 | 0 | 0 | 0.5 | 0 |  | --> | C17 ex SOUTH KING STREET | South King Street [T41,T42] | FRANCIS STREET |  | 53.3417 | -6.2609
260313 | MV/LV Substation WE***313 |  | 20 kV | _ | LV | 50 kVA :Pole Substation | 0.05 | --> | 0.05 | 0.049 | 1.67 |  | --> | 0.048 | 0 | 0 | 0.047 | 0 |  | --> | E18 ex NEWPORT | Newport [T421] | CARROWBEG |  | 53.8926 | -9.5472
158038 | MV/LV Substation SC***038 |  | 10 kV | _ | LV | 200 kVA :Pole Substation | 0.2 | --> | 0.2 | 0 | 0 | Constrained, otherwise capacity available =133 kVA | --> | 0.19 | 0 | 0.033 | 0 | 0 | Constrained, otherwise capacity available =156 kW | --> | C21 ex ENNISTYMON | Ennistymon [T41,T42] | ENNIS |  | 52.9283 | -9.3435
053306 | MV/LV Substation CE***306 |  | 10 kV | _ | LV | 200 kVA :Pole Substation | 0.2 | --> | 0.2 | 0.195 | 2.39 |  | --> | 0.19 | 0 | 0 | 0 | 0 | Constrained, otherwise capacity available =189 kW | --> | C11 ex SRAH | Srah [T41,T42] | THORNSBERRY |  | 53.2715 | -7.5025
068133X | MV/LV Substation CH***133X |  | 10 kV | _ | LV | 1000 kVA :Building Structure | 1 | --> | 1 | 0.5 | 7.61 |  | --> | 0.95 | 0 | 0 | 0.5 | 0 |  | --> | C18 ex SHERIFF STREET | Sheriff Street [T41,T42] | FRANCIS STREET |  | 53.3515 | -6.2487
118011 | MV/LV Substation ME***011 |  | 20 kV | _ | LV | 200 kVA :Pole Substation | 0.2 | --> | 0.2 | 0 | 0 | Constrained, otherwise capacity available =197 kVA | --> | 0.19 | 0 | 0 | 0 | 0 | Constrained, otherwise capacity available =190 kW | --> | E11 ex CREAGH | Creagh [T421,T422] | ATHLONE |  | 53.3349 | -8.1946
210443Y | MV/LV Substation FO***443Y |  | 10 kV | _ | LV | 200 kVA :Pole Substation | 0.2 | --> | 0.2 | 0 | 0 | Constrained, otherwise capacity available =199 kVA | --> | 0.19 | 0 | 0 | 0 | 0 | Constrained, otherwise capacity available =190 kW | --> | C21 ex CARRICKMACROSS | Carrickmacross [T41,T42] | MEATH HILL |  | 53.9687 | -6.7277
0314142 | MV/LV Substation HI***4142 |  | 10 kV | _ | LV | 400 kVA :Kiosk Substation | 0.4 | --> | 0.4 | 0 | 0 | Constrained, otherwise capacity available =350 kVA | --> | 0.38 | 0 | 0 | 0 | 0 | Constrained, otherwise capacity available =373 kW | --> | C20 ex COLLIGAN | Colligan [T41,T42] | DUNGARVAN |  | 52.091 | -7.6379
014678X | MV/LV Substation YE***678X |  | 20 kV | _ | LV | 200 kVA :Pole Substation | 0.2 | --> | 0.2 | 0 | 0 | Constrained, otherwise capacity available =150 kVA | --> | 0.19 | 0 | 0.005 | 0 | 0 | Constrained, otherwise capacity available =179 kW | --> | C14 ex KILDARE | Kildare [T41,T42] | NEWBRIDGE |  | 53.2254 | -7.0039
161702 | MV/LV Substation OS***702 |  | 10 kV | _ | LV | 100 kVA :Pole Substation | 0.1 | --> | 0.1 | 0.1 | 6.53 |  | --> | 0.095 | 0 | 0 | 0.095 | 0 |  | --> | C17 ex OUGHTERARD | Oughterard [T41,T42] | SCREEB |  | 53.4212 | -9.3001
109480 | MV/LV Substation SM***480 |  | 20 kV | _ | LV | 50 kVA :Pole Substation | 0.05 | --> | 0.05 | 0 | 0 | Constrained, otherwise capacity available =37 kVA | --> | 0.048 | 0 | 0 | 0 | 0 | Constrained, otherwise capacity available =46 kW | --> | E12 ex DRUMLINE | Drumline [T421,T422] | DRUMLINE |  | 52.7262 | -8.8727
136886Y | MV/LV Substation RO***886Y |  | 10 kV | _ | LV | 50 kVA :Pole Substation | 0.05 | --> | 0.05 | 0.043 | 1.28 |  | --> | 0.048 | 0 | 0 | 0 | 0 | Constrained, otherwise capacity available =46 kW | --> | C21 ex CASTLEREA | Castlerea [T41,T42] | CARRICK ON SHANNON |  | 53.7216 | -8.42
081193X | MV/LV Substation CA***193X |  | 10 kV | _ | LV | 200 kVA :Kiosk Substation | 0.2 | --> | 0.2 | 0.1 | 7.91 |  | --> | 0.19 | 0 | 0.028 | 0.155 | 0 |  | --> | C26 ex PELLETSTOWN | Pelletstown [T101,T102] | FINGLAS |  | 53.3772 | -6.3588
0084002 | MV/LV Substation BU***4002 |  | 10 kV | _ | LV | 630 kVA :Kiosk Substation | 0.63 | --> | 0.63 | 0 | 0 | Constrained, otherwise capacity available =630 kVA | --> | 0.598 | 0 | 0 | 0 | 0 | Constrained, otherwise capacity available =598 kW | --> | C14 ex KNOCKMULLEN | Knockmullen [T42,T421] | GREAT ISLAND |  | 52.385 | -6.9354
014511Z | MV/LV Substation SI***511Z |  | 10 kV | _ | LV | 100 kVA :Pole Substation | 0.1 | --> | 0.1 | 0.088 | 0.63 |  | --> | 0.095 | 0 | 0 | 0 | 0 | Constrained, otherwise capacity available =93 kW | --> | C17 ex KILCULLEN | Kilcullen [T41,T42,T424] | STRATFORD |  | 53.1471 | -6.7175
161161Y | MV/LV Substation GL***161Y |  | 10 kV | _ | LV | 50 kVA :Pole Substation | 0.05 | --> | 0.05 | 0.046 | 6.53 |  | --> | 0.048 | 0 | 0 | 0.047 | 0 |  | --> | C17 ex OUGHTERARD | Oughterard [T41,T42] | SCREEB |  | 53.4337 | -9.3233
365832 | MV/LV Substation KI***832 |  | 10 kV | _ | LV | 630 kVA :Kiosk Substation | 0.63 | --> | 0.63 | 0 | 0 | Constrained, otherwise capacity available =507 kVA | --> | 0.598 | 0 | 0.014 | 0.5 | 0 |  | --> | C18 ex WHITESTOWN | Whitestown [T41,T42] | COOKSTOWN |  | 53.2789 | -6.3884
012081Y | MV/LV Substation DU***081Y |  | 10 kV | _ | LV | 630 kVA :Kiosk Substation | 0.63 | --> | 0.63 | 0.5 | 1.99 |  | --> | 0.598 | 0 | 0 | 0 | 0 | Constrained, otherwise capacity available =586 kW | --> | C11 ex GRAIGUE | Graigue [T41,T42] | CARLOW |  | 52.8364 | -6.932
066118Z | MV/LV Substation JU***118Z |  | 10 kV | _ | LV | 200 kVA :Kiosk Substation | 0.2 | --> | 0.2 | 0 | 0 | Constrained, otherwise capacity available =154 kVA | --> | 0.19 | 0 | 0.054 | 0 | 0 | Constrained, otherwise capacity available =144 kW | --> | C14 ex SWORDS | Swords [T41,T42] | GLASMORE |  | 53.4667 | -6.2255
154406Z | MV/LV Substation PA***406Z |  | 20 kV | _ | LV | 630 kVA :Building Structure | 0.63 | --> | 0.63 | 0 | 0 | Constrained, otherwise capacity available =546 kVA | --> | 0.598 | 0 | 0.04 | 0 | 0 | Constrained, otherwise capacity available =557 kW | --> | E14 ex CORDUFF |  |  |  | 53.4147 | -6.3522
059778Y | MV/LV Substation LI***778Y |  | 20 kV | _ | LV | 100 kVA :Pole Substation | 0.1 | --> | 0.1 | 0 | 0 | Constrained, otherwise capacity available =89 kVA | --> | 0.095 | 0 | 0 | 0 | 0 | Constrained, otherwise capacity available =94 kW | --> | E19 ex CAVAN | Cavan [T42,T421] | SHANKILL |  | 53.9561 | -7.4368
014884 | MV/LV Substation SA***884 |  | 20 kV | _ | LV | 200 kVA :Kiosk Substation | 0.2 | --> | 0.2 | 0.185 | 0.63 |  | --> | 0.19 | 0 | 0 | 0 | 0 | Constrained, otherwise capacity available =188 kW | --> | E11 ex KILCULLEN | Kilcullen [T41,T42,T424] | STRATFORD |  | 53.125 | -6.7037
065328Z | MV/LV Substation PA***328Z |  | 20 kV | _ | LV | 100 kVA :Pole Substation | 0.1 | --> | 0.1 | 0 | 0 | Constrained, otherwise capacity available =74 kVA | --> | 0.095 | 0 | 0 | 0 | 0 | Constrained, otherwise capacity available =91 kW | --> | E23 ex BALTRASNA | Baltrasna [T121,T122] | BALTRASNA |  | 53.5652 | -6.4674
120631X | MV/LV Substation EN***631X |  | 20 kV | _ | LV | 50 kVA :Pole Substation | 0.05 | --> | 0.05 | 0.041 | 3.5 |  | --> | 0.048 | 0 | 0 | 0 | 0 | Constrained, otherwise capacity available =46 kW | --> | E12 ex DUNFIRTH | Dunfirth [T122] | DUNFIRTH |  | 53.4141 | -6.7962
031562 | MV/LV Substation CU***562 |  | 20 kV | _ | LV | 50 kVA :Pole Substation | 0.05 | --> | 0.05 | 0 | 0 | Constrained, otherwise capacity available =45 kVA | --> | 0.048 | 0 | 0 | 0 | 0 | Constrained, otherwise capacity available =47 kW | --> | E13 ex FOXHOLE | Foxhole [T421,T422] | DUNGARVAN |  | 51.9654 | -7.7223
009419Y | MV/LV Substation TH***419Y |  | 10 kV | _ | LV | 200 kVA :Kiosk Substation | 0.2 | --> | 0.2 | 0.185 | 0.53 |  | --> | 0.19 | 0 | 0 | 0 | 0 | Constrained, otherwise capacity available =188 kW | --> | C21 ex MANOR STREET | Manor Street [T41,T42] | WATERFORD |  | 52.2534 | -7.1135
011943Z | MV/LV Substation ME***943Z |  | 10 kV | _ | LV | 400 kVA :Building Structure | 0.4 | --> | 0.4 | 0 | 0 | Constrained, otherwise capacity available =332 kVA | --> | 0.38 | 0 | 0 | 0 | 0 | Constrained, otherwise capacity available =374 kW | --> | C20 ex ROSEHILL | Rosehill [T41,T42] | KILKENNY |  | 52.6339 | -7.2473
0014194 | MV/LV Substation EX***4194 |  | 10 kV | _ | LV | 1000 kVA :Building Structure | 1 | --> | 1 | 0 | 0 | Constrained, otherwise capacity available =983 kVA | --> | 0.95 | 0 | 0.006 | 0.5 | 0 |  | --> | C19 ex LOUGHLINSTOWN | Loughlinstown [T41,T42] | CARRICKMINES |  | 53.2457 | -6.1441
0214152 | MV/LV Substation CO***4152 |  | 10 kV | _ | LV | 200 kVA :Pole Substation | 0.2 | --> | 0.2 | 0 | 0 | Constrained, otherwise capacity available =174 kVA | --> | 0.19 | 0 | 0 | 0 | 0 | Constrained, otherwise capacity available =186 kW | --> | C22 ex KILBARRY |  |  |  | 51.9144 | -8.4936
244512 | MV/LV Substation FA***512 |  | 20 kV | _ | LV | 50 kVA :Pole Substation | 0.05 | --> | 0.05 | 0 | 0 | Constrained, otherwise capacity available =33 kVA | --> | 0.048 | 0 | 0.005 | 0 | 0 | Constrained, otherwise capacity available =41 kW | --> | E21 ex MILLTOWN (SR) | Milltown (sr) [T421,T422] | OUGHTRAGH |  | 52.1035 | -9.6338
281299Y | MV/LV Substation AL***299Y |  | 10 kV | _ | LV | 400 kVA :Building Structure | 0.4 | --> | 0.4 | 0 | 0 | Constrained, otherwise capacity available =276 kVA | --> | 0.38 | 0 | 0 | 0 | 0 | Constrained, otherwise capacity available =363 kW | --> | C17 ex TOGHER | Togher [T41,T42] | TRABEG |  | 51.8765 | -8.4717
1164154 | MV/LV Substation WE***4154 |  | 10 kV | _ | LV | 630 kVA :Kiosk Substation | 0.63 | --> | 0.63 | 0.5 | 7.32 |  | --> | 0.598 | 0 | 0 | 0.5 | 0 |  | --> | C11 ex CARROWBEG | Carrowbeg [T41,T42] | CARROWBEG |  | 53.8072 | -9.5347
095528X | MV/LV Substation KI***528X |  | 10 kV | _ | LV | 50 kVA :Pole Substation | 0.05 | --> | 0.05 | 0.032 | 0.7 |  | --> | 0.048 | 0 | 0 | 0 | 0 | Constrained, otherwise capacity available =45 kW | --> | C16 ex KILRUSH | Kilrush [T41,T42] | TULLABRACK |  | 52.6737 | -9.5781
050650Y | MV/LV Substation AS***650Y |  | 10 kV | _ | LV | 200 kVA :Kiosk Substation | 0.2 | --> | 0.2 | 0.176 | 7.61 |  | --> | 0.19 | 0 | 0.01 | 0 | 0 | Constrained, otherwise capacity available =179 kW | --> | C14 ex GARRYCASTLE | Garrycastle [T41,T42] | ATHLONE |  | 53.4222 | -7.9054
026568X | MV/LV Substation DA***568X |  | 10 kV | _ | LV | 50 kVA :Pole Substation | 0.05 | --> | 0.05 | 0.05 | 8.66 |  | --> | 0.048 | 0 | 0 | 0 | 0 | Constrained, otherwise capacity available =48 kW | --> | C18 ex BANDON | Bandon [T101,T42] | BANDON |  | 51.7871 | -8.6617
055928X | MV/LV Substation CO***928X |  | 10 kV | _ | LV | 50 kVA :Pole Substation | 0.05 | --> | 0.05 | 0 | 0 | Constrained, otherwise capacity available =39 kVA | --> | 0.048 | 0 | 0.006 | 0 | 0 | Constrained, otherwise capacity available =42 kW | --> | C11 ex MOUNTRATH | Mountrath [T41,T42] | PORTLAOISE |  | 52.9737 | -7.5682
081613Y | MV/LV Substation RO***613Y |  | 10 kV | _ | LV | 400 kVA :Kiosk Substation | 0.4 | --> | 0.4 | 0 | 0 | Constrained, otherwise capacity available =326 kVA | --> | 0.38 | 0 | 0.044 | 0 | 0 | Constrained, otherwise capacity available =337 kW | --> | C16 ex MONEYCOOLEY | Moneycooley [T41,T42,T44] | GRIFFINRATH |  | 53.3736 | -6.583
025804X | MV/LV Substation TU***804X |  | 20 kV | _ | LV | 50 kVA :Pole Substation | 0.05 | --> | 0.05 | 0.039 | 2.96 |  | --> | 0.048 | 0 | 0 | 0 | 0 | Constrained, otherwise capacity available =46 kW | --> | E11 ex CHARLEVILLE | Charleville [T421,T422] | CHARLEVILLE |  | 52.471 | -8.6676
001593 | MV/LV Substation PI***593 |  | 10 kV | _ | LV | 200 kVA :Kiosk Substation | 0.2 | --> | 0.2 | 0 | 0 | Constrained, otherwise capacity available =137 kVA | --> | 0.19 | 0 | 0.017 | 0.168 | 0 |  | --> | C14 ex LOUGHLINSTOWN | Loughlinstown [T41,T42] | CARRICKMINES |  | 53.256 | -6.1315
005180 | MV/LV Substation CA***180 |  | 20 kV | _ | LV | 50 kVA :Pole Substation | 0.05 | --> | 0.05 | 0 | 0 | Constrained, otherwise capacity available =19 kVA | --> | 0.048 | 0 | 0 | 0 | 0 | Constrained, otherwise capacity available =43 kW | --> | E19 ex SHILLELAGH | Shillelagh [T421,T422] | CARLOW |  | 52.7106 | -6.508
0624118 | MV/LV Substation TA***4118 |  | 20 kV | _ | LV | 50 kVA :Pole Substation | 0.05 | --> | 0.05 | 0.05 | 2.33 |  | --> | 0.048 | 0 | 0 | 0 | 0 | Constrained, otherwise capacity available =48 kW | --> | C26 ex DUNDALK | Dundalk [T41,T42] | DUNDALK |  | 54.0197 | -6.4781
158100X | MV/LV Substation CA***100X |  | 10 kV | _ | LV | 400 kVA :Kiosk Substation | 0.4 | --> | 0.4 | 0 | 0 | Constrained, otherwise capacity available =179 kVA | --> | 0.38 | 0 | 0 | 0 | 0 | Constrained, otherwise capacity available =360 kW | --> | C22 ex ENNISTYMON | Ennistymon [T41,T42] | ENNIS |  | 52.9561 | -9.2806
281108X | MV/LV Substation IN***108X |  | 10 kV | _ | LV | 50 kVA :Pole Substation | 0.05 | --> | 0.05 | 0 | 0 | Constrained, otherwise capacity available =40 kVA | --> | 0.048 | 0 | 0 | 0.046 | 0 |  | --> | C15 ex BISHOPSTOWN | Bishopstown [T41,T42] | KILBARRY |  | 51.8952 | -8.531
281083Z | MV/LV Substation CL***083Z |  | 10 kV | _ | LV | 200 kVA :Kiosk Substation | 0.2 | --> | 0.2 | 0 | 0 | Constrained, otherwise capacity available =110 kVA | --> | 0.19 | 0 | 0.014 | 0 | 0 | Constrained, otherwise capacity available =167 kW | --> | C22 ex KILMONEY | Kilmoney [T41,T42] | TRABEG |  | 51.8088 | -8.4054
152644X | MV/LV Substation GA***644X |  | 10 kV | _ | LV | 400 kVA :Kiosk Substation | 0.4 | --> | 0.4 | 0 | 0 | Constrained, otherwise capacity available =297 kVA | --> | 0.38 | 0 | 0.035 | 0 | 0 | Constrained, otherwise capacity available =340 kW | --> | C12 ex CAPPAMORE | Cappamore [T41,T42] | ARDNACRUSHA |  | 52.6486 | -8.398
119180Y | MV/LV Substation AR***180Y |  | 20 kV | _ | LV | 400 kVA :Kiosk Substation | 0.4 | --> | 0.4 | 0 | 0 | Constrained, otherwise capacity available =378 kVA | --> | 0.38 | 0 | 0.005 | 0 | 0 | Constrained, otherwise capacity available =373 kW | --> | C18 ex KANTURK | Kanturk [T41,T42] | GLENLARA |  | 52.0828 | -8.861
075141Y | MV/LV Substation RY***141Y |  | 20 kV | _ | LV | 50 kVA :Pole Substation | 0.05 | --> | 0.05 | 0.035 | 1.13 |  | --> | 0.048 | 0 | 0 | 0 | 0 | Constrained, otherwise capacity available =46 kW | --> | E12 ex BUNCLODY | Bunclody [T421,T422] | CRANE |  | 52.6466 | -6.6507
1544054 | MV/LV Substation CH***4054 |  | 10 kV | _ | LV | 400 kVA :Building Structure | 0.4 | --> | 0.4 | 0 | 0 | Constrained, otherwise capacity available =378 kVA | --> | 0.38 | 0 | 0 | 0.377 | 0 |  | --> | C39 ex COLLEGE PARK | College Park [T101,T102,T103] | COLLEGE PARK |  | 53.423 | -6.3786
011384 | MV/LV Substation CA***384 |  | 10 kV | _ | LV | 50 kVA :Pole Substation | 0.05 | --> | 0.05 | 0 | 0 | Constrained, otherwise capacity available =48 kVA | --> | 0.048 | 0 | 0 | 0 | 0 | Constrained, otherwise capacity available =47 kW | --> | C17 ex ROSEHILL | Rosehill [T41,T42] | KILKENNY |  | 52.6384 | -7.2636
007603Z | MV/LV Substation RI***603Z |  | 20 kV | _ | LV | 200 kVA :Kiosk Substation | 0.2 | --> | 0.2 | 0.178 | 16.12 |  | --> | 0.19 | 0 | 0.005 | 0.183 | 0 |  | --> | E21 ex WEXFORD | Wexford [T121,T122] | WEXFORD |  | 52.3933 | -6.3923
059849X | MV/LV Substation KI***849X |  | 10 kV | _ | LV | 200 kVA :Pole Substation | 0.2 | --> | 0.2 | 0 | 0 | Constrained, otherwise capacity available =188 kVA | --> | 0.19 | 0 | 0 | 0 | 0 | Constrained, otherwise capacity available =188 kW | --> | C20 ex CAVAN | Cavan [T42,T421] | SHANKILL |  | 53.9897 | -7.3269
251291X | MV/LV Substation RA***291X |  | 10 kV | _ | LV | 1000 kVA :Building Structure | 1 | --> | 1 | 0 | 0 | Constrained, otherwise capacity available =935 kVA | --> | 0.95 | 0 | 0 | 0 | 0 | Constrained, otherwise capacity available =941 kW | --> | C19 ex PARKMORE | Parkmore [T41,T42] | GALWAY 110KV |  | 53.2997 | -8.9941
069106 | MV/LV Substation HO***106 |  | 10 kV | _ | LV | 1000 kVA :Building Structure | 1 | --> | 1 | 0.5 | 3.34 |  | --> | 0.95 | 0 | 0.055 | 0.5 | 0 |  | --> | C14 ex GREENHILLS | Greenhills [T42] | INCHICORE 220KV |  | 53.3226 | -6.3375
252609X | MV/LV Substation BO***609X |  | 20 kV | _ | LV | 50 kVA :Pole Substation | 0.05 | --> | 0.05 | 0.046 | 1.32 |  | --> | 0.048 | 0 | 0 | 0.047 | 0 |  | --> | C24 ex CLIFDEN | Clifden [T41,T42] | SCREEB |  | 53.6138 | -10.2096
064240Y | MV/LV Substation CA***240Y |  | 10 kV | _ | LV | 100 kVA :Pole Substation | 0.1 | --> | 0.1 | 0 | 0 | Constrained, otherwise capacity available =38 kVA | --> | 0.095 | 0 | 0 | 0 | 0 | Constrained, otherwise capacity available =86 kW | --> | C21 ex TERMONFECKIN ROAD | Termonfeckin Road [T41,T42] | DRYBRIDGE |  | 53.7449 | -6.2979
281710X | MV/LV Substation RO***710X |  | 10 kV | _ | LV | 200 kVA :Building Structure | 0.2 | --> | 0.2 | 0 | 0 | Constrained, otherwise capacity available =160 kVA | --> | 0.19 | 0 | 0 | 0 | 0 | Constrained, otherwise capacity available =184 kW | --> | C14 ex TOGHER | Togher [T41,T42] | TRABEG |  | 51.8742 | -8.4861
377489X | MV/LV Substation MA***489X |  | 20 kV | _ | LV | 200 kVA :Pole Substation | 0.2 | --> | 0.2 | 0 | 0 | Constrained, otherwise capacity available =148 kVA | --> | 0.19 | 0 | 0.005 | 0 | 0 | Constrained, otherwise capacity available =179 kW | --> | E15 ex GURRANEBANE | Gurranebane [T421,T422] | OUGHTRAGH |  | 51.9465 | -10.2309
1184089 | MV/LV Substation SC***4089 |  | 10 kV | _ | LV | 200 kVA :Kiosk Substation | 0.2 | --> | 0.2 | 0.196 | 2 |  | --> | 0.19 | 0 | 0.006 | 0 | 0 | Constrained, otherwise capacity available =185 kW | --> | C17 ex BALLINASLOE | Ballinasloe [T41,T42] | SOMERSET |  | 53.3274 | -8.2398
2074177 | MV/LV Substation GL***4177 |  | 10 kV | _ | LV | 50 kVA :Pole Substation | 0.05 | --> | 0.05 | 0 | 0 | Constrained, otherwise capacity available =50 kVA | --> | 0.048 | 0 | 0 | 0 | 0 | Constrained, otherwise capacity available =48 kW | --> | C14 ex TEMPLEMORE | Templemore [T41,T42] | IKERRIN |  | 52.7925 | -7.5204
082528 | MV/LV Substation KE***528 |  | 20 kV | _ | LV | 100 kVA :Pole Substation | 0.1 | --> | 0.1 | 0 | 0 | Constrained, otherwise capacity available =72 kVA | --> | 0.095 | 0 | 0.034 | 0 | 0 | Constrained, otherwise capacity available =66 kW | --> | E17 ex DULEEK | Duleek [T421,T422] | DRYBRIDGE |  | 53.6273 | -6.5336
034510X | MV/LV Substation MU***510X |  | 20 kV | _ | LV | 50 kVA :Pole Substation | 0.05 | --> | 0.05 | 0.041 | 0.57 |  | --> | 0.048 | 0 | 0 | 0 | 0 | Constrained, otherwise capacity available =46 kW | --> | E19 ex LAWLESSTOWN | Lawlesstown [T42,T421] | DOON |  | 52.4632 | -7.7041
063602X | MV/LV Substation AR***602X |  | 10 kV | _ | LV | 100 kVA :Pole Substation | 0.1 | --> | 0.1 | 0 | 0 | Constrained, otherwise capacity available =82 kVA | --> | 0.095 | 0 | 0.005 | 0 | 0 | Constrained, otherwise capacity available =89 kW | --> | C18 ex BALLYBAILIE | Ballybailie [T41,T42] | DUNDALK |  | 53.9496 | -6.5337
021025 | MV/LV Substation WA***025 |  | 10 kV | _ | LV | 630 kVA :Building Structure | 0.63 | --> | 0.63 | 0 | 0 | Constrained, otherwise capacity available =335 kVA | --> | 0.598 | 0 | 0.285 | 0 | 0 | Constrained, otherwise capacity available =379 kW | --> | C14 ex DENNEHYS CROSS | Dennehys Cross [T41,T42] | TRABEG |  | 51.895 | -8.5111
012159 | MV/LV Substation AS***159 |  | 10 kV | _ | LV | 200 kVA :Kiosk Substation | 0.2 | --> | 0.2 | 0 | 0 | Constrained, otherwise capacity available =139 kVA | --> | 0.19 | 0 | 0.013 | 0 | 0 | Constrained, otherwise capacity available =172 kW | --> | C23 ex POLLERTON | Pollerton [T41,T42] | CARLOW |  | 52.8313 | -6.911
266197X | MV/LV Substation HO***197X |  | 20 kV | _ | LV | 50 kVA :Pole Substation | 0.05 | --> | 0.05 | 0 | 0 | Constrained, otherwise capacity available =49 kVA | --> | 0.048 | 0 | 0 | 0 | 0 | Constrained, otherwise capacity available =47 kW | --> | E18 ex CARNDONAGH | Carndonagh [T421,T422] | TRILLICK |  | 55.2408 | -7.2476
036082Y | MV/LV Substation CL***082Y |  | 20 kV | _ | LV | 50 kVA :Pole Substation | 0.05 | --> | 0.05 | 0 | 0 | Constrained, otherwise capacity available =46 kVA | --> | 0.048 | 0 | 0 | 0 | 0 | Constrained, otherwise capacity available =47 kW | --> | E20 ex GARRANACANTY | Garranacanty [T421,T422] | TIPPERARY |  | 52.4844 | -7.9639
018025 | MV/LV Substation FI***025 |  | 10 kV | _ | LV | 100 kVA :Pole Substation | 0.1 | --> | 0.1 | 0.072 | 3.75 |  | --> | 0.095 | 0 | 0 | 0 | 0 | Constrained, otherwise capacity available =91 kW | --> | C18 ex SMEARLA | Smearla [T41,T42] | TRIEN |  | 52.4295 | -9.5257
065294Z | MV/LV Substation TR***294Z |  | 10 kV | _ | LV | 200 kVA :Kiosk Substation | 0.2 | --> | 0.2 | 0 | 0 | Constrained, otherwise capacity available =137 kVA | --> | 0.19 | 0 | 0.015 | 0.17 | 0 |  | --> | C22 ex STEPHENSTOWN | Stephenstown [T101,T102] | FINGLAS |  | 53.6147 | -6.2063
030265 | MV/LV Substation IN***265 |  | 20 kV | _ | LV | 50 kVA :Pole Substation | 0.05 | --> | 0.05 | 0 | 0 | Constrained, otherwise capacity available =48 kVA | --> | 0.048 | 0 | 0 | 0 | 0 | Constrained, otherwise capacity available =47 kW | --> | E20 ex FOXHOLE | Foxhole [T421,T422] | DUNGARVAN |  | 51.9453 | -8.0014
0824451 | MV/LV Substation DR***4451 |  | 10 kV | _ | LV | 50 kVA :Pole Substation | 0.05 | --> | 0.05 | 0 | 0 | Constrained, otherwise capacity available =50 kVA | --> | 0.048 | 0 | 0 | 0 | 0 | Constrained, otherwise capacity available =48 kW | --> | E17 ex ACADEMY STREET | Academy Street [T421,T422,T44] | NAVAN |  | 53.6219 | -6.8393
029341 | MV/LV Substation IM***341 |  | 20 kV | _ | LV | 50 kVA :Pole Substation | 0.05 | --> | 0.05 | 0 | 0 | Constrained, otherwise capacity available =40 kVA | --> | 0.048 | 0 | 0 | 0 | 0 | Constrained, otherwise capacity available =46 kW | --> | C13 ex CLOYNE | Cloyne [T41] | MIDLETON |  | 51.8557 | -8.0274
041690X | MV/LV Substation BA***690X |  | 20 kV | _ | LV | 50 kVA :Pole Substation | 0.05 | --> | 0.05 | 0 | 0 | Constrained, otherwise capacity available =42 kVA | --> | 0.048 | 0 | 0 | 0 | 0 | Constrained, otherwise capacity available =46 kW | --> | E14 ex DALTON | Dalton [T421,T422] | DALTON |  | 53.7466 | -8.9703
046340X | MV/LV Substation SW***340X |  | 10 kV | _ | LV | 630 kVA :Building Structure | 0.63 | --> | 0.63 | 0 | 0 | Constrained, otherwise capacity available =630 kVA | --> | 0.598 | 0 | 0 | 0.5 | 0 |  | --> | C17 ex CRANMORE | Cranmore [T41,T42] | SLIGO |  | 54.2725 | -8.4751
324663X | MV/LV Substation CU***663X |  | 10 kV | _ | LV | 200 kVA :Kiosk Substation | 0.2 | --> | 0.2 | 0 | 0 | Constrained, otherwise capacity available =182 kVA | --> | 0.19 | 0 | 0 | 0 | 0 | Constrained, otherwise capacity available =188 kW | --> | C20 ex BALLYGAR | Ballygar [T41,T42] | ATHLONE |  | 53.5223 | -8.3216
0234101 | MV/LV Substation 0 ***4101 |  | 20 kV | _ | LV | 200 kVA :Pole Substation | 0.2 | --> | 0.2 | 0 | 0 | Constrained, otherwise capacity available =180 kVA | --> | 0.19 | 0 | 0.011 | 0 | 0 | Constrained, otherwise capacity available =179 kW | --> | E14 ex CASTLELYONS | Castlelyons [T421,T422] | BARRYMORE |  | 52.1086 | -8.2696
2094128 | MV/LV Substation SI***4128 |  | 20 kV | _ | LV | 50 kVA :Pole Substation | 0.05 | --> | 0.05 | 0 | 0 | Constrained, otherwise capacity available =38 kVA | --> | 0.048 | 0 | 0 | 0 | 0 | Constrained, otherwise capacity available =46 kW | --> | C21 ex MILFORD (NR) | Milford (nr) [T41,T42] | LETTERKENNY |  | 55.209 | -7.8198
082681 | MV/LV Substation GR***681 |  | 20 kV | _ | LV | 50 kVA :Pole Substation | 0.05 | --> | 0.05 | 0 | 0 | Constrained, otherwise capacity available =32 kVA | --> | 0.048 | 0 | 0.005 | 0 | 0 | Constrained, otherwise capacity available =41 kW | --> | E16 ex ACADEMY STREET | Academy Street [T421,T422,T44] | NAVAN |  | 53.6064 | -6.6689
2934514 | MV/LV Substation EL***4514 |  | 20 kV | _ | LV | 100 kVA :Pole Substation | 0.1 | --> | 0.1 | 0.1 | 0.43 |  | --> | 0.095 | 0 | 0 | 0 | 0 | Constrained, otherwise capacity available =95 kW | --> | E12 ex TULLOW | Tullow [T421,T422] | CARLOW |  | 52.791 | -6.7525
093280X | MV/LV Substation SO***280X |  | 10 kV | _ | LV | 200 kVA :Kiosk Substation | 0.2 | --> | 0.2 | 0 | 0 | Constrained, otherwise capacity available =137 kVA | --> | 0.19 | 0 | 0.03 | 0.159 | 0 |  | --> | C20 ex SUTTON | Sutton [T41,T42] | GRANGE (DR) |  | 53.3752 | -6.0925
067704Y | MV/LV Substation PO***704Y |  | 10 kV | _ | LV | 50 kVA :Pole Substation | 0.05 | --> | 0.05 | 0 | 0 | Constrained, otherwise capacity available =45 kVA | --> | 0.048 | 0 | 0 | 0 | 0 | Constrained, otherwise capacity available =47 kW | --> | E16 ex CRATLOE | Cratloe [T421,T422] | ARDNACRUSHA |  | 52.6907 | -8.7653
001604 | MV/LV Substation GR***604 |  | 10 kV | _ | LV | 200 kVA :Kiosk Substation | 0.2 | --> | 0.2 | 0.063 | 1.16 |  | --> | 0.19 | 0 | 0.046 | 0.136 | 0 |  | --> | C19 ex DEANSGRANGE | Deansgrange [T41,T42] | CARRICKMINES |  | 53.2939 | -6.167
055441Y | MV/LV Substation DU***441Y |  | 10 kV | _ | LV | 400 kVA :Building Structure | 0.4 | --> | 0.4 | 0 | 0 | Constrained, otherwise capacity available =326 kVA | --> | 0.38 | 0 | 0 | 0 | 0 | Constrained, otherwise capacity available =370 kW | --> | C16 ex RATHDOWNEY | Rathdowney [T42] | IKERRIN |  | 52.8498 | -7.5863
014712 | MV/LV Substation H ***712 |  | 10 kV | _ | LV | 100 kVA :Pole Substation | 0.1 | --> | 0.1 | 0 | 0 | Constrained, otherwise capacity available =66 kVA | --> | 0.095 | 0 | 0 | 0 | 0 | Constrained, otherwise capacity available =90 kW | --> | C16 ex MORRISTOWN | Morristown [T41,T42] | NEWBRIDGE |  | 53.1978 | -6.8406
082942Y | MV/LV Substation BE***942Y |  | 10 kV | _ | LV | 50 kVA :Pole Substation | 0.05 | --> | 0.05 | 0.049 | 2.01 |  | --> | 0.048 | 0 | 0 | 0 | 0 | Constrained, otherwise capacity available =47 kW | --> | C18 ex ABBEYLAND | Abbeyland [T41,T42] | NAVAN |  | 53.6529 | -6.7544
119025 | MV/LV Substation AL***025 |  | 10 kV | _ | LV | 100 kVA :Pole Substation | 0.1 | --> | 0.1 | 0.07 | 4.16 |  | --> | 0.095 | 0 | 0.013 | 0.081 | 0 |  | --> | C20 ex NEWMARKET (SR) | Newmarket (sr) [T41,T42] | GLENLARA |  | 52.2182 | -8.9964
058121 | MV/LV Substation NO***121 |  | 10 kV | _ | LV | 50 kVA :Pole Substation | 0.05 | --> | 0.05 | 0.047 | 3 |  | --> | 0.048 | 0 | 0 | 0 | 0 | Constrained, otherwise capacity available =47 kW | --> | C25 ex NENAGH | Nenagh [T41,T42] | NENAGH |  | 52.8528 | -8.1092
137752 | MV/LV Substation CL***752 |  | 10 kV | _ | LV | 100 kVA :Pole Substation | 0.1 | --> | 0.1 | 0.091 | 2 |  | --> | 0.095 | 0 | 0 | 0 | 0 | Constrained, otherwise capacity available =94 kW | --> | C12 ex CAUSEWAY | Causeway [T41,T42] | TRALEE |  | 52.4737 | -9.6876
007717 | MV/LV Substation BA***717 |  | 20 kV | _ | LV | 100 kVA :Pole Substation | 0.1 | --> | 0.1 | 0.082 | 1.4 |  | --> | 0.095 | 0 | 0 | 0 | 0 | Constrained, otherwise capacity available =92 kW | --> | E12 ex KILLINICK | Killinick [T421,T422] | WEXFORD |  | 52.2423 | -6.3486
1564252 | MV/LV Substation WA***4252 |  | 10 kV | _ | LV | 50 kVA :Pole Substation | 0.05 | --> | 0.05 | 0 | 0 | Constrained, otherwise capacity available =32 kVA | --> | 0.048 | 0 | 0.028 | 0 | 0 | Constrained, otherwise capacity available =24 kW | --> | C15 ex DRUMBEAR | Drumbear [T41,T42] | LISDRUM |  | 54.2161 | -6.9229
136736X | MV/LV Substation AT***736X |  | 20 kV | _ | LV | 400 kVA :Kiosk Substation | 0.4 | --> | 0.4 | 0 | 0 | Constrained, otherwise capacity available =220 kVA | --> | 0.38 | 0 | 0 | 0 | 0 | Constrained, otherwise capacity available =355 kW | --> | C18 ex ROSCOMMON | Roscommon [T41,T42] | LANESBORO |  | 53.5961 | -8.1232
015362Z | MV/LV Substation M ***362Z |  | 10 kV | _ | LV | 50 kVA :Pole Substation | 0.05 | --> | 0.05 | 0 | 0 | Constrained, otherwise capacity available =48 kVA | --> | 0.048 | 0 | 0 | 0 | 0 | Constrained, otherwise capacity available =47 kW | --> | E18 ex BLESSINGTON | Blessington [T421,T422] | KILTEEL |  | 53.1969 | -6.4733
064377Z | MV/LV Substation MC***377Z |  | 20 kV | _ | LV | 200 kVA :Pole Substation | 0.2 | --> | 0.2 | 0 | 0 | Constrained, otherwise capacity available =116 kVA | --> | 0.19 | 0 | 0 | 0 | 0 | Constrained, otherwise capacity available =178 kW | --> | E17 ex JULIANSTOWN | Julianstown [T421,T422] | DRYBRIDGE |  | 53.6945 | -6.318
288013X | MV/LV Substation GL***013X |  | 10 kV | _ | LV | 200 kVA :Pole Substation | 0.2 | --> | 0.2 | 0.041 | 0.04 | Constrained, otherwise capacity available =197 kVA | --> | 0.19 | 0 | 0 | 0.19 | 0 |  | --> | C21 ex LITTLE BRAY | Little Bray [T41,T42] | FASSAROE |  | 53.1811 | -6.2116
0094143 | MV/LV Substation BO***4143 |  | 20 kV | _ | LV | 50 kVA :Pole Substation | 0.05 | --> | 0.05 | 0.045 | 3.76 |  | --> | 0.048 | 0 | 0 | 0 | 0 | Constrained, otherwise capacity available =47 kW | --> | E15 ex BELVIEW | Belview [T421,T422] | WATERFORD |  | 52.2642 | -7.0483
005071Y | MV/LV Substation AM***071Y |  | 10 kV | _ | LV | 630 kVA :Building Structure | 0.63 | --> | 0.63 | 0.44 | 3.03 |  | --> | 0.598 | 0 | 0 | 0 | 0 | Constrained, otherwise capacity available =572 kW | --> | C17 ex RAMSTOWN | Ramstown [T41,T42] | CRANE |  | 52.6686 | -6.2899
067956Y | MV/LV Substation TH***956Y |  | 10 kV | _ | LV | 630 kVA :Kiosk Substation | 0.63 | --> | 0.63 | 0 | 0 | Constrained, otherwise capacity available =630 kVA | --> | 0.598 | 0 | 0 | 0 | 0 | Constrained, otherwise capacity available =598 kW | --> | C16 ex MOYLISH | Moylish [T41,T42] | ARDNACRUSHA |  | 52.6826 | -8.6587
068971 | MV/LV Substation ME***971 |  | 10 kV | _ | LV | 630 kVA :Building Structure | 0.63 | --> | 0.63 | 0.458 | 28.43 |  | --> | 0.598 | 0 | 0 | 0.5 | 0 |  | --> | C46 ex BEDFORD ROW | Bedford Row [T41,T42,T43,T44] | FRANCIS STREET |  | 53.3446 | -6.2753
0114451 | MV/LV Substation IR***4451 |  | 20 kV | _ | LV | 1000 kVA :Building Structure | 1 | --> | 1 | 0 | 0 | Constrained, otherwise capacity available =378 kVA | --> | 0.95 | 0 | 0 | 0 | 0 | Constrained, otherwise capacity available =901 kW | --> | E25 ex TALBOTS INCH | Talbots Inch [T41,T42] | KILKENNY |  | 52.6873 | -7.2746
019011X | MV/LV Substation CL***011X |  | 10 kV | _ | LV | 50 kVA :Pole Substation | 0.05 | --> | 0.05 | 0.038 | 1.54 |  | --> | 0.048 | 0 | 0.005 | 0 | 0 | Constrained, otherwise capacity available =42 kW | --> | C22 ex BALLYARD | Ballyard [T41,T42] | TRALEE |  | 52.2514 | -9.7076
053036 | MV/LV Substation TU***036 |  | 10 kV | _ | LV | 200 kVA :Pole Substation | 0.2 | --> | 0.2 | 0.188 | 2.39 |  | --> | 0.19 | 0 | 0.005 | 0 | 0 | Constrained, otherwise capacity available =185 kW | --> | C11 ex SRAH | Srah [T41,T42] | THORNSBERRY |  | 53.2649 | -7.5035
252561X | MV/LV Substation CO***561X |  | 20 kV | _ | LV | 630 kVA :Building Structure | 0.63 | --> | 0.63 | 0.5 | 1.32 |  | --> | 0.598 | 0 | 0 | 0.5 | 0 |  | --> | C24 ex CLIFDEN | Clifden [T41,T42] | SCREEB |  | 53.5521 | -9.9476
022854X | MV/LV Substation MO***854X |  | 10 kV | _ | LV | 50 kVA :Pole Substation | 0.05 | --> | 0.05 | 0.043 | 4.55 |  | --> | 0.048 | 0 | 0.02 | 0 | 0 | Constrained, otherwise capacity available =32 kW | --> | C17 ex MALLOW | Mallow [T41,T42] | MALLOW |  | 52.1645 | -8.5989
165826X | MV/LV Substation PE***826X |  | 10 kV | _ | LV | 400 kVA :Kiosk Substation | 0.4 | --> | 0.4 | 0 | 0 | Constrained, otherwise capacity available =334 kVA | --> | 0.38 | 0 | 0.005 | 0 | 0 | Constrained, otherwise capacity available =367 kW | --> | C16 ex CLONAKILTY | Clonakilty [T41,T42] | DUNMANWAY |  | 51.6227 | -8.89
046028 | MV/LV Substation LA***028 |  | 10 kV | _ | LV | 400 kVA :Kiosk Substation | 0.4 | --> | 0.4 | 0.234 | 5.78 |  | --> | 0.38 | 0 | 0.022 | 0.34 | 0 |  | --> | C13 ex OAKFIELD | Oakfield [T41,T42] | SLIGO |  | 54.2672 | -8.4962
082672 | MV/LV Substation BA***672 |  | 20 kV | _ | LV | 200 kVA :Pole Substation | 0.2 | --> | 0.2 | 0 | 0 | Constrained, otherwise capacity available =133 kVA | --> | 0.19 | 0 | 0.005 | 0 | 0 | Constrained, otherwise capacity available =177 kW | --> | E16 ex ACADEMY STREET | Academy Street [T421,T422,T44] | NAVAN |  | 53.6284 | -6.6893
001270 | MV/LV Substation ME***270 |  | 10 kV | _ | LV | 630 kVA :Kiosk Substation | 0.63 | --> | 0.63 | 0.5 | 1.16 |  | --> | 0.598 | 0 | 0.015 | 0.5 | 0 |  | --> | C14 ex MOUNT MERRION | Mount Merrion [T41,T42] | CARRICKMINES |  | 53.3165 | -6.205
053200 | MV/LV Substation NE***200 |  | 10 kV | _ | LV | 200 kVA :Pole Substation | 0.2 | --> | 0.2 | 0 | 0 | Constrained, otherwise capacity available =197 kVA | --> | 0.19 | 0 | 0 | 0.19 | 0 |  | --> | C21 ex CLONMINCH | Clonminch [T41,T422] | THORNSBERRY |  | 53.2364 | -7.402
014742 | MV/LV Substation SU***742 |  | 10 kV | _ | LV | 50 kVA :Pole Substation | 0.05 | --> | 0.05 | 0.022 | 0.63 |  | --> | 0.048 | 0 | 0 | 0 | 0 | Constrained, otherwise capacity available =44 kW | --> | C16 ex KILCULLEN | Kilcullen [T41,T42,T424] | STRATFORD |  | 53.1068 | -6.8625
154378Z | MV/LV Substation CO***378Z |  | 10 kV | _ | LV | 400 kVA :Kiosk Substation | 0.4 | --> | 0.4 | 0 | 0 | Constrained, otherwise capacity available =284 kVA | --> | 0.38 | 0 | 0 | 0 | 0 | Constrained, otherwise capacity available =364 kW | --> | C24 ex BALLYCOOLIN | Ballycoolin [T41,T42,T43] | FINGLAS |  | 53.3996 | -6.3816
176016Y | MV/LV Substation RO***016Y |  | 20 kV | _ | LV | 200 kVA :Pole Substation | 0.2 | --> | 0.2 | 0 | 0 | Constrained, otherwise capacity available =164 kVA | --> | 0.19 | 0 | 0 | 0 | 0 | Constrained, otherwise capacity available =185 kW | --> | E11 ex MACROOM | Macroom [T422] | MACROOM |  | 51.9208 | -8.821
1514185 | MV/LV Substation CA***4185 |  | 20 kV | _ | LV | 50 kVA :Pole Substation | 0.05 | --> | 0.05 | 0 | 0 | Constrained, otherwise capacity available =38 kVA | --> | 0.048 | 0 | 0.005 | 0.042 | 0 |  | --> | E15 ex BRUFF | Bruff [T42,T421] | LIMERICK |  | 52.5645 | -8.4598
433377X | MV/LV Substation FR***377X |  | 10 kV | _ | LV | 200 kVA :Kiosk Substation | 0.2 | --> | 0.2 | 0 | 0 | Constrained, otherwise capacity available =184 kVA | --> | 0.19 | 0 | 0.005 | 0 | 0 | Constrained, otherwise capacity available =184 kW | --> | C12 ex BALLAGHADERREEN | Ballaghaderreen [T41,T42] | TONROE |  | 53.8992 | -8.5889
009968X | MV/LV Substation IE***968X |  | 10 kV | _ | LV | 400 kVA :Building Structure | 0.4 | --> | 0.4 | 0 | 0 | Constrained, otherwise capacity available =400 kVA | --> | 0.38 | 0 | 0 | 0 | 0 | Constrained, otherwise capacity available =380 kW | --> | C12 ex WATERFORD IND EST | Waterford Ind Est [T41,T42,T44] | BUTLERSTOWN |  | 52.2439 | -7.1602
237924 | MV/LV Substation RE***924 |  | 10 kV | _ | LV | 100 kVA :Pole Substation | 0.1 | --> | 0.1 | 0 | 0 | Constrained, otherwise capacity available =73 kVA | --> | 0.095 | 0 | 0.03 | 0 | 0 | Constrained, otherwise capacity available =69 kW | --> | C17 ex DUNLEER | Dunleer [T41,T42] | DRYBRIDGE |  | 53.8512 | -6.3869
070004 | MV/LV Substation MI***004 |  | 20 kV | _ | LV | 400 kVA :Kiosk Substation | 0.4 | --> | 0.4 | 0.344 | 2.24 |  | --> | 0.38 | 0 | 0 | 0.221 | 0 | Constrained, otherwise capacity available =372 kW | --> | E11 ex CLOONBANNIN | Cloonbannin [T421] | GLENLARA |  | 52.0607 | -9.0587
260576X | MV/LV Substation TI***576X |  | 20 kV | _ | LV | 100 kVA :Pole Substation | 0.1 | --> | 0.1 | 0.082 | 1.67 |  | --> | 0.095 | 0 | 0.4 | 0 | 0 |  | --> | E11 ex NEWPORT | Newport [T421] | CARROWBEG |  | 53.8808 | -9.4559
081116 | MV/LV Substation BA***116 |  | 10 kV | _ | LV | 1000 kVA :Building Structure | 1 | --> | 1 | 0 | 0 | Constrained, otherwise capacity available =410 kVA | --> | 0.95 | 0 | 0.027 | 0.5 | 0 |  | --> | C13 ex INCHICORE NORTH | Inchicore North [T41] | INCHICORE 220KV |  | 53.3427 | -6.3532
030306 | MV/LV Substation TY***306 |  | 20 kV | _ | LV | 400 kVA :Building Structure | 0.4 | --> | 0.4 | 0 | 0 | Constrained, otherwise capacity available =387 kVA | --> | 0.38 | 0 | 0.04 | 0 | 0 | Constrained, otherwise capacity available =349 kW | --> | E17 ex FOXHOLE | Foxhole [T421,T422] | DUNGARVAN |  | 51.9519 | -7.8662
012805X | MV/LV Substation DU***805X |  | 10 kV | _ | LV | 200 kVA :Pole Substation | 0.2 | --> | 0.2 | 0 | 0 | Constrained, otherwise capacity available =159 kVA | --> | 0.19 | 0 | 0 | 0 | 0 | Constrained, otherwise capacity available =184 kW | --> | C17 ex POLLERTON | Pollerton [T41,T42] | CARLOW |  | 52.844 | -6.9222
039705 | MV/LV Substation CO***705 |  | 10 kV | _ | LV | 400 kVA :Kiosk Substation | 0.4 | --> | 0.4 | 0.349 | 3.45 |  | --> | 0.38 | 0 | 0 | 0.373 | 0 |  | --> | C20 ex TRIMMS LANE | Trimms Lane [T41,T42] | SALTHILL |  | 53.2633 | -9.0711
067159 | MV/LV Substation BA***159 |  | 10 kV | _ | LV | 400 kVA :Building Structure | 0.4 | --> | 0.4 | 0 | 0 | Constrained, otherwise capacity available =215 kVA | --> | 0.38 | 0 | 0.03 | 0.332 | 0 |  | --> | C11 ex GARRYOWEN | Garryowen [T41,T42] | LIMERICK |  | 52.6521 | -8.5949
0684081 | MV/LV Substation PE***4081 |  | 10 kV | _ | LV | 630 kVA :Building Structure | 0.63 | --> | 0.63 | 0 | 0 | Constrained, otherwise capacity available =597 kVA | --> | 0.598 | 0 | 0 | 0.5 | 0 |  | --> | C12 ex GLOUCESTER PLACE | Gloucester Place [T41,T42] | MCDERMOTT |  | 53.3525 | -6.2528
142624X | MV/LV Substation KI***624X |  | 10 kV | _ | LV | 200 kVA :Pole Substation | 0.2 | --> | 0.2 | 0 | 0 | Constrained, otherwise capacity available =171 kVA | --> | 0.19 | 0 | 0.009 | 0 | 0 | Constrained, otherwise capacity available =179 kW | --> | C17 ex ATHENRY |  |  |  | 53.2962 | -8.7428
2544038 | MV/LV Substation CN***4038 |  | 20 kV | _ | LV | 50 kVA :Pole Substation | 0.05 | --> | 0.05 | 0 | 0 | Constrained, otherwise capacity available =39 kVA | --> | 0.048 | 0 | 0.004 | 0 | 0 | Constrained, otherwise capacity available =43 kW | --> | E47 ex CLAREGALWAY | Claregalway [T42,T421] | GALWAY 110KV |  | 53.4348 | -8.7518
081217Z | MV/LV Substation GR***217Z |  | 10 kV | _ | LV | 400 kVA :Kiosk Substation | 0.4 | --> | 0.4 | 0 | 0 | Constrained, otherwise capacity available =342 kVA | --> | 0.38 | 0 | 0.01 | 0.365 | 0 |  | --> | C20 ex BALGADDY | Balgaddy [T41,T42] | GRANGE CASTLE |  | 53.3408 | -6.4336
281733X | MV/LV Substation NE***733X |  | 10 kV | _ | LV | 630 kVA :Building Structure | 0.63 | --> | 0.63 | 0.497 | 7.88 |  | --> | 0.598 | 0 | 0 | 0.5 | 0 |  | --> | C23 ex LIBERTY STREET | Liberty Street [T101,T102] | LIBERTY STREET |  | 51.8984 | -8.466
196105X | MV/LV Substation HI***105X |  | 10 kV | _ | LV | 100 kVA :Pole Substation | 0.1 | --> | 0.1 | 0 | 0 | Constrained, otherwise capacity available =83 kVA | --> | 0.095 | 0 | 0.006 | 0 | 0 | Constrained, otherwise capacity available =88 kW | --> | C18 ex ATHBOY | Athboy [T42] | NAVAN |  | 53.6273 | -6.9059
109532 | MV/LV Substation BO***532 |  | 10 kV | _ | LV | 400 kVA :Kiosk Substation | 0.4 | --> | 0.4 | 0.275 | 0.38 |  | --> | 0.38 | 0 | 0.014 | 0.352 | 0 |  | --> | C14 ex RINEANNA | Rineanna [T41,T42] | DRUMLINE |  | 52.7579 | -8.8957
365850X | MV/LV Substation EL***850X |  | 10 kV | _ | LV | 400 kVA :Kiosk Substation | 0.4 | --> | 0.4 | 0 | 0 | Constrained, otherwise capacity available =294 kVA | --> | 0.38 | 0 | 0.005 | 0.362 | 0 |  | --> | C21 ex OLDBAWN | Oldbawn [T41,T42] | COOKSTOWN |  | 53.2679 | -6.3712
064722X | MV/LV Substation DO***722X |  | 20 kV | _ | LV | 100 kVA :Pole Substation | 0.1 | --> | 0.1 | 0 | 0 | Constrained, otherwise capacity available =81 kVA | --> | 0.095 | 0 | 0 | 0 | 0 | Constrained, otherwise capacity available =92 kW | --> | E15 ex DULEEK | Duleek [T421,T422] | DRYBRIDGE |  | 53.6971 | -6.4349
007077 | MV/LV Substation PI***077 |  | 10 kV | _ | LV | 400 kVA :Kiosk Substation | 0.4 | --> | 0.4 | 0.378 | 0.9 |  | --> | 0.38 | 0 | 0 | 0 | 0 | Constrained, otherwise capacity available =377 kW | --> | C15 ex CLONARD | Clonard [T41,T42] | WEXFORD |  | 52.3278 | -6.4817
111661X | MV/LV Substation CR***661X |  | 20 kV | _ | LV | 200 kVA :Pole Substation | 0.2 | --> | 0.2 | 0 | 0 | Constrained, otherwise capacity available =153 kVA | --> | 0.19 | 0 | 0.018 | 0 | 0 | Constrained, otherwise capacity available =170 kW | --> | E16 ex BALLYDEHOB | Ballydehob [T421] | DUNMANWAY |  | 51.4682 | -9.7252
0714093 | MV/LV Substation CO***4093 |  | 10 kV | _ | LV | 630 kVA :Kiosk Substation | 0.63 | --> | 0.63 | 0 | 0 | Constrained, otherwise capacity available =617 kVA | --> | 0.598 | 0 | 0 | 0.5 | 0 |  | --> | C22 ex GREYSTONES | Greystones [T41,T42] | FASSAROE |  | 53.1295 | -6.0709
065971 | MV/LV Substation KN***971 |  | 20 kV | _ | LV | 100 kVA :Pole Substation | 0.1 | --> | 0.1 | 0 | 0 | Constrained, otherwise capacity available =77 kVA | --> | 0.095 | 0 | 0 | 0 | 0 | Constrained, otherwise capacity available =92 kW | --> | E14 ex BALTRASNA | Baltrasna [T121,T122] | BALTRASNA |  | 53.5414 | -6.4424
052794Z | MV/LV Substation PL***794Z |  | 20 kV | _ | LV | 50 kVA :Pole Substation | 0.05 | --> | 0.05 | 0 | 0 | Constrained, otherwise capacity available =42 kVA | --> | 0.048 | 0 | 0 | 0 | 0 | Constrained, otherwise capacity available =46 kW | --> | E19 ex EDENDERRY | Edenderry [T421,T422] | BLAKE |  | 53.4507 | -7.1091
158555 | MV/LV Substation LI***555 |  | 10 kV | _ | LV | 400 kVA :Building Structure | 0.4 | --> | 0.4 | 0 | 0 | Constrained, otherwise capacity available =292 kVA | --> | 0.38 | 0 | 0.006 | 0 | 0 | Constrained, otherwise capacity available =360 kW | --> | C16 ex ENNISTYMON | Ennistymon [T41,T42] | ENNIS |  | 52.9392 | -9.3904
010041 | MV/LV Substation AV***041 |  | 10 kV | _ | LV | 400 kVA :Kiosk Substation | 0.4 | --> | 0.4 | 0 | 0 | Constrained, otherwise capacity available =366 kVA | --> | 0.38 | 0 | 0.003 | 0 | 0 | Constrained, otherwise capacity available =373 kW | --> | C11 ex GRAIGUENAMANAGH | Graiguenamanagh [T41,T42] | KILKENNY |  | 52.537 | -6.9528
158235Y | MV/LV Substation CR***235Y |  | 20 kV | _ | LV | 50 kVA :Pole Substation | 0.05 | --> | 0.05 | 0 | 0 | Constrained, otherwise capacity available =36 kVA | --> | 0.048 | 0 | 0 | 0 | 0 | Constrained, otherwise capacity available =46 kW | --> | C19 ex ENNISTYMON | Ennistymon [T41,T42] | ENNIS |  | 53.0892 | -9.1898
081383Z | MV/LV Substation SO***383Z |  | 10 kV | _ | LV | 200 kVA :Kiosk Substation | 0.2 | --> | 0.2 | 0 | 0 | Constrained, otherwise capacity available =128 kVA | --> | 0.19 | 0 | 0.016 | 0 | 0 | Constrained, otherwise capacity available =168 kW | --> | C11 ex COOLMINE | Coolmine [T41,T42] | FINGLAS |  | 53.3654 | -6.395
0954017 | MV/LV Substation MO***4017 |  | 10 kV | _ | LV | 50 kVA :Pole Substation | 0.05 | --> | 0.05 | 0.049 | 0.7 |  | --> | 0.048 | 0 | 0 | 0 | 0 | Constrained, otherwise capacity available =47 kW | --> | C11 ex KILRUSH | Kilrush [T41,T42] | TULLABRACK |  | 52.6127 | -9.4271
005638 | MV/LV Substation HO***638 |  | 20 kV | _ | LV | 200 kVA :Pole Substation | 0.2 | --> | 0.2 | 0.142 | 17.8 |  | --> | 0.19 | 0 | 0 | 0.182 | 0 |  | --> | E21 ex BANOGE | Banoge [T121,T122] | BANOGE |  | 52.7166 | -6.3483
117533Y | MV/LV Substation BA***533Y |  | 10 kV | _ | LV | 630 kVA :Building Structure | 0.63 | --> | 0.63 | 0.478 | 5.78 |  | --> | 0.598 | 0 | 0 | 0.5 | 0 |  | --> | C14 ex OAKFIELD | Oakfield [T41,T42] | SLIGO |  | 54.2107 | -8.5068
165392 | MV/LV Substation ME***392 |  | 20 kV | _ | LV | 50 kVA :Pole Substation | 0.05 | --> | 0.05 | 0 | 0 | Constrained, otherwise capacity available =44 kVA | --> | 0.048 | 0 | 0 | 0 | 0 | Constrained, otherwise capacity available =47 kW | --> | C13 ex CLONAKILTY | Clonakilty [T41,T42] | DUNMANWAY |  | 51.6113 | -8.7457
0394238 | MV/LV Substation OR***4238 |  | 10 kV | _ | LV | 400 kVA :Kiosk Substation | 0.4 | --> | 0.4 | 0 | 0 | Constrained, otherwise capacity available =357 kVA | --> | 0.38 | 0 | 0.032 | 0 | 0 | Constrained, otherwise capacity available =350 kW | --> | C15 ex ORANMORE | Oranmore [T41,T44] | GALWAY 110KV |  | 53.2646 | -8.9282
031977 | MV/LV Substation RT***977 |  | 20 kV | _ | LV | 100 kVA :Pole Substation | 0.1 | --> | 0.1 | 0 | 0 | Constrained, otherwise capacity available =36 kVA | --> | 0.095 | 0 | 0 | 0 | 0 | Constrained, otherwise capacity available =86 kW | --> | C17 ex COLLIGAN | Colligan [T41,T42] | DUNGARVAN |  | 52.0682 | -7.7347
042632X | MV/LV Substation AU***632X |  | 20 kV | _ | LV | 50 kVA :Pole Substation | 0.05 | --> | 0.05 | 0 | 0 | Constrained, otherwise capacity available =44 kVA | --> | 0.048 | 0 | 0 | 0 | 0 | Constrained, otherwise capacity available =47 kW | --> | E17 ex WINDSOR | Windsor [T421,T422] | CASTLEBAR |  | 53.8671 | -9.2677
139141X | MV/LV Substation AG***141X |  | 20 kV | _ | LV | 50 kVA :Pole Substation | 0.05 | --> | 0.05 | 0 | 0 | Constrained, otherwise capacity available =48 kVA | --> | 0.048 | 0 | 0 | 0 | 0 | Constrained, otherwise capacity available =47 kW | --> | E16 ex FINEA | Finea [T421,T422] | SHANKILL |  | 53.8768 | -7.5169
014407X | MV/LV Substation MU***407X |  | 10 kV | _ | LV | 100 kVA :Pole Substation | 0.1 | --> | 0.1 | 0 | 0 | Constrained, otherwise capacity available =80 kVA | --> | 0.095 | 0 | 0 | 0 | 0 | Constrained, otherwise capacity available =92 kW | --> | C14 ex ATHGARVAN | Athgarvan [T41,T44] | NEWBRIDGE |  | 53.1777 | -6.7785
054799 | MV/LV Substation HO***799 |  | 10 kV | _ | LV | 100 kVA :Pole Substation | 0.1 | --> | 0.1 | 0.081 | 2.78 |  | --> | 0.095 | 0 | 0 | 0 | 0 | Constrained, otherwise capacity available =92 kW | --> | E16 ex BALLYRAGGET | Ballyragget [T421,T422] | BALLYRAGGET |  | 52.8382 | -7.4225
068486X | MV/LV Substation TH***486X |  | 10 kV | _ | LV | 1000 kVA :Building Structure | 1 | --> | 1 | 0.5 | 9.02 |  | --> | 0.95 | 0 | 0.003 | 0.5 | 0 |  | --> | C16 ex MISERY HILL | Misery Hill [T101,T102] | POOLBEG |  | 53.3408 | -6.2279
039576X | MV/LV Substation SA***576X |  | 10 kV | _ | LV | 1000 kVA :Building Structure | 1 | --> | 1 | 0 | 0 | Constrained, otherwise capacity available =975 kVA | --> | 0.95 | 0 | 0 | 0 | 0 | Constrained, otherwise capacity available =947 kW | --> | C22 ex MONEENAGEISHA | Moneenageisha [T41,T42] | GALWAY 110KV |  | 53.2819 | -9.0298
066049Y | MV/LV Substation BR***049Y |  | 20 kV | _ | LV | 630 kVA :Building Structure | 0.63 | --> | 0.63 | 0 | 0 | Constrained, otherwise capacity available =627 kVA | --> | 0.598 | 0 | 0 | 0 | 0 | Constrained, otherwise capacity available =598 kW | --> | E17 ex BALTRASNA | Baltrasna [T121,T122] | BALTRASNA |  | 53.5166 | -6.5396
004627 | MV/LV Substation MO***627 |  | 10 kV | _ | LV | 50 kVA :Pole Substation | 0.05 | --> | 0.05 | 0 | 0 | Constrained, otherwise capacity available =39 kVA | --> | 0.048 | 0 | 0 | 0 | 0 | Constrained, otherwise capacity available =46 kW | --> | C23 ex TINAHASK | Tinahask [T41,T42] | ARKLOW |  | 52.7807 | -6.1735
066592Z | MV/LV Substation KE***592Z |  | 10 kV | _ | LV | 200 kVA :Building Structure | 0.2 | --> | 0.2 | 0 | 0 |  | --> | 0.19 | 0 | 1.789 | 0 | 0 |  | --> | E11 ex ASHBOURNE | Ashbourne [T421,T422] | FINGLAS |  | 53.4451 | -6.28
034378 | MV/LV Substation KN***378 |  | 20 kV | _ | LV | 50 kVA :Pole Substation | 0.05 | --> | 0.05 | 0.04 | 0.57 |  | --> | 0.048 | 0 | 0 | 0 | 0 | Constrained, otherwise capacity available =46 kW | --> | E23 ex LAWLESSTOWN | Lawlesstown [T42,T421] | DOON |  | 52.3307 | -7.7814
077016 | MV/LV Substation BL***016 |  | 20 kV | _ | LV | 200 kVA :Pole Substation | 0.2 | --> | 0.2 | 0 | 0 | Constrained, otherwise capacity available =171 kVA | --> | 0.19 | 0 | 0.021 | 0 | 0 | Constrained, otherwise capacity available =170 kW | --> | E16 ex PATRICKSWELL | Patrickswell [T421,T422] | LIMERICK |  | 52.5632 | -8.7954
015367Z | MV/LV Substation OT***367Z |  | 10 kV | _ | LV | 400 kVA :Kiosk Substation | 0.4 | --> | 0.4 | 0 | 0 | Constrained, otherwise capacity available =332 kVA | --> | 0.38 | 0 | 0.003 | 0 | 0 | Constrained, otherwise capacity available =368 kW | --> | C17 ex SALLINS | Sallins [T41,T42] | GRIFFINRATH |  | 53.2926 | -6.6917
065283Z | MV/LV Substation BR***283Z |  | 10 kV | _ | LV | 200 kVA :Kiosk Substation | 0.2 | --> | 0.2 | 0 | 0 | Constrained, otherwise capacity available =148 kVA | --> | 0.19 | 0 | 0.02 | 0.168 | 0 |  | --> | C21 ex STEPHENSTOWN | Stephenstown [T101,T102] | FINGLAS |  | 53.6152 | -6.1969
125204 | MV/LV Substation BA***204 |  | 20 kV | _ | LV | 200 kVA :Pole Substation | 0.2 | --> | 0.2 | 0.146 | 0.22 |  | --> | 0.19 | 0 | 0.026 | 0 | 0 | Constrained, otherwise capacity available =163 kW | --> | C16 ex KILSHANNY | Kilshanny [T41,T42] | CAHIR |  | 52.2708 | -8.0964
005040X | MV/LV Substation CA***040X |  | 20 kV | _ | LV | 100 kVA :Pole Substation | 0.1 | --> | 0.1 | 0.096 | 17.8 |  | --> | 0.095 | 0 | 0 | 0.094 | 0 |  | --> | E22 ex BANOGE | Banoge [T121,T122] | BANOGE |  | 52.6701 | -6.4308
099034 | MV/LV Substation OL***034 |  | 10 kV | _ | LV | 630 kVA :Building Structure | 0.63 | --> | 0.63 | 0 | 0 | Constrained, otherwise capacity available =166 kVA | --> | 0.598 | 0 | 0.01 | 0 | 0 | Constrained, otherwise capacity available =525 kW | --> | C18 ex CULLION | Cullion [T41,T42] | LETTERKENNY |  | 54.9481 | -7.7378
002667 | MV/LV Substation SR***667 |  | 10 kV | _ | LV | 100 kVA :Pole Substation | 0.1 | --> | 0.1 | 0 | 0 | Constrained, otherwise capacity available =90 kVA | --> | 0.095 | 0 | 0.003 | 0.091 | 0 |  | --> | C14 ex GREYSTONES | Greystones [T41,T42] | FASSAROE |  | 53.0935 | -6.2065
062705Y | MV/LV Substation BL***705Y |  | 20 kV | _ | LV | 50 kVA :Pole Substation | 0.05 | --> | 0.05 | 0.047 | 2.33 |  | --> | 0.048 | 0 | 0 | 0 | 0 | Constrained, otherwise capacity available =47 kW | --> | C26 ex DUNDALK | Dundalk [T41,T42] | DUNDALK |  | 54.0173 | -6.4446
068903 | MV/LV Substation I.***903 |  | 10 kV | _ | LV | 400 kVA :Building Structure | 0.4 | --> | 0.4 | 0.4 | 9.28 |  | --> | 0.38 | 0 | 0 | 0.38 | 0 |  | --> | C14 ex PEMBROKE | Pembroke [T41,T42,T43,T44] | RINGSEND |  | 53.3381 | -6.2425
069794 | MV/LV Substation RO***794 |  | 10 kV | _ | LV | 630 kVA :Kiosk Substation | 0.63 | --> | 0.63 | 0.5 | 4.47 |  | --> | 0.598 | 0 | 0 | 0.5 | 0 |  | --> | C18 ex TEMPLEOGUE | Templeogue [T41,T42] | MILLTOWN (DR) |  | 53.2796 | -6.3162
119769X | MV/LV Substation CO***769X |  | 10 kV | _ | LV | 100 kVA :Pole Substation | 0.1 | --> | 0.1 | 0 | 0 | Constrained, otherwise capacity available =92 kVA | --> | 0.095 | 0 | 0 | 0 | 0 | Constrained, otherwise capacity available =94 kW | --> | C11 ex KANTURK | Kanturk [T41,T42] | GLENLARA |  | 52.1996 | -8.8622
209144X | MV/LV Substation FL***144X |  | 20 kV | _ | LV | 200 kVA :Kiosk Substation | 0.2 | --> | 0.2 | 0 | 0 | Constrained, otherwise capacity available =179 kVA | --> | 0.19 | 0 | 0.022 | 0 | 0 | Constrained, otherwise capacity available =171 kW | --> | C21 ex MILFORD (NR) | Milford (nr) [T41,T42] | LETTERKENNY |  | 55.1968 | -7.8248
006141 | MV/LV Substation ES***141 |  | 10 kV | _ | LV | 100 kVA :Pole Substation | 0.1 | --> | 0.1 | 0.059 | 4.38 |  | --> | 0.095 | 0 | 0 | 0.089 | 0 |  | --> | E11 ex CRANE | Crane [T122] | CRANE |  | 52.519 | -6.5626
122521 | MV/LV Substation CO***521 |  | 10 kV | _ | LV | 50 kVA :Pole Substation | 0.05 | --> | 0.05 | 0.036 | 4.18 |  | --> | 0.048 | 0 | 0.019 | 0 | 0 | Constrained, otherwise capacity available =32 kW | --> | C18 ex KINGSCOURT | Kingscourt [T41,T42] | MEATH HILL |  | 53.9145 | -6.8234
1254162 | MV/LV Substation KN***4162 |  | 20 kV | _ | LV | 50 kVA :Pole Substation | 0.05 | --> | 0.05 | 0.044 | 0.22 |  | --> | 0.048 | 0 | 0 | 0 | 0 | Constrained, otherwise capacity available =47 kW | --> | C16 ex KILSHANNY | Kilshanny [T41,T42] | CAHIR |  | 52.2716 | -8.2148
018072 | MV/LV Substation GO***072 |  | 10 kV | _ | LV | 100 kVA :Pole Substation | 0.1 | --> | 0.1 | 0.073 | 3.75 |  | --> | 0.095 | 0 | 0 | 0 | 0 | Constrained, otherwise capacity available =91 kW | --> | C12 ex SMEARLA | Smearla [T41,T42] | TRIEN |  | 52.4441 | -9.5233
0014195 | MV/LV Substation OA***4195 |  | 10 kV | _ | LV | 630 kVA :Kiosk Substation | 0.63 | --> | 0.63 | 0.5 | 1.16 |  | --> | 0.598 | 0 | 0 | 0.5 | 0 |  | --> | C23 ex MOUNT MERRION | Mount Merrion [T41,T42] | CARRICKMINES |  | 53.292 | -6.2067
204310X | MV/LV Substation AR***310X |  | 20 kV | _ | LV | 400 kVA :Kiosk Substation | 0.4 | --> | 0.4 | 0 | 0 | Constrained, otherwise capacity available =321 kVA | --> | 0.38 | 0 | 0 | 0 | 0 | Constrained, otherwise capacity available =369 kW | --> | E17 ex BUNCRANA | Buncrana [T421,T422] | TRILLICK |  | 55.0696 | -7.2764
009589X | MV/LV Substation AF***589X |  | 10 kV | _ | LV | 400 kVA :Building Structure | 0.4 | --> | 0.4 | 0.388 | 13.6 |  | --> | 0.38 | 0 | 0 | 0.378 | 0 |  | --> | C22 ex KILLOTERAN | Killoteran [T101,T102] | KILLOTERAN |  | 52.2302 | -7.1452
0544428 | MV/LV Substation MO***4428 |  | 20 kV | _ | LV | 50 kVA :Pole Substation | 0.05 | --> | 0.05 | 0 | 0 | Constrained, otherwise capacity available =50 kVA | --> | 0.048 | 0 | 0 | 0 | 0 | Constrained, otherwise capacity available =48 kW | --> | E13 ex ABBEYLEIX | Abbeyleix [T422] | PORTLAOISE |  | 52.9609 | -7.3845
064694Y | MV/LV Substation NU***694Y |  | 20 kV | _ | LV | 200 kVA :Pole Substation | 0.2 | --> | 0.2 | 0 | 0 | Constrained, otherwise capacity available =159 kVA | --> | 0.19 | 0 | 0 | 0 | 0 | Constrained, otherwise capacity available =184 kW | --> | E15 ex JULIANSTOWN | Julianstown [T421,T422] | DRYBRIDGE |  | 53.633 | -6.2189
152897 | MV/LV Substation PA***897 |  | 20 kV | _ | LV | 200 kVA :Pole Substation | 0.2 | --> | 0.2 | 0 | 0 | Constrained, otherwise capacity available =89 kVA | --> | 0.19 | 0 | 0.036 | 0 | 0 | Constrained, otherwise capacity available =148 kW | --> | E33 ex CAPPAMORE | Cappamore [T41,T42] | ARDNACRUSHA |  | 52.5689 | -8.3394
127261Y | MV/LV Substation MU***261Y |  | 10 kV | _ | LV | 200 kVA :Building Structure | 0.2 | --> | 0.2 | 0 | 0 | Constrained, otherwise capacity available =133 kVA | --> | 0.19 | 0 | 0 | 0 | 0 | Constrained, otherwise capacity available =181 kW | --> | C17 ex LOUGHTAGALLA | Loughtagalla [T41,T42] | THURLES |  | 52.6797 | -7.8068
1424289 | MV/LV Substation BI***4289 |  | 10 kV | _ | LV | 1000 kVA :Building Structure | 1 | --> | 1 | 0 | 0 | Constrained, otherwise capacity available =1000 kVA | --> | 0.95 | 0 | 0 | 0 | 0 | Constrained, otherwise capacity available =950 kW | --> | C11 ex ATHENRY | Athenry [T41,T42] | GALWAY 110KV |  | 53.2864 | -8.7808
021188 | MV/LV Substation CH***188 |  | 10 kV | _ | LV | 200 kVA :Pole Substation | 0.2 | --> | 0.2 | 0 | 0 | Constrained, otherwise capacity available =164 kVA | --> | 0.19 | 0 | 0 | 0.185 | 0 |  | --> | C15 ex MAYFIELD | Mayfield [T41,T42] | KILBARRY |  | 51.9069 | -8.4058
012215Y | MV/LV Substation OA***215Y |  | 20 kV | _ | LV | 400 kVA :Kiosk Substation | 0.4 | --> | 0.4 | 0.369 | 2.83 |  | --> | 0.38 | 0 | 0 | 0 | 0 | Constrained, otherwise capacity available =376 kW | --> | E11 ex BAGENALSTOWN | Bagenalstown [T421,T422] | CARLOW |  | 52.6987 | -6.9797
461079X | MV/LV Substation LO***079X |  | 10 kV | _ | LV | 50 kVA :Pole Substation | 0.05 | --> | 0.05 | 0.05 | 0.74 |  | --> | 0.048 | 0 | 0 | 0 | 0 | Constrained, otherwise capacity available =48 kW | --> | C15 ex RAHANS | Rahans [T41] | MOY |  | 54.1011 | -9.1787
366206 | MV/LV Substation PR***206 |  | 20 kV | _ | LV | 400 kVA :Building Structure | 0.4 | --> | 0.4 | 0.386 | 0.45 |  | --> | 0.38 | 0 | 0 | 0 | 0 | Constrained, otherwise capacity available =378 kW | --> | C14 ex CARRAROE | Carraroe [T42] | SCREEB |  | 53.2653 | -9.5658
265109Y | MV/LV Substation RI***109Y |  | 20 kV | _ | LV | 50 kVA :Pole Substation | 0.05 | --> | 0.05 | 0.049 | 2.56 |  | --> | 0.048 | 0 | 0 | 0.047 | 0 |  | --> | C17 ex KILLESHANDRA | Killeshandra [T41,T42] | GORTAWEE |  | 54.0726 | -7.6223
026671X | MV/LV Substation SK***671X |  | 10 kV | _ | LV | 400 kVA :Building Structure | 0.4 | --> | 0.4 | 0.196 | 8.66 |  | --> | 0.38 | 0 | 0 | 0 | 0 | Constrained, otherwise capacity available =351 kW | --> | C17 ex BANDON | Bandon [T101,T42] | BANDON |  | 51.769 | -8.6752
117705X | MV/LV Substation SE***705X |  | 10 kV | _ | LV | 50 kVA :Pole Substation | 0.05 | --> | 0.05 | 0.006 | 0.32 |  | --> | 0.048 | 0 | 0 | 0 | 0 | Constrained, otherwise capacity available =41 kW | --> | C18 ex BALLYMOTE | Ballymote [T41] | SLIGO |  | 54.0791 | -8.5175
011819 | MV/LV Substation GA***819 |  | 10 kV | _ | LV | 50 kVA :Pole Substation | 0.05 | --> | 0.05 | 0 | 0 | Constrained, otherwise capacity available =40 kVA | --> | 0.048 | 0 | 0 | 0 | 0 | Constrained, otherwise capacity available =46 kW | --> | C15 ex TALBOTS INCH | Talbots Inch [T41,T42] | KILKENNY |  | 52.674 | -7.4102
2814358 | MV/LV Substation MO***4358 |  | 10 kV | _ | LV | 1000 kVA :Building Structure | 1 | --> | 1 | 0.5 | 7.88 |  | --> | 0.95 | 0 | 0 | 0.5 | 0 |  | --> | C24 ex LIBERTY STREET | Liberty Street [T101,T102] | LIBERTY STREET |  | 51.8964 | -8.4698
054320Y | MV/LV Substation CH***320Y |  | 10 kV | _ | LV | 630 kVA :Kiosk Substation | 0.63 | --> | 0.63 | 0 | 0 | Constrained, otherwise capacity available =358 kVA | --> | 0.598 | 0 | 0.005 | 0 | 0 | Constrained, otherwise capacity available =557 kW | --> | C19 ex PORTLAOISE | Portlaoise [T41,T42] | PORTLAOISE |  | 53.0347 | -7.3005
281624Z | MV/LV Substation MA***624Z |  | 10 kV | _ | LV | 630 kVA :Building Structure | 0.63 | --> | 0.63 | 0.5 | 6.78 |  | --> | 0.598 | 0 | 0 | 0.5 | 0 |  | --> | C38 ex CASTLEVIEW | Castleview [T101,T102] | CASTLEVIEW |  | 51.8865 | -8.3962
073788 | MV/LV Substation TO***788 |  | 20 kV | _ | LV | 50 kVA :Pole Substation | 0.05 | --> | 0.05 | 0 | 0 | Constrained, otherwise capacity available =33 kVA | --> | 0.048 | 0 | 0 | 0 | 0 | Constrained, otherwise capacity available =45 kW | --> | C16 ex MOATE | Moate [T41,T42] | ATHLONE |  | 53.516 | -7.6941
363788 | MV/LV Substation NE***788 |  | 20 kV | _ | LV | 100 kVA :Pole Substation | 0.1 | --> | 0.1 | 0.08 | 3.25 |  | --> | 0.095 | 0 | 0.005 | 0 | 0 | Constrained, otherwise capacity available =88 kW | --> | E18 ex BALLYBUNION | Ballybunion [T421,T422] | TRIEN |  | 52.5078 | -9.6721
017355Z | MV/LV Substation CA***355Z |  | 20 kV | _ | LV | 630 kVA :Kiosk Substation | 0.63 | --> | 0.63 | 0.5 | 7.48 |  | --> | 0.598 | 0 | 0.01 | 0 | 0 | Constrained, otherwise capacity available =584 kW | --> | E12 ex CHURCHTOWN | Churchtown [T422] | RATHKEALE |  | 52.4542 | -9.0664
068977 | MV/LV Substation GR***977 |  | 10 kV | _ | LV | 400 kVA :Kiosk Substation | 0.4 | --> | 0.4 | 0.33 | 1.47 |  | --> | 0.38 | 0 | 0 | 0.37 | 0 |  | --> | C18 ex MARROWBONE LANE | Marrowbone Lane [T42] | INCHICORE 220KV |  | 53.3422 | -6.2874
030725 | MV/LV Substation PI***725 |  | 20 kV | _ | LV | 200 kVA :Pole Substation | 0.2 | --> | 0.2 | 0 | 0 | Constrained, otherwise capacity available =200 kVA | --> | 0.19 | 0 | 0.05 | 0 | 0 | Constrained, otherwise capacity available =153 kW | --> | E20 ex FOXHOLE | Foxhole [T421,T422] | DUNGARVAN |  | 51.9401 | -8.0391
0074547 | MV/LV Substation RA***4547 |  | 20 kV | _ | LV | 50 kVA :Pole Substation | 0.05 | --> | 0.05 | 0.05 | 16.12 |  | --> | 0.048 | 0 | 0 | 0.048 | 0 |  | --> | E21 ex WEXFORD | Wexford [T121,T122] | WEXFORD |  | 52.3914 | -6.3789
005630X | MV/LV Substation HO***630X |  | 10 kV | _ | LV | 100 kVA :Pole Substation | 0.1 | --> | 0.1 | 0.098 | 3.03 |  | --> | 0.095 | 0 | 0 | 0 | 0 | Constrained, otherwise capacity available =95 kW | --> | C17 ex RAMSTOWN | Ramstown [T41,T42] | CRANE |  | 52.6562 | -6.3063
132384Y | MV/LV Substation CI***384Y |  | 10 kV | _ | LV | 630 kVA :Kiosk Substation | 0.63 | --> | 0.63 | 0 | 0 | Constrained, otherwise capacity available =571 kVA | --> | 0.598 | 0 | 0.01 | 0 | 0 | Constrained, otherwise capacity available =583 kW | --> | C17 ex LOUGHREA | Loughrea [T41,T42] | SOMERSET |  | 53.2033 | -8.5823
007065Z | MV/LV Substation CO***065Z |  | 10 kV | _ | LV | 400 kVA :Kiosk Substation | 0.4 | --> | 0.4 | 0.3 | 16.12 |  | --> | 0.38 | 0 | 0.019 | 0.352 | 0 |  | --> | E14 ex WEXFORD | Wexford [T121,T122] | WEXFORD |  | 52.3361 | -6.4893
288301X | MV/LV Substation TH***301X |  | 10 kV | _ | LV | 630 kVA :Building Structure | 0.63 | --> | 0.63 | 0 | 0 | Constrained, otherwise capacity available =555 kVA | --> | 0.598 | 0 | 0 | 0.5 | 0 |  | --> | C14 ex CARRICKMINES | Carrickmines [T41,T42] | CARRICKMINES |  | 53.2611 | -6.2238
184234X | MV/LV Substation TA***234X |  | 10 kV | _ | LV | 50 kVA :Pole Substation | 0.05 | --> | 0.05 | 0.045 | 3.38 |  | --> | 0.048 | 0 | 0 | 0 | 0 | Constrained, otherwise capacity available =47 kW | --> | C20 ex CASTLEBLAYNEY | Castleblayney [T41,T42] | DUNDALK |  | 54.0576 | -6.6925
077950 | MV/LV Substation BA***950 |  | 20 kV | _ | LV | 50 kVA :Pole Substation | 0.05 | --> | 0.05 | 0 | 0 | Constrained, otherwise capacity available =31 kVA | --> | 0.048 | 0 | 0.015 | 0.034 | 0 |  | --> | C11 ex RAHEEN | Raheen [T41,T42] | LIMERICK |  | 52.606 | -8.6982
009182X | MV/LV Substation OZ***182X |  | 10 kV | _ | LV | 400 kVA :Kiosk Substation | 0.4 | --> | 0.4 | 0.252 | 0.95 |  | --> | 0.38 | 0 | 0.019 | 0 | 0 | Constrained, otherwise capacity available =345 kW | --> | C13 ex TYCOR | Tycor [T41,T42] | WATERFORD |  | 52.2605 | -7.1285
099770 | MV/LV Substation BI***770 |  | 10 kV | _ | LV | 50 kVA :Pole Substation | 0.05 | --> | 0.05 | 0 | 0 | Constrained, otherwise capacity available =50 kVA | --> | 0.048 | 0 | 0 | 0 | 0 | Constrained, otherwise capacity available =48 kW | --> | C15 ex CULLION | Cullion [T41,T42] | LETTERKENNY |  | 54.9641 | -7.6353
0344045 | MV/LV Substation SH***4045 |  | 20 kV | _ | LV | 50 kVA :Pole Substation | 0.05 | --> | 0.05 | 0.05 | 5.88 |  | --> | 0.048 | 0 | 0 | 0 | 0 | Constrained, otherwise capacity available =48 kW | --> | C14 ex ARDGEEHA | Ardgeeha [T41,T42] | DOON |  | 52.4082 | -7.6838
049371Y | MV/LV Substation RH***371Y |  | 20 kV | _ | LV | 200 kVA :Pole Substation | 0.2 | --> | 0.2 | 0.066 | 0.21 |  | --> | 0.19 | 0 | 0 | 0 | 0 | Constrained, otherwise capacity available =171 kW | --> | E17 ex LONGFORD | Longford [T421,T422] | RICHMOND |  | 53.7697 | -7.7052
288159X | MV/LV Substation TO***159X |  | 10 kV | _ | LV | 1000 kVA :Building Structure | 1 | --> | 1 | 0.5 | 19.52 |  | --> | 0.95 | 0 | 0 | 0.5 | 0 |  | --> | C21 ex TANEY | Taney [T101,T102] | CARRICKMINES |  | 53.2878 | -6.2433
022601X | MV/LV Substation CA***601X |  | 10 kV | _ | LV | 400 kVA :Kiosk Substation | 0.4 | --> | 0.4 | 0.332 | 4.55 |  | --> | 0.38 | 0 | 0.042 | 0 | 0 | Constrained, otherwise capacity available =339 kW | --> | C11 ex MALLOW | Mallow [T41,T42] | MALLOW |  | 52.1349 | -8.6316
028189 | MV/LV Substation BE***189 |  | 10 kV | _ | LV | 100 kVA :Pole Substation | 0.1 | --> | 0.1 | 0 | 0 | Constrained, otherwise capacity available =64 kVA | --> | 0.095 | 0 | 0.008 | 0 | 0 | Constrained, otherwise capacity available =84 kW | --> | C13 ex COW CROSS |  |  |  | 51.8868 | -8.3044
082681Y | MV/LV Substation LI***681Y |  | 20 kV | _ | LV | 50 kVA :Pole Substation | 0.05 | --> | 0.05 | 0 | 0 | Constrained, otherwise capacity available =50 kVA | --> | 0.048 | 0 | 0 | 0 | 0 | Constrained, otherwise capacity available =48 kW | --> | E11 ex ACADEMY STREET | Academy Street [T421,T422,T44] | NAVAN |  | 53.6023 | -6.6015
260558X | MV/LV Substation BU***558X |  | 20 kV | _ | LV | 50 kVA :Pole Substation | 0.05 | --> | 0.05 | 0.05 | 1.67 |  | --> | 0.048 | 0 | 0 | 0.048 | 0 |  | --> | E18 ex NEWPORT | Newport [T421] | CARROWBEG |  | 53.8998 | -9.5695
093082Y | MV/LV Substation DU***082Y |  | 10 kV | _ | LV | 400 kVA :Kiosk Substation | 0.4 | --> | 0.4 | 0 | 0 | Constrained, otherwise capacity available =274 kVA | --> | 0.38 | 0 | 0.027 | 0.342 | 0 |  | --> | C18 ex SUTTON | Sutton [T41,T42] | GRANGE (DR) |  | 53.3965 | -6.1267
433240X | MV/LV Substation KI***240X |  | 10 kV | _ | LV | 200 kVA :Kiosk Substation | 0.2 | --> | 0.2 | 0 | 0 | Constrained, otherwise capacity available =134 kVA | --> | 0.19 | 0 | 0.009 | 0 | 0 | Constrained, otherwise capacity available =174 kW | --> | C15 ex BALLAGHADERREEN | Ballaghaderreen [T41,T42] | TONROE |  | 53.9047 | -8.5654
021570Z | MV/LV Substation GA***570Z |  | 10 kV | _ | LV | 630 kVA :Kiosk Substation | 0.63 | --> | 0.63 | 0 | 0 | Constrained, otherwise capacity available =618 kVA | --> | 0.598 | 0 | 0 | 0.5 | 0 |  | --> | C14 ex FAIRHILL | Fairhill [T42] | KILBARRY |  | 51.9021 | -8.4801
0934225 | MV/LV Substation VA***4225 |  | 10 kV | _ | LV | 400 kVA :Building Structure | 0.4 | --> | 0.4 | 0 | 0 | Constrained, otherwise capacity available =382 kVA | --> | 0.38 | 0 | 0 | 0.378 | 0 |  | --> | C17 ex UNIDARE | Unidare [T41,T42] | FINGLAS |  | 53.4154 | -6.3193
0824028 | MV/LV Substation CA***4028 |  | 20 kV | _ | LV | 50 kVA :Pole Substation | 0.05 | --> | 0.05 | 0 | 0 | Constrained, otherwise capacity available =47 kVA | --> | 0.048 | 0 | 0 | 0 | 0 | Constrained, otherwise capacity available =47 kW | --> | E17 ex DULEEK | Duleek [T421,T422] | DRYBRIDGE |  | 53.6501 | -6.6241
015522 | MV/LV Substation TU***522 |  | 10 kV | _ | LV | 50 kVA :Pole Substation | 0.05 | --> | 0.05 | 0 | 0 | Constrained, otherwise capacity available =41 kVA | --> | 0.048 | 0 | 0 | 0 | 0 | Constrained, otherwise capacity available =46 kW | --> | C18 ex SALLINS | Sallins [T41,T42] | GRIFFINRATH |  | 53.2895 | -6.6163
253197 | MV/LV Substation ME***197 |  | 20 kV | _ | LV | 100 kVA :Pole Substation | 0.1 | --> | 0.1 | 0 | 0 | Constrained, otherwise capacity available =80 kVA | --> | 0.095 | 0 | 0.014 | 0 | 0 | Constrained, otherwise capacity available =82 kW | --> | E17 ex HEADFORD | Headford [T41,T42] | CLOON |  | 53.4674 | -9.1038
093006Z | MV/LV Substation CA***006Z |  | 10 kV | _ | LV | 50 kVA :Pole Substation | 0.05 | --> | 0.05 | 0 | 0 | Constrained, otherwise capacity available =41 kVA | --> | 0.048 | 0 | 0 | 0 | 0 | Constrained, otherwise capacity available =46 kW | --> | C17 ex BALLYCOOLIN | Ballycoolin [T41,T42,T43] | FINGLAS |  | 53.4021 | -6.3372
0134070 | MV/LV Substation NI***4070 |  | 20 kV | _ | LV | 50 kVA :Pole Substation | 0.05 | --> | 0.05 | 0.05 | 0.12 |  | --> | 0.048 | 0 | 0 | 0.048 | 0 |  | --> | C12 ex ATHY | Athy [T101,T102] | ATHY |  | 52.967 | -6.9149
052799Z | MV/LV Substation CI***799Z |  | 10 kV | _ | LV | 400 kVA :Kiosk Substation | 0.4 | --> | 0.4 | 0 | 0 | Constrained, otherwise capacity available =371 kVA | --> | 0.38 | 0 | 0 | 0 | 0 | Constrained, otherwise capacity available =376 kW | --> | C16 ex NEWBROOK | Newbrook [T42] | MULLINGAR |  | 53.5154 | -7.3612
0934136 | MV/LV Substation CA***4136 |  | 10 kV | _ | LV | 400 kVA :Building Structure | 0.4 | --> | 0.4 | 0 | 0 | Constrained, otherwise capacity available =400 kVA | --> | 0.38 | 0 | 0 | 0 | 0 | Constrained, otherwise capacity available =380 kW | --> | C25 ex BALLYCOOLIN | Ballycoolin [T41,T42,T43] | FINGLAS |  | 53.4055 | -6.3446
017167 | MV/LV Substation SO***167 |  | 20 kV | _ | LV | 50 kVA :Pole Substation | 0.05 | --> | 0.05 | 0.048 | 7.48 |  | --> | 0.048 | 0 | 0 | 0 | 0 | Constrained, otherwise capacity available =47 kW | --> | E12 ex CHURCHTOWN | Churchtown [T422] | RATHKEALE |  | 52.4502 | -9.0688
082263Z | MV/LV Substation TH***263Z |  | 20 kV | _ | LV | 200 kVA :Kiosk Substation | 0.2 | --> | 0.2 | 0 | 0 | Constrained, otherwise capacity available =190 kVA | --> | 0.19 | 0 | 0.01 | 0 | 0 | Constrained, otherwise capacity available =181 kW | --> | E11 ex ACADEMY STREET | Academy Street [T421,T422,T44] | NAVAN |  | 53.537 | -6.5837
046153 | MV/LV Substation ME***153 |  | 10 kV | _ | LV | 200 kVA :Kiosk Substation | 0.2 | --> | 0.2 | 0.155 | 5.78 |  | --> | 0.19 | 0 | 0.022 | 0.167 | 0 |  | --> | C11 ex OAKFIELD | Oakfield [T41,T42] | SLIGO |  | 54.2582 | -8.4637
025276Y | MV/LV Substation MU***276Y |  | 10 kV | _ | LV | 100 kVA :Pole Substation | 0.1 | --> | 0.1 | 0 | 0 | Constrained, otherwise capacity available =97 kVA | --> | 0.095 | 0 | 0 | 0.095 | 0 |  | --> | C30 ex BRUFF | Bruff [T42,T421] | LIMERICK |  | 52.4715 | -8.5093
058742 | MV/LV Substation N ***742 |  | 10 kV | _ | LV | 400 kVA :Kiosk Substation | 0.4 | --> | 0.4 | 0.313 | 3 |  | --> | 0.38 | 0 | 0 | 0 | 0 | Constrained, otherwise capacity available =368 kW | --> | C25 ex NENAGH | Nenagh [T41,T42] | NENAGH |  | 52.8645 | -8.1504
233888 | MV/LV Substation UR***888 |  | 20 kV | _ | LV | 50 kVA :Pole Substation | 0.05 | --> | 0.05 | 0 | 0 | Constrained, otherwise capacity available =42 kVA | --> | 0.048 | 0 | 0 | 0 | 0 | Constrained, otherwise capacity available =46 kW | --> | C21 ex CASTLEISLAND | Castleisland [T41,T42] | TRALEE |  | 52.2012 | -9.56
022888X | MV/LV Substation BA***888X |  | 10 kV | _ | LV | 630 kVA :Building Structure | 0.63 | --> | 0.63 | 0.5 | 4.55 |  | --> | 0.598 | 0 | 0 | 0 | 0 | Constrained, otherwise capacity available =596 kW | --> | C11 ex MALLOW | Mallow [T41,T42] | MALLOW |  | 52.13 | -8.6418
192517 | MV/LV Substation MU***517 |  | 20 kV | _ | LV | 50 kVA :Pole Substation | 0.05 | --> | 0.05 | 0 | 1.7 |  | --> | 0.048 | 0 | 0 | 0 | 0 | Constrained, otherwise capacity available =38 kW | --> | E15 ex GWEEDORE | Gweedore [T421] | ARDNAGAPPARY |  | 55.1176 | -8.1381
288118 | MV/LV Substation QU***118 |  | 10 kV | _ | LV | 100 kVA :Pole Substation | 0.1 | --> | 0.1 | 0.041 | 0.04 | Constrained, otherwise capacity available =59 kVA | --> | 0.095 | 0 | 0.011 | 0.081 | 0 |  | --> | C21 ex LITTLE BRAY | Little Bray [T41,T42] | FASSAROE |  | 53.2243 | -6.1395
254112 | MV/LV Substation BR***112 |  | 20 kV | _ | LV | 50 kVA :Pole Substation | 0.05 | --> | 0.05 | 0 | 0 | Constrained, otherwise capacity available =25 kVA | --> | 0.048 | 0 | 0 | 0 | 0 | Constrained, otherwise capacity available =44 kW | --> | E47 ex CLAREGALWAY | Claregalway [T42,T421] | GALWAY 110KV |  | 53.429 | -8.7953
180724X | MV/LV Substation HE***724X |  | 10 kV | _ | LV | 200 kVA :Pole Substation | 0.2 | --> | 0.2 | 0.124 | 1.4 |  | --> | 0.19 | 0 | 0.029 | 0 | 0 | Constrained, otherwise capacity available =158 kW | --> | C23 ex KELLS | Kells [T41,T42] | NAVAN |  | 53.7197 | -6.8751
006545Y | MV/LV Substation BA***545Y |  | 20 kV | _ | LV | 50 kVA :Pole Substation | 0.05 | --> | 0.05 | 0.05 | 1.13 |  | --> | 0.048 | 0 | 0 | 0 | 0 | Constrained, otherwise capacity available =48 kW | --> | E18 ex BUNCLODY | Bunclody [T421,T422] | CRANE |  | 52.5831 | -6.6894
081182X | MV/LV Substation AI***182X |  | 10 kV | _ | LV | 400 kVA :Kiosk Substation | 0.4 | --> | 0.4 | 0 | 0 | Constrained, otherwise capacity available =285 kVA | --> | 0.38 | 0 | 0.01 | 0.357 | 0 |  | --> | C15 ex LUCAN EAST | Lucan East [T41,T42] | GRANGE CASTLE |  | 53.351 | -6.4694
068830X | MV/LV Substation TH***830X |  | 10 kV | _ | LV | 1000 kVA :Building Structure | 1 | --> | 1 | 0.5 | 3 |  | --> | 0.95 | 0 | 0 | 0.5 | 0 |  | --> | C37 ex INCHICORE CENTRAL | Inchicore Central [T43,T45] | INCHICORE 220KV |  | 53.338 | -6.3202
0644281 | MV/LV Substation BA***4281 |  | 20 kV | _ | LV | 400 kVA :Kiosk Substation | 0.4 | --> | 0.4 | 0 | 0 | Constrained, otherwise capacity available =283 kVA | --> | 0.38 | 0 | 0.034 | 0 | 0 | Constrained, otherwise capacity available =338 kW | --> | C21 ex TERMONFECKIN ROAD | Termonfeckin Road [T41,T42] | DRYBRIDGE |  | 53.7548 | -6.2757
110376 | MV/LV Substation SE***376 |  | 10 kV | _ | LV | 100 kVA :Pole Substation | 0.1 | --> | 0.1 | 0.08 | 0.76 |  | --> | 0.095 | 0 | 0 | 0 | 0 | Constrained, otherwise capacity available =92 kW | --> | C16 ex KENMARE | Kenmare [T42] | KNOCKEARAGH |  | 51.8779 | -9.5894
110434 | MV/LV Substation DU***434 |  | 20 kV | _ | LV | 100 kVA :Pole Substation | 0.1 | --> | 0.1 | 0.099 | 0.76 |  | --> | 0.095 | 0 | 0 | 0 | 0 | Constrained, otherwise capacity available =95 kW | --> | E19 ex KENMARE | Kenmare [T421] | KNOCKEARAGH |  | 51.8767 | -9.6197
0684369 | MV/LV Substation CH***4369 |  | 10 kV | _ | LV | 1000 kVA :Building Structure | 1 | --> | 1 | 0.5 | 9.99 |  | --> | 0.95 | 0 | 0.005 | 0.5 | 0 |  | --> | C24 ex HAROLDS CROSS | Harolds Cross [T101,T102] | POOLBEG |  | 53.3313 | -6.2599
003026 | MV/LV Substation CO***026 |  | 10 kV | _ | LV | 50 kVA :Pole Substation | 0.05 | --> | 0.05 | 0.05 | 11.58 |  | --> | 0.048 | 0 | 0 | 0 | 0 | Constrained, otherwise capacity available =48 kW | --> | C19 ex BALLYBEG | Ballybeg [T101,T102] | CARRICKMINES |  | 53.0073 | -6.0744
293268 | MV/LV Substation SK***268 |  | 20 kV | _ | LV | 50 kVA :Pole Substation | 0.05 | --> | 0.05 | 0 | 0 | Constrained, otherwise capacity available =43 kVA | --> | 0.048 | 0 | 0 | 0 | 0 | Constrained, otherwise capacity available =46 kW | --> | E13 ex BALTINGLASS | Baltinglass [T421,T422] | STRATFORD |  | 52.9222 | -6.8367
214756 | MV/LV Substation TA***756 |  | 10 kV | _ | LV | 100 kVA :Pole Substation | 0.1 | --> | 0.1 | 0 | 0 | Constrained, otherwise capacity available =53 kVA | --> | 0.095 | 0 | 0 | 0 | 0 | Constrained, otherwise capacity available =88 kW | --> | C15 ex DRUMQUIN | Drumquin [T42] | ENNIS |  | 52.7399 | -9.1705
067235Z | MV/LV Substation AL***235Z |  | 10 kV | _ | LV | 100 kVA :Pole Substation | 0.1 | --> | 0.1 | 0 | 0 | Constrained, otherwise capacity available =67 kVA | --> | 0.095 | 0 | 0 | 0 | 0 | Constrained, otherwise capacity available =90 kW | --> | C17 ex GILLOGUE | Gillogue [T41,T42] | ARDNACRUSHA |  | 52.6948 | -8.5965
015714Z | MV/LV Substation BR***714Z |  | 10 kV | _ | LV | 50 kVA :Pole Substation | 0.05 | --> | 0.05 | 0 | 0 | Constrained, otherwise capacity available =47 kVA | --> | 0.048 | 0 | 0 | 0 | 0 | Constrained, otherwise capacity available =47 kW | --> | C11 ex JOHNSTOWN | Johnstown [T41,T42] | KILTEEL |  | 53.2268 | -6.584
067765Y | MV/LV Substation MO***765Y |  | 20 kV | _ | LV | 50 kVA :Pole Substation | 0.05 | --> | 0.05 | 0 | 0 | Constrained, otherwise capacity available =46 kVA | --> | 0.048 | 0 | 0.005 | 0.043 | 0 |  | --> | C11 ex RAHEEN | Raheen [T41,T42] | LIMERICK |  | 52.6336 | -8.6926
015049Z | MV/LV Substation FO***049Z |  | 10 kV | _ | LV | 100 kVA :Pole Substation | 0.1 | --> | 0.1 | 0 | 0 | Constrained, otherwise capacity available =97 kVA | --> | 0.095 | 0 | 0 | 0 | 0 | Constrained, otherwise capacity available =94 kW | --> | C11 ex JOHNSTOWN | Johnstown [T41,T42] | KILTEEL |  | 53.2213 | -6.6092
059586X | MV/LV Substation RE***586X |  | 20 kV | _ | LV | 50 kVA :Pole Substation | 0.05 | --> | 0.05 | 0 | 0 | Constrained, otherwise capacity available =25 kVA | --> | 0.048 | 0 | 0.032 | 0 | 0 | Constrained, otherwise capacity available =20 kW | --> | E11 ex CAVAN | Cavan [T42,T421] | SHANKILL |  | 54.0711 | -7.2839
035172 | MV/LV Substation SH***172 |  | 20 kV | _ | LV | 50 kVA :Pole Substation | 0.05 | --> | 0.05 | 0.041 | 0.49 |  | --> | 0.048 | 0 | 0.025 | 0 | 0 | Constrained, otherwise capacity available =28 kW | --> | E11 ex ARDFINNAN | Ardfinnan [T421] | CAHIR |  | 52.3066 | -8.056
047664 | MV/LV Substation CR***664 |  | 20 kV | _ | LV | 100 kVA :Pole Substation | 0.1 | --> | 0.1 | 0.086 | 1.04 |  | --> | 0.095 | 0 | 0.005 | 0 | 0 | Constrained, otherwise capacity available =89 kW | --> | C18 ex BOYLE | Boyle [T41,T42] | CARRICK ON SHANNON |  | 53.9121 | -8.2217
035462 | MV/LV Substation WO***462 |  | 10 kV | _ | LV | 50 kVA :Pole Substation | 0.05 | --> | 0.05 | 0.048 | 6.17 |  | --> | 0.048 | 0 | 0 | 0 | 0 | Constrained, otherwise capacity available =47 kW | --> | C24 ex CAHIR | Cahir [T41,T42] | CAHIR |  | 52.3789 | -7.8204
023605Y | MV/LV Substation TO***605Y |  | 20 kV | _ | LV | 200 kVA :Pole Substation | 0.2 | --> | 0.2 | 0 | 0 | Constrained, otherwise capacity available =170 kVA | --> | 0.19 | 0 | 0 | 0 | 0 | Constrained, otherwise capacity available =186 kW | --> | E12 ex CASTLELYONS | Castlelyons [T421,T422] | BARRYMORE |  | 52.0275 | -8.329
165369 | MV/LV Substation GA***369 |  | 10 kV | _ | LV | 50 kVA :Pole Substation | 0.05 | --> | 0.05 | 0 | 0 | Constrained, otherwise capacity available =47 kVA | --> | 0.048 | 0 | 0 | 0 | 0 | Constrained, otherwise capacity available =47 kW | --> | C14 ex CLONAKILTY | Clonakilty [T41,T42] | DUNMANWAY |  | 51.5966 | -8.9134
007405X | MV/LV Substation MU***405X |  | 10 kV | _ | LV | 100 kVA :Pole Substation | 0.1 | --> | 0.1 | 0 | 0 | Constrained, otherwise capacity available =72 kVA | --> | 0.095 | 0 | 0.024 | 0 | 0 | Constrained, otherwise capacity available =73 kW | --> | C11 ex MULGANNON | Mulgannon [T41,T42] | WEXFORD |  | 52.3258 | -6.4647
051447X | MV/LV Substation CL***447X |  | 20 kV | _ | LV | 200 kVA :Pole Substation | 0.2 | --> | 0.2 | 0.156 | 2.22 |  | --> | 0.19 | 0 | 0 | 0.184 | 0 |  | --> | E21 ex CLARA | Clara [T421,T422] | THORNSBERRY |  | 53.3453 | -7.6203
058632Y | MV/LV Substation BA***632Y |  | 10 kV | _ | LV | 400 kVA :Kiosk Substation | 0.4 | --> | 0.4 | 0.327 | 3 |  | --> | 0.38 | 0 | 0.015 | 0 | 0 | Constrained, otherwise capacity available =359 kW | --> | C23 ex NENAGH | Nenagh [T41,T42] | NENAGH |  | 52.8532 | -8.1943
118183Y | MV/LV Substation LI***183Y |  | 20 kV | _ | LV | 50 kVA :Pole Substation | 0.05 | --> | 0.05 | 0 | 0 | Constrained, otherwise capacity available =50 kVA | --> | 0.048 | 0 | 0 | 0 | 0 | Constrained, otherwise capacity available =48 kW | --> | E17 ex CREAGH | Creagh [T421,T422] | ATHLONE |  | 53.2792 | -8.1215
014856Z | MV/LV Substation BT***856Z |  | 10 kV | _ | LV | 100 kVA :Pole Substation | 0.1 | --> | 0.1 | 0.07 | 0.63 |  | --> | 0.095 | 0 | 0 | 0 | 0 | Constrained, otherwise capacity available =91 kW | --> | C16 ex KILCULLEN | Kilcullen [T41,T42,T424] | STRATFORD |  | 53.1385 | -6.8341
034366 | MV/LV Substation KI***366 |  | 10 kV | _ | LV | 400 kVA :Kiosk Substation | 0.4 | --> | 0.4 | 0.346 | 0.95 |  | --> | 0.38 | 0 | 0.01 | 0 | 0 | Constrained, otherwise capacity available =365 kW | --> | C17 ex SPA ROAD | Spa Road [T41,T42] | DOON |  | 52.3552 | -7.6946
355041X | MV/LV Substation KN***041X |  | 10 kV | _ | LV | 50 kVA :Pole Substation | 0.05 | --> | 0.05 | 0 | 0 | Constrained, otherwise capacity available =48 kVA | --> | 0.048 | 0 | 0 | 0 | 0 | Constrained, otherwise capacity available =47 kW | --> | E14 ex COLLOONEY | Collooney [T421,T422] | SLIGO |  | 54.1051 | -8.6848
064452Y | MV/LV Substation DR***452Y |  | 10 kV | _ | LV | 50 kVA :Pole Substation | 0.05 | --> | 0.05 | 0 | 0 | Constrained, otherwise capacity available =43 kVA | --> | 0.048 | 0 | 0 | 0 | 0 | Constrained, otherwise capacity available =46 kW | --> | E11 ex SLANE | Slane [T421] | DRYBRIDGE |  | 53.7754 | -6.5215
039086 | MV/LV Substation CL***086 |  | 10 kV | _ | LV | 200 kVA :Kiosk Substation | 0.2 | --> | 0.2 | 0.121 | 11.03 |  | --> | 0.19 | 0 | 0.017 | 0.166 | 0 |  | --> | C31 ex SALTHILL | Salthill [T101,T102] | SALTHILL |  | 53.2882 | -9.0738
036645X | MV/LV Substation AH***645X |  | 20 kV | _ | LV | 200 kVA :Kiosk Substation | 0.2 | --> | 0.2 | 0 | 0 | Constrained, otherwise capacity available =192 kVA | --> | 0.19 | 0 | 0 | 0 | 0 | Constrained, otherwise capacity available =189 kW | --> | E19 ex GARRANACANTY | Garranacanty [T421,T422] | TIPPERARY |  | 52.4252 | -8.1905
081439Z | MV/LV Substation HA***439Z |  | 10 kV | _ | LV | 200 kVA :Kiosk Substation | 0.2 | --> | 0.2 | 0 | 0 | Constrained, otherwise capacity available =168 kVA | --> | 0.19 | 0 | 0.014 | 0 | 0 | Constrained, otherwise capacity available =175 kW | --> | C22 ex CELBRIDGE | Celbridge [T41,T42] | GRIFFINRATH |  | 53.3319 | -6.5357
001480 | MV/LV Substation FO***480 |  | 10 kV | _ | LV | 400 kVA :Kiosk Substation | 0.4 | --> | 0.4 | 0.194 | 1.55 |  | --> | 0.38 | 0 | 0.073 | 0.297 | 0 |  | --> | C21 ex MONKSTOWN | Monkstown [T41,T42] | BLACKROCK |  | 53.2776 | -6.1743
1964039 | MV/LV Substation ST***4039 |  | 10 kV | _ | LV | 200 kVA :Kiosk Substation | 0.2 | --> | 0.2 | 0 | 0 | Constrained, otherwise capacity available =39 kVA | --> | 0.19 | 0 | 0.012 | 0 | 0 | Constrained, otherwise capacity available =158 kW | --> | C18 ex TRIM | Trim [T41,T42] | NAVAN |  | 53.5516 | -6.7915
008152Z | MV/LV Substation DU***152Z |  | 10 kV | _ | LV | 200 kVA :Kiosk Substation | 0.2 | --> | 0.2 | 0.178 | 0.2 |  | --> | 0.19 | 0 | 0.01 | 0 | 0 | Constrained, otherwise capacity available =180 kW | --> | E16 ex BEALISTOWN | Bealistown [T421,T422] | GREAT ISLAND |  | 52.2201 | -6.9224
0674382 | MV/LV Substation KI***4382 |  | 20 kV | _ | LV | 400 kVA :Kiosk Substation | 0.4 | --> | 0.4 | 0 | 0 | Constrained, otherwise capacity available =400 kVA | --> | 0.38 | 0 | 0 | 0 | 0 | Constrained, otherwise capacity available =380 kW | --> | E17 ex DRUMLINE | Drumline [T421,T422] | DRUMLINE |  | 52.7235 | -8.8604
184281X | MV/LV Substation KN***281X |  | 10 kV | _ | LV | 50 kVA :Pole Substation | 0.05 | --> | 0.05 | 0.044 | 3.38 |  | --> | 0.048 | 0 | 0 | 0 | 0 | Constrained, otherwise capacity available =47 kW | --> | C21 ex CASTLEBLAYNEY | Castleblayney [T41,T42] | DUNDALK |  | 54.1569 | -6.7797
046378X | MV/LV Substation EM***378X |  | 10 kV | _ | LV | 630 kVA :Building Structure | 0.63 | --> | 0.63 | 0.5 | 5.78 |  | --> | 0.598 | 0 | 0 | 0.5 | 0 |  | --> | C14 ex OAKFIELD | Oakfield [T41,T42] | SLIGO |  | 54.2294 | -8.4921
007813Z | MV/LV Substation LA***813Z |  | 20 kV | _ | LV | 50 kVA :Pole Substation | 0.05 | --> | 0.05 | 0.048 | 1.4 |  | --> | 0.048 | 0 | 0 | 0 | 0 | Constrained, otherwise capacity available =47 kW | --> | E13 ex KILLINICK | Killinick [T421,T422] | WEXFORD |  | 52.2087 | -6.3735
030658 | MV/LV Substation SL***658 |  | 10 kV | _ | LV | 50 kVA :Pole Substation | 0.05 | --> | 0.05 | 0 | 0 | Constrained, otherwise capacity available =39 kVA | --> | 0.048 | 0 | 0.009 | 0 | 0 | Constrained, otherwise capacity available =39 kW | --> | E19 ex FOXHOLE | Foxhole [T421,T422] | DUNGARVAN |  | 52.0305 | -7.8714
429544 | MV/LV Substation BL***544 |  | 10 kV | _ | LV | 50 kVA :Pole Substation | 0.05 | --> | 0.05 | 0.046 | 0.33 |  | --> | 0.048 | 0 | 0 | 0 | 0 | Constrained, otherwise capacity available =47 kW | --> | C20 ex ABBEYFEALE | Abbeyfeale [T42] | TRIEN |  | 52.4935 | -9.2893
051526X | MV/LV Substation KI***526X |  | 20 kV | _ | LV | 50 kVA :Pole Substation | 0.05 | --> | 0.05 | 0.027 | 2.22 |  | --> | 0.048 | 0 | 0 | 0.044 | 0 |  | --> | E12 ex CLARA | Clara [T421,T422] | THORNSBERRY |  | 53.3576 | -7.4938
182176 | MV/LV Substation MT***176 |  | 20 kV | _ | LV | 100 kVA :Pole Substation | 0.1 | --> | 0.1 | 0 | 0 | Constrained, otherwise capacity available =83 kVA | --> | 0.095 | 0 | 0 | 0 | 0 | Constrained, otherwise capacity available =93 kW | --> | C12 ex SCARIFF | Scariff [T42] | ENNIS |  | 52.9327 | -8.4284
209732X | MV/LV Substation GL***732X |  | 10 kV | _ | LV | 50 kVA :Pole Substation | 0.05 | --> | 0.05 | 0 | 0 | Constrained, otherwise capacity available =47 kVA | --> | 0.048 | 0 | 0 | 0 | 0 | Constrained, otherwise capacity available =47 kW | --> | C19 ex MILFORD (NR) | Milford (nr) [T41,T42] | LETTERKENNY |  | 55.0164 | -7.6353
017061X | MV/LV Substation CA***061X |  | 10 kV | _ | LV | 200 kVA :Pole Substation | 0.2 | --> | 0.2 | 0.12 | 1.05 |  | --> | 0.19 | 0 | 0 | 0 | 0 | Constrained, otherwise capacity available =179 kW | --> | C18 ex NEWCASTLEWEST | Newcastlewest [T41,T42] | RATHKEALE |  | 52.4288 | -9.0073
182947 | MV/LV Substation BE***947 |  | 20 kV | _ | LV | 50 kVA :Pole Substation | 0.05 | --> | 0.05 | 0 | 0 | Constrained, otherwise capacity available =50 kVA | --> | 0.048 | 0 | 0 | 0 | 0 | Constrained, otherwise capacity available =48 kW | --> | E17 ex DRUMLINE | Drumline [T421,T422] | DRUMLINE |  | 52.7834 | -8.724
095628X | MV/LV Substation DO***628X |  | 10 kV | _ | LV | 200 kVA :Kiosk Substation | 0.2 | --> | 0.2 | 0.126 | 0.7 |  | --> | 0.19 | 0 | 0 | 0 | 0 | Constrained, otherwise capacity available =180 kW | --> | C20 ex KILRUSH | Kilrush [T41,T42] | TULLABRACK |  | 52.7468 | -9.4954
207402 | MV/LV Substation PO***402 |  | 10 kV | _ | LV | 50 kVA :Pole Substation | 0.05 | --> | 0.05 | 0.046 | 3.38 |  | --> | 0.048 | 0 | 0 | 0 | 0 | Constrained, otherwise capacity available =47 kW | --> | C15 ex GLENGOOLE | Glengoole [T41] | THURLES |  | 52.6272 | -7.6284
244015 | MV/LV Substation DE***015 |  | 20 kV | _ | LV | 630 kVA :Kiosk Substation | 0.63 | --> | 0.63 | 0 | 0 | Constrained, otherwise capacity available =418 kVA | --> | 0.598 | 0 | 0.023 | 0 | 0 | Constrained, otherwise capacity available =552 kW | --> | E16 ex MILLTOWN (SR) | Milltown (sr) [T421,T422] | OUGHTRAGH |  | 52.1457 | -9.7185
093222Z | MV/LV Substation LA***222Z |  | 10 kV | _ | LV | 630 kVA :Kiosk Substation | 0.63 | --> | 0.63 | 0 | 0 | Constrained, otherwise capacity available =509 kVA | --> | 0.598 | 0 | 0.004 | 0.5 | 0 |  | --> | C24 ex POPPINTREE | Poppintree [T101,T102] | FINGLAS |  | 53.4056 | -6.299
056057Y | MV/LV Substation RU***057Y |  | 20 kV | _ | LV | 400 kVA :Building Structure | 0.4 | --> | 0.4 | 0.228 | 0.89 |  | --> | 0.38 | 0 | 0.011 | 0 | 0 | Constrained, otherwise capacity available =353 kW | --> | E18 ex BIRR | Birr [T41,T422] | DALLOW |  | 53.0915 | -7.8916
165890 | MV/LV Substation BA***890 |  | 10 kV | _ | LV | 50 kVA :Pole Substation | 0.05 | --> | 0.05 | 0 | 0 | Constrained, otherwise capacity available =15 kVA | --> | 0.048 | 0 | 0 | 0 | 0 | Constrained, otherwise capacity available =43 kW | --> | C11 ex CLONAKILTY | Clonakilty [T41,T42] | DUNMANWAY |  | 51.6713 | -8.8556
031267 | MV/LV Substation AM***267 |  | 20 kV | _ | LV | 200 kVA :Pole Substation | 0.2 | --> | 0.2 | 0 | 0 | Constrained, otherwise capacity available =200 kVA | --> | 0.19 | 0 | 0 | 0 | 0 | Constrained, otherwise capacity available =190 kW | --> | E17 ex SPRINGS | Springs [T421,T422] | DUNGARVAN |  | 52.1107 | -7.5932
067676Y | MV/LV Substation PO***676Y |  | 20 kV | _ | LV | 200 kVA :Pole Substation | 0.2 | --> | 0.2 | 0.163 | 6.81 |  | --> | 0.19 | 0 | 0 | 0.185 | 0 |  | --> | C06 ex AHANE | Ahane [T102] | AHANE |  | 52.7054 | -8.4262
022149 | MV/LV Substation CO***149 |  | 10 kV | _ | LV | 50 kVA :Pole Substation | 0.05 | --> | 0.05 | 0.039 | 4.55 |  | --> | 0.048 | 0 | 0 | 0 | 0 | Constrained, otherwise capacity available =46 kW | --> | C11 ex MALLOW | Mallow [T41,T42] | MALLOW |  | 52.1301 | -8.6333
017809Y | MV/LV Substation OA***809Y |  | 10 kV | _ | LV | 400 kVA :Kiosk Substation | 0.4 | --> | 0.4 | 0.338 | 4.23 |  | --> | 0.38 | 0 | 0 | 0 | 0 | Constrained, otherwise capacity available =372 kW | --> | C13 ex CHURCHTOWN | Churchtown [T41] | RATHKEALE |  | 52.4573 | -9.053
293489Z | MV/LV Substation HO***489Z |  | 20 kV | _ | LV | 200 kVA :Kiosk Substation | 0.2 | --> | 0.2 | 0 | 0 | Constrained, otherwise capacity available =200 kVA | --> | 0.19 | 0 | 0 | 0 | 0 | Constrained, otherwise capacity available =190 kW | --> | E17 ex SHILLELAGH |  |  |  | 52.7522 | -6.533
093135Z | MV/LV Substation DU***135Z |  | 10 kV | _ | LV | 100 kVA :Pole Substation | 0.1 | --> | 0.1 | 0 | 0 | Constrained, otherwise capacity available =86 kVA | --> | 0.095 | 0 | 0 | 0.093 | 0 |  | --> | C25 ex POPPINTREE | Poppintree [T101,T102] | FINGLAS |  | 53.4159 | -6.3068
004005Y | MV/LV Substation LU***005Y |  | 20 kV | _ | LV | 100 kVA :Pole Substation | 0.1 | --> | 0.1 | 0 | 0 | Constrained, otherwise capacity available =74 kVA | --> | 0.095 | 0 | 0.005 | 0 | 0 | Constrained, otherwise capacity available =88 kW | --> | E13 ex SHILLELAGH | Shillelagh [T421,T422] | CARLOW |  | 52.7966 | -6.4495
0814268 | MV/LV Substation AR***4268 |  | 10 kV | _ | LV | 630 kVA :Kiosk Substation | 0.63 | --> | 0.63 | 0 | 0 | Constrained, otherwise capacity available =496 kVA | --> | 0.598 | 0 | 0 | 0 | 0 | Constrained, otherwise capacity available =580 kW | --> | C12 ex MONEYCOOLEY | Moneycooley [T41,T42,T44] | GRIFFINRATH |  | 53.3567 | -6.544
0534410 | MV/LV Substation KI***4410 |  | 10 kV | _ | LV | 50 kVA :Pole Substation | 0.05 | --> | 0.05 | 0.049 | 2.39 |  | --> | 0.048 | 0 | 0.025 | 0 | 0 | Constrained, otherwise capacity available =29 kW | --> | C18 ex SRAH | Srah [T41,T42] | THORNSBERRY |  | 53.2828 | -7.5335
3654247 | MV/LV Substation AI***4247 |  | 10 kV | _ | LV | 400 kVA :Kiosk Substation | 0.4 | --> | 0.4 | 0 | 0 | Constrained, otherwise capacity available =400 kVA | --> | 0.38 | 0 | 0 | 0.38 | 0 |  | --> | C21 ex TYMON | Tymon [T41,T42] | COOKSTOWN |  | 53.293 | -6.3564
060216Y | MV/LV Substation KI***216Y |  | 10 kV | _ | LV | 100 kVA :Pole Substation | 0.1 | --> | 0.1 | 0.053 | 2.57 |  | --> | 0.095 | 0 | 0 | 0 | 0 | Constrained, otherwise capacity available =88 kW | --> | C19 ex ERRIGAL | Errigal [T41,T422] | SHANKILL |  | 54.0761 | -7.0799
0754025 | MV/LV Substation BA***4025 |  | 20 kV | _ | LV | 100 kVA :Pole Substation | 0.1 | --> | 0.1 | 0.099 | 0.58 |  | --> | 0.095 | 0 | 0 | 0 | 0 | Constrained, otherwise capacity available =95 kW | --> | E17 ex FERNS | Ferns [T421] | CRANE |  | 52.6114 | -6.444
377899 | MV/LV Substation EI***899 |  | 20 kV | _ | LV | 100 kVA :Pole Substation | 0.1 | --> | 0.1 | 0 | 0 | Constrained, otherwise capacity available =79 kVA | --> | 0.095 | 0 | 0 | 0 | 0 | Constrained, otherwise capacity available =92 kW | --> | E16 ex GURRANEBANE | Gurranebane [T421,T422] | OUGHTRAGH |  | 51.8117 | -10.155
0814231 | MV/LV Substation KI***4231 |  | 10 kV | _ | LV | 630 kVA :Kiosk Substation | 0.63 | --> | 0.63 | 0 | 0 | Constrained, otherwise capacity available =609 kVA | --> | 0.598 | 0 | 0 | 0.5 | 0 |  | --> | C17 ex BALGADDY | Balgaddy [T41,T42] | GRANGE CASTLE |  | 53.315 | -6.4183
003612Y | MV/LV Substation WI***612Y |  | 10 kV | _ | LV | 630 kVA :Kiosk Substation | 0.63 | --> | 0.63 | 0.5 | 11.58 |  | --> | 0.598 | 0 | 0.04 | 0 | 0 | Constrained, otherwise capacity available =553 kW | --> | C21 ex BALLYBEG | Ballybeg [T101,T102] | CARRICKMINES |  | 52.9876 | -6.0767
017845X | MV/LV Substation CO***845X |  | 20 kV | _ | LV | 400 kVA :Building Structure | 0.4 | --> | 0.4 | 0.36 | 1.98 |  | --> | 0.38 | 0 | 0 | 0 | 0 | Constrained, otherwise capacity available =374 kW | --> | E11 ex RATHKEALE | Rathkeale [T421,T422] | RATHKEALE |  | 52.5901 | -8.9688
090958 | MV/LV Substation DE***958 |  | 10 kV | _ | LV | 50 kVA :Pole Substation | 0.05 | --> | 0.05 | 0.018 | 3.16 |  | --> | 0.048 | 0 | 0 | 0 | 0 | Constrained, otherwise capacity available =43 kW | --> | C20 ex ENNISKEANE | Enniskeane [T41,T42] | BANDON |  | 51.7173 | -8.9222
158132 | MV/LV Substation CR***132 |  | 10 kV | _ | LV | 400 kVA :Kiosk Substation | 0.4 | --> | 0.4 | 0 | 0 | Constrained, otherwise capacity available =376 kVA | --> | 0.38 | 0 | 0.016 | 0 | 0 | Constrained, otherwise capacity available =365 kW | --> | C21 ex ENNISTYMON | Ennistymon [T41,T42] | ENNIS |  | 52.9224 | -9.3473
005911X | MV/LV Substation SA***911X |  | 10 kV | _ | LV | 200 kVA :Kiosk Substation | 0.2 | --> | 0.2 | 0 | 0 | Constrained, otherwise capacity available =178 kVA | --> | 0.19 | 0 | 0.015 | 0 | 0 | Constrained, otherwise capacity available =176 kW | --> | C11 ex GARDEN CITY | Garden City [T41,T42] | ARKLOW |  | 52.6853 | -6.2108
081289 | MV/LV Substation BE***289 |  | 10 kV | _ | LV | 400 kVA :Kiosk Substation | 0.4 | --> | 0.4 | 0 | 0 | Constrained, otherwise capacity available =292 kVA | --> | 0.38 | 0 | 0.034 | 0 | 0 | Constrained, otherwise capacity available =340 kW | --> | C18 ex PALMERSTOWN | Palmerstown [T41,T42] | FINGLAS |  | 53.353 | -6.3521
019009 | MV/LV Substation ME***009 |  | 10 kV | _ | LV | 630 kVA :Kiosk Substation | 0.63 | --> | 0.63 | 0.047 | 0.05 | Constrained, otherwise capacity available =419 kVA | --> | 0.598 | 0 | 0.028 | 0 | 0 | Constrained, otherwise capacity available =548 kW | --> | C17 ex BALLYBEGGAN | Ballybeggan [T43,T44] | TRALEE |  | 52.2763 | -9.692
0684384 | MV/LV Substation DU***4384 |  | 10 kV | _ | LV | 1000 kVA :Building Structure | 1 | --> | 1 | 0 | 28.43 |  | --> | 0.95 | 0 | 0 | 0.5 | 0 |  | --> | C38 ex BEDFORD ROW | Bedford Row [T41,T42,T43,T44] | FRANCIS STREET |  | 53.3425 | -6.2586
250956 | MV/LV Substation SE***956 |  | 20 kV | _ | LV | 50 kVA :Pole Substation | 0.05 | --> | 0.05 | 0.04 | 1.26 |  | --> | 0.048 | 0 | 0 | 0 | 0 | Constrained, otherwise capacity available =46 kW | --> | E16 ex BALLYCROSSAUN | Ballycrossaun [T421,T422] | SOMERSET |  | 53.0929 | -8.2095
117331Y | MV/LV Substation CO***331Y |  | 20 kV | _ | LV | 200 kVA :Kiosk Substation | 0.2 | --> | 0.2 | 0 | 0 | Constrained, otherwise capacity available =194 kVA | --> | 0.19 | 0 | 0 | 0 | 0 | Constrained, otherwise capacity available =189 kW | --> | E14 ex COLLOONEY | Collooney [T421,T422] | SLIGO |  | 54.1749 | -8.5988
258027X | MV/LV Substation SH***027X |  | 20 kV | _ | LV | 400 kVA :Building Structure | 0.4 | --> | 0.4 | 0.303 | 1.86 |  | --> | 0.38 | 0 | 0 | 0 | 0 | Constrained, otherwise capacity available =366 kW | --> | E17 ex CREESLOUGH | Creeslough [T421] | ARDNAGAPPARY |  | 55.1802 | -7.9065
003534 | MV/LV Substation CR***534 |  | 10 kV | _ | LV | 50 kVA :Pole Substation | 0.05 | --> | 0.05 | 0.047 | 0.48 |  | --> | 0.048 | 0 | 0.012 | 0 | 0 | Constrained, otherwise capacity available =38 kW | --> | C15 ex KILMARTIN | Kilmartin [T41] | ARKLOW |  | 53.0198 | -6.0788
0824142 | MV/LV Substation CO***4142 |  | 20 kV | _ | LV | 630 kVA :Building Structure | 0.63 | --> | 0.63 | 0 | 0 | Constrained, otherwise capacity available =511 kVA | --> | 0.598 | 0 | 0 | 0 | 0 | Constrained, otherwise capacity available =582 kW | --> | E12 ex ACADEMY STREET | Academy Street [T421,T422,T44] | NAVAN |  | 53.643 | -6.6491
007036 | MV/LV Substation RE***036 |  | 20 kV | _ | LV | 400 kVA :Kiosk Substation | 0.4 | --> | 0.4 | 0.396 | 1.4 |  | --> | 0.38 | 0 | 0 | 0 | 0 | Constrained, otherwise capacity available =379 kW | --> | E11 ex KILLINICK | Killinick [T421,T422] | WEXFORD |  | 52.1725 | -6.592
161669 | MV/LV Substation OS***669 |  | 20 kV | _ | LV | 100 kVA :Pole Substation | 0.1 | --> | 0.1 | 0.095 | 6.53 |  | --> | 0.095 | 0 | 0 | 0.094 | 0 |  | --> | C16 ex OUGHTERARD | Oughterard [T41,T42] | SCREEB |  | 53.3927 | -9.2814
009104 | MV/LV Substation IN***104 |  | 10 kV | _ | LV | 630 kVA :Building Structure | 0.63 | --> | 0.63 | 0 | 0 | Constrained, otherwise capacity available =525 kVA | --> | 0.598 | 0 | 0 | 0 | 0 | Constrained, otherwise capacity available =586 kW | --> | C16 ex WATERFORD IND EST | Waterford Ind Est [T41,T42,T44] | BUTLERSTOWN |  | 52.2452 | -7.1469
003621Y | MV/LV Substation RA***621Y |  | 10 kV | _ | LV | 400 kVA :Kiosk Substation | 0.4 | --> | 0.4 | 0.388 | 11.58 |  | --> | 0.38 | 0 | 0 | 0 | 0 | Constrained, otherwise capacity available =378 kW | --> | C21 ex BALLYBEG | Ballybeg [T101,T102] | CARRICKMINES |  | 52.9958 | -6.081
495228 | MV/LV Substation DO***228 |  | 20 kV | _ | LV | 50 kVA :Pole Substation | 0.05 | --> | 0.05 | 0.047 | 1.5 |  | --> | 0.048 | 0 | 0 | 0.047 | 0 |  | --> | E17 ex ACHILL | Achill [T422] | CARROWBEG |  | 53.976 | -10.0474
010030 | MV/LV Substation CO***030 |  | 10 kV | _ | LV | 200 kVA :Kiosk Substation | 0.2 | --> | 0.2 | 0 | 0 | Constrained, otherwise capacity available =123 kVA | --> | 0.19 | 0 | 0.01 | 0 | 0 | Constrained, otherwise capacity available =172 kW | --> | C17 ex GRAIGUENAMANAGH | Graiguenamanagh [T41,T42] | KILKENNY |  | 52.5413 | -6.9598
120408X | MV/LV Substation MI***408X |  | 20 kV | _ | LV | 200 kVA :Pole Substation | 0.2 | --> | 0.2 | 0 | 0 | Constrained, otherwise capacity available =112 kVA | --> | 0.19 | 0 | 0 | 0 | 0 | Constrained, otherwise capacity available =178 kW | --> | C13 ex BLAKE | Blake [T41,T42] | BLAKE |  | 53.3187 | -6.9242
058727 | MV/LV Substation CU***727 |  | 10 kV | _ | LV | 100 kVA :Pole Substation | 0.1 | --> | 0.1 | 0.083 | 3 |  | --> | 0.095 | 0 | 0.003 | 0 | 0 | Constrained, otherwise capacity available =90 kW | --> | C25 ex NENAGH | Nenagh [T41,T42] | NENAGH |  | 52.8588 | -8.1586
029825Y | MV/LV Substation BA***825Y |  | 10 kV | _ | LV | 50 kVA :Pole Substation | 0.05 | --> | 0.05 | 0 | 0 | Constrained, otherwise capacity available =29 kVA | --> | 0.048 | 0 | 0 | 0 | 0 | Constrained, otherwise capacity available =45 kW | --> | C32 ex CLOYNE | Cloyne [T41] | MIDLETON |  | 51.8092 | -8.1431
293529Z | MV/LV Substation BA***529Z |  | 20 kV | _ | LV | 50 kVA :Pole Substation | 0.05 | --> | 0.05 | 0.045 | 2.83 |  | --> | 0.048 | 0 | 0 | 0 | 0 | Constrained, otherwise capacity available =47 kW | --> | E13 ex BAGENALSTOWN | Bagenalstown [T421,T422] | CARLOW |  | 52.6968 | -6.8944
025240 | MV/LV Substation BA***240 |  | 20 kV | _ | LV | 50 kVA :Pole Substation | 0.05 | --> | 0.05 | 0.048 | 6.21 |  | --> | 0.048 | 0 | 0 | 0 | 0 | Constrained, otherwise capacity available =47 kW | --> | E28 ex MILFORD (MWR) | Milford (mwr) [T422] | CHARLEVILLE |  | 52.4443 | -8.8347
252074 | MV/LV Substation TR***074 |  | 10 kV | _ | LV | 100 kVA :Pole Substation | 0.1 | --> | 0.1 | 0.092 | 1.32 |  | --> | 0.095 | 0 | 0 | 0.094 | 0 |  | --> | C15 ex CLIFDEN | Clifden [T41,T42] | SCREEB |  | 53.4156 | -10.1198
253056 | MV/LV Substation LO***056 |  | 10 kV | _ | LV | 200 kVA :Building Structure | 0.2 | --> | 0.2 | 0 | 0 | Constrained, otherwise capacity available =76 kVA | --> | 0.19 | 0 | 0 | 0 | 0 | Constrained, otherwise capacity available =172 kW | --> | C12 ex TUAM SOUTH | Tuam South [T42] | CLOON |  | 53.5195 | -8.8454
007039X | MV/LV Substation WH***039X |  | 10 kV | _ | LV | 630 kVA :Kiosk Substation | 0.63 | --> | 0.63 | 0 | 0 | Constrained, otherwise capacity available =507 kVA | --> | 0.598 | 0 | 0.137 | 0 | 0 | Constrained, otherwise capacity available =480 kW | --> | C13 ex MULGANNON | Mulgannon [T41,T42] | WEXFORD |  | 52.3154 | -6.4728
021394X | MV/LV Substation SI***394X |  | 10 kV | _ | LV | 630 kVA :Building Structure | 0.63 | --> | 0.63 | 0.475 | 6.78 |  | --> | 0.598 | 0 | 0.06 | 0.5 | 0 |  | --> | C36 ex CASTLEVIEW | Castleview [T101,T102] | CASTLEVIEW |  | 51.9026 | -8.3465
017161Y | MV/LV Substation BA***161Y |  | 20 kV | _ | LV | 400 kVA :Kiosk Substation | 0.4 | --> | 0.4 | 0.398 | 1.58 |  | --> | 0.38 | 0 | 0.05 | 0 | 0 | Constrained, otherwise capacity available =343 kW | --> | C17 ex FOYNES | Foynes [T41,T42] | RATHKEALE |  | 52.5605 | -9.2663
281426X | MV/LV Substation TH***426X |  | 10 kV | _ | LV | 200 kVA :Kiosk Substation | 0.2 | --> | 0.2 | 0.15 | 4.3 |  | --> | 0.19 | 0 | 0.037 | 0.156 | 0 |  | --> | C11 ex RINGASKIDDY 110KV | Ringaskiddy 110kv [T42] | BARNAHELY |  | 51.8668 | -8.3397
055948X | MV/LV Substation PA***948X |  | 20 kV | _ | LV | 50 kVA :Pole Substation | 0.05 | --> | 0.05 | 0 | 0 | Constrained, otherwise capacity available =40 kVA | --> | 0.048 | 0 | 0 | 0 | 0 | Constrained, otherwise capacity available =46 kW | --> | E22 ex ROSCREA | Roscrea [T41,T42] | IKERRIN |  | 52.9464 | -7.8007
064368 | MV/LV Substation DO***368 |  | 20 kV | _ | LV | 50 kVA :Pole Substation | 0.05 | --> | 0.05 | 0 | 0 | Constrained, otherwise capacity available =35 kVA | --> | 0.048 | 0 | 0.009 | 0 | 0 | Constrained, otherwise capacity available =39 kW | --> | C13 ex MORNINGTON ROAD | Mornington Road [T41,T42] | DRYBRIDGE |  | 53.7181 | -6.2595
032177Y | MV/LV Substation CL***177Y |  | 10 kV | _ | LV | 400 kVA :Kiosk Substation | 0.4 | --> | 0.4 | 0 | 0 | Constrained, otherwise capacity available =361 kVA | --> | 0.38 | 0 | 0.014 | 0 | 0 | Constrained, otherwise capacity available =364 kW | --> | C18 ex TRAMORE | Tramore [T41,T42] | BUTLERSTOWN |  | 52.1662 | -7.1651
281119Z | MV/LV Substation VI***119Z |  | 10 kV | _ | LV | 630 kVA :Building Structure | 0.63 | --> | 0.63 | 0.463 | 4.67 |  | --> | 0.598 | 0 | 0.019 | 0.5 | 0 |  | --> | C25 ex CENTRE PARK ROAD | Marina [T105,T106] | MARINA |  | 51.8978 | -8.4597
244198 | MV/LV Substation FA***198 |  | 20 kV | _ | LV | 50 kVA :Pole Substation | 0.05 | --> | 0.05 | 0 | 0 | Constrained, otherwise capacity available =42 kVA | --> | 0.048 | 0 | 0 | 0 | 0 | Constrained, otherwise capacity available =46 kW | --> | E21 ex MILLTOWN (SR) | Milltown (sr) [T421,T422] | OUGHTRAGH |  | 52.1048 | -9.6375
249481X | MV/LV Substation BA***481X |  | 20 kV | _ | LV | 50 kVA :Pole Substation | 0.05 | --> | 0.05 | 0 | 0 | Constrained, otherwise capacity available =43 kVA | --> | 0.048 | 0 | 0 | 0 | 0 | Constrained, otherwise capacity available =46 kW | --> | E18 ex FOXHOLE | Foxhole [T421,T422] | DUNGARVAN |  | 52.0743 | -7.8239
011192Z | MV/LV Substation IR***192Z |  | 10 kV | _ | LV | 630 kVA :Building Structure | 0.63 | --> | 0.63 | 0.5 | 2.8 |  | --> | 0.598 | 0 | 0 | 0 | 0 | Constrained, otherwise capacity available =587 kW | --> | C12 ex PURCELLS INCH | Purcells Inch [T41,T42] | KILKENNY |  | 52.6003 | -7.198
1544387 | MV/LV Substation KI***4387 |  | 10 kV | _ | LV | 630 kVA :Kiosk Substation | 0.63 | --> | 0.63 | 0 | 0 | Constrained, otherwise capacity available =587 kVA | --> | 0.598 | 0 | 0.058 | 0.5 | 0 |  | --> | C39 ex COLLEGE PARK | College Park [T101,T102,T103] | COLLEGE PARK |  | 53.4269 | -6.3903
062908X | MV/LV Substation MU***908X |  | 20 kV | _ | LV | 50 kVA :Pole Substation | 0.05 | --> | 0.05 | 0.04 | 3.47 |  | --> | 0.048 | 0 | 0 | 0 | 0 | Constrained, otherwise capacity available =46 kW | --> | E16 ex BUSH | Bush [T421,T422] | DUNDALK |  | 54.0187 | -6.1296
032368Y | MV/LV Substation SE***368Y |  | 20 kV | _ | LV | 50 kVA :Pole Substation | 0.05 | --> | 0.05 | 0 | 0 | Constrained, otherwise capacity available =49 kVA | --> | 0.048 | 0 | 0 | 0 | 0 | Constrained, otherwise capacity available =47 kW | --> | C21 ex TRAMORE | Tramore [T41,T42] | BUTLERSTOWN |  | 52.1429 | -7.2787
014298Z | MV/LV Substation CH***298Z |  | 10 kV | _ | LV | 50 kVA :Pole Substation | 0.05 | --> | 0.05 | 0.049 | 0.63 |  | --> | 0.048 | 0 | 0 | 0 | 0 | Constrained, otherwise capacity available =47 kW | --> | C16 ex KILCULLEN | Kilcullen [T41,T42,T424] | STRATFORD |  | 53.1192 | -6.8487
132932X | MV/LV Substation DR***932X |  | 10 kV | _ | LV | 400 kVA :Kiosk Substation | 0.4 | --> | 0.4 | 0 | 0 | Constrained, otherwise capacity available =348 kVA | --> | 0.38 | 0 | 0.015 | 0 | 0 | Constrained, otherwise capacity available =362 kW | --> | C17 ex LOUGHREA | Loughrea [T41,T42] | SOMERSET |  | 53.2028 | -8.5579
109066 | MV/LV Substation FA***066 |  | 10 kV | _ | LV | 400 kVA :Building Structure | 0.4 | --> | 0.4 | 0 | 0 | Constrained, otherwise capacity available =336 kVA | --> | 0.38 | 0 | 0 | 0.371 | 0 |  | --> | C18 ex SHANNON | Shannon [T41,T42] | DRUMLINE |  | 52.7071 | -8.9004
093382Z | MV/LV Substation TA***382Z |  | 10 kV | _ | LV | 630 kVA :Kiosk Substation | 0.63 | --> | 0.63 | 0 | 0 | Constrained, otherwise capacity available =603 kVA | --> | 0.598 | 0 | 0.011 | 0.5 | 0 |  | --> | C12 ex GRANGE (DR) | Grange (dr) [T41,T42] | GRANGE (DR) |  | 53.3987 | -6.148
059559X | MV/LV Substation RA***559X |  | 10 kV | _ | LV | 400 kVA :Building Structure | 0.4 | --> | 0.4 | 0 | 0 | Constrained, otherwise capacity available =391 kVA | --> | 0.38 | 0 | 0 | 0 | 0 | Constrained, otherwise capacity available =379 kW | --> | C20 ex CAVAN | Cavan [T42,T421] | SHANKILL |  | 53.9788 | -7.2391
293543Z | MV/LV Substation AR***543Z |  | 20 kV | _ | LV | 400 kVA :Kiosk Substation | 0.4 | --> | 0.4 | 0 | 0 | Constrained, otherwise capacity available =316 kVA | --> | 0.38 | 0 | 0.01 | 0 | 0 | Constrained, otherwise capacity available =361 kW | --> | E13 ex BALTINGLASS | Baltinglass [T421,T422] | STRATFORD |  | 52.9372 | -6.6979
068322X | MV/LV Substation LE***322X |  | 10 kV | _ | LV | 1000 kVA :Building Structure | 1 | --> | 1 | 0.5 | 28.43 |  | --> | 0.95 | 0 | 0 | 0.5 | 0 |  | --> | C40 ex BEDFORD ROW | Bedford Row [T41,T42,T43,T44] | FRANCIS STREET |  | 53.3467 | -6.258
2884238 | MV/LV Substation TH***4238 |  | 10 kV | _ | LV | 630 kVA :Kiosk Substation | 0.63 | --> | 0.63 | 0.5 | 2.36 |  | --> | 0.598 | 0 | 0 | 0.5 | 0 |  | --> | C11 ex BRAY | Bray [T41,T42] | FASSAROE |  | 53.1878 | -6.1649
252379 | MV/LV Substation KI***379 |  | 20 kV | _ | LV | 200 kVA :Pole Substation | 0.2 | --> | 0.2 | 0.187 | 1.32 |  | --> | 0.19 | 0 | 0 | 0.188 | 0 |  | --> | C24 ex CLIFDEN | Clifden [T41,T42] | SCREEB |  | 53.6212 | -9.8634
044419 | MV/LV Substation PO***419 |  | 20 kV | _ | LV | 200 kVA :Pole Substation | 0.2 | --> | 0.2 | 0.149 | 2.33 |  | --> | 0.19 | 0 | 0 | 0 | 0 | Constrained, otherwise capacity available =183 kW | --> | E13 ex MOY | Moy [T421,T422] | MOY |  | 53.9882 | -9.1934
007303X | MV/LV Substation KI***303X |  | 20 kV | _ | LV | 200 kVA :Pole Substation | 0.2 | --> | 0.2 | 0.169 | 1.4 |  | --> | 0.19 | 0 | 0.025 | 0 | 0 | Constrained, otherwise capacity available =167 kW | --> | E12 ex KILLINICK | Killinick [T421,T422] | WEXFORD |  | 52.2415 | -6.3501
075767 | MV/LV Substation NA***767 |  | 20 kV | _ | LV | 50 kVA :Pole Substation | 0.05 | --> | 0.05 | 0.035 | 0.58 |  | --> | 0.048 | 0 | 0.005 | 0 | 0 | Constrained, otherwise capacity available =42 kW | --> | E15 ex FERNS | Ferns [T421] | CRANE |  | 52.5848 | -6.4937
154223Y | MV/LV Substation BA***223Y |  | 20 kV | _ | LV | 50 kVA :Pole Substation | 0.05 | --> | 0.05 | 0 | 0 | Constrained, otherwise capacity available =41 kVA | --> | 0.048 | 0 | 0 | 0.046 | 0 |  | --> | C21 ex MACETOWN | Macetown [T101,T102] | MACETOWN |  | 53.4743 | -6.5452
111734Z | MV/LV Substation AR***734Z |  | 10 kV | _ | LV | 100 kVA :Pole Substation | 0.1 | --> | 0.1 | 0 | 0 | Constrained, otherwise capacity available =63 kVA | --> | 0.095 | 0 | 0 | 0 | 0 | Constrained, otherwise capacity available =90 kW | --> | C16 ex BANTRY | Bantry [T41,T42] | BALLYLICKY |  | 51.6795 | -9.4464
023801 | MV/LV Substation CA***801 |  | 20 kV | _ | LV | 100 kVA :Pole Substation | 0.1 | --> | 0.1 | 0 | 0 | Constrained, otherwise capacity available =38 kVA | --> | 0.095 | 0 | 0.01 | 0 | 0 | Constrained, otherwise capacity available =79 kW | --> | E14 ex CASTLELYONS | Castlelyons [T421,T422] | BARRYMORE |  | 52.0892 | -8.234
013011 | MV/LV Substation MO***011 |  | 10 kV | _ | LV | 200 kVA :Pole Substation | 0.2 | --> | 0.2 | 0.104 | 0.12 |  | --> | 0.19 | 0 | 0.013 | 0.167 | 0 |  | --> | C20 ex ATHY | Athy [T101,T102] | ATHY |  | 52.9932 | -6.9734
059068 | MV/LV Substation DU***068 |  | 10 kV | _ | LV | 630 kVA :Building Structure | 0.63 | --> | 0.63 | 0 | 0 | Constrained, otherwise capacity available =475 kVA | --> | 0.598 | 0 | 0 | 0 | 0 | Constrained, otherwise capacity available =577 kW | --> | C14 ex CAVAN | Cavan [T42,T421] | SHANKILL |  | 53.9932 | -7.3599
0684410 | MV/LV Substation BA***4410 |  | 10 kV | _ | LV | 1000 kVA :Building Structure | 1 | --> | 1 | 0.5 | 1.47 |  | --> | 0.95 | 0 | 0 | 0.5 | 0 |  | --> | C12 ex MARROWBONE LANE | Marrowbone Lane [T42] | INCHICORE 220KV |  | 53.3374 | -6.2833
006041 | MV/LV Substation LY***041 |  | 10 kV | _ | LV | 400 kVA :Kiosk Substation | 0.4 | --> | 0.4 | 0.211 | 3.12 |  | --> | 0.38 | 0 | 0.105 | 0 | 0 | Constrained, otherwise capacity available =276 kW | --> | C11 ex BELLFIELD | Bellfield [T41,T42] | CRANE |  | 52.5131 | -6.5934
0824391 | MV/LV Substation BR***4391 |  | 20 kV | _ | LV | 630 kVA :Kiosk Substation | 0.63 | --> | 0.63 | 0 | 0 | Constrained, otherwise capacity available =505 kVA | --> | 0.598 | 0 | 0.013 | 0 | 0 | Constrained, otherwise capacity available =572 kW | --> | E17 ex ACADEMY STREET | Academy Street [T421,T422,T44] | NAVAN |  | 53.5645 | -6.6651
1544392 | MV/LV Substation KI***4392 |  | 10 kV | _ | LV | 630 kVA :Kiosk Substation | 0.63 | --> | 0.63 | 0 | 0 | Constrained, otherwise capacity available =584 kVA | --> | 0.598 | 0 | 0.102 | 0.5 | 0 |  | --> | C39 ex COLLEGE PARK | College Park [T101,T102,T103] | COLLEGE PARK |  | 53.4283 | -6.3918
011452Y | MV/LV Substation G ***452Y |  | 10 kV | _ | LV | 200 kVA :Pole Substation | 0.2 | --> | 0.2 | 0 | 0 | Constrained, otherwise capacity available =174 kVA | --> | 0.19 | 0 | 0.015 | 0 | 0 | Constrained, otherwise capacity available =175 kW | --> | C14 ex GORESBRIDGE | Goresbridge [T41,T42] | KILKENNY |  | 52.6294 | -6.9949
1424212 | MV/LV Substation TO***4212 |  | 20 kV | _ | LV | 50 kVA :Pole Substation | 0.05 | --> | 0.05 | 0 | 0 | Constrained, otherwise capacity available =29 kVA | --> | 0.048 | 0 | 0.028 | 0 | 0 | Constrained, otherwise capacity available =24 kW | --> | E28 ex LOUGHREA | Loughrea [T41,T42] | SOMERSET |  | 53.2526 | -8.5606
0034228 | MV/LV Substation MU***4228 |  | 10 kV | _ | LV | 630 kVA :Kiosk Substation | 0.63 | --> | 0.63 | 0.5 | 11.58 |  | --> | 0.598 | 0 | 0.05 | 0 | 0 | Constrained, otherwise capacity available =549 kW | --> | C20 ex BALLYBEG | Ballybeg [T101,T102] | CARRICKMINES |  | 52.9716 | -6.0352
156775X | MV/LV Substation LI***775X |  | 10 kV | _ | LV | 50 kVA :Pole Substation | 0.05 | --> | 0.05 | 0.038 | 3.38 |  | --> | 0.048 | 0 | 0 | 0 | 0 | Constrained, otherwise capacity available =46 kW | --> | C21 ex CASTLEBLAYNEY | Castleblayney [T41,T42] | DUNDALK |  | 54.1924 | -6.7692
007559Z | MV/LV Substation PF***559Z |  | 10 kV | _ | LV | 400 kVA :Building Structure | 0.4 | --> | 0.4 | 0 | 0 | Constrained, otherwise capacity available =232 kVA | --> | 0.38 | 0 | 0 | 0 | 0 | Constrained, otherwise capacity available =369 kW | --> | C13 ex MULGANNON | Mulgannon [T41,T42] | WEXFORD |  | 52.3094 | -6.462
093012 | MV/LV Substation ST***012 |  | 10 kV | _ | LV | 1000 kVA :Building Structure | 1 | --> | 1 | 0.5 | 2.86 |  | --> | 0.95 | 0 | 0.111 | 0.5 | 0 |  | --> | C18 ex BALLYMUN | Ballymun [T41,T42] | FINGLAS |  | 53.3864 | -6.2665
0554171 | MV/LV Substation LO***4171 |  | 10 kV | _ | LV | 50 kVA :Pole Substation | 0.05 | --> | 0.05 | 0 | 0 | Constrained, otherwise capacity available =40 kVA | --> | 0.048 | 0 | 0.02 | 0 | 0 | Constrained, otherwise capacity available =31 kW | --> | C11 ex MOUNTRATH | Mountrath [T41,T42] | PORTLAOISE |  | 52.9382 | -7.5488
161940X | MV/LV Substation SP***940X |  | 20 kV | _ | LV | 200 kVA :Kiosk Substation | 0.2 | --> | 0.2 | 0.2 | 11.03 |  | --> | 0.19 | 0 | 0 | 0.19 | 0 |  | --> | C27 ex SALTHILL | Salthill [T101,T102] | SALTHILL |  | 53.3374 | -9.1816
093356Z | MV/LV Substation RA***356Z |  | 10 kV | _ | LV | 400 kVA :Kiosk Substation | 0.4 | --> | 0.4 | 0 | 0 | Constrained, otherwise capacity available =286 kVA | --> | 0.38 | 0 | 0.023 | 0.347 | 0 |  | --> | C21 ex GRANGE (DR) | Grange (dr) [T41,T42] | GRANGE (DR) |  | 53.4 | -6.1512
233335X | MV/LV Substation FA***335X |  | 20 kV | _ | LV | 1000 kVA :Building Structure | 1 | --> | 1 | 0 | 0 | Constrained, otherwise capacity available =788 kVA | --> | 0.95 | 0 | 0.015 | 0 | 0 | Constrained, otherwise capacity available =910 kW | --> | C21 ex CASTLEISLAND | Castleisland [T41,T42] | TRALEE |  | 52.1752 | -9.5552
077430 | MV/LV Substation PA***430 |  | 20 kV | _ | LV | 100 kVA :Pole Substation | 0.1 | --> | 0.1 | 0 | 0 |  | --> | 0.095 | 0 | 0.006 | 0 | 0 | Constrained, otherwise capacity available =72 kW | --> | E18 ex PATRICKSWELL | Patrickswell [T421,T422] | LIMERICK |  | 52.5961 | -8.7145
054214Z | MV/LV Substation RA***214Z |  | 20 kV | _ | LV | 50 kVA :Pole Substation | 0.05 | --> | 0.05 | 0 | 0 | Constrained, otherwise capacity available =43 kVA | --> | 0.048 | 0 | 0 | 0 | 0 | Constrained, otherwise capacity available =47 kW | --> | E12 ex PORTLAOISE | Portlaoise [T423,T424] | PORTLAOISE |  | 53.007 | -7.2154
165446 | MV/LV Substation IN***446 |  | 20 kV | _ | LV | 50 kVA :Pole Substation | 0.05 | --> | 0.05 | 0 | 0 | Constrained, otherwise capacity available =28 kVA | --> | 0.048 | 0 | 0 | 0 | 0 | Constrained, otherwise capacity available =44 kW | --> | C11 ex TIMOLEAGUE | Timoleague [T41] | BANDON |  | 51.6612 | -8.7762
184012 | MV/LV Substation MC***012 |  | 10 kV | _ | LV | 400 kVA :Building Structure | 0.4 | --> | 0.4 | 0.338 | 3.38 |  | --> | 0.38 | 0 | 0 | 0 | 0 | Constrained, otherwise capacity available =371 kW | --> | C13 ex CASTLEBLAYNEY | Castleblayney [T41,T42] | DUNDALK |  | 54.121 | -6.7424
007904Y | MV/LV Substation BE***904Y |  | 10 kV | _ | LV | 100 kVA :Pole Substation | 0.1 | --> | 0.1 | 0.1 | 0.14 |  | --> | 0.095 | 0 | 0 | 0 | 0 | Constrained, otherwise capacity available =95 kW | --> | C16 ex CARRIGLAWN | Carriglawn [T41,T42] | WEXFORD |  | 52.3399 | -6.4878
281213Y | MV/LV Substation NU***213Y |  | 10 kV | _ | LV | 200 kVA :Pole Substation | 0.2 | --> | 0.2 | 0 | 0 | Constrained, otherwise capacity available =150 kVA | --> | 0.19 | 0 | 0.01 | 0 | 0 | Constrained, otherwise capacity available =176 kW | --> | C18 ex DOUGLAS | Douglas [T41,T42] | TRABEG |  | 51.8602 | -8.4022
011508Y | MV/LV Substation GR***508Y |  | 10 kV | _ | LV | 50 kVA :Pole Substation | 0.05 | --> | 0.05 | 0 | 0 | Constrained, otherwise capacity available =50 kVA | --> | 0.048 | 0 | 0 | 0 | 0 | Constrained, otherwise capacity available =48 kW | --> | C26 ex GORESBRIDGE | Goresbridge [T41,T42] | KILKENNY |  | 52.6383 | -6.9961
184168 | MV/LV Substation CO***168 |  | 10 kV | _ | LV | 100 kVA :Pole Substation | 0.1 | --> | 0.1 | 0.035 | 3.38 |  | --> | 0.095 | 0 | 0 | 0 | 0 | Constrained, otherwise capacity available =86 kW | --> | C17 ex CASTLEBLAYNEY | Castleblayney [T41,T42] | DUNDALK |  | 54.112 | -6.7914
066281X | MV/LV Substation MU***281X |  | 10 kV | _ | LV | 400 kVA :Kiosk Substation | 0.4 | --> | 0.4 | 0 | 0 | Constrained, otherwise capacity available =280 kVA | --> | 0.38 | 0 | 0 | 0.363 | 0 |  | --> | C20 ex GRANGE (DR) | Grange (dr) [T41,T42] | GRANGE (DR) |  | 53.3941 | -6.146
0124128 | MV/LV Substation KI***4128 |  | 20 kV | _ | LV | 50 kVA :Pole Substation | 0.05 | --> | 0.05 | 0.026 | 2.83 |  | --> | 0.048 | 0 | 0 | 0 | 0 | Constrained, otherwise capacity available =44 kW | --> | E17 ex BAGENALSTOWN | Bagenalstown [T421,T422] | CARLOW |  | 52.7 | -6.9347
184193 | MV/LV Substation AS***193 |  | 10 kV | _ | LV | 200 kVA :Kiosk Substation | 0.2 | --> | 0.2 | 0.183 | 3.38 |  | --> | 0.19 | 0 | 0 | 0 | 0 | Constrained, otherwise capacity available =188 kW | --> | C13 ex CASTLEBLAYNEY | Castleblayney [T41,T42] | DUNDALK |  | 54.1204 | -6.7412
001393 | MV/LV Substation BL***393 |  | 10 kV | _ | LV | 400 kVA :Building Structure | 0.4 | --> | 0.4 | 0.173 | 1.55 |  | --> | 0.38 | 0 | 0 | 0.348 | 0 |  | --> | C20 ex MONKSTOWN | Monkstown [T41,T42] | BLACKROCK |  | 53.3038 | -6.1908
007278X | MV/LV Substation AN***278X |  | 20 kV | _ | LV | 50 kVA :Pole Substation | 0.05 | --> | 0.05 | 0.045 | 4.38 |  | --> | 0.048 | 0 | 0 | 0.047 | 0 |  | --> | E13 ex CRANE | Crane [T122] | CRANE |  | 52.4379 | -6.3803
0034173 | MV/LV Substation CO***4173 |  | 10 kV | _ | LV | 50 kVA :Pole Substation | 0.05 | --> | 0.05 | 0.043 | 11.58 |  | --> | 0.048 | 0 | 0 | 0 | 0 | Constrained, otherwise capacity available =46 kW | --> | C18 ex BALLYBEG | Ballybeg [T101,T102] | CARRICKMINES |  | 52.966 | -6.1573
160057Z | MV/LV Substation CO***057Z |  | 10 kV | _ | LV | 400 kVA :Kiosk Substation | 0.4 | --> | 0.4 | 0 | 0 | Constrained, otherwise capacity available =388 kVA | --> | 0.38 | 0 | 0 | 0 | 0 | Constrained, otherwise capacity available =378 kW | --> | C23 ex PORTARLINGTON | Portarlington [T43] | BLAKE |  | 53.151 | -7.1821
111025X | MV/LV Substation GO***025X |  | 10 kV | _ | LV | 50 kVA :Pole Substation | 0.05 | --> | 0.05 | 0 | 0 | Constrained, otherwise capacity available =48 kVA | --> | 0.048 | 0 | 0 | 0 | 0 | Constrained, otherwise capacity available =47 kW | --> | C15 ex BANTRY | Bantry [T41,T42] | BALLYLICKY |  | 51.7003 | -9.4506
244608X | MV/LV Substation OW***608X |  | 20 kV | _ | LV | 50 kVA :Pole Substation | 0.05 | --> | 0.05 | 0 | 0 | Constrained, otherwise capacity available =50 kVA | --> | 0.048 | 0 | 0 | 0 | 0 | Constrained, otherwise capacity available =48 kW | --> | E12 ex MILLTOWN (SR) | Milltown (sr) [T421,T422] | OUGHTRAGH |  | 52.0852 | -9.7763
0684251 | MV/LV Substation BR***4251 |  | 10 kV | _ | LV | 1000 kVA :Building Structure | 1 | --> | 1 | 0 | 0 | Constrained, otherwise capacity available =397 kVA | --> | 0.95 | 0 | 0 | 0.5 | 0 |  | --> | C23 ex PHIBSBORO | Phibsboro [T41,T42] | FINGLAS |  | 53.3513 | -6.2787
022882X | MV/LV Substation KI***882X |  | 10 kV | _ | LV | 50 kVA :Pole Substation | 0.05 | --> | 0.05 | 0.04 | 4.55 |  | --> | 0.048 | 0 | 0.004 | 0 | 0 | Constrained, otherwise capacity available =43 kW | --> | C11 ex MALLOW | Mallow [T41,T42] | MALLOW |  | 52.1383 | -8.6293
075579 | MV/LV Substation CA***579 |  | 20 kV | _ | LV | 50 kVA :Pole Substation | 0.05 | --> | 0.05 | 0.041 | 1.13 |  | --> | 0.048 | 0 | 0.005 | 0 | 0 | Constrained, otherwise capacity available =43 kW | --> | E12 ex BUNCLODY | Bunclody [T421,T422] | CRANE |  | 52.6526 | -6.6717
093013Y | MV/LV Substation OM***013Y |  | 10 kV | _ | LV | 1000 kVA :Kiosk Substation | 1 | --> | 1 | 0 | 0 | Constrained, otherwise capacity available =668 kVA | --> | 0.95 | 0 | 0 | 0.5 | 0 |  | --> | C12 ex SANTRY | Santry [T41,T42] | FINGLAS |  | 53.3921 | -6.2501
156441X | MV/LV Substation LI***441X |  | 20 kV | _ | LV | 50 kVA :Pole Substation | 0.05 | --> | 0.05 | 0.046 | 2.47 |  | --> | 0.048 | 0 | 0 | 0 | 0 | Constrained, otherwise capacity available =47 kW | --> | E13 ex TELAYDON | Telaydon [T42,T421] | LISDRUM |  | 54.2399 | -7.1174
2934179 | MV/LV Substation LU***4179 |  | 20 kV | _ | LV | 50 kVA :Pole Substation | 0.05 | --> | 0.05 | 0.048 | 2.83 |  | --> | 0.048 | 0 | 0 | 0 | 0 | Constrained, otherwise capacity available =47 kW | --> | E18 ex BAGENALSTOWN | Bagenalstown [T421,T422] | CARLOW |  | 52.7272 | -6.8566
015213Y | MV/LV Substation LA***213Y |  | 10 kV | _ | LV | 50 kVA :Pole Substation | 0.05 | --> | 0.05 | 0 | 0 | Constrained, otherwise capacity available =49 kVA | --> | 0.048 | 0 | 0 | 0 | 0 | Constrained, otherwise capacity available =47 kW | --> | C19 ex SALLINS | Sallins [T41,T42] | GRIFFINRATH |  | 53.2671 | -6.7334
062148X | MV/LV Substation EM***148X |  | 20 kV | _ | LV | 100 kVA :Pole Substation | 0.1 | --> | 0.1 | 0.097 | 2.33 |  | --> | 0.095 | 0 | 0 | 0 | 0 | Constrained, otherwise capacity available =95 kW | --> | C26 ex DUNDALK | Dundalk [T41,T42] | DUNDALK |  | 54.0091 | -6.4668
0024042 | MV/LV Substation LI***4042 |  | 10 kV | _ | LV | 630 kVA :Building Structure | 0.63 | --> | 0.63 | 0.5 | 2.36 |  | --> | 0.598 | 0 | 0 | 0.5 | 0 |  | --> | C15 ex BRAY | Bray [T41,T42] | FASSAROE |  | 53.1899 | -6.1231
255210X | MV/LV Substation NE***210X |  | 20 kV | _ | LV | 630 kVA :Building Structure | 0.63 | --> | 0.63 | 0 | 0 | Constrained, otherwise capacity available =545 kVA | --> | 0.598 | 0 | 0 | 0 | 0 | Constrained, otherwise capacity available =587 kW | --> | E18 ex KILLYBEGS | Killybegs [T422] | BINBANE |  | 54.6292 | -8.4393
063671X | MV/LV Substation GL***671X |  | 10 kV | _ | LV | 200 kVA :Kiosk Substation | 0.2 | --> | 0.2 | 0 | 0 | Constrained, otherwise capacity available =150 kVA | --> | 0.19 | 0 | 0.004 | 0 | 0 | Constrained, otherwise capacity available =180 kW | --> | C15 ex BALLYBAILIE | Ballybailie [T41,T42] | DUNDALK |  | 53.9222 | -6.546
210587Y | MV/LV Substation CL***587Y |  | 10 kV | _ | LV | 400 kVA :Kiosk Substation | 0.4 | --> | 0.4 | 0 | 0 | Constrained, otherwise capacity available =372 kVA | --> | 0.38 | 0 | 0.004 | 0 | 0 | Constrained, otherwise capacity available =373 kW | --> | C18 ex CARRICKMACROSS | Carrickmacross [T41,T42] | MEATH HILL |  | 53.9759 | -6.7089
013031 | MV/LV Substation KI***031 |  | 10 kV | _ | LV | 400 kVA :Kiosk Substation | 0.4 | --> | 0.4 | 0.121 | 0.12 | Constrained, otherwise capacity available =220 kVA | --> | 0.38 | 0 | 0.065 | 0.306 | 0 |  | --> | C20 ex ATHY | Athy [T101,T102] | ATHY |  | 52.9955 | -6.9718
022495 | MV/LV Substation RA***495 |  | 20 kV | _ | LV | 400 kVA :Building Structure | 0.4 | --> | 0.4 | 0 | 0 | Constrained, otherwise capacity available =365 kVA | --> | 0.38 | 0 | 0 | 0 | 0 | Constrained, otherwise capacity available =375 kW | --> | C18 ex SCARTEEN | Scarteen [T41,T42] | MALLOW |  | 52.1318 | -8.6871
067075 | MV/LV Substation BA***075 |  | 10 kV | _ | LV | 400 kVA :Building Structure | 0.4 | --> | 0.4 | 0 | 0 | Constrained, otherwise capacity available =113 kVA | --> | 0.38 | 0 | 0.006 | 0 | 0 | Constrained, otherwise capacity available =334 kW | --> | C14 ex MOYLISH | Moylish [T41,T42] | ARDNACRUSHA |  | 52.6767 | -8.6425
196010X | MV/LV Substation ID***010X |  | 10 kV | _ | LV | 50 kVA :Pole Substation | 0.05 | --> | 0.05 | 0 | 0 | Constrained, otherwise capacity available =46 kVA | --> | 0.048 | 0 | 0 | 0 | 0 | Constrained, otherwise capacity available =47 kW | --> | C15 ex TRIM | Trim [T41,T42] | NAVAN |  | 53.5658 | -6.8025
003641X | MV/LV Substation HA***641X |  | 10 kV | _ | LV | 400 kVA :Kiosk Substation | 0.4 | --> | 0.4 | 0.302 | 11.58 |  | --> | 0.38 | 0 | 0.07 | 0 | 0 | Constrained, otherwise capacity available =314 kW | --> | C14 ex BALLYBEG | Ballybeg [T101,T102] | CARRICKMINES |  | 52.9944 | -6.0889
062664Y | MV/LV Substation BA***664Y |  | 20 kV | _ | LV | 100 kVA :Pole Substation | 0.1 | --> | 0.1 | 0.082 | 2.33 |  | --> | 0.095 | 0 | 0 | 0 | 0 | Constrained, otherwise capacity available =93 kW | --> | C18 ex DUNDALK | Dundalk [T41,T42] | DUNDALK |  | 54.0575 | -6.5274
062384 | MV/LV Substation CO***384 |  | 20 kV | _ | LV | 100 kVA :Pole Substation | 0.1 | --> | 0.1 | 0.097 | 4.25 |  | --> | 0.095 | 0 | 0 | 0 | 0 | Constrained, otherwise capacity available =94 kW | --> | E15 ex JENKINSTOWN | Jenkinstown [T421,T422] | DUNDALK |  | 54.055 | -6.3424
0014222 | MV/LV Substation WO***4222 |  | 10 kV | _ | LV | 630 kVA :Building Structure | 0.63 | --> | 0.63 | 0 | 0 | Constrained, otherwise capacity available =630 kVA | --> | 0.598 | 0 | 0 | 0.5 | 0 |  | --> | C18 ex LOUGHLINSTOWN | Loughlinstown [T41,T42] | CARRICKMINES |  | 53.2485 | -6.1581
365054 | MV/LV Substation MA***054 |  | 10 kV | _ | LV | 630 kVA :Kiosk Substation | 0.63 | --> | 0.63 | 0 | 0 | Constrained, otherwise capacity available =560 kVA | --> | 0.598 | 0 | 0 | 0.5 | 0 |  | --> | C12 ex FORTUNESTOWN | Fortunestown [T101,T102] | INCHICORE 220KV |  | 53.2853 | -6.4144
046382X | MV/LV Substation CL***382X |  | 10 kV | _ | LV | 630 kVA :Building Structure | 0.63 | --> | 0.63 | 0 | 0 | Constrained, otherwise capacity available =600 kVA | --> | 0.598 | 0 | 0 | 0.5 | 0 |  | --> | C17 ex CRANMORE | Cranmore [T41,T42] | SLIGO |  | 54.2728 | -8.4775
180967X | MV/LV Substation NE***967X |  | 10 kV | _ | LV | 200 kVA :Kiosk Substation | 0.2 | --> | 0.2 | 0.146 | 3.27 |  | --> | 0.19 | 0 | 0 | 0 | 0 | Constrained, otherwise capacity available =182 kW | --> | C12 ex LLOYD | Lloyd [T41,T42] | NAVAN |  | 53.7283 | -6.8915
281827X | MV/LV Substation RE***827X |  | 10 kV | _ | LV | 200 kVA :Pole Substation | 0.2 | --> | 0.2 | 0 | 0 | Constrained, otherwise capacity available =164 kVA | --> | 0.19 | 0 | 0.02 | 0.17 | 0 |  | --> | C17 ex BISHOPSTOWN | Bishopstown [T41,T42] | KILBARRY |  | 51.8922 | -8.5659
233947 | MV/LV Substation FA***947 |  | 20 kV | _ | LV | 200 kVA :Pole Substation | 0.2 | --> | 0.2 | 0 | 0 | Constrained, otherwise capacity available =172 kVA | --> | 0.19 | 0 | 0 | 0 | 0 | Constrained, otherwise capacity available =186 kW | --> | C21 ex CASTLEISLAND | Castleisland [T41,T42] | TRALEE |  | 52.1712 | -9.549
0684301 | MV/LV Substation HE***4301 |  | 10 kV | _ | LV | 1000 kVA :Building Structure | 1 | --> | 1 | 0 | 0 | Constrained, otherwise capacity available =1000 kVA | --> | 0.95 | 0 | 0 | 0.5 | 0 |  | --> | C15 ex WATLING STREET | Watling Street [T41,T42] | FRANCIS STREET |  | 53.3479 | -6.2812
069162 | MV/LV Substation RA***162 |  | 10 kV | _ | LV | 630 kVA :Building Structure | 0.63 | --> | 0.63 | 0.222 | 0.87 |  | --> | 0.598 | 0 | 0.01 | 0.5 | 0 |  | --> | C17 ex GARVILLE AVENUE | Garville Avenue [T42] | MILLTOWN (DR) |  | 53.3213 | -6.2668
066186X | MV/LV Substation VE***186X |  | 10 kV | _ | LV | 400 kVA :Kiosk Substation | 0.4 | --> | 0.4 | 0 | 0 | Constrained, otherwise capacity available =278 kVA | --> | 0.38 | 0 | 0.04 | 0.333 | 0 |  | --> | C14 ex HOWTH JUNCTION | Howth Junction [T41,T42] | GRANGE (DR) |  | 53.3913 | -6.1475
109135 | MV/LV Substation FA***135 |  | 10 kV | _ | LV | 630 kVA :Building Structure | 0.63 | --> | 0.63 | 0 | 0 | Constrained, otherwise capacity available =485 kVA | --> | 0.598 | 0 | 0 | 0.5 | 0 |  | --> | C18 ex SHANNON | Shannon [T41,T42] | DRUMLINE |  | 52.7039 | -8.8988
013802Y | MV/LV Substation RE***802Y |  | 10 kV | _ | LV | 200 kVA :Kiosk Substation | 0.2 | --> | 0.2 | 0.113 | 0.12 |  | --> | 0.19 | 0 | 0.018 | 0.164 | 0 |  | --> | C20 ex ATHY | Athy [T101,T102] | ATHY |  | 52.9968 | -6.9764
019082 | MV/LV Substation HA***082 |  | 10 kV | _ | LV | 400 kVA :Kiosk Substation | 0.4 | --> | 0.4 | 0.047 | 0.05 | Constrained, otherwise capacity available =264 kVA | --> | 0.38 | 0 | 0.016 | 0 | 0 | Constrained, otherwise capacity available =349 kW | --> | C20 ex BALLYBEGGAN | Ballybeggan [T43,T44] | TRALEE |  | 52.2666 | -9.6934
020254 | MV/LV Substation LA***254 |  | 10 kV | _ | LV | 200 kVA :Kiosk Substation | 0.2 | --> | 0.2 | 0 | 0 | Constrained, otherwise capacity available =102 kVA | --> | 0.19 | 0 | 0.048 | 0 | 0 | Constrained, otherwise capacity available =140 kW | --> | C18 ex COOLCORCORAN | Coolcorcoran [T41,T42] | KNOCKEARAGH |  | 52.0693 | -9.5616
066217Z | MV/LV Substation CA***217Z |  | 10 kV | _ | LV | 400 kVA :Building Structure | 0.4 | --> | 0.4 | 0 | 0 | Constrained, otherwise capacity available =321 kVA | --> | 0.38 | 0 | 0 | 0.369 | 0 |  | --> | C15 ex MOUNTGORRY | Mountgorry [T41,T42] | GRANGE (DR) |  | 53.4616 | -6.2176
363416 | MV/LV Substation KI***416 |  | 20 kV | _ | LV | 200 kVA :Pole Substation | 0.2 | --> | 0.2 | 0.067 | 3.25 |  | --> | 0.19 | 0 | 0.011 | 0 | 0 | Constrained, otherwise capacity available =163 kW | --> | E15 ex BALLYBUNION | Ballybunion [T421,T422] | TRIEN |  | 52.5565 | -9.5803
0524686 | MV/LV Substation EN***4686 |  | 10 kV | _ | LV | 400 kVA :Kiosk Substation | 0.4 | --> | 0.4 | 0.388 | 10.9 |  | --> | 0.38 | 0 | 0 | 0.378 | 0 |  | --> | C18 ex MULLINGAR | Mullingar [T101,T102] | MULLINGAR |  | 53.5211 | -7.3545
433578 | MV/LV Substation CL***578 |  | 20 kV | _ | LV | 50 kVA :Pole Substation | 0.05 | --> | 0.05 | 0 | 0 | Constrained, otherwise capacity available =40 kVA | --> | 0.048 | 0 | 0 | 0 | 0 | Constrained, otherwise capacity available =46 kW | --> | C12 ex BALLAGHADERREEN | Ballaghaderreen [T41,T42] | TONROE |  | 53.8316 | -8.6254
066054Y | MV/LV Substation CO***054Y |  | 20 kV | _ | LV | 400 kVA :Kiosk Substation | 0.4 | --> | 0.4 | 0 | 0 | Constrained, otherwise capacity available =338 kVA | --> | 0.38 | 0 | 0.036 | 0 | 0 | Constrained, otherwise capacity available =345 kW | --> | E17 ex BALTRASNA | Baltrasna [T121,T122] | BALTRASNA |  | 53.5096 | -6.547
003463Y | MV/LV Substation CH***463Y |  | 10 kV | _ | LV | 400 kVA :Kiosk Substation | 0.4 | --> | 0.4 | 0.273 | 11.58 |  | --> | 0.38 | 0 | 0.022 | 0 | 0 | Constrained, otherwise capacity available =346 kW | --> | C14 ex BALLYBEG | Ballybeg [T101,T102] | CARRICKMINES |  | 52.9949 | -6.091
158670X | MV/LV Substation BA***670X |  | 10 kV | _ | LV | 50 kVA :Pole Substation | 0.05 | --> | 0.05 | 0 | 0 | Constrained, otherwise capacity available =44 kVA | --> | 0.048 | 0 | 0.005 | 0 | 0 | Constrained, otherwise capacity available =43 kW | --> | C16 ex ENNISTYMON | Ennistymon [T41,T42] | ENNIS |  | 52.9495 | -9.3544
0694110 | MV/LV Substation LI***4110 |  | 10 kV | _ | LV | 1000 kVA :Building Structure | 1 | --> | 1 | 0.5 | 4.47 |  | --> | 0.95 | 0 | 0 | 0.5 | 0 |  | --> | C14 ex TEMPLEOGUE | Templeogue [T41,T42] | MILLTOWN (DR) |  | 53.307 | -6.3382
075996 | MV/LV Substation PO***996 |  | 20 kV | _ | LV | 50 kVA :Pole Substation | 0.05 | --> | 0.05 | 0.04 | 17.8 |  | --> | 0.048 | 0 | 0.002 | 0.045 | 0 |  | --> | E13 ex BANOGE | Banoge [T121,T122] | BANOGE |  | 52.5699 | -6.2048
0234273 | MV/LV Substation DO***4273 |  | 20 kV | _ | LV | 50 kVA :Pole Substation | 0.05 | --> | 0.05 | 0 | 0 | Constrained, otherwise capacity available =50 kVA | --> | 0.048 | 0 | 0 | 0 | 0 | Constrained, otherwise capacity available =48 kW | --> | C14 ex FERMOY NORTH | Fermoy North [T41,T42] | BARRYMORE |  | 52.1694 | -8.2188
210748Y | MV/LV Substation DR***748Y |  | 10 kV | _ | LV | 200 kVA :Pole Substation | 0.2 | --> | 0.2 | 0 | 0 | Constrained, otherwise capacity available =183 kVA | --> | 0.19 | 0 | 0 | 0 | 0 | Constrained, otherwise capacity available =190 kW | --> | C19 ex CARRICKMACROSS | Carrickmacross [T41,T42] | MEATH HILL |  | 53.9249 | -6.7212
365914X | MV/LV Substation DU***914X |  | 10 kV | _ | LV | 630 kVA :Building Structure | 0.63 | --> | 0.63 | 0 | 0 | Constrained, otherwise capacity available =571 kVA | --> | 0.598 | 0 | 0 | 0.5 | 0 |  | --> | C11 ex FORTUNESTOWN | Fortunestown [T101,T102] | INCHICORE 220KV |  | 53.2905 | -6.4221
156109Z | MV/LV Substation NA***109Z |  | 10 kV | _ | LV | 50 kVA :Pole Substation | 0.05 | --> | 0.05 | 0.03 | 2.04 |  | --> | 0.048 | 0 | 0 | 0 | 0 | Constrained, otherwise capacity available =45 kW | --> | C18 ex BALLYBAY | Ballybay [T41,T42] | LISDRUM |  | 54.1672 | -6.9891
011750Z | MV/LV Substation WH***750Z |  | 10 kV | _ | LV | 200 kVA :Pole Substation | 0.2 | --> | 0.2 | 0 | 0 | Constrained, otherwise capacity available =143 kVA | --> | 0.19 | 0 | 0 | 0 | 0 | Constrained, otherwise capacity available =182 kW | --> | C14 ex GORESBRIDGE | Goresbridge [T41,T42] | KILKENNY |  | 52.6045 | -6.9228
156109 | MV/LV Substation CA***109 |  | 10 kV | _ | LV | 50 kVA :Pole Substation | 0.05 | --> | 0.05 | 0 | 0 | Constrained, otherwise capacity available =46 kVA | --> | 0.048 | 0 | 0 | 0 | 0 | Constrained, otherwise capacity available =47 kW | --> | C20 ex DRUMBEAR | Drumbear [T41,T42] | LISDRUM |  | 54.1938 | -6.991
093190Z | MV/LV Substation AL***190Z |  | 10 kV | _ | LV | 400 kVA :Kiosk Substation | 0.4 | --> | 0.4 | 0.331 | 2.86 |  | --> | 0.38 | 0 | 0.025 | 0.352 | 0 |  | --> | C13 ex BALLYMUN | Ballymun [T41,T42] | FINGLAS |  | 53.3878 | -6.2617
089253X | MV/LV Substation MO***253X |  | 10 kV | _ | LV | 1000 kVA :Building Structure | 1 | --> | 1 | 0.5 | 2.33 |  | --> | 0.95 | 0 | 0.006 | 0 | 0 | Constrained, otherwise capacity available =928 kW | --> | E18 ex MOY | Moy [T421,T422] | MOY |  | 54.1141 | -9.1537
156468X | MV/LV Substation RA***468X |  | 20 kV | _ | LV | 50 kVA :Pole Substation | 0.05 | --> | 0.05 | 0.049 | 2.47 |  | --> | 0.048 | 0 | 0 | 0 | 0 | Constrained, otherwise capacity available =47 kW | --> | E13 ex TELAYDON | Telaydon [T42,T421] | LISDRUM |  | 54.266 | -7.0125
007638Y | MV/LV Substation BR***638Y |  | 20 kV | _ | LV | 100 kVA :Pole Substation | 0.1 | --> | 0.1 | 0.087 | 1.4 |  | --> | 0.095 | 0 | 0 | 0 | 0 | Constrained, otherwise capacity available =93 kW | --> | E13 ex KILLINICK | Killinick [T421,T422] | WEXFORD |  | 52.2059 | -6.3581
144070 | MV/LV Substation KI***070 |  | 20 kV | _ | LV | 200 kVA :Pole Substation | 0.2 | --> | 0.2 | 0.028 | 2.78 |  | --> | 0.19 | 0 | 0.071 | 0 | 0 | Constrained, otherwise capacity available =112 kW | --> | E13 ex BALLYRAGGET | Ballyragget [T421,T422] | BALLYRAGGET |  | 52.733 | -7.3968
165888 | MV/LV Substation LI***888 |  | 10 kV | _ | LV | 50 kVA :Pole Substation | 0.05 | --> | 0.05 | 0 | 0 | Constrained, otherwise capacity available =47 kVA | --> | 0.048 | 0 | 0 | 0 | 0 | Constrained, otherwise capacity available =47 kW | --> | C11 ex CLONAKILTY | Clonakilty [T41,T42] | DUNMANWAY |  | 51.6541 | -8.85
066090Y | MV/LV Substation FR***090Y |  | 20 kV | _ | LV | 400 kVA :Kiosk Substation | 0.4 | --> | 0.4 | 0 | 0 | Constrained, otherwise capacity available =268 kVA | --> | 0.38 | 0 | 0.049 | 0 | 0 | Constrained, otherwise capacity available =325 kW | --> | E15 ex ASHBOURNE | Ashbourne [T421,T422] | FINGLAS |  | 53.5089 | -6.3976
093381Z | MV/LV Substation BO***381Z |  | 10 kV | _ | LV | 630 kVA :Kiosk Substation | 0.63 | --> | 0.63 | 0 | 0 | Constrained, otherwise capacity available =619 kVA | --> | 0.598 | 0 | 0 | 0.5 | 0 |  | --> | C12 ex GRANGE (DR) | Grange (dr) [T41,T42] | GRANGE (DR) |  | 53.3996 | -6.1482
014022Y | MV/LV Substation AB***022Y |  | 20 kV | _ | LV | 400 kVA :Kiosk Substation | 0.4 | --> | 0.4 | 0.121 | 0.12 | Constrained, otherwise capacity available =365 kVA | --> | 0.38 | 0 | 0.016 | 0.363 | 0 |  | --> | C12 ex ATHY | Athy [T101,T102] | ATHY |  | 53.011 | -6.8191
235498 | MV/LV Substation CR***498 |  | 20 kV | _ | LV | 200 kVA :Pole Substation | 0.2 | --> | 0.2 | 0 | 0 | Constrained, otherwise capacity available =180 kVA | --> | 0.19 | 0 | 0 | 0 | 0 | Constrained, otherwise capacity available =187 kW | --> | E11 ex BEALNABLATH | Bealnablath [T421] | BANDON |  | 51.8444 | -8.8348
120272 | MV/LV Substation NE***272 |  | 20 kV | _ | LV | 400 kVA :Kiosk Substation | 0.4 | --> | 0.4 | 0.317 | 3.5 |  | --> | 0.38 | 0 | 0.016 | 0 | 0 | Constrained, otherwise capacity available =357 kW | --> | E11 ex DUNFIRTH | Dunfirth [T122] | DUNFIRTH |  | 53.4156 | -6.8312
2764036 | MV/LV Substation DR***4036 |  | 10 kV | _ | LV | 50 kVA :Pole Substation | 0.05 | --> | 0.05 | 0.046 | 0.76 |  | --> | 0.048 | 0 | 0 | 0 | 0 | Constrained, otherwise capacity available =47 kW | --> | C13 ex WOODFORD | Woodford [T41,T42] | KNOCKEARAGH |  | 52.0255 | -9.4534
180696X | MV/LV Substation DR***696X |  | 10 kV | _ | LV | 50 kVA :Pole Substation | 0.05 | --> | 0.05 | 0.01 | 1.4 |  | --> | 0.048 | 0 | 0 | 0 | 0 | Constrained, otherwise capacity available =42 kW | --> | C23 ex KELLS | Kells [T41,T42] | NAVAN |  | 53.726 | -6.9398
012797 | MV/LV Substation TI***797 |  | 10 kV | _ | LV | 100 kVA :Pole Substation | 0.1 | --> | 0.1 | 0 | 0 | Constrained, otherwise capacity available =83 kVA | --> | 0.095 | 0 | 0.015 | 0 | 0 | Constrained, otherwise capacity available =82 kW | --> | C20 ex POLLERTON | Pollerton [T41,T42] | CARLOW |  | 52.8007 | -6.901
210368Y | MV/LV Substation SP***368Y |  | 10 kV | _ | LV | 50 kVA :Pole Substation | 0.05 | --> | 0.05 | 0 | 0 | Constrained, otherwise capacity available =40 kVA | --> | 0.048 | 0 | 0 | 0 | 0 | Constrained, otherwise capacity available =46 kW | --> | C18 ex CARRICKMACROSS | Carrickmacross [T41,T42] | MEATH HILL |  | 53.9773 | -6.7152
013035 | MV/LV Substation SP***035 |  | 20 kV | _ | LV | 50 kVA :Pole Substation | 0.05 | --> | 0.05 | 0 | 0.12 |  | --> | 0.048 | 0 | 0.011 | 0.021 | 0 |  | --> | C12 ex ATHY | Athy [T101,T102] | ATHY |  | 52.9932 | -6.965
011618 | MV/LV Substation MO***618 |  | 10 kV | _ | LV | 200 kVA :Pole Substation | 0.2 | --> | 0.2 | 0.178 | 2.8 |  | --> | 0.19 | 0 | 0.004 | 0 | 0 | Constrained, otherwise capacity available =184 kW | --> | C12 ex PURCELLS INCH | Purcells Inch [T41,T42] | KILKENNY |  | 52.5919 | -7.1876
032967 | MV/LV Substation BA***967 |  | 20 kV | _ | LV | 50 kVA :Pole Substation | 0.05 | --> | 0.05 | 0 | 0 | Constrained, otherwise capacity available =38 kVA | --> | 0.048 | 0 | 0.011 | 0 | 0 | Constrained, otherwise capacity available =38 kW | --> | C21 ex TRAMORE | Tramore [T41,T42] | BUTLERSTOWN |  | 52.145 | -7.2787
066898X | MV/LV Substation AU***898X |  | 10 kV | _ | LV | 50 kVA :Pole Substation | 0.05 | --> | 0.05 | 0 | 0 | Constrained, otherwise capacity available =41 kVA | --> | 0.048 | 0 | 0 | 0.046 | 0 |  | --> | C18 ex MOUNTGORRY | Mountgorry [T41,T42] | GRANGE (DR) |  | 53.4437 | -6.18
116036 | MV/LV Substation SE***036 |  | 10 kV | _ | LV | 400 kVA :Building Structure | 0.4 | --> | 0.4 | 0.27 | 7.32 |  | --> | 0.38 | 0 | 0 | 0.362 | 0 |  | --> | C11 ex CARROWBEG | Carrowbeg [T41,T42] | CARROWBEG |  | 53.7998 | -9.5487
019453 | MV/LV Substation LO***453 |  | 10 kV | _ | LV | 100 kVA :Pole Substation | 0.1 | --> | 0.1 | 0.071 | 1.54 |  | --> | 0.095 | 0 | 0 | 0 | 0 | Constrained, otherwise capacity available =91 kW | --> | C22 ex BALLYARD | Ballyard [T41,T42] | TRALEE |  | 52.2632 | -9.7349
0054045 | MV/LV Substation AN***4045 |  | 10 kV | _ | LV | 400 kVA :Kiosk Substation | 0.4 | --> | 0.4 | 0 | 0 | Constrained, otherwise capacity available =384 kVA | --> | 0.38 | 0 | 0 | 0 | 0 | Constrained, otherwise capacity available =378 kW | --> | C14 ex GARDEN CITY | Garden City [T41,T42] | ARKLOW |  | 52.6756 | -6.2814
158135Y | MV/LV Substation GL***135Y |  | 20 kV | _ | LV | 200 kVA :Kiosk Substation | 0.2 | --> | 0.2 | 0 | 0 | Constrained, otherwise capacity available =157 kVA | --> | 0.19 | 0 | 0 | 0 | 0 | Constrained, otherwise capacity available =184 kW | --> | C19 ex ENNISTYMON | Ennistymon [T41,T42] | ENNIS |  | 53.0298 | -9.2852
065091Z | MV/LV Substation KI***091Z |  | 10 kV | _ | LV | 50 kVA :Pole Substation | 0.05 | --> | 0.05 | 0 | 0 | Constrained, otherwise capacity available =43 kVA | --> | 0.048 | 0 | 0.011 | 0 | 0 | Constrained, otherwise capacity available =38 kW | --> | C16 ex LOUGHSHINNY | Loughshinny [T41,T42] | GLASMORE |  | 53.5643 | -6.1672
184076X | MV/LV Substation BL***076X |  | 10 kV | _ | LV | 200 kVA :Kiosk Substation | 0.2 | --> | 0.2 | 0.163 | 3.38 |  | --> | 0.19 | 0 | 0.003 | 0 | 0 | Constrained, otherwise capacity available =183 kW | --> | C20 ex CASTLEBLAYNEY | Castleblayney [T41,T42] | DUNDALK |  | 54.118 | -6.7448
0524378 | MV/LV Substation AR***4378 |  | 20 kV | _ | LV | 200 kVA :Pole Substation | 0.2 | --> | 0.2 | 0 | 0 | Constrained, otherwise capacity available =178 kVA | --> | 0.19 | 0 | 0.038 | 0 | 0 | Constrained, otherwise capacity available =159 kW | --> | C18 ex NEWBROOK | Newbrook [T42] | MULLINGAR |  | 53.4782 | -7.4267
049088Z | MV/LV Substation DU***088Z |  | 10 kV | _ | LV | 200 kVA :Pole Substation | 0.2 | --> | 0.2 | 0.13 | 2.8 |  | --> | 0.19 | 0 | 0.013 | 0 | 0 | Constrained, otherwise capacity available =171 kW | --> | C17 ex GLEBE | Glebe [T41,T42] | RICHMOND |  | 53.7244 | -7.7743
029401X | MV/LV Substation CA***401X |  | 10 kV | _ | LV | 100 kVA :Pole Substation | 0.1 | --> | 0.1 | 0 | 0 | Constrained, otherwise capacity available =90 kVA | --> | 0.095 | 0 | 0 | 0.094 | 0 |  | --> | C18 ex MIDLETON | Midleton [T101,T102] | MIDLETON |  | 51.9401 | -8.1904
0704229 | MV/LV Substation KI***4229 |  | 20 kV | _ | LV | 100 kVA :Pole Substation | 0.1 | --> | 0.1 | 0.1 | 2.24 |  | --> | 0.095 | 0 | 0 | 0.095 | 0 |  | --> | E11 ex CLOONBANNIN | Cloonbannin [T421] | GLENLARA |  | 52.038 | -9.0726
013036Z | MV/LV Substation NE***036Z |  | 10 kV | _ | LV | 400 kVA :Kiosk Substation | 0.4 | --> | 0.4 | 0.121 | 0.12 | Constrained, otherwise capacity available =308 kVA | --> | 0.38 | 0 | 0 | 0.367 | 0 |  | --> | C13 ex ATHY | Athy [T101,T102] | ATHY |  | 52.9923 | -6.9916
006993X | MV/LV Substation ME***993X |  | 10 kV | _ | LV | 200 kVA :Kiosk Substation | 0.2 | --> | 0.2 | 0.156 | 3.12 |  | --> | 0.19 | 0 | 0 | 0 | 0 | Constrained, otherwise capacity available =184 kW | --> | C11 ex BELLFIELD | Bellfield [T41,T42] | CRANE |  | 52.5016 | -6.5793
192472X | MV/LV Substation ST***472X |  | 20 kV | _ | LV | 400 kVA :Kiosk Substation | 0.4 | --> | 0.4 | 0.308 | 1.7 |  | --> | 0.38 | 0 | 0.006 | 0 | 0 | Constrained, otherwise capacity available =363 kW | --> | E15 ex GWEEDORE | Gweedore [T421] | ARDNAGAPPARY |  | 55.1329 | -8.1017
039704X | MV/LV Substation BA***704X |  | 10 kV | _ | LV | 400 kVA :Kiosk Substation | 0.4 | --> | 0.4 | 0.375 | 11.03 |  | --> | 0.38 | 0 | 0 | 0.377 | 0 |  | --> | C28 ex SALTHILL | Salthill [T101,T102] | SALTHILL |  | 53.2589 | -9.1272
008102Z | MV/LV Substation RA***102Z |  | 10 kV | _ | LV | 50 kVA :Pole Substation | 0.05 | --> | 0.05 | 0.05 | 0.24 |  | --> | 0.048 | 0 | 0 | 0 | 0 | Constrained, otherwise capacity available =47 kW | --> | C15 ex ROSBERCON | Rosbercon [T41,T42] | WATERFORD |  | 52.3951 | -6.9565
017291X | MV/LV Substation BA***291X |  | 20 kV | _ | LV | 50 kVA :Pole Substation | 0.05 | --> | 0.05 | 0.048 | 7.48 |  | --> | 0.048 | 0 | 0 | 0 | 0 | Constrained, otherwise capacity available =47 kW | --> | E12 ex CHURCHTOWN | Churchtown [T422] | RATHKEALE |  | 52.4295 | -9.1126
026564Y | MV/LV Substation KN***564Y |  | 10 kV | _ | LV | 100 kVA :Pole Substation | 0.1 | --> | 0.1 | 0 | 0 | Constrained, otherwise capacity available =96 kVA | --> | 0.095 | 0 | 0.006 | 0 | 0 | Constrained, otherwise capacity available =90 kW | --> | C15 ex KINSALE | Kinsale [T41,T42] | BANDON |  | 51.7106 | -8.5154
066871X | MV/LV Substation HA***871X |  | 10 kV | _ | LV | 50 kVA :Pole Substation | 0.05 | --> | 0.05 | 0 | 0 | Constrained, otherwise capacity available =42 kVA | --> | 0.048 | 0 | 0.01 | 0 | 0 | Constrained, otherwise capacity available =39 kW | --> | C13 ex MALAHIDE | Malahide [T41,T42] | GLASMORE |  | 53.4285 | -6.1525
099731 | MV/LV Substation GL***731 |  | 10 kV | _ | LV | 100 kVA :Pole Substation | 0.1 | --> | 0.1 | 0.08 | 2.96 |  | --> | 0.095 | 0 | 0 | 0 | 0 | Constrained, otherwise capacity available =92 kW | --> | C21 ex BALLYRAINE | Ballyraine [T41,T42] | LETTERKENNY |  | 54.9609 | -7.6849
209046 | MV/LV Substation WO***046 |  | 10 kV | _ | LV | 100 kVA :Pole Substation | 0.1 | --> | 0.1 | 0 | 0 | Constrained, otherwise capacity available =86 kVA | --> | 0.095 | 0 | 0 | 0 | 0 | Constrained, otherwise capacity available =93 kW | --> | C19 ex MILFORD (NR) | Milford (nr) [T41,T42] | LETTERKENNY |  | 55.072 | -7.6787
243563 | MV/LV Substation HA***563 |  | 20 kV | _ | LV | 50 kVA :Pole Substation | 0.05 | --> | 0.05 | 0 | 0 | Constrained, otherwise capacity available =45 kVA | --> | 0.048 | 0 | 0 | 0 | 0 | Constrained, otherwise capacity available =47 kW | --> | E18 ex INCH | Inch [T421,T422] | OUGHTRAGH |  | 52.1544 | -10.0469
0624191 | MV/LV Substation LU***4191 |  | 10 kV | _ | LV | 50 kVA :Pole Substation | 0.05 | --> | 0.05 | 0.049 | 1.03 |  | --> | 0.048 | 0 | 0 | 0 | 0 | Constrained, otherwise capacity available =47 kW | --> | C18 ex LITTLE MILLS | Little Mills [T41] | DUNDALK |  | 53.9463 | -6.3847
013644 | MV/LV Substation BA***644 |  | 10 kV | _ | LV | 50 kVA :Pole Substation | 0.05 | --> | 0.05 | 0.046 | 0.12 |  | --> | 0.048 | 0 | 0 | 0.047 | 0 |  | --> | C21 ex ATHY | Athy [T101,T102] | ATHY |  | 52.9418 | -7.0453
1534196 | MV/LV Substation LE***4196 |  | 20 kV | _ | LV | 50 kVA :Pole Substation | 0.05 | --> | 0.05 | 0 | 0 | Constrained, otherwise capacity available =50 kVA | --> | 0.048 | 0 | 0 | 0 | 0 | Constrained, otherwise capacity available =48 kW | --> | E13 ex BIRDHILL | Birdhill [T421,T422] | ARDNACRUSHA |  | 52.7717 | -8.5628
377563X | MV/LV Substation ST***563X |  | 20 kV | _ | LV | 50 kVA :Pole Substation | 0.05 | --> | 0.05 | 0 | 0 | Constrained, otherwise capacity available =50 kVA | --> | 0.048 | 0 | 0 | 0 | 0 | Constrained, otherwise capacity available =48 kW | --> | E12 ex GURRANEBANE | Gurranebane [T421,T422] | OUGHTRAGH |  | 51.962 | -10.1817
0024013 | MV/LV Substation BA***4013 |  | 10 kV | _ | LV | 50 kVA :Pole Substation | 0.05 | --> | 0.05 | 0 | 0 | Constrained, otherwise capacity available =50 kVA | --> | 0.048 | 0 | 0 | 0.048 | 0 |  | --> | C14 ex GREYSTONES | Greystones [T41,T42] | FASSAROE |  | 53.1638 | -6.1916
0584297 | MV/LV Substation GR***4297 |  | 10 kV | _ | LV | 50 kVA :Pole Substation | 0.05 | --> | 0.05 | 0 | 0 | Constrained, otherwise capacity available =40 kVA | --> | 0.048 | 0 | 0.01 | 0 | 0 | Constrained, otherwise capacity available =39 kW | --> | C24 ex KYLEERAGH | Kyleeragh [T41,T42] | NENAGH |  | 52.8818 | -8.189
136309Y | MV/LV Substation FA***309Y |  | 20 kV | _ | LV | 50 kVA :Pole Substation | 0.05 | --> | 0.05 | 0 | 0 | Constrained, otherwise capacity available =49 kVA | --> | 0.048 | 0 | 0 | 0 | 0 | Constrained, otherwise capacity available =47 kW | --> | E15 ex GLENAMADDY | Glenamaddy [T422] | ATHLONE |  | 53.5867 | -8.4838
053026X | MV/LV Substation LU***026X |  | 20 kV | _ | LV | 50 kVA :Pole Substation | 0.05 | --> | 0.05 | 0 | 0 | Constrained, otherwise capacity available =44 kVA | --> | 0.048 | 0 | 0 | 0 | 0 | Constrained, otherwise capacity available =47 kW | --> | C18 ex PORTARLINGTON | Portarlington [T41,T42] | PORTLAOISE |  | 53.2486 | -7.3307
009140 | MV/LV Substation IN***140 |  | 10 kV | _ | LV | 400 kVA :Building Structure | 0.4 | --> | 0.4 | 0 | 0 | Constrained, otherwise capacity available =343 kVA | --> | 0.38 | 0 | 0 | 0 | 0 | Constrained, otherwise capacity available =372 kW | --> | C15 ex WATERFORD IND EST | Waterford Ind Est [T41,T42,T44] | BUTLERSTOWN |  | 52.2474 | -7.1454
054062X | MV/LV Substation TE***062X |  | 10 kV | _ | LV | 50 kVA :Pole Substation | 0.05 | --> | 0.05 | 0 | 0 |  | --> | 0.048 | 0 | 0 | 0 | 0 | Constrained, otherwise capacity available =38 kW | --> | C18 ex MOUNTRATH | Mountrath [T41,T42] | PORTLAOISE |  | 53.0037 | -7.4681
012806X | MV/LV Substation FE***806X |  | 10 kV | _ | LV | 630 kVA :Kiosk Substation | 0.63 | --> | 0.63 | 0.5 | 1.99 |  | --> | 0.598 | 0 | 0.005 | 0 | 0 | Constrained, otherwise capacity available =585 kW | --> | C11 ex GRAIGUE | Graigue [T41,T42] | CARLOW |  | 52.8335 | -6.9385
012467Y | MV/LV Substation CA***467Y |  | 10 kV | _ | LV | 100 kVA :Pole Substation | 0.1 | --> | 0.1 | 0.1 | 1.99 |  | --> | 0.095 | 0 | 0 | 0 | 0 | Constrained, otherwise capacity available =95 kW | --> | C17 ex GRAIGUE | Graigue [T41,T42] | CARLOW |  | 52.8275 | -6.9319
034997X | MV/LV Substation LI***997X |  | 20 kV | _ | LV | 100 kVA :Pole Substation | 0.1 | --> | 0.1 | 0.064 | 5.88 |  | --> | 0.095 | 0 | 0.008 | 0 | 0 | Constrained, otherwise capacity available =84 kW | --> | C14 ex ARDGEEHA | Ardgeeha [T41,T42] | DOON |  | 52.4203 | -7.7018
064601Y | MV/LV Substation MU***601Y |  | 20 kV | _ | LV | 50 kVA :Pole Substation | 0.05 | --> | 0.05 | 0 | 0 | Constrained, otherwise capacity available =48 kVA | --> | 0.048 | 0 | 0 | 0 | 0 | Constrained, otherwise capacity available =47 kW | --> | E16 ex SLANE |  |  |  | 53.7327 | -6.559
030279X | MV/LV Substation GO***279X |  | 20 kV | _ | LV | 100 kVA :Pole Substation | 0.1 | --> | 0.1 | 0 | 0 | Constrained, otherwise capacity available =72 kVA | --> | 0.095 | 0 | 0 | 0 | 0 | Constrained, otherwise capacity available =91 kW | --> | E20 ex FOXHOLE | Foxhole [T421,T422] | DUNGARVAN |  | 51.9303 | -7.9143
081558Y | MV/LV Substation BE***558Y |  | 10 kV | _ | LV | 400 kVA :Kiosk Substation | 0.4 | --> | 0.4 | 0 | 0 | Constrained, otherwise capacity available =279 kVA | --> | 0.38 | 0 | 0.069 | 0 | 0 | Constrained, otherwise capacity available =312 kW | --> | C17 ex CELBRIDGE | Celbridge [T41,T42] | GRIFFINRATH |  | 53.3479 | -6.5443
1094014 | MV/LV Substation PR***4014 |  | 10 kV | _ | LV | 400 kVA :Building Structure | 0.4 | --> | 0.4 | 0 | 0 | Constrained, otherwise capacity available =400 kVA | --> | 0.38 | 0 | 0 | 0.38 | 0 |  | --> | C16 ex SHANNON | Shannon [T41,T42] | DRUMLINE |  | 52.6973 | -8.9026
068610X | MV/LV Substation DY***610X |  | 10 kV | _ | LV | 1000 kVA :Building Structure | 1 | --> | 1 | 0.5 | 9.02 |  | --> | 0.95 | 0 | 0 | 0.5 | 0 |  | --> | C22 ex MISERY HILL | Misery Hill [T101,T102] | POOLBEG |  | 53.3457 | -6.2413
046267X | MV/LV Substation WO***267X |  | 10 kV | _ | LV | 630 kVA :Building Structure | 0.63 | --> | 0.63 | 0.5 | 5.78 |  | --> | 0.598 | 0 | 0 | 0.5 | 0 |  | --> | C14 ex OAKFIELD | Oakfield [T41,T42] | SLIGO |  | 54.25 | -8.469
068411X | MV/LV Substation TE***411X |  | 10 kV | _ | LV | 400 kVA :Kiosk Substation | 0.4 | --> | 0.4 | 0.225 | 14.34 |  | --> | 0.38 | 0 | 0.009 | 0.349 | 0 |  | --> | C41 ex NORTH QUAYS | North Quays [T101,T102,T103] | POOLBEG |  | 53.3531 | -6.2309
026968X | MV/LV Substation MU***968X |  | 10 kV | _ | LV | 400 kVA :Kiosk Substation | 0.4 | --> | 0.4 | 0.175 | 8.66 |  | --> | 0.38 | 0 | 0.065 | 0 | 0 | Constrained, otherwise capacity available =300 kW | --> | C11 ex BANDON | Bandon [T101,T42] | BANDON |  | 51.745 | -8.7343
067960Y | MV/LV Substation GR***960Y |  | 20 kV | _ | LV | 50 kVA :Pole Substation | 0.05 | --> | 0.05 | 0 | 0 | Constrained, otherwise capacity available =45 kVA | --> | 0.048 | 0 | 0 | 0 | 0 | Constrained, otherwise capacity available =47 kW | --> | E21 ex CRATLOE | Cratloe [T421,T422] | ARDNACRUSHA |  | 52.6926 | -8.7701
176258 | MV/LV Substation UM***258 |  | 20 kV | _ | LV | 100 kVA :Pole Substation | 0.1 | --> | 0.1 | 0 | 0 | Constrained, otherwise capacity available =91 kVA | --> | 0.095 | 0 | 0 | 0 | 0 | Constrained, otherwise capacity available =94 kW | --> | E12 ex MACROOM | Macroom [T422] | MACROOM |  | 51.9153 | -8.9157
116834 | MV/LV Substation DR***834 |  | 20 kV | _ | LV | 50 kVA :Pole Substation | 0.05 | --> | 0.05 | 0.05 | 8.1 |  | --> | 0.048 | 0 | 0 | 0 | 0 | Constrained, otherwise capacity available =48 kW | --> | E18 ex WESTPORT | Westport [T421,T422] | CASTLEBAR |  | 53.8208 | -9.4776
154613 | MV/LV Substation KI***613 |  | 10 kV | _ | LV | 100 kVA :Pole Substation | 0.1 | --> | 0.1 | 0 | 0 | Constrained, otherwise capacity available =92 kVA | --> | 0.095 | 0 | 0 | 0.094 | 0 |  | --> | C39 ex COLLEGE PARK | College Park [T101,T102,T103] | COLLEGE PARK |  | 53.4361 | -6.3941
021328Z | MV/LV Substation RI***328Z |  | 10 kV | _ | LV | 630 kVA :Building Structure | 0.63 | --> | 0.63 | 0 | 0 | Constrained, otherwise capacity available =529 kVA | --> | 0.598 | 0 | 0 | 0 | 0 | Constrained, otherwise capacity available =585 kW | --> | C14 ex DENNEHYS CROSS | Dennehys Cross [T41,T42] | TRABEG |  | 51.8972 | -8.5151
0054228 | MV/LV Substation RA***4228 |  | 10 kV | _ | LV | 100 kVA :Pole Substation | 0.1 | --> | 0.1 | 0.081 | 3.03 |  | --> | 0.095 | 0 | 0 | 0 | 0 | Constrained, otherwise capacity available =92 kW | --> | C24 ex RAMSTOWN | Ramstown [T41,T42] | CRANE |  | 52.6707 | -6.3053
136835Y | MV/LV Substation LA***835Y |  | 10 kV | _ | LV | 200 kVA :Kiosk Substation | 0.2 | --> | 0.2 | 0 | 0 | Constrained, otherwise capacity available =142 kVA | --> | 0.19 | 0 | 0.03 | 0 | 0 | Constrained, otherwise capacity available =160 kW | --> | C17 ex ROSCOMMON | Roscommon [T41,T42] | LANESBORO |  | 53.6205 | -8.1738
021009Y | MV/LV Substation PR***009Y |  | 20 kV | _ | LV | 200 kVA :Kiosk Substation | 0.2 | --> | 0.2 | 0 | 0 | Constrained, otherwise capacity available =133 kVA | --> | 0.19 | 0 | 0.031 | 0 | 0 | Constrained, otherwise capacity available =158 kW | --> | E21 ex CURRALEIGH | Curraleigh [T421,T422] | KILBARRY |  | 51.9258 | -8.6017
081483Z | MV/LV Substation CL***483Z |  | 10 kV | _ | LV | 400 kVA :Building Structure | 0.4 | --> | 0.4 | 0 | 0 | Constrained, otherwise capacity available =354 kVA | --> | 0.38 | 0 | 0.003 | 0.371 | 0 |  | --> | C12 ex SEMPERIT | Semperit [T41,T42,T43] | GRANGE CASTLE |  | 53.3409 | -6.3665
007881Y | MV/LV Substation ST***881Y |  | 20 kV | _ | LV | 400 kVA :Kiosk Substation | 0.4 | --> | 0.4 | 0.333 | 1.4 |  | --> | 0.38 | 0 | 0.008 | 0 | 0 | Constrained, otherwise capacity available =365 kW | --> | E13 ex KILLINICK | Killinick [T421,T422] | WEXFORD |  | 52.2312 | -6.3275
023033 | MV/LV Substation CA***033 |  | 10 kV | _ | LV | 100 kVA :Pole Substation | 0.1 | --> | 0.1 | 0 | 0 | Constrained, otherwise capacity available =86 kVA | --> | 0.095 | 0 | 0 | 0 | 0 | Constrained, otherwise capacity available =93 kW | --> | C19 ex CURRAGLASS | Curraglass [T41] | BARRYMORE |  | 52.1011 | -8.1073
0814124 | MV/LV Substation ST***4124 |  | 20 kV | _ | LV | 400 kVA :Kiosk Substation | 0.4 | --> | 0.4 | 0 | 0 | Constrained, otherwise capacity available =349 kVA | --> | 0.38 | 0 | 0.094 | 0.303 | 0 |  | --> | E20 ex ADAMSTOWN | Adamstown [T121,T122] | INCHICORE 220KV |  | 53.3376 | -6.4671
066128 | MV/LV Substation BU***128 |  | 20 kV | _ | LV | 200 kVA :Pole Substation | 0.2 | --> | 0.2 | 0 | 0 | Constrained, otherwise capacity available =114 kVA | --> | 0.19 | 0 | 0.046 | 0 | 0 | Constrained, otherwise capacity available =144 kW | --> | E11 ex GLASMORE | Glasmore [T421,T422] | GLASMORE |  | 53.4993 | -6.1173
0694068 | MV/LV Substation BA***4068 |  | 10 kV | _ | LV | 100 kVA :Building Structure | 0.1 | --> | 0.1 | 0.1 | 9.28 |  | --> | 0.095 | 0 | 0 | 0.095 | 0 |  | --> | C33 ex PEMBROKE | Pembroke [T41,T42,T43,T44] | RINGSEND |  | 53.3314 | -6.2324
069203 | MV/LV Substation RO***203 |  | 10 kV | _ | LV | 630 kVA :Kiosk Substation | 0.63 | --> | 0.63 | 0 | 0 | Constrained, otherwise capacity available =410 kVA | --> | 0.598 | 0 | 0.082 | 0.5 | 0 |  | --> | C21 ex BALLYBODEN | Ballyboden [T41,T42] | COOKSTOWN |  | 53.2879 | -6.2956
055011 | MV/LV Substation TH***011 |  | 10 kV | _ | LV | 200 kVA :Kiosk Substation | 0.2 | --> | 0.2 | 0 | 0 | Constrained, otherwise capacity available =159 kVA | --> | 0.19 | 0 | 0.007 | 0 | 0 | Constrained, otherwise capacity available =179 kW | --> | C17 ex ROSCREA | Roscrea [T41,T42] | IKERRIN |  | 52.9445 | -7.7907
365596 | MV/LV Substation OL***596 |  | 10 kV | _ | LV | 630 kVA :Building Structure | 0.63 | --> | 0.63 | 0 | 0 | Constrained, otherwise capacity available =504 kVA | --> | 0.598 | 0 | 0 | 0.5 | 0 |  | --> | C12 ex OLDBAWN | Oldbawn [T41,T42] | COOKSTOWN |  | 53.2763 | -6.3535
039138 | MV/LV Substation GE***138 |  | 10 kV | _ | LV | 200 kVA :Pole Substation | 0.2 | --> | 0.2 | 0.104 | 11.03 |  | --> | 0.19 | 0 | 0.005 | 0.173 | 0 |  | --> | C33 ex SALTHILL | Salthill [T101,T102] | SALTHILL |  | 53.2588 | -9.1084
069586 | MV/LV Substation WI***586 |  | 10 kV | _ | LV | 200 kVA :Kiosk Substation | 0.2 | --> | 0.2 | 0.155 | 9.28 |  | --> | 0.19 | 0 | 0.003 | 0.182 | 0 |  | --> | C19 ex PEMBROKE | Pembroke [T41,T42,T43,T44] | RINGSEND |  | 53.3266 | -6.217
014330Z | MV/LV Substation KI***330Z |  | 20 kV | _ | LV | 200 kVA :Pole Substation | 0.2 | --> | 0.2 | 0.08 | 0.12 |  | --> | 0.19 | 0 | 0.038 | 0.145 | 0 |  | --> | C26 ex ATHY | Athy [T101,T102] | ATHY |  | 53.0941 | -6.9476
192994 | MV/LV Substation GR***994 |  | 10 kV | _ | LV | 200 kVA :Pole Substation | 0.2 | --> | 0.2 | 0.2 | 1.7 |  | --> | 0.19 | 0 | 0 | 0 | 0 | Constrained, otherwise capacity available =190 kW | --> | E16 ex GWEEDORE | Gweedore [T421] | ARDNAGAPPARY |  | 55.0559 | -8.2531
049747Y | MV/LV Substation TO***747Y |  | 10 kV | _ | LV | 400 kVA :Kiosk Substation | 0.4 | --> | 0.4 | 0.213 | 0.21 | Constrained, otherwise capacity available =279 kVA | --> | 0.38 | 0 | 0.075 | 0 | 0 | Constrained, otherwise capacity available =308 kW | --> | E19 ex LONGFORD | Longford [T421,T422] | RICHMOND |  | 53.725 | -7.808
503515 | MV/LV Substation R.***515 |  | 10 kV | _ | LV | 200 kVA :Pole Substation | 0.2 | --> | 0.2 | 0.165 | 1.69 |  | --> | 0.19 | 0 | 0 | 0 | 0 | Constrained, otherwise capacity available =185 kW | --> | C11 ex NEWTOWNCUNNINGHAM | Newtowncunningham [T41,T42] | LETTERKENNY |  | 54.9987 | -7.4003
074311X | MV/LV Substation TH***311X |  | 10 kV | _ | LV | 630 kVA :Kiosk Substation | 0.63 | --> | 0.63 | 0 | 0 | Constrained, otherwise capacity available =605 kVA | --> | 0.598 | 0 | 0 | 0 | 0 | Constrained, otherwise capacity available =595 kW | --> | C13 ex CARRICK ON SHANNON | Carrick On Shannon [T41,T42] | CARRICK ON SHANNON |  | 53.9453 | -8.0945
252634 | MV/LV Substation TE***634 |  | 10 kV | _ | LV | 50 kVA :Pole Substation | 0.05 | --> | 0.05 | 0.03 | 1.32 |  | --> | 0.048 | 0 | 0 | 0.045 | 0 |  | --> | C15 ex CLIFDEN | Clifden [T41,T42] | SCREEB |  | 53.477 | -10.0278
006497Y | MV/LV Substation ST***497Y |  | 10 kV | _ | LV | 630 kVA :Building Structure | 0.63 | --> | 0.63 | 0.5 | 3.12 |  | --> | 0.598 | 0 | 0 | 0 | 0 | Constrained, otherwise capacity available =598 kW | --> | C11 ex BELLFIELD | Bellfield [T41,T42] | CRANE |  | 52.4963 | -6.5754
009606 | MV/LV Substation MO***606 |  | 20 kV | _ | LV | 50 kVA :Pole Substation | 0.05 | --> | 0.05 | 0.032 | 8.16 |  | --> | 0.048 | 0 | 0.013 | 0 | 0 | Constrained, otherwise capacity available =35 kW | --> | C17 ex MOUNT MISERY | Mount Misery [T41,T42] | WATERFORD |  | 52.2748 | -7.121
154047Y | MV/LV Substation BE***047Y |  | 10 kV | _ | LV | 200 kVA :Kiosk Substation | 0.2 | --> | 0.2 | 0 | 0 | Constrained, otherwise capacity available =110 kVA | --> | 0.19 | 0 | 0.061 | 0.132 | 0 |  | --> | C23 ex MACETOWN | Macetown [T101,T102] | MACETOWN |  | 53.412 | -6.4707
1624063 | MV/LV Substation ST***4063 |  | 10 kV | _ | LV | 100 kVA :Pole Substation | 0.1 | --> | 0.1 | 0.086 | 0.25 |  | --> | 0.095 | 0 | 0 | 0 | 0 | Constrained, otherwise capacity available =93 kW | --> | C11 ex ROSSGEIR | Rossgeir [T41,T42] | LETTERKENNY |  | 54.834 | -7.4743
130122X | MV/LV Substation KA***122X |  | 20 kV | _ | LV | 50 kVA :Pole Substation | 0.05 | --> | 0.05 | 0 | 0 | Constrained, otherwise capacity available =50 kVA | --> | 0.048 | 0 | 0 | 0 | 0 | Constrained, otherwise capacity available =47 kW | --> | E11 ex FINEA | Finea [T421,T422] | SHANKILL |  | 53.7778 | -7.4901
013014 | MV/LV Substation PE***014 |  | 10 kV | _ | LV | 200 kVA :Pole Substation | 0.2 | --> | 0.2 | 0.111 | 0.12 |  | --> | 0.19 | 0 | 0 | 0.178 | 0 |  | --> | C19 ex ATHY | Athy [T101,T102] | ATHY |  | 52.9935 | -6.9857
149448 | MV/LV Substation MO***448 |  | 10 kV | _ | LV | 200 kVA :Pole Substation | 0.2 | --> | 0.2 | 0 | 0 | Constrained, otherwise capacity available =154 kVA | --> | 0.19 | 0 | 0.005 | 0 | 0 | Constrained, otherwise capacity available =180 kW | --> | C11 ex DONEGAL | Donegal [T41,T42] | CATHALEENS FALL |  | 54.6455 | -8.1932
059764X | MV/LV Substation TR***764X |  | 10 kV | _ | LV | 50 kVA :Pole Substation | 0.05 | --> | 0.05 | 0 | 0 | Constrained, otherwise capacity available =49 kVA | --> | 0.048 | 0 | 0 | 0 | 0 | Constrained, otherwise capacity available =47 kW | --> | C11 ex DERRYCRAMPH | Derrycramph [T41,T42] | SHANKILL |  | 53.9635 | -7.3557
069163 | MV/LV Substation BO***163 |  | 10 kV | _ | LV | 400 kVA :Building Structure | 0.4 | --> | 0.4 | 0 | 0 | Constrained, otherwise capacity available =264 kVA | --> | 0.38 | 0 | 0.025 | 0.342 | 0 |  | --> | C18 ex BALLYBODEN | Ballyboden [T41,T42] | COOKSTOWN |  | 53.289 | -6.287
012110 | MV/LV Substation MO***110 |  | 10 kV | _ | LV | 100 kVA :Pole Substation | 0.1 | --> | 0.1 | 0.073 | 1.99 |  | --> | 0.095 | 0 | 0 | 0 | 0 | Constrained, otherwise capacity available =91 kW | --> | C17 ex GRAIGUE | Graigue [T41,T42] | CARLOW |  | 52.8256 | -6.9271
0934029 | MV/LV Substation BO***4029 |  | 10 kV | _ | LV | 50 kVA :Pole Substation | 0.05 | --> | 0.05 | 0.032 | 7.91 |  | --> | 0.048 | 0 | 0.003 | 0.043 | 0 |  | --> | C26 ex PELLETSTOWN | Pelletstown [T101,T102] | FINGLAS |  | 53.3905 | -6.3478
192597 | MV/LV Substation PO***597 |  | 20 kV | _ | LV | 100 kVA :Pole Substation | 0.1 | --> | 0.1 | 0.065 | 1.7 |  | --> | 0.095 | 0 | 0.005 | 0 | 0 | Constrained, otherwise capacity available =86 kW | --> | E15 ex GWEEDORE | Gweedore [T421] | ARDNAGAPPARY |  | 55.1436 | -8.0984
119417X | MV/LV Substation CO***417X |  | 10 kV | _ | LV | 100 kVA :Pole Substation | 0.1 | --> | 0.1 | 0 | 0 | Constrained, otherwise capacity available =92 kVA | --> | 0.095 | 0 | 0 | 0 | 0 | Constrained, otherwise capacity available =94 kW | --> | C16 ex KANTURK | Kanturk [T41,T42] | GLENLARA |  | 52.218 | -8.9016
026269 | MV/LV Substation PR***269 |  | 10 kV | _ | LV | 200 kVA :Pole Substation | 0.2 | --> | 0.2 | 0.181 | 8.66 |  | --> | 0.19 | 0 | 0 | 0 | 0 | Constrained, otherwise capacity available =187 kW | --> | C14 ex BANDON | Bandon [T101,T42] | BANDON |  | 51.7396 | -8.7331
049599Y | MV/LV Substation GL***599Y |  | 10 kV | _ | LV | 400 kVA :Kiosk Substation | 0.4 | --> | 0.4 | 0.367 | 2.8 |  | --> | 0.38 | 0 | 0 | 0 | 0 | Constrained, otherwise capacity available =376 kW | --> | C17 ex GLEBE | Glebe [T41,T42] | RICHMOND |  | 53.7193 | -7.7908
1544388 | MV/LV Substation KI***4388 |  | 10 kV | _ | LV | 630 kVA :Kiosk Substation | 0.63 | --> | 0.63 | 0 | 0 | Constrained, otherwise capacity available =630 kVA | --> | 0.598 | 0 | 0.005 | 0.5 | 0 |  | --> | C39 ex COLLEGE PARK | College Park [T101,T102,T103] | COLLEGE PARK |  | 53.4281 | -6.3892
082698Y | MV/LV Substation PE***698Y |  | 20 kV | _ | LV | 400 kVA :Building Structure | 0.4 | --> | 0.4 | 0 | 0 | Constrained, otherwise capacity available =400 kVA | --> | 0.38 | 0 | 0 | 0 | 0 | Constrained, otherwise capacity available =380 kW | --> | E12 ex ACADEMY STREET | Academy Street [T421,T422,T44] | NAVAN |  | 53.6413 | -6.662
053996 | MV/LV Substation BA***996 |  | 20 kV | _ | LV | 50 kVA :Pole Substation | 0.05 | --> | 0.05 | 0 | 0 | Constrained, otherwise capacity available =26 kVA | --> | 0.048 | 0 | 0 | 0 | 0 | Constrained, otherwise capacity available =44 kW | --> | C18 ex PORTARLINGTON | Portarlington [T41,T42] | PORTLAOISE |  | 53.2441 | -7.3259
110888 | MV/LV Substation HE***888 |  | 10 kV | _ | LV | 630 kVA :Kiosk Substation | 0.63 | --> | 0.63 | 0.342 | 0.76 |  | --> | 0.598 | 0 | 0.017 | 0 | 0 | Constrained, otherwise capacity available =545 kW | --> | C16 ex KENMARE | Kenmare [T42] | KNOCKEARAGH |  | 51.879 | -9.5831
0674362 | MV/LV Substation KN***4362 |  | 10 kV | _ | LV | 400 kVA :Kiosk Substation | 0.4 | --> | 0.4 | 0 | 0 | Constrained, otherwise capacity available =361 kVA | --> | 0.38 | 0 | 0.01 | 0 | 0 | Constrained, otherwise capacity available =367 kW | --> | C18 ex CAHERDAVIN | Caherdavin [T41,T42] | ARDNACRUSHA |  | 52.6723 | -8.6725
132029 | MV/LV Substation ST***029 |  | 10 kV | _ | LV | 400 kVA :Kiosk Substation | 0.4 | --> | 0.4 | 0 | 0 | Constrained, otherwise capacity available =292 kVA | --> | 0.38 | 0 | 0.095 | 0 | 0 | Constrained, otherwise capacity available =295 kW | --> | C16 ex LOUGHREA | Loughrea [T41,T42] | SOMERSET |  | 53.2004 | -8.5858
276068 | MV/LV Substation BA***068 |  | 10 kV | _ | LV | 400 kVA :Kiosk Substation | 0.4 | --> | 0.4 | 0.281 | 0.76 |  | --> | 0.38 | 0 | 0 | 0 | 0 | Constrained, otherwise capacity available =371 kW | --> | C14 ex WOODFORD | Woodford [T41,T42] | KNOCKEARAGH |  | 52.0639 | -9.4738
089005 | MV/LV Substation EM***005 |  | 10 kV | _ | LV | 630 kVA :Kiosk Substation | 0.63 | --> | 0.63 | 0.5 | 9.1 |  | --> | 0.598 | 0 | 0.006 | 0 | 0 | Constrained, otherwise capacity available =588 kW | --> | C14 ex ARDNAREE | Ardnaree [T42,T421] | MOY |  | 54.1134 | -9.1544
254511 | MV/LV Substation LI***511 |  | 20 kV | _ | LV | 100 kVA :Pole Substation | 0.1 | --> | 0.1 | 0 | 0 | Constrained, otherwise capacity available =85 kVA | --> | 0.095 | 0 | 0.006 | 0 | 0 | Constrained, otherwise capacity available =88 kW | --> | C17 ex TUAM NORTH | Tuam North [T41,T42] | CLOON |  | 53.48 | -8.7168
028987X | MV/LV Substation BE***987X |  | 10 kV | _ | LV | 200 kVA :Kiosk Substation | 0.2 | --> | 0.2 | 0.186 | 19.7 |  | --> | 0.19 | 0 | 0 | 0.188 | 0 |  | --> | C11 ex COW CROSS | Cow Cross [T102,T41] | N/A |  | 51.8524 | -8.2926
210878X | MV/LV Substation OX***878X |  | 10 kV | _ | LV | 400 kVA :Building Structure | 0.4 | --> | 0.4 | 0 | 0 | Constrained, otherwise capacity available =77 kVA | --> | 0.38 | 0 | 0 | 0 | 0 | Constrained, otherwise capacity available =370 kW | --> | C18 ex CARRICKMACROSS | Carrickmacross [T41,T42] | MEATH HILL |  | 53.9817 | -6.723
377407 | MV/LV Substation SP***407 |  | 20 kV | _ | LV | 50 kVA :Pole Substation | 0.05 | --> | 0.05 | 0 | 0 | Constrained, otherwise capacity available =37 kVA | --> | 0.048 | 0 | 0.01 | 0 | 0 | Constrained, otherwise capacity available =38 kW | --> | E16 ex GURRANEBANE | Gurranebane [T421,T422] | OUGHTRAGH |  | 51.8363 | -10.1708
068750X | MV/LV Substation GA***750X |  | 10 kV | _ | LV | 1000 kVA :Building Structure | 1 | --> | 1 | 0.5 | 14.34 |  | --> | 0.95 | 0 | 0 | 0.5 | 0 |  | --> | C18 ex NORTH QUAYS | North Quays [T101,T102,T103] | POOLBEG |  | 53.3569 | -6.2329
0594216 | MV/LV Substation DE***4216 |  | 20 kV | _ | LV | 50 kVA :Pole Substation | 0.05 | --> | 0.05 | 0 | 0 | Constrained, otherwise capacity available =50 kVA | --> | 0.048 | 0 | 0 | 0 | 0 | Constrained, otherwise capacity available =48 kW | --> | E17 ex CAVAN | Cavan [T42,T421] | SHANKILL |  | 54.0992 | -7.4384
016279Z | MV/LV Substation OL***279Z |  | 10 kV | _ | LV | 400 kVA :Kiosk Substation | 0.4 | --> | 0.4 | 0 | 0 | Constrained, otherwise capacity available =316 kVA | --> | 0.38 | 0 | 0.005 | 0 | 0 | Constrained, otherwise capacity available =365 kW | --> | C12 ex MONEYCOOLEY | Moneycooley [T41,T42,T44] | GRIFFINRATH |  | 53.3483 | -6.5546
007050Z | MV/LV Substation MU***050Z |  | 10 kV | _ | LV | 50 kVA :Pole Substation | 0.05 | --> | 0.05 | 0 | 0 | Constrained, otherwise capacity available =40 kVA | --> | 0.048 | 0 | 0.017 | 0 | 0 | Constrained, otherwise capacity available =34 kW | --> | C17 ex MULGANNON | Mulgannon [T41,T42] | WEXFORD |  | 52.3258 | -6.4612
050698X | MV/LV Substation NI***698X |  | 10 kV | _ | LV | 400 kVA :Kiosk Substation | 0.4 | --> | 0.4 | 0 | 0 | Constrained, otherwise capacity available =371 kVA | --> | 0.38 | 0 | 0 | 0 | 0 | Constrained, otherwise capacity available =376 kW | --> | C21 ex ATHLONE | Athlone [T41,T42] | ATHLONE |  | 53.4195 | -7.9905
052523 | MV/LV Substation CO***523 |  | 20 kV | _ | LV | 50 kVA :Pole Substation | 0.05 | --> | 0.05 | 0 | 0 | Constrained, otherwise capacity available =45 kVA | --> | 0.048 | 0 | 0 | 0 | 0 | Constrained, otherwise capacity available =47 kW | --> | E18 ex BALLINDERRY | Ballinderry [T41,T422] | MULLINGAR |  | 53.5368 | -7.2399
078095X | MV/LV Substation TH***095X |  | 10 kV | _ | LV | 400 kVA :Building Structure | 0.4 | --> | 0.4 | 0 | 0 | Constrained, otherwise capacity available =392 kVA | --> | 0.38 | 0 | 0 | 0 | 0 | Constrained, otherwise capacity available =379 kW | --> | C13 ex CHARLESTOWN | Charlestown [T41] | TONROE |  | 53.9278 | -8.8614
067196 | MV/LV Substation AS***196 |  | 10 kV | _ | LV | 400 kVA :Kiosk Substation | 0.4 | --> | 0.4 | 0 | 0 | Constrained, otherwise capacity available =266 kVA | --> | 0.38 | 0 | 0.087 | 0 | 0 | Constrained, otherwise capacity available =297 kW | --> | C12 ex CAHERDAVIN | Caherdavin [T41,T42] | ARDNACRUSHA |  | 52.6668 | -8.6572
021654Z | MV/LV Substation BA***654Z |  | 10 kV | _ | LV | 630 kVA :Building Structure | 0.63 | --> | 0.63 | 0.5 | 6.78 |  | --> | 0.598 | 0 | 0 | 0.5 | 0 |  | --> | C35 ex CASTLEVIEW | Castleview [T101,T102] | CASTLEVIEW |  | 51.8947 | -8.345
265801 | MV/LV Substation SW***801 |  | 20 kV | _ | LV | 100 kVA :Pole Substation | 0.1 | --> | 0.1 | 0.066 | 0.07 |  | --> | 0.095 | 0 | 0.02 | 0 | 0 | Constrained, otherwise capacity available =75 kW | --> | E17 ex BALLYCONNELL | Ballyconnell [T421,T422] | GORTAWEE |  | 54.1924 | -7.7046
082886Y | MV/LV Substation MI***886Y |  | 20 kV | _ | LV | 200 kVA :Kiosk Substation | 0.2 | --> | 0.2 | 0 | 0 | Constrained, otherwise capacity available =132 kVA | --> | 0.19 | 0 | 0.003 | 0 | 0 | Constrained, otherwise capacity available =178 kW | --> | E12 ex ACADEMY STREET | Academy Street [T421,T422,T44] | NAVAN |  | 53.6401 | -6.6526
081427X | MV/LV Substation CH***427X |  | 10 kV | _ | LV | 400 kVA :Kiosk Substation | 0.4 | --> | 0.4 | 0 | 0 | Constrained, otherwise capacity available =219 kVA | --> | 0.38 | 0 | 0 | 0 | 0 | Constrained, otherwise capacity available =354 kW | --> | C17 ex PALMERSTOWN | Palmerstown [T41,T42] | FINGLAS |  | 53.3367 | -6.3703
017522X | MV/LV Substation KI***522X |  | 10 kV | _ | LV | 100 kVA :Pole Substation | 0.1 | --> | 0.1 | 0.092 | 1.05 |  | --> | 0.095 | 0 | 0 | 0 | 0 | Constrained, otherwise capacity available =94 kW | --> | C18 ex NEWCASTLEWEST | Newcastlewest [T41,T42] | RATHKEALE |  | 52.4401 | -9.0216
063745 | MV/LV Substation DR***745 |  | 10 kV | _ | LV | 200 kVA :Pole Substation | 0.2 | --> | 0.2 | 0 | 0 | Constrained, otherwise capacity available =116 kVA | --> | 0.19 | 0 | 0.014 | 0 | 0 | Constrained, otherwise capacity available =168 kW | --> | C15 ex STICKILLEN | Stickillen [T41,T42] | DRYBRIDGE |  | 53.8497 | -6.6527
0684195 | MV/LV Substation SU***4195 |  | 10 kV | _ | LV | 1000 kVA :Building Structure | 1 | --> | 1 | 0 | 0 | Constrained, otherwise capacity available =582 kVA | --> | 0.95 | 0 | 0 | 0.5 | 0 |  | --> | C20 ex GLOUCESTER PLACE | Gloucester Place [T41,T42] | MCDERMOTT |  | 53.3552 | -6.2561
0504125 | MV/LV Substation CL***4125 |  | 20 kV | _ | LV | 50 kVA :Pole Substation | 0.05 | --> | 0.05 | 0 | 0 | Constrained, otherwise capacity available =50 kVA | --> | 0.048 | 0 | 0 | 0 | 0 | Constrained, otherwise capacity available =48 kW | --> | C24 ex ATHLONE | Athlone [T41,T42] | ATHLONE |  | 53.3684 | -8.0351
023561Y | MV/LV Substation PA***561Y |  | 20 kV | _ | LV | 400 kVA :Kiosk Substation | 0.4 | --> | 0.4 | 0 | 0 | Constrained, otherwise capacity available =271 kVA | --> | 0.38 | 0 | 0.046 | 0 | 0 | Constrained, otherwise capacity available =328 kW | --> | C14 ex FERMOY NORTH | Fermoy North [T41,T42] | BARRYMORE |  | 52.1742 | -8.24
0174103 | MV/LV Substation BA***4103 |  | 20 kV | _ | LV | 50 kVA :Pole Substation | 0.05 | --> | 0.05 | 0.048 | 7.48 |  | --> | 0.048 | 0 | 0 | 0 | 0 | Constrained, otherwise capacity available =47 kW | --> | E12 ex CHURCHTOWN | Churchtown [T422] | RATHKEALE |  | 52.4317 | -9.1028
013577X | MV/LV Substation MA***577X |  | 10 kV | _ | LV | 400 kVA :Kiosk Substation | 0.4 | --> | 0.4 | 0.121 | 0.12 | Constrained, otherwise capacity available =347 kVA | --> | 0.38 | 0 | 0.032 | 0.349 | 0 |  | --> | C20 ex ATHY | Athy [T101,T102] | ATHY |  | 52.991 | -6.9706
0414065 | MV/LV Substation CA***4065 |  | 20 kV | _ | LV | 50 kVA :Pole Substation | 0.05 | --> | 0.05 | 0 | 0 | Constrained, otherwise capacity available =42 kVA | --> | 0.048 | 0 | 0 | 0 | 0 | Constrained, otherwise capacity available =46 kW | --> | E17 ex DALTON | Dalton [T421,T422] | DALTON |  | 53.7355 | -8.9688
026348 | MV/LV Substation BA***348 |  | 10 kV | _ | LV | 50 kVA :Pole Substation | 0.05 | --> | 0.05 | 0.022 | 8.66 |  | --> | 0.048 | 0 | 0 | 0 | 0 | Constrained, otherwise capacity available =44 kW | --> | C18 ex BANDON | Bandon [T101,T42] | BANDON |  | 51.8092 | -8.6672
365089 | MV/LV Substation HU***089 |  | 10 kV | _ | LV | 630 kVA :Building Structure | 0.63 | --> | 0.63 | 0 | 0 | Constrained, otherwise capacity available =555 kVA | --> | 0.598 | 0 | 0 | 0.5 | 0 |  | --> | C22 ex OLDBAWN | Oldbawn [T41,T42] | COOKSTOWN |  | 53.2705 | -6.3299
144122X | MV/LV Substation QU***122X |  | 10 kV | _ | LV | 50 kVA :Pole Substation | 0.05 | --> | 0.05 | 0 | 0 | Constrained, otherwise capacity available =40 kVA | --> | 0.048 | 0 | 0 | 0 | 0 | Constrained, otherwise capacity available =46 kW | --> | C16 ex CASTLECOMER | Castlecomer [T41,T42] | BALLYRAGGET |  | 52.811 | -7.2101
066200X | MV/LV Substation ST***200X |  | 10 kV | _ | LV | 200 kVA :Kiosk Substation | 0.2 | --> | 0.2 | 0.178 | 12.96 |  | --> | 0.19 | 0 | 0.005 | 0.183 | 0 |  | --> | C28 ex ARTANE | Artane [T101,T102] | FINGLAS |  | 53.3788 | -6.2059
013985Y | MV/LV Substation ST***985Y |  | 10 kV | _ | LV | 100 kVA :Pole Substation | 0.1 | --> | 0.1 | 0.1 | 0.12 |  | --> | 0.095 | 0 | 0 | 0.095 | 0 |  | --> | C21 ex ATHY | Athy [T101,T102] | ATHY |  | 52.9896 | -7.092
075538 | MV/LV Substation CA***538 |  | 20 kV | _ | LV | 200 kVA :Pole Substation | 0.2 | --> | 0.2 | 0.09 | 0.58 |  | --> | 0.19 | 0 | 0.008 | 0 | 0 | Constrained, otherwise capacity available =169 kW | --> | E17 ex FERNS | Ferns [T421] | CRANE |  | 52.6155 | -6.4302
281922Z | MV/LV Substation MA***922Z |  | 10 kV | _ | LV | 400 kVA :Kiosk Substation | 0.4 | --> | 0.4 | 0.294 | 5.49 |  | --> | 0.38 | 0 | 0.01 | 0.358 | 0 |  | --> | C17 ex TRABEG | Trabeg [T101,T102] | TRABEG |  | 51.8691 | -8.4848
052296Z | MV/LV Substation GO***296Z |  | 20 kV | _ | LV | 50 kVA :Pole Substation | 0.05 | --> | 0.05 | 0 | 0 | Constrained, otherwise capacity available =43 kVA | --> | 0.048 | 0 | 0 | 0 | 0 | Constrained, otherwise capacity available =46 kW | --> | E20 ex BALLINDERRY | Ballinderry [T41,T422] | MULLINGAR |  | 53.4833 | -7.3571
0054231 | MV/LV Substation MO***4231 |  | 20 kV | _ | LV | 50 kVA :Pole Substation | 0.05 | --> | 0.05 | 0.05 | 17.8 |  | --> | 0.048 | 0 | 0 | 0.048 | 0 |  | --> | E21 ex BANOGE | Banoge [T121,T122] | BANOGE |  | 52.7209 | -6.3956
009494Y | MV/LV Substation CA***494Y |  | 10 kV | _ | LV | 630 kVA :Building Structure | 0.63 | --> | 0.63 | 0.5 | 0.53 | Constrained, otherwise capacity available =568 kVA | --> | 0.598 | 0 | 0 | 0 | 0 | Constrained, otherwise capacity available =590 kW | --> | C16 ex MANOR STREET | Manor Street [T41,T42] | WATERFORD |  | 52.2577 | -7.1042
069475 | MV/LV Substation TA***475 |  | 10 kV | _ | LV | 400 kVA :Kiosk Substation | 0.4 | --> | 0.4 | 0 | 0 | Constrained, otherwise capacity available =19 kVA | --> | 0.38 | 0 | 0.025 | 0.306 | 0 |  | --> | C19 ex BALLYBODEN | Ballyboden [T41,T42] | COOKSTOWN |  | 53.28 | -6.2901
237144X | MV/LV Substation OR***144X |  | 20 kV | _ | LV | 200 kVA :Kiosk Substation | 0.2 | --> | 0.2 | 0 | 0 | Constrained, otherwise capacity available =113 kVA | --> | 0.19 | 0 | 0.016 | 0 | 0 | Constrained, otherwise capacity available =166 kW | --> | C12 ex DUNLEER | Dunleer [T41,T42] | DRYBRIDGE |  | 53.7913 | -6.2459
054642Y | MV/LV Substation PR***642Y |  | 10 kV | _ | LV | 100 kVA :Pole Substation | 0.1 | --> | 0.1 | 0 | 0 | Constrained, otherwise capacity available =89 kVA | --> | 0.095 | 0 | 0 | 0 | 0 | Constrained, otherwise capacity available =94 kW | --> | C18 ex MOUNTRATH | Mountrath [T41,T42] | PORTLAOISE |  | 53.053 | -7.4967
152379 | MV/LV Substation MA***379 |  | 10 kV | _ | LV | 630 kVA :Building Structure | 0.63 | --> | 0.63 | 0 | 0 | Constrained, otherwise capacity available =626 kVA | --> | 0.598 | 0 | 0 | 0 | 0 | Constrained, otherwise capacity available =598 kW | --> | C17 ex CAPPAMORE | Cappamore [T41,T42] | ARDNACRUSHA |  | 52.5834 | -8.3848
067635X | MV/LV Substation DE***635X |  | 20 kV | _ | LV | 200 kVA :Kiosk Substation | 0.2 | --> | 0.2 | 0 | 0 | Constrained, otherwise capacity available =122 kVA | --> | 0.19 | 0 | 0.036 | 0 | 0 | Constrained, otherwise capacity available =152 kW | --> | E18 ex CRATLOE | Cratloe [T421,T422] | ARDNACRUSHA |  | 52.7206 | -8.8127
116032Y | MV/LV Substation GI***032Y |  | 20 kV | _ | LV | 50 kVA :Pole Substation | 0.05 | --> | 0.05 | 0.047 | 8.1 |  | --> | 0.048 | 0 | 0 | 0 | 0 | Constrained, otherwise capacity available =47 kW | --> | E11 ex WESTPORT | Westport [T421,T422] | CASTLEBAR |  | 53.7746 | -9.7124
0144091 | MV/LV Substation EN***4091 |  | 20 kV | _ | LV | 50 kVA :Pole Substation | 0.05 | --> | 0.05 | 0 | 0 | Constrained, otherwise capacity available =50 kVA | --> | 0.048 | 0 | 0 | 0 | 0 | Constrained, otherwise capacity available =48 kW | --> | C14 ex KILDARE | Kildare [T41,T42] | NEWBRIDGE |  | 53.1975 | -6.9492
0674223 | MV/LV Substation HA***4223 |  | 10 kV | _ | LV | 630 kVA :Building Structure | 0.63 | --> | 0.63 | 0 | 0 | Constrained, otherwise capacity available =482 kVA | --> | 0.598 | 0 | 0.01 | 0 | 0 | Constrained, otherwise capacity available =571 kW | --> | C17 ex CASTLETROY | Castletroy [T41,T42] | ARDNACRUSHA |  | 52.6739 | -8.5518
144902 | MV/LV Substation LO***902 |  | 20 kV | _ | LV | 50 kVA :Pole Substation | 0.05 | --> | 0.05 | 0.046 | 2.78 |  | --> | 0.048 | 0 | 0 | 0 | 0 | Constrained, otherwise capacity available =47 kW | --> | E13 ex BALLYRAGGET | Ballyragget [T421,T422] | BALLYRAGGET |  | 52.7497 | -7.4101
032089 | MV/LV Substation BE***089 |  | 10 kV | _ | LV | 630 kVA :Kiosk Substation | 0.63 | --> | 0.63 | 0 | 0 | Constrained, otherwise capacity available =509 kVA | --> | 0.598 | 0 | 0.012 | 0 | 0 | Constrained, otherwise capacity available =573 kW | --> | C23 ex TRAMORE | Tramore [T41,T42] | BUTLERSTOWN |  | 52.1682 | -7.1388
012466Y | MV/LV Substation GO***466Y |  | 20 kV | _ | LV | 200 kVA :Kiosk Substation | 0.2 | --> | 0.2 | 0.17 | 1.99 |  | --> | 0.19 | 0 | 0 | 0 | 0 | Constrained, otherwise capacity available =186 kW | --> | C19 ex GRAIGUE | Graigue [T41,T42] | CARLOW |  | 52.7867 | -6.9844
059761Y | MV/LV Substation RI***761Y |  | 10 kV | _ | LV | 200 kVA :Building Structure | 0.2 | --> | 0.2 | 0 | 0 | Constrained, otherwise capacity available =184 kVA | --> | 0.19 | 0 | 0 | 0 | 0 | Constrained, otherwise capacity available =188 kW | --> | C16 ex DERRYCRAMPH | Derrycramph [T41,T42] | SHANKILL |  | 53.9833 | -7.3581
119005 | MV/LV Substation PR***005 |  | 10 kV | _ | LV | 200 kVA :Pole Substation | 0.2 | --> | 0.2 | 0.131 | 4.16 |  | --> | 0.19 | 0 | 0.005 | 0.177 | 0 |  | --> | C20 ex NEWMARKET (SR) | Newmarket (sr) [T41,T42] | GLENLARA |  | 52.2142 | -8.9922
054545 | MV/LV Substation BL***545 |  | 20 kV | _ | LV | 50 kVA :Pole Substation | 0.05 | --> | 0.05 | 0 | 0 | Constrained, otherwise capacity available =41 kVA | --> | 0.048 | 0 | 0 | 0 | 0 | Constrained, otherwise capacity available =46 kW | --> | E19 ex PORTLAOISE | Portlaoise [T423,T424] | PORTLAOISE |  | 53.0314 | -7.2677
032541Y | MV/LV Substation WO***541Y |  | 20 kV | _ | LV | 50 kVA :Pole Substation | 0.05 | --> | 0.05 | 0 | 0 | Constrained, otherwise capacity available =46 kVA | --> | 0.048 | 0 | 0 | 0 | 0 | Constrained, otherwise capacity available =47 kW | --> | E11 ex KILCARRAGH | Kilcarragh [T421,T422] | BUTLERSTOWN |  | 52.1918 | -6.9879
426576 | MV/LV Substation HI***576 |  | 20 kV | _ | LV | 200 kVA :Pole Substation | 0.2 | --> | 0.2 | 0 | 0 | Constrained, otherwise capacity available =148 kVA | --> | 0.19 | 0 | 0.005 | 0 | 0 | Constrained, otherwise capacity available =179 kW | --> | E16 ex DINGLE | Dingle [T421,T422] | OUGHTRAGH |  | 52.1438 | -10.2613
281735 | MV/LV Substation GR***735 |  | 10 kV | _ | LV | 50 kVA :Pole Substation | 0.05 | --> | 0.05 | 0 | 0 | Constrained, otherwise capacity available =43 kVA | --> | 0.048 | 0 | 0.01 | 0 | 0 | Constrained, otherwise capacity available =39 kW | --> | C21 ex KILMONEY | Kilmoney [T41,T42] | TRABEG |  | 51.7632 | -8.3779
046035 | MV/LV Substation BA***035 |  | 10 kV | _ | LV | 200 kVA :Pole Substation | 0.2 | --> | 0.2 | 0.154 | 5.48 |  | --> | 0.19 | 0 | 0 | 0.184 | 0 |  | --> | C11 ex BALLYTIVNAN | Ballytivnan [T41,T42] | SLIGO |  | 54.2784 | -8.4707
503770 | MV/LV Substation FA***770 |  | 10 kV | _ | LV | 50 kVA :Pole Substation | 0.05 | --> | 0.05 | 0.05 | 1.69 |  | --> | 0.048 | 0 | 0 | 0 | 0 | Constrained, otherwise capacity available =48 kW | --> | C16 ex NEWTOWNCUNNINGHAM | Newtowncunningham [T41,T42] | LETTERKENNY |  | 54.966 | -7.587
054220Z | MV/LV Substation AS***220Z |  | 20 kV | _ | LV | 400 kVA :Kiosk Substation | 0.4 | --> | 0.4 | 0 | 0 | Constrained, otherwise capacity available =348 kVA | --> | 0.38 | 0 | 0.007 | 0 | 0 | Constrained, otherwise capacity available =368 kW | --> | E19 ex PORTLAOISE | Portlaoise [T423,T424] | PORTLAOISE |  | 53.0299 | -7.2708
093093 | MV/LV Substation DU***093 |  | 10 kV | _ | LV | 400 kVA :Kiosk Substation | 0.4 | --> | 0.4 | 0.379 | 7.91 |  | --> | 0.38 | 0 | 0 | 0.377 | 0 |  | --> | C26 ex PELLETSTOWN | Pelletstown [T101,T102] | FINGLAS |  | 53.3823 | -6.3379
019161 | MV/LV Substation FE***161 |  | 10 kV | _ | LV | 50 kVA :Pole Substation | 0.05 | --> | 0.05 | 0.05 | 2.18 |  | --> | 0.048 | 0 | 0 | 0 | 0 | Constrained, otherwise capacity available =48 kW | --> | C12 ex BALLYRICKARD | Ballyrickard [T41,T42] | TRALEE |  | 52.2759 | -9.8739
293011 | MV/LV Substation TH***011 |  | 20 kV | _ | LV | 200 kVA :Pole Substation | 0.2 | --> | 0.2 | 0.14 | 0.43 |  | --> | 0.19 | 0 | 0 | 0 | 0 | Constrained, otherwise capacity available =182 kW | --> | E13 ex TULLOW | Tullow [T421,T422] | CARLOW |  | 52.7307 | -6.6895
067228Z | MV/LV Substation PA***228Z |  | 10 kV | _ | LV | 200 kVA :Kiosk Substation | 0.2 | --> | 0.2 | 0.152 | 13.8 |  | --> | 0.19 | 0 | 0 | 0.183 | 0 |  | --> | C13 ex SINGLAND | Singland [T101,T102] | SINGLAND |  | 52.6648 | -8.602
161650X | MV/LV Substation NU***650X |  | 10 kV | _ | LV | 100 kVA :Pole Substation | 0.1 | --> | 0.1 | 0 | 0 | Constrained, otherwise capacity available =72 kVA | --> | 0.095 | 0 | 0.01 | 0 | 0 | Constrained, otherwise capacity available =84 kW | --> | C13 ex SPIDDAL |  |  |  | 53.2471 | -9.26
366960 | MV/LV Substation IC***960 |  | 20 kV | _ | LV | 400 kVA :Building Structure | 0.4 | --> | 0.4 | 0.353 | 0.45 |  | --> | 0.38 | 0 | 0 | 0 | 0 | Constrained, otherwise capacity available =374 kW | --> | C14 ex CARRAROE | Carraroe [T42] | SCREEB |  | 53.2674 | -9.5625
033295Y | MV/LV Substation MA***295Y |  | 10 kV | _ | LV | 50 kVA :Pole Substation | 0.05 | --> | 0.05 | 0 | 0 | Constrained, otherwise capacity available =45 kVA | --> | 0.048 | 0 | 0 | 0 | 0 | Constrained, otherwise capacity available =47 kW | --> | C12 ex PORTLAW | Portlaw [T41,T42] | BUTLERSTOWN |  | 52.2906 | -7.3058
078096X | MV/LV Substation TH***096X |  | 10 kV | _ | LV | 1000 kVA :Building Structure | 1 | --> | 1 | 0 | 0 | Constrained, otherwise capacity available =987 kVA | --> | 0.95 | 0 | 0 | 0 | 0 | Constrained, otherwise capacity available =948 kW | --> | C13 ex CHARLESTOWN | Charlestown [T41] | TONROE |  | 53.9251 | -8.8574
069690 | MV/LV Substation CH***690 |  | 10 kV | _ | LV | 630 kVA :Building Structure | 0.63 | --> | 0.63 | 0.5 | 0.98 |  | --> | 0.598 | 0 | 0 | 0.5 | 0 |  | --> | C15 ex LEESON STREET | Leeson Street [T41,T42] | MILLTOWN (DR) |  | 53.3261 | -6.2661
004427Y | MV/LV Substation EM***427Y |  | 10 kV | _ | LV | 400 kVA :Kiosk Substation | 0.4 | --> | 0.4 | 0.38 | 18.08 |  | --> | 0.38 | 0 | 0 | 0.377 | 0 |  | --> | C22 ex ARKLOW | Arklow [T101,T102] | ARKLOW |  | 52.7961 | -6.1821
0664370 | MV/LV Substation BE***4370 |  | 10 kV | _ | LV | 630 kVA :Kiosk Substation | 0.63 | --> | 0.63 | 0 | 0 | Constrained, otherwise capacity available =630 kVA | --> | 0.598 | 0 | 0 | 0 | 0 | Constrained, otherwise capacity available =598 kW | --> | C14 ex SWORDS | Swords [T41,T42] | GLASMORE |  | 53.4522 | -6.2602
156498X | MV/LV Substation MI***498X |  | 20 kV | _ | LV | 400 kVA :Building Structure | 0.4 | --> | 0.4 | 0.323 | 2.47 |  | --> | 0.38 | 0 | 0.156 | 0 | 0 | Constrained, otherwise capacity available =254 kW | --> | E17 ex TELAYDON | Telaydon [T42,T421] | LISDRUM |  | 54.2576 | -6.9813
160665 | MV/LV Substation TW***665 |  | 20 kV | _ | LV | 50 kVA :Pole Substation | 0.05 | --> | 0.05 | 0 | 0 | Constrained, otherwise capacity available =50 kVA | --> | 0.048 | 0 | 0 | 0 | 0 | Constrained, otherwise capacity available =47 kW | --> | C11 ex MOUNTMELLICK | Mountmellick [T41,T42] | PORTLAOISE |  | 53.1556 | -7.3696
017286X | MV/LV Substation GR***286X |  | 20 kV | _ | LV | 200 kVA :Pole Substation | 0.2 | --> | 0.2 | 0.097 | 1.98 |  | --> | 0.19 | 0 | 0 | 0 | 0 | Constrained, otherwise capacity available =175 kW | --> | E12 ex RATHKEALE | Rathkeale [T421,T422] | RATHKEALE |  | 52.4629 | -9.0074
049006Y | MV/LV Substation TO***006Y |  | 10 kV | _ | LV | 400 kVA :Building Structure | 0.4 | --> | 0.4 | 0.383 | 2.8 |  | --> | 0.38 | 0 | 0 | 0 | 0 | Constrained, otherwise capacity available =378 kW | --> | C12 ex GLEBE | Glebe [T41,T42] | RICHMOND |  | 53.7238 | -7.8022
046009 | MV/LV Substation CO***009 |  | 10 kV | _ | LV | 200 kVA :Building Structure | 0.2 | --> | 0.2 | 0.078 | 5.48 |  | --> | 0.19 | 0 | 0.125 | 0.08 | 0 |  | --> | C11 ex BALLYTIVNAN | Ballytivnan [T41,T42] | SLIGO |  | 54.2803 | -8.4676
029347Y | MV/LV Substation PE***347Y |  | 10 kV | _ | LV | 400 kVA :Kiosk Substation | 0.4 | --> | 0.4 | 0 | 0 | Constrained, otherwise capacity available =208 kVA | --> | 0.38 | 0 | 0.083 | 0.291 | 0 |  | --> | C13 ex MIDLETON | Midleton [T101,T102] | MIDLETON |  | 51.9244 | -8.166
069039 | MV/LV Substation OR***039 |  | 10 kV | _ | LV | 200 kVA :Pole Substation | 0.2 | --> | 0.2 | 0 | 0 | Constrained, otherwise capacity available =179 kVA | --> | 0.19 | 0 | 0 | 0.187 | 0 |  | --> | C14 ex BALLYBODEN | Ballyboden [T41,T42] | COOKSTOWN |  | 53.2624 | -6.3314
050729 | MV/LV Substation GA***729 |  | 10 kV | _ | LV | 100 kVA :Pole Substation | 0.1 | --> | 0.1 | 0.05 | 7.61 |  | --> | 0.095 | 0 | 0 | 0 | 0 | Constrained, otherwise capacity available =88 kW | --> | C12 ex GARRYCASTLE | Garrycastle [T41,T42] | ATHLONE |  | 53.4148 | -7.8984
255091X | MV/LV Substation BO***091X |  | 20 kV | _ | LV | 100 kVA :Pole Substation | 0.1 | --> | 0.1 | 0 | 0 | Constrained, otherwise capacity available =96 kVA | --> | 0.095 | 0 | 0 | 0 | 0 | Constrained, otherwise capacity available =94 kW | --> | E12 ex KILLYBEGS | Killybegs [T422] | BINBANE |  | 54.6356 | -8.3758
009160 | MV/LV Substation IN***160 |  | 10 kV | _ | LV | 630 kVA :Building Structure | 0.63 | --> | 0.63 | 0 | 0 | Constrained, otherwise capacity available =630 kVA | --> | 0.598 | 0 | 0 | 0 | 0 | Constrained, otherwise capacity available =598 kW | --> | C15 ex WATERFORD IND EST | Waterford Ind Est [T41,T42,T44] | BUTLERSTOWN |  | 52.2469 | -7.1499
036047 | MV/LV Substation MA***047 |  | 10 kV | _ | LV | 100 kVA :Pole Substation | 0.1 | --> | 0.1 | 0 | 0 | Constrained, otherwise capacity available =28 kVA | --> | 0.095 | 0 | 0 | 0 | 0 | Constrained, otherwise capacity available =85 kW | --> | E16 ex GARRANACANTY | Garranacanty [T421,T422] | TIPPERARY |  | 52.4777 | -8.1481
017976Y | MV/LV Substation BA***976Y |  | 20 kV | _ | LV | 50 kVA :Pole Substation | 0.05 | --> | 0.05 | 0.046 | 7.48 |  | --> | 0.048 | 0 | 0 | 0 | 0 | Constrained, otherwise capacity available =47 kW | --> | E12 ex CHURCHTOWN | Churchtown [T422] | RATHKEALE |  | 52.4349 | -9.0862
071593 | MV/LV Substation LE***593 |  | 10 kV | _ | LV | 200 kVA :Pole Substation | 0.2 | --> | 0.2 | 0.168 | 5.58 |  | --> | 0.19 | 0 | 0 | 0.186 | 0 |  | --> | C12 ex KILCOOLE | Kilcoole [T41,T42] | FASSAROE |  | 53.0993 | -6.0708
250782 | MV/LV Substation GO***782 |  | 20 kV | _ | LV | 50 kVA :Pole Substation | 0.05 | --> | 0.05 | 0.037 | 1.26 |  | --> | 0.048 | 0 | 0 | 0 | 0 | Constrained, otherwise capacity available =46 kW | --> | E16 ex BALLYCROSSAUN | Ballycrossaun [T421,T422] | SOMERSET |  | 53.0929 | -8.2003
0084004 | MV/LV Substation OB***4004 |  | 10 kV | _ | LV | 50 kVA :Pole Substation | 0.05 | --> | 0.05 | 0 | 0 | Constrained, otherwise capacity available =50 kVA | --> | 0.048 | 0 | 0 | 0 | 0 | Constrained, otherwise capacity available =48 kW | --> | C20 ex KNOCKMULLEN | Knockmullen [T42,T421] | GREAT ISLAND |  | 52.3798 | -6.9585
068461 | MV/LV Substation HA***461 |  | 10 kV | _ | LV | 630 kVA :Building Structure | 0.63 | --> | 0.63 | 0.409 | 9.28 |  | --> | 0.598 | 0 | 0.015 | 0.5 | 0 |  | --> | C25 ex PEMBROKE | Pembroke [T41,T42,T43,T44] | RINGSEND |  | 53.3446 | -6.243
031542X | MV/LV Substation WO***542X |  | 20 kV | _ | LV | 50 kVA :Pole Substation | 0.05 | --> | 0.05 | 0 | 0 | Constrained, otherwise capacity available =39 kVA | --> | 0.048 | 0 | 0 | 0 | 0 | Constrained, otherwise capacity available =46 kW | --> | E16 ex KILMACTHOMAS | Kilmacthomas [T421,T422] | DUNGARVAN |  | 52.126 | -7.474
064901Y | MV/LV Substation MO***901Y |  | 20 kV | _ | LV | 200 kVA :Kiosk Substation | 0.2 | --> | 0.2 | 0 | 0 | Constrained, otherwise capacity available =140 kVA | --> | 0.19 | 0 | 0.012 | 0 | 0 | Constrained, otherwise capacity available =173 kW | --> | C13 ex MORNINGTON ROAD | Mornington Road [T41,T42] | DRYBRIDGE |  | 53.7208 | -6.2599
0814019 | MV/LV Substation NE***4019 |  | 10 kV | _ | LV | 630 kVA :Kiosk Substation | 0.63 | --> | 0.63 | 0 | 0 | Constrained, otherwise capacity available =592 kVA | --> | 0.598 | 0 | 0.021 | 0.5 | 0 |  | --> | C14 ex CLONDALKIN | Clondalkin [T41,T42,T44] | INCHICORE 220KV |  | 53.3381 | -6.4019
0504203 | MV/LV Substation HE***4203 |  | 10 kV | _ | LV | 400 kVA :Building Structure | 0.4 | --> | 0.4 | 0 | 0 | Constrained, otherwise capacity available =215 kVA | --> | 0.38 | 0 | 0 | 0 | 0 | Constrained, otherwise capacity available =354 kW | --> | C23 ex ATHLONE | Athlone [T41,T42] | ATHLONE |  | 53.4336 | -7.9415
014925X | MV/LV Substation TH***925X |  | 10 kV | _ | LV | 400 kVA :Kiosk Substation | 0.4 | --> | 0.4 | 0 | 0 | Constrained, otherwise capacity available =343 kVA | --> | 0.38 | 0 | 0.012 | 0 | 0 | Constrained, otherwise capacity available =363 kW | --> | C11 ex MORRISTOWN | Morristown [T41,T42] | NEWBRIDGE |  | 53.1728 | -6.8147
011897X | MV/LV Substation BA***897X |  | 10 kV | _ | LV | 100 kVA :Pole Substation | 0.1 | --> | 0.1 | 0.054 | 2.8 |  | --> | 0.095 | 0 | 0.015 | 0 | 0 | Constrained, otherwise capacity available =77 kW | --> | C12 ex PURCELLS INCH | Purcells Inch [T41,T42] | KILKENNY |  | 52.5931 | -7.1769
037988 | MV/LV Substation O ***988 |  | 10 kV | _ | LV | 50 kVA :Pole Substation | 0.05 | --> | 0.05 | 0 | 0 | Constrained, otherwise capacity available =47 kVA | --> | 0.048 | 0 | 0 | 0 | 0 | Constrained, otherwise capacity available =47 kW | --> | C20 ex CAHIRCALLA | Cahircalla [T41,T42] | ENNIS |  | 52.8147 | -9.0195
119229 | MV/LV Substation GL***229 |  | 10 kV | _ | LV | 50 kVA :Pole Substation | 0.05 | --> | 0.05 | 0.029 | 4.16 |  | --> | 0.048 | 0 | 0.005 | 0.041 | 0 |  | --> | C15 ex NEWMARKET (SR) | Newmarket (sr) [T41,T42] | GLENLARA |  | 52.2063 | -9.106
118037 | MV/LV Substation PR***037 |  | 20 kV | _ | LV | 200 kVA :Pole Substation | 0.2 | --> | 0.2 | 0 | 0 | Constrained, otherwise capacity available =191 kVA | --> | 0.19 | 0 | 0 | 0 | 0 | Constrained, otherwise capacity available =189 kW | --> | E18 ex CREAGH | Creagh [T421,T422] | ATHLONE |  | 53.3477 | -8.2491
055601Y | MV/LV Substation KY***601Y |  | 20 kV | _ | LV | 400 kVA :Kiosk Substation | 0.4 | --> | 0.4 | 0 | 0 | Constrained, otherwise capacity available =389 kVA | --> | 0.38 | 0 | 0 | 0 | 0 | Constrained, otherwise capacity available =379 kW | --> | E20 ex ROSCREA | Roscrea [T41,T42] | IKERRIN |  | 52.9412 | -7.6428
130460 | MV/LV Substation BA***460 |  | 20 kV | _ | LV | 50 kVA :Pole Substation | 0.05 | --> | 0.05 | 0 | 0 | Constrained, otherwise capacity available =33 kVA | --> | 0.048 | 0 | 0.002 | 0 | 0 | Constrained, otherwise capacity available =44 kW | --> | E11 ex FINEA | Finea [T421,T422] | SHANKILL |  | 53.7785 | -7.4827
136320Y | MV/LV Substation WH***320Y |  | 20 kV | _ | LV | 400 kVA :Building Structure | 0.4 | --> | 0.4 | 0 | 0 | Constrained, otherwise capacity available =400 kVA | --> | 0.38 | 0 | 0 | 0 | 0 | Constrained, otherwise capacity available =380 kW | --> | C18 ex ROSCOMMON | Roscommon [T41,T42] | LANESBORO |  | 53.5497 | -8.0693
132298 | MV/LV Substation LO***298 |  | 20 kV | _ | LV | 50 kVA :Pole Substation | 0.05 | --> | 0.05 | 0 | 0 | Constrained, otherwise capacity available =38 kVA | --> | 0.048 | 0 | 0.03 | 0 | 0 | Constrained, otherwise capacity available =24 kW | --> | E28 ex LOUGHREA | Loughrea [T41,T42] | SOMERSET |  | 53.2181 | -8.5619
281512 | MV/LV Substation KI***512 |  | 10 kV | _ | LV | 50 kVA :Pole Substation | 0.05 | --> | 0.05 | 0 | 0 | Constrained, otherwise capacity available =39 kVA | --> | 0.048 | 0 | 0 | 0 | 0 | Constrained, otherwise capacity available =46 kW | --> | C17 ex CARRIGALINE | Carrigaline [T41,T42] | BARNAHELY |  | 51.8083 | -8.3674
156328 | MV/LV Substation TH***328 |  | 10 kV | _ | LV | 400 kVA :Building Structure | 0.4 | --> | 0.4 | 0.333 | 2.47 |  | --> | 0.38 | 0 | 0.01 | 0 | 0 | Constrained, otherwise capacity available =363 kW | --> | E21 ex TELAYDON | Telaydon [T42,T421] | LISDRUM |  | 54.249 | -6.9676
156390Z | MV/LV Substation CA***390Z |  | 10 kV | _ | LV | 50 kVA :Pole Substation | 0.05 | --> | 0.05 | 0 | 0 | Constrained, otherwise capacity available =40 kVA | --> | 0.048 | 0 | 0 | 0 | 0 | Constrained, otherwise capacity available =46 kW | --> | C15 ex DRUMBEAR | Drumbear [T41,T42] | LISDRUM |  | 54.2234 | -6.9392
025795Y | MV/LV Substation AD***795Y |  | 10 kV | _ | LV | 200 kVA :Pole Substation | 0.2 | --> | 0.2 | 0 | 0 | Constrained, otherwise capacity available =200 kVA | --> | 0.19 | 0 | 0 | 0 | 0 | Constrained, otherwise capacity available =190 kW | --> | C17 ex KILMALLOCK | Kilmallock [T41,T42] | CHARLEVILLE |  | 52.4051 | -8.5852
0304089 | MV/LV Substation SO***4089 |  | 20 kV | _ | LV | 50 kVA :Pole Substation | 0.05 | --> | 0.05 | 0 | 0 | Constrained, otherwise capacity available =50 kVA | --> | 0.048 | 0 | 0 | 0 | 0 | Constrained, otherwise capacity available =48 kW | --> | E14 ex FOXHOLE | Foxhole [T421,T422] | DUNGARVAN |  | 51.9625 | -7.8576
089300X | MV/LV Substation DA***300X |  | 20 kV | _ | LV | 200 kVA :Pole Substation | 0.2 | --> | 0.2 | 0.183 | 9.1 |  | --> | 0.19 | 0 | 0 | 0 | 0 | Constrained, otherwise capacity available =188 kW | --> | E11 ex ARDNAREE | Ardnaree [T42,T421] | MOY |  | 54.1196 | -9.1213
038931 | MV/LV Substation AR***931 |  | 20 kV | _ | LV | 50 kVA :Pole Substation | 0.05 | --> | 0.05 | 0 | 0 | Constrained, otherwise capacity available =50 kVA | --> | 0.048 | 0 | 0 | 0 | 0 | Constrained, otherwise capacity available =47 kW | --> | E15 ex GORT | Gort [T41,T42] | ENNIS |  | 53.1529 | -8.806
050848Y | MV/LV Substation RO***848Y |  | 20 kV | _ | LV | 200 kVA :Kiosk Substation | 0.2 | --> | 0.2 | 0 | 0 | Constrained, otherwise capacity available =146 kVA | --> | 0.19 | 0 | 0.011 | 0 | 0 | Constrained, otherwise capacity available =174 kW | --> | C22 ex ATHLONE | Athlone [T41,T42] | ATHLONE |  | 53.4249 | -7.9899
082701Y | MV/LV Substation BA***701Y |  | 10 kV | _ | LV | 400 kVA :Kiosk Substation | 0.4 | --> | 0.4 | 0 | 0 | Constrained, otherwise capacity available =293 kVA | --> | 0.38 | 0 | 0.015 | 0 | 0 | Constrained, otherwise capacity available =354 kW | --> | C30 ex ACADEMY STREET | Academy Street [T421,T422,T44] | NAVAN |  | 53.6457 | -6.6586
288135 | MV/LV Substation TH***135 |  | 10 kV | _ | LV | 400 kVA :Kiosk Substation | 0.4 | --> | 0.4 | 0 | 0 | Constrained, otherwise capacity available =263 kVA | --> | 0.38 | 0 | 0.074 | 0.306 | 0 |  | --> | C14 ex SANDYFORD | Sandyford [T41,T42] | CARRICKMINES |  | 53.2729 | -6.246
281442X | MV/LV Substation BR***442X |  | 20 kV | _ | LV | 50 kVA :Pole Substation | 0.05 | --> | 0.05 | 0 | 0 | Constrained, otherwise capacity available =39 kVA | --> | 0.048 | 0 | 0.01 | 0 | 0 | Constrained, otherwise capacity available =39 kW | --> | C15 ex KILMONEY | Kilmoney [T41,T42] | TRABEG |  | 51.8281 | -8.5408
003047 | MV/LV Substation BA***047 |  | 10 kV | _ | LV | 100 kVA :Pole Substation | 0.1 | --> | 0.1 | 0 | 0 |  | --> | 0.095 | 0 | 0.042 | 0 | 0 | Constrained, otherwise capacity available =42 kW | --> | C16 ex RATHDRUM | Rathdrum [T42] | ARKLOW |  | 52.9362 | -6.2476
130018 | MV/LV Substation BA***018 |  | 20 kV | _ | LV | 400 kVA :Kiosk Substation | 0.4 | --> | 0.4 | 0 | 0 |  | --> | 0.38 | 0 | 0.05 | 0 | 0 | Constrained, otherwise capacity available =254 kW | --> | E11 ex FINEA | Finea [T421,T422] | SHANKILL |  | 53.779 | -7.493
068463X | MV/LV Substation BL***463X |  | 10 kV | _ | LV | 630 kVA :Kiosk Substation | 0.63 | --> | 0.63 | 0 | 0 | Constrained, otherwise capacity available =629 kVA | --> | 0.598 | 0 | 0 | 0.5 | 0 |  | --> | C20 ex CLONTARF | Clontarf [T42] | FINGLAS |  | 53.3676 | -6.199
082110Z | MV/LV Substation BA***110Z |  | 20 kV | _ | LV | 400 kVA :Kiosk Substation | 0.4 | --> | 0.4 | 0 | 0 | Constrained, otherwise capacity available =341 kVA | --> | 0.38 | 0 | 0 | 0 | 0 | Constrained, otherwise capacity available =372 kW | --> | E12 ex ACADEMY STREET | Academy Street [T421,T422,T44] | NAVAN |  | 53.6425 | -6.661
066170Z | MV/LV Substation DU***170Z |  | 20 kV | _ | LV | 400 kVA :Building Structure | 0.4 | --> | 0.4 | 0 | 0 | Constrained, otherwise capacity available =267 kVA | --> | 0.38 | 0 | 0.025 | 0 | 0 | Constrained, otherwise capacity available =343 kW | --> | E17 ex BALTRASNA | Baltrasna [T121,T122] | BALTRASNA |  | 53.5074 | -6.5337
184285X | MV/LV Substation FA***285X |  | 10 kV | _ | LV | 400 kVA :Kiosk Substation | 0.4 | --> | 0.4 | 0.39 | 3.38 |  | --> | 0.38 | 0 | 0 | 0 | 0 | Constrained, otherwise capacity available =379 kW | --> | C13 ex CASTLEBLAYNEY | Castleblayney [T41,T42] | DUNDALK |  | 54.1188 | -6.7353
154047 | MV/LV Substation HI***047 |  | 10 kV | _ | LV | 50 kVA :Pole Substation | 0.05 | --> | 0.05 | 0.045 | 7.91 |  | --> | 0.048 | 0 | 0 | 0.047 | 0 |  | --> | C26 ex PELLETSTOWN | Pelletstown [T101,T102] | FINGLAS |  | 53.3862 | -6.3554
0664504 | MV/LV Substation CO***4504 |  | 20 kV | _ | LV | 50 kVA :Pole Substation | 0.05 | --> | 0.05 | 0 | 0 | Constrained, otherwise capacity available =50 kVA | --> | 0.048 | 0 | 0 | 0 | 0 | Constrained, otherwise capacity available =48 kW | --> | E15 ex BATTER LANE TEMPORARY | Batter Lane Temporary 38kv [T421] | GLASMORE |  | 53.5135 | -6.1931
068545 | MV/LV Substation BU***545 |  | 10 kV | _ | LV | 630 kVA :Kiosk Substation | 0.63 | --> | 0.63 | 0.5 | 6.65 |  | --> | 0.598 | 0 | 0 | 0.5 | 0 |  | --> | C20 ex EAST WALL ROAD | East Wall Road [T41,T42] | MCDERMOTT |  | 53.3506 | -6.2098
1394214 | MV/LV Substation MI***4214 |  | 20 kV | _ | LV | 50 kVA :Pole Substation | 0.05 | --> | 0.05 | 0.048 | 2.68 |  | --> | 0.048 | 0 | 0 | 0 | 0 | Constrained, otherwise capacity available =47 kW | --> | E12 ex OLDCASTLE | Oldcastle [T41,T422] | MULLINGAR |  | 53.7207 | -7.168
136954X | MV/LV Substation CO***954X |  | 20 kV | _ | LV | 100 kVA :Pole Substation | 0.1 | --> | 0.1 | 0 | 0 | Constrained, otherwise capacity available =89 kVA | --> | 0.095 | 0 | 0 | 0 | 0 | Constrained, otherwise capacity available =93 kW | --> | C20 ex ROSCOMMON | Roscommon [T41,T42] | LANESBORO |  | 53.6864 | -8.1946
008667Y | MV/LV Substation CA***667Y |  | 10 kV | _ | LV | 50 kVA :Pole Substation | 0.05 | --> | 0.05 | 0 | 0 | Constrained, otherwise capacity available =39 kVA | --> | 0.048 | 0 | 0 | 0 | 0 | Constrained, otherwise capacity available =46 kW | --> | C20 ex KNOCKMULLEN | Knockmullen [T42,T421] | GREAT ISLAND |  | 52.3768 | -6.9598
053024 | MV/LV Substation SR***024 |  | 10 kV | _ | LV | 100 kVA :Pole Substation | 0.1 | --> | 0.1 | 0.06 | 2.39 |  | --> | 0.095 | 0 | 0.024 | 0 | 0 | Constrained, otherwise capacity available =72 kW | --> | C11 ex SRAH | Srah [T41,T42] | THORNSBERRY |  | 53.2795 | -7.5092
063836X | MV/LV Substation DU***836X |  | 10 kV | _ | LV | 50 kVA :Pole Substation | 0.05 | --> | 0.05 | 0 | 0 | Constrained, otherwise capacity available =50 kVA | --> | 0.048 | 0 | 0 | 0 | 0 | Constrained, otherwise capacity available =47 kW | --> | C15 ex BALLYBAILIE | Ballybailie [T41,T42] | DUNDALK |  | 53.9116 | -6.6154
046697 | MV/LV Substation B ***697 |  | 10 kV | _ | LV | 200 kVA :Kiosk Substation | 0.2 | --> | 0.2 | 0.161 | 5.48 |  | --> | 0.19 | 0 | 0.036 | 0.158 | 0 |  | --> | C17 ex BALLYTIVNAN | Ballytivnan [T41,T42] | SLIGO |  | 54.2985 | -8.5014
125564 | MV/LV Substation MI***564 |  | 10 kV | _ | LV | 50 kVA :Pole Substation | 0.05 | --> | 0.05 | 0 | 0 | Constrained, otherwise capacity available =34 kVA | --> | 0.048 | 0 | 0 | 0 | 0 | Constrained, otherwise capacity available =45 kW | --> | C11 ex CLOONLOUGH | Cloonlough [T41,T42] | BARRYMORE |  | 52.288 | -8.2849
034382 | MV/LV Substation SU***382 |  | 10 kV | _ | LV | 630 kVA :Building Structure | 0.63 | --> | 0.63 | 0.5 | 0.95 |  | --> | 0.598 | 0 | 0.01 | 0 | 0 | Constrained, otherwise capacity available =583 kW | --> | C16 ex SPA ROAD | Spa Road [T41,T42] | DOON |  | 52.3551 | -7.7001
068876X | MV/LV Substation LO***876X |  | 10 kV | _ | LV | 1000 kVA :Building Structure | 1 | --> | 1 | 0.5 | 9.02 |  | --> | 0.95 | 0 | 0 | 0.5 | 0 |  | --> | C16 ex MISERY HILL | Misery Hill [T101,T102] | POOLBEG |  | 53.3448 | -6.237
0684694 | MV/LV Substation AS***4694 |  | 10 kV | _ | LV | 1000 kVA :Building Structure | 1 | --> | 1 | 0.5 | 4.6 |  | --> | 0.95 | 0 | 0 | 0.5 | 0 |  | --> | C11 ex KINGSBRIDGE | Kingsbridge [T41,T42] | INCHICORE 220KV |  | 53.353 | -6.2935
281035 | MV/LV Substation CH***035 |  | 10 kV | _ | LV | 630 kVA :Kiosk Substation | 0.63 | --> | 0.63 | 0 | 0 | Constrained, otherwise capacity available =554 kVA | --> | 0.598 | 0 | 0.019 | 0 | 0 | Constrained, otherwise capacity available =574 kW | --> | C19 ex DENNEHYS CROSS | Dennehys Cross [T41,T42] | TRABEG |  | 51.8835 | -8.4912
160016Z | MV/LV Substation CL***016Z |  | 20 kV | _ | LV | 200 kVA :Kiosk Substation | 0.2 | --> | 0.2 | 0 | 0 | Constrained, otherwise capacity available =168 kVA | --> | 0.19 | 0 | 0 | 0 | 0 | Constrained, otherwise capacity available =186 kW | --> | C11 ex MOUNTMELLICK | Mountmellick [T41,T42] | PORTLAOISE |  | 53.1518 | -7.5237
001831 | MV/LV Substation RA***831 |  | 10 kV | _ | LV | 400 kVA :Kiosk Substation | 0.4 | --> | 0.4 | 0.041 | 0.04 | Constrained, otherwise capacity available =354 kVA | --> | 0.38 | 0 | 0.01 | 0.366 | 0 |  | --> | C16 ex LITTLE BRAY | Little Bray [T41,T42] | FASSAROE |  | 53.2415 | -6.1312
288079X | MV/LV Substation BA***079X |  | 10 kV | _ | LV | 400 kVA :Building Structure | 0.4 | --> | 0.4 | 0 | 0 | Constrained, otherwise capacity available =209 kVA | --> | 0.38 | 0 | 0.13 | 0.273 | 0 |  | --> | C17 ex CARRICKMINES | Carrickmines [T41,T42] | CARRICKMINES |  | 53.256 | -6.1932
054052Z | MV/LV Substation PO***052Z |  | 20 kV | _ | LV | 50 kVA :Pole Substation | 0.05 | --> | 0.05 | 0 | 0 | Constrained, otherwise capacity available =44 kVA | --> | 0.048 | 0 | 0 | 0 | 0 | Constrained, otherwise capacity available =47 kW | --> | E12 ex PORTLAOISE | Portlaoise [T423,T424] | PORTLAOISE |  | 53.023 | -7.298
051768 | MV/LV Substation AS***768 |  | 20 kV | _ | LV | 50 kVA :Pole Substation | 0.05 | --> | 0.05 | 0.046 | 2.22 |  | --> | 0.048 | 0 | 0.01 | 0.04 | 0 |  | --> | E21 ex CLARA | Clara [T421,T422] | THORNSBERRY |  | 53.3532 | -7.6415
142743X | MV/LV Substation FE***743X |  | 10 kV | _ | LV | 100 kVA :Pole Substation | 0.1 | --> | 0.1 | 0 | 0 | Constrained, otherwise capacity available =60 kVA | --> | 0.095 | 0 | 0 | 0 | 0 | Constrained, otherwise capacity available =89 kW | --> | C17 ex ATHENRY |  |  |  | 53.3119 | -8.7395
0014054 | MV/LV Substation UC***4054 |  | 10 kV | _ | LV | 630 kVA :Building Structure | 0.63 | --> | 0.63 | 0.5 | 0.86 |  | --> | 0.598 | 0 | 0 | 0.5 | 0 |  | --> | C21 ex BELFIELD | Belfield [T41,T42] | BLACKROCK |  | 53.3039 | -6.2222
064704Y | MV/LV Substation N ***704Y |  | 10 kV | _ | LV | 400 kVA :Kiosk Substation | 0.4 | --> | 0.4 | 0 | 0 | Constrained, otherwise capacity available =270 kVA | --> | 0.38 | 0 | 0.006 | 0 | 0 | Constrained, otherwise capacity available =357 kW | --> | C14 ex DRYBRIDGE | Drybridge [T41,T42] | DRYBRIDGE |  | 53.7923 | -6.4214
011155 | MV/LV Substation CA***155 |  | 10 kV | _ | LV | 400 kVA :Kiosk Substation | 0.4 | --> | 0.4 | 0.188 | 5.05 |  | --> | 0.38 | 0 | 0.092 | 0 | 0 | Constrained, otherwise capacity available =285 kW | --> | C14 ex MCDONAGH | Mcdonagh [T41,T42] | KILKENNY |  | 52.656 | -7.2289
363912 | MV/LV Substation DO***912 |  | 20 kV | _ | LV | 100 kVA :Pole Substation | 0.1 | --> | 0.1 | 0.098 | 3.25 |  | --> | 0.095 | 0 | 0 | 0 | 0 | Constrained, otherwise capacity available =95 kW | --> | E15 ex BALLYBUNION | Ballybunion [T421,T422] | TRIEN |  | 52.5232 | -9.6708
015062Y | MV/LV Substation MO***062Y |  | 10 kV | _ | LV | 200 kVA :Kiosk Substation | 0.2 | --> | 0.2 | 0 | 0 | Constrained, otherwise capacity available =120 kVA | --> | 0.19 | 0 | 0.012 | 0 | 0 | Constrained, otherwise capacity available =170 kW | --> | C11 ex NAAS | Naas [T41,T42] | KILTEEL |  | 53.2149 | -6.6502
047332 | MV/LV Substation CA***332 |  | 20 kV | _ | LV | 100 kVA :Pole Substation | 0.1 | --> | 0.1 | 0.1 | 1.04 |  | --> | 0.095 | 0 | 0 | 0 | 0 | Constrained, otherwise capacity available =95 kW | --> | C18 ex BOYLE | Boyle [T41,T42] | CARRICK ON SHANNON |  | 53.927 | -8.2649
067144 | MV/LV Substation ST***144 |  | 10 kV | _ | LV | 630 kVA :Building Structure | 0.63 | --> | 0.63 | 0 | 0 | Constrained, otherwise capacity available =474 kVA | --> | 0.598 | 0 | 0.005 | 0.5 | 0 |  | --> | C17 ex BALLINACURRA | Ballinacurra [T41,T42] | LIMERICK |  | 52.6574 | -8.6356
154042Z | MV/LV Substation MC***042Z |  | 10 kV | _ | LV | 400 kVA :Building Structure | 0.4 | --> | 0.4 | 0 | 0 | Constrained, otherwise capacity available =231 kVA | --> | 0.38 | 0 | 0 | 0.356 | 0 |  | --> | C13 ex COLLEGE PARK | College Park [T101,T102,T103] | COLLEGE PARK |  | 53.3925 | -6.3952
081099Z | MV/LV Substation MA***099Z |  | 10 kV | _ | LV | 200 kVA :Kiosk Substation | 0.2 | --> | 0.2 | 0 | 0 | Constrained, otherwise capacity available =126 kVA | --> | 0.19 | 0 | 0.007 | 0.174 | 0 |  | --> | C14 ex INCHICORE NORTH | Inchicore North [T41] | INCHICORE 220KV |  | 53.3486 | -6.3445
064745X | MV/LV Substation SE***745X |  | 20 kV | _ | LV | 100 kVA :Pole Substation | 0.1 | --> | 0.1 | 0 | 0 | Constrained, otherwise capacity available =62 kVA | --> | 0.095 | 0 | 0.032 | 0 | 0 | Constrained, otherwise capacity available =66 kW | --> | C13 ex MORNINGTON ROAD | Mornington Road [T41,T42] | DRYBRIDGE |  | 53.7191 | -6.2516
0694048 | MV/LV Substation MO***4048 |  | 10 kV | _ | LV | 1000 kVA :Building Structure | 1 | --> | 1 | 0.5 | 9.99 |  | --> | 0.95 | 0 | 0 | 0.5 | 0 |  | --> | C12 ex HAROLDS CROSS | Harolds Cross [T101,T102] | POOLBEG |  | 53.3222 | -6.2847
118043Y | MV/LV Substation CL***043Y |  | 20 kV | _ | LV | 50 kVA :Pole Substation | 0.05 | --> | 0.05 | 0 | 0 | Constrained, otherwise capacity available =48 kVA | --> | 0.048 | 0 | 0 | 0 | 0 | Constrained, otherwise capacity available =47 kW | --> | E18 ex CREAGH | Creagh [T421,T422] | ATHLONE |  | 53.4154 | -8.3677
082296Z | MV/LV Substation RO***296Z |  | 20 kV | _ | LV | 50 kVA :Pole Substation | 0.05 | --> | 0.05 | 0 | 0 | Constrained, otherwise capacity available =48 kVA | --> | 0.048 | 0 | 0 | 0 | 0 | Constrained, otherwise capacity available =47 kW | --> | E17 ex BALTRASNA | Baltrasna [T121,T122] | BALTRASNA |  | 53.519 | -6.559
118215Y | MV/LV Substation BA***215Y |  | 20 kV | _ | LV | 50 kVA :Pole Substation | 0.05 | --> | 0.05 | 0 | 0 | Constrained, otherwise capacity available =33 kVA | --> | 0.048 | 0 | 0 | 0 | 0 | Constrained, otherwise capacity available =45 kW | --> | E15 ex CREAGH | Creagh [T421,T422] | ATHLONE |  | 53.3477 | -8.0886
0624470 | MV/LV Substation BE***4470 |  | 10 kV | _ | LV | 630 kVA :Kiosk Substation | 0.63 | --> | 0.63 | 0.5 | 3.12 |  | --> | 0.598 | 0 | 0 | 0 | 0 | Constrained, otherwise capacity available =598 kW | --> | C21 ex MARSHES | Marshes [T41,T42] | DUNDALK |  | 53.9696 | -6.3919
2934335 | MV/LV Substation TU***4335 |  | 20 kV | _ | LV | 200 kVA :Pole Substation | 0.2 | --> | 0.2 | 0.2 | 0.43 |  | --> | 0.19 | 0 | 0 | 0 | 0 | Constrained, otherwise capacity available =190 kW | --> | E19 ex TULLOW | Tullow [T421,T422] | CARLOW |  | 52.81 | -6.722
0234293 | MV/LV Substation BA***4293 |  | 20 kV | _ | LV | 50 kVA :Pole Substation | 0.05 | --> | 0.05 | 0 | 0 | Constrained, otherwise capacity available =41 kVA | --> | 0.048 | 0 | 0 | 0 | 0 | Constrained, otherwise capacity available =46 kW | --> | E11 ex CASTLELYONS | Castlelyons [T421,T422] | BARRYMORE |  | 52.0802 | -8.2512
1544310 | MV/LV Substation WH***4310 |  | 10 kV | _ | LV | 1000 kVA :Building Structure | 1 | --> | 1 | 0.5 | 7.91 |  | --> | 0.95 | 0 | 0.013 | 0.5 | 0 |  | --> | C23 ex PELLETSTOWN | Pelletstown [T101,T102] | FINGLAS |  | 53.3713 | -6.3822
001081 | MV/LV Substation RE***081 |  | 10 kV | _ | LV | 400 kVA :Building Structure | 0.4 | --> | 0.4 | 0.303 | 1.16 |  | --> | 0.38 | 0 | 0.05 | 0.33 | 0 |  | --> | C23 ex MOUNT MERRION | Mount Merrion [T41,T42] | CARRICKMINES |  | 53.2935 | -6.2174
0684373 | MV/LV Substation MI***4373 |  | 10 kV | _ | LV | 1000 kVA :Building Structure | 1 | --> | 1 | 0 | 0 | Constrained, otherwise capacity available =866 kVA | --> | 0.95 | 0 | 0.033 | 0.5 | 0 |  | --> | C14 ex NEWMARKET (DR) | Newmarket (dr) [T41] | FRANCIS STREET |  | 53.3379 | -6.2779
127207Z | MV/LV Substation RA***207Z |  | 10 kV | _ | LV | 50 kVA :Pole Substation | 0.05 | --> | 0.05 | 0 | 0 | Constrained, otherwise capacity available =31 kVA | --> | 0.048 | 0 | 0 | 0 | 0 | Constrained, otherwise capacity available =45 kW | --> | C11 ex LOUGHTAGALLA | Loughtagalla [T41,T42] | THURLES |  | 52.6552 | -7.7445
018010 | MV/LV Substation BR***010 |  | 10 kV | _ | LV | 400 kVA :Kiosk Substation | 0.4 | --> | 0.4 | 0.299 | 3.75 |  | --> | 0.38 | 0 | 0.01 | 0 | 0 | Constrained, otherwise capacity available =359 kW | --> | C11 ex SMEARLA | Smearla [T41,T42] | TRIEN |  | 52.4424 | -9.4779
070682X | MV/LV Substation LO***682X |  | 10 kV | _ | LV | 50 kVA :Pole Substation | 0.05 | --> | 0.05 | 0.042 | 2.63 |  | --> | 0.048 | 0 | 0 | 0.046 | 0 |  | --> | C12 ex CLOONBANNIN | Cloonbannin [T42] | GLENLARA |  | 52.1531 | -9.0833
005735X | MV/LV Substation KI***735X |  | 10 kV | _ | LV | 50 kVA :Pole Substation | 0.05 | --> | 0.05 | 0 | 0 | Constrained, otherwise capacity available =49 kVA | --> | 0.048 | 0 | 0 | 0 | 0 | Constrained, otherwise capacity available =47 kW | --> | C11 ex GARDEN CITY | Garden City [T41,T42] | ARKLOW |  | 52.6982 | -6.3509
111486 | MV/LV Substation SC***486 |  | 20 kV | _ | LV | 200 kVA :Pole Substation | 0.2 | --> | 0.2 | 0 | 0 | Constrained, otherwise capacity available =96 kVA | --> | 0.19 | 0 | 0.037 | 0 | 0 | Constrained, otherwise capacity available =148 kW | --> | E11 ex BALLYDEHOB | Ballydehob [T421] | DUNMANWAY |  | 51.5282 | -9.5443
093024Y | MV/LV Substation EU***024Y |  | 10 kV | _ | LV | 200 kVA :Building Structure | 0.2 | --> | 0.2 | 0 | 0 | Constrained, otherwise capacity available =174 kVA | --> | 0.19 | 0 | 0 | 0.186 | 0 |  | --> | C17 ex KILMORE | Kilmore [T101,T102,T103] | FINGLAS |  | 53.4038 | -6.217
154483Z | MV/LV Substation MO***483Z |  | 10 kV | _ | LV | 400 kVA :Kiosk Substation | 0.4 | --> | 0.4 | 0 | 0 | Constrained, otherwise capacity available =334 kVA | --> | 0.38 | 0 | 0.019 | 0.357 | 0 |  | --> | C39 ex COLLEGE PARK | College Park [T101,T102,T103] | COLLEGE PARK |  | 53.4212 | -6.3934
017268Y | MV/LV Substation GR***268Y |  | 10 kV | _ | LV | 400 kVA :Building Structure | 0.4 | --> | 0.4 | 0.361 | 1.58 |  | --> | 0.38 | 0 | 0 | 0 | 0 | Constrained, otherwise capacity available =375 kW | --> | C18 ex FOYNES | Foynes [T41,T42] | RATHKEALE |  | 52.5891 | -9.0685
046621 | MV/LV Substation CA***621 |  | 10 kV | _ | LV | 100 kVA :Pole Substation | 0.1 | --> | 0.1 | 0.083 | 5.78 |  | --> | 0.095 | 0 | 0.04 | 0.063 | 0 |  | --> | C13 ex OAKFIELD | Oakfield [T41,T42] | SLIGO |  | 54.2607 | -8.5372
503463 | MV/LV Substation SE***463 |  | 20 kV | _ | LV | 200 kVA :Pole Substation | 0.2 | --> | 0.2 | 0.167 | 1.69 |  | --> | 0.19 | 0 | 0 | 0 | 0 | Constrained, otherwise capacity available =185 kW | --> | C18 ex NEWTOWNCUNNINGHAM | Newtowncunningham [T41,T42] | LETTERKENNY |  | 55.0373 | -7.3844
162485 | MV/LV Substation IR***485 |  | 10 kV | _ | LV | 100 kVA :Pole Substation | 0.1 | --> | 0.1 | 0.04 | 0.25 |  | --> | 0.095 | 0 | 0 | 0 | 0 | Constrained, otherwise capacity available =86 kW | --> | C16 ex ROSSGEIR | Rossgeir [T41,T42] | LETTERKENNY |  | 54.9336 | -7.4586
066139X | MV/LV Substation CA***139X |  | 10 kV | _ | LV | 200 kVA :Kiosk Substation | 0.2 | --> | 0.2 | 0 | 0 | Constrained, otherwise capacity available =111 kVA | --> | 0.19 | 0 | 0.069 | 0 | 0 | Constrained, otherwise capacity available =126 kW | --> | C15 ex MALAHIDE | Malahide [T41,T42] | GLASMORE |  | 53.4302 | -6.1327
253024 | MV/LV Substation BE***024 |  | 10 kV | _ | LV | 200 kVA :Kiosk Substation | 0.2 | --> | 0.2 | 0 | 0 | Constrained, otherwise capacity available =178 kVA | --> | 0.19 | 0 | 0 | 0 | 0 | Constrained, otherwise capacity available =187 kW | --> | C17 ex TUAM NORTH | Tuam North [T41,T42] | CLOON |  | 53.5227 | -8.862
052018X | MV/LV Substation TH***018X |  | 20 kV | _ | LV | 50 kVA :Pole Substation | 0.05 | --> | 0.05 | 0 | 0 | Constrained, otherwise capacity available =42 kVA | --> | 0.048 | 0 | 0 | 0 | 0 | Constrained, otherwise capacity available =46 kW | --> | E19 ex EDENDERRY | Edenderry [T421,T422] | BLAKE |  | 53.4978 | -7.1296
068728 | MV/LV Substation BE***728 |  | 10 kV | _ | LV | 400 kVA :Kiosk Substation | 0.4 | --> | 0.4 | 0.316 | 28.43 |  | --> | 0.38 | 0 | 0 | 0.368 | 0 |  | --> | C11 ex BEDFORD ROW | Bedford Row [T41,T42,T43,T44] | FRANCIS STREET |  | 53.3495 | -6.2547
034512 | MV/LV Substation CL***512 |  | 20 kV | _ | LV | 50 kVA :Pole Substation | 0.05 | --> | 0.05 | 0.036 | 0.57 |  | --> | 0.048 | 0 | 0 | 0 | 0 | Constrained, otherwise capacity available =46 kW | --> | E23 ex LAWLESSTOWN | Lawlesstown [T42,T421] | DOON |  | 52.411 | -7.7637
042870X | MV/LV Substation VA***870X |  | 10 kV | _ | LV | 50 kVA :Pole Substation | 0.05 | --> | 0.05 | 0 | 0 | Constrained, otherwise capacity available =48 kVA | --> | 0.048 | 0 | 0 | 0 | 0 | Constrained, otherwise capacity available =47 kW | --> | C20 ex KNOCKAPHUNTA | Knockaphunta [T41,T42] | CASTLEBAR |  | 53.8151 | -9.1972
063373X | MV/LV Substation AB***373X |  | 10 kV | _ | LV | 200 kVA :Pole Substation | 0.2 | --> | 0.2 | 0 | 0 | Constrained, otherwise capacity available =121 kVA | --> | 0.19 | 0 | 0.007 | 0 | 0 | Constrained, otherwise capacity available =174 kW | --> | C18 ex BALLYBAILIE | Ballybailie [T41,T42] | DUNDALK |  | 53.9527 | -6.5416
1564080 | MV/LV Substation BR***4080 |  | 20 kV | _ | LV | 50 kVA :Pole Substation | 0.05 | --> | 0.05 | 0.037 | 2.1 |  | --> | 0.048 | 0 | 0.045 | 0 | 0 | Constrained, otherwise capacity available =12 kW | --> | E17 ex LISDRUM | Lisdrum [T422] | LISDRUM |  | 54.2323 | -7.022
161478 | MV/LV Substation OB***478 |  | 20 kV | _ | LV | 50 kVA :Pole Substation | 0.05 | --> | 0.05 | 0 | 0 | Constrained, otherwise capacity available =35 kVA | --> | 0.048 | 0 | 0.009 | 0 | 0 | Constrained, otherwise capacity available =39 kW | --> | C12 ex SPIDDAL |  |  |  | 53.2476 | -9.307
151021 | MV/LV Substation KI***021 |  | 10 kV | _ | LV | 200 kVA :Pole Substation | 0.2 | --> | 0.2 | 0 | 0 | Constrained, otherwise capacity available =175 kVA | --> | 0.19 | 0 | 0 | 0 | 0 | Constrained, otherwise capacity available =187 kW | --> | C16 ex GARRYSPILLANE | Garryspillane [T41] | TIPPERARY |  | 52.3611 | -8.4675
017684X | MV/LV Substation C/***684X |  | 20 kV | _ | LV | 50 kVA :Pole Substation | 0.05 | --> | 0.05 | 0.041 | 1.98 |  | --> | 0.048 | 0 | 0.015 | 0 | 0 | Constrained, otherwise capacity available =35 kW | --> | E14 ex RATHKEALE | Rathkeale [T421,T422] | RATHKEALE |  | 52.5133 | -8.7452
281648 | MV/LV Substation CA***648 |  | 10 kV | _ | LV | 100 kVA :Pole Substation | 0.1 | --> | 0.1 | 0 | 0 | Constrained, otherwise capacity available =83 kVA | --> | 0.095 | 0 | 0 | 0 | 0 | Constrained, otherwise capacity available =93 kW | --> | C18 ex DOUGLAS | Douglas [T41,T42] | TRABEG |  | 51.851 | -8.4146
081236X | MV/LV Substation ST***236X |  | 10 kV | _ | LV | 400 kVA :Kiosk Substation | 0.4 | --> | 0.4 | 0.204 | 7.91 |  | --> | 0.38 | 0 | 0.107 | 0.273 | 0 |  | --> | C26 ex PELLETSTOWN | Pelletstown [T101,T102] | FINGLAS |  | 53.3731 | -6.3566
067226 | MV/LV Substation PE***226 |  | 10 kV | _ | LV | 400 kVA :Kiosk Substation | 0.4 | --> | 0.4 | 0 | 0 | Constrained, otherwise capacity available =236 kVA | --> | 0.38 | 0 | 0.018 | 0.344 | 0 |  | --> | C17 ex GARRYOWEN | Garryowen [T41,T42] | LIMERICK |  | 52.664 | -8.614
067772Y | MV/LV Substation EA***772Y |  | 10 kV | _ | LV | 400 kVA :Building Structure | 0.4 | --> | 0.4 | 0 | 0 | Constrained, otherwise capacity available =294 kVA | --> | 0.38 | 0 | 0.01 | 0.358 | 0 |  | --> | C11 ex GARRYOWEN | Garryowen [T41,T42] | LIMERICK |  | 52.6478 | -8.5865
368931 | MV/LV Substation BA***931 |  | 20 kV | _ | LV | 400 kVA :Kiosk Substation | 0.4 | --> | 0.4 | 0 | 0 | Constrained, otherwise capacity available =360 kVA | --> | 0.38 | 0 | 0 | 0 | 0 | Constrained, otherwise capacity available =374 kW | --> | C15 ex BALLYHAUNIS | Ballyhaunis [T41,T42] | DALTON |  | 53.7455 | -8.6419
071162 | MV/LV Substation CH***162 |  | 10 kV | _ | LV | 200 kVA :Kiosk Substation | 0.2 | --> | 0.2 | 0 | 0 | Constrained, otherwise capacity available =182 kVA | --> | 0.19 | 0 | 0.018 | 0.174 | 0 |  | --> | C15 ex GREYSTONES | Greystones [T41,T42] | FASSAROE |  | 53.1488 | -6.0684
001177X | MV/LV Substation GO***177X |  | 10 kV | _ | LV | 400 kVA :Kiosk Substation | 0.4 | --> | 0.4 | 0.327 | 1.16 |  | --> | 0.38 | 0 | 0.011 | 0.362 | 0 |  | --> | C20 ex MOUNT MERRION | Mount Merrion [T41,T42] | CARRICKMINES |  | 53.2959 | -6.2286
068530X | MV/LV Substation RO***530X |  | 10 kV | _ | LV | 630 kVA :Kiosk Substation | 0.63 | --> | 0.63 | 0 | 0 | Constrained, otherwise capacity available =450 kVA | --> | 0.598 | 0 | 0 | 0.5 | 0 |  | --> | C16 ex WATLING STREET | Watling Street [T41,T42] | FRANCIS STREET |  | 53.35 | -6.2827
009847X | MV/LV Substation GR***847X |  | 10 kV | _ | LV | 200 kVA :Kiosk Substation | 0.2 | --> | 0.2 | 0 | 0 | Constrained, otherwise capacity available =119 kVA | --> | 0.19 | 0 | 0.065 | 0 | 0 | Constrained, otherwise capacity available =130 kW | --> | E12 ex KILCARRAGH | Kilcarragh [T421,T422] | BUTLERSTOWN |  | 52.2392 | -7.0809
003799 | MV/LV Substation CL***799 |  | 10 kV | _ | LV | 100 kVA :Pole Substation | 0.1 | --> | 0.1 | 0.053 | 11.58 |  | --> | 0.095 | 0 | 0 | 0 | 0 | Constrained, otherwise capacity available =88 kW | --> | C25 ex BALLYBEG | Ballybeg [T101,T102] | CARRICKMINES |  | 53 | -6.0813
034213Y | MV/LV Substation CO***213Y |  | 20 kV | _ | LV | 100 kVA :Pole Substation | 0.1 | --> | 0.1 | 0.1 | 0.57 |  | --> | 0.095 | 0 | 0 | 0 | 0 | Constrained, otherwise capacity available =95 kW | --> | E19 ex LAWLESSTOWN | Lawlesstown [T42,T421] | DOON |  | 52.5041 | -7.6688
139322Y | MV/LV Substation RI***322Y |  | 10 kV | _ | LV | 400 kVA :Kiosk Substation | 0.4 | --> | 0.4 | 0 | 0 | Constrained, otherwise capacity available =319 kVA | --> | 0.38 | 0 | 0.059 | 0 | 0 | Constrained, otherwise capacity available =325 kW | --> | C17 ex VIRGINIA | Virginia [T41,T42] | MEATH HILL |  | 53.8381 | -7.086
031672X | MV/LV Substation GO***672X |  | 20 kV | _ | LV | 50 kVA :Pole Substation | 0.05 | --> | 0.05 | 0 | 0 | Constrained, otherwise capacity available =42 kVA | --> | 0.048 | 0 | 0.021 | 0 | 0 | Constrained, otherwise capacity available =31 kW | --> | E18 ex SPRINGS | Springs [T421,T422] | DUNGARVAN |  | 52.0571 | -7.6155
003637X | MV/LV Substation CL***637X |  | 10 kV | _ | LV | 50 kVA :Pole Substation | 0.05 | --> | 0.05 | 0.03 | 11.58 |  | --> | 0.048 | 0 | 0 | 0 | 0 | Constrained, otherwise capacity available =45 kW | --> | C17 ex BALLYBEG | Ballybeg [T101,T102] | CARRICKMINES |  | 52.9461 | -6.0179
001010X | MV/LV Substation MI***010X |  | 10 kV | _ | LV | 630 kVA :Kiosk Substation | 0.63 | --> | 0.63 | 0.5 | 1.16 |  | --> | 0.598 | 0 | 0.005 | 0.5 | 0 |  | --> | C23 ex MOUNT MERRION | Mount Merrion [T41,T42] | CARRICKMINES |  | 53.2885 | -6.2058
068056X | MV/LV Substation HA***056X |  | 10 kV | _ | LV | 630 kVA :Building Structure | 0.63 | --> | 0.63 | 0 | 0 | Constrained, otherwise capacity available =66 kVA | --> | 0.598 | 0 | 0 | 0.5 | 0 |  | --> | C12 ex GLOUCESTER PLACE | Gloucester Place [T41,T42] | MCDERMOTT |  | 53.3512 | -6.2475
154360 | MV/LV Substation GA***360 |  | 10 kV | _ | LV | 200 kVA :Pole Substation | 0.2 | --> | 0.2 | 0 | 0 | Constrained, otherwise capacity available =175 kVA | --> | 0.19 | 0 | 0 | 0.187 | 0 |  | --> | C14 ex MACETOWN | Macetown [T101,T102] | MACETOWN |  | 53.4095 | -6.3887
034117 | MV/LV Substation DU***117 |  | 10 kV | _ | LV | 200 kVA :Building Structure | 0.2 | --> | 0.2 | 0 | 0.95 |  | --> | 0.19 | 0 | 0 | 0 | 0 | Constrained, otherwise capacity available =156 kW | --> | C18 ex SPA ROAD | Spa Road [T41,T42] | DOON |  | 52.3549 | -7.6841
015070Y | MV/LV Substation HA***070Y |  | 10 kV | _ | LV | 200 kVA :Kiosk Substation | 0.2 | --> | 0.2 | 0 | 0 | Constrained, otherwise capacity available =109 kVA | --> | 0.19 | 0 | 0.02 | 0 | 0 | Constrained, otherwise capacity available =162 kW | --> | C11 ex NAAS | Naas [T41,T42] | KILTEEL |  | 53.2105 | -6.6526
0504205 | MV/LV Substation PU***4205 |  | 20 kV | _ | LV | 50 kVA :Pole Substation | 0.05 | --> | 0.05 | 0 | 0 | Constrained, otherwise capacity available =50 kVA | --> | 0.048 | 0 | 0 | 0 | 0 | Constrained, otherwise capacity available =48 kW | --> | C22 ex ATHLONE | Athlone [T41,T42] | ATHLONE |  | 53.4674 | -7.9893
064337Z | MV/LV Substation FA***337Z |  | 10 kV | _ | LV | 630 kVA :Building Structure | 0.63 | --> | 0.63 | 0 | 0 | Constrained, otherwise capacity available =420 kVA | --> | 0.598 | 0 | 0 | 0 | 0 | Constrained, otherwise capacity available =569 kW | --> | C17 ex RATHMULLAN | Rathmullan [T41,T42] | DRYBRIDGE |  | 53.717 | -6.358
1764256 | MV/LV Substation MU***4256 |  | 10 kV | _ | LV | 400 kVA :Kiosk Substation | 0.4 | --> | 0.4 | 0 | 0 | Constrained, otherwise capacity available =369 kVA | --> | 0.38 | 0 | 0.098 | 0 | 0 | Constrained, otherwise capacity available =303 kW | --> | E12 ex HARTNETTS CROSS |  |  |  | 51.9019 | -8.9505
0814373 | MV/LV Substation OU***4373 |  | 10 kV | _ | LV | 630 kVA :Kiosk Substation | 0.63 | --> | 0.63 | 0.5 | 7.91 |  | --> | 0.598 | 0 | 0 | 0.5 | 0 |  | --> | C23 ex PELLETSTOWN | Pelletstown [T101,T102] | FINGLAS |  | 53.3725 | -6.3794
023575 | MV/LV Substation BR***575 |  | 20 kV | _ | LV | 200 kVA :Pole Substation | 0.2 | --> | 0.2 | 0 | 0 | Constrained, otherwise capacity available =176 kVA | --> | 0.19 | 0 | 0.005 | 0 | 0 | Constrained, otherwise capacity available =183 kW | --> | E11 ex CASTLELYONS | Castlelyons [T421,T422] | BARRYMORE |  | 52.072 | -8.2819
074070X | MV/LV Substation LE***070X |  | 10 kV | _ | LV | 630 kVA :Kiosk Substation | 0.63 | --> | 0.63 | 0 | 0 | Constrained, otherwise capacity available =596 kVA | --> | 0.598 | 0 | 0.003 | 0 | 0 | Constrained, otherwise capacity available =592 kW | --> | C17 ex CARRICK ON SHANNON | Carrick On Shannon [T41,T42] | CARRICK ON SHANNON |  | 53.9463 | -8.0748
2534443 | MV/LV Substation SU***4443 |  | 10 kV | _ | LV | 630 kVA :Building Structure | 0.63 | --> | 0.63 | 0 | 0 | Constrained, otherwise capacity available =298 kVA | --> | 0.598 | 0 | 0 | 0 | 0 | Constrained, otherwise capacity available =552 kW | --> | C15 ex TUAM NORTH | Tuam North [T41,T42] | CLOON |  | 53.5083 | -8.8712
054017 | MV/LV Substation CO***017 |  | 10 kV | _ | LV | 200 kVA :Building Structure | 0.2 | --> | 0.2 | 0 | 0 | Constrained, otherwise capacity available =131 kVA | --> | 0.19 | 0 | 0 | 0 | 0 | Constrained, otherwise capacity available =180 kW | --> | C19 ex PORTLAOISE | Portlaoise [T41,T42] | PORTLAOISE |  | 53.0311 | -7.3007
142533X | MV/LV Substation DU***533X |  | 10 kV | _ | LV | 400 kVA :Kiosk Substation | 0.4 | --> | 0.4 | 0 | 0 | Constrained, otherwise capacity available =239 kVA | --> | 0.38 | 0 | 0.03 | 0 | 0 | Constrained, otherwise capacity available =335 kW | --> | C16 ex ATHENRY | Athenry [T41,T42] | GALWAY 110KV |  | 53.3045 | -8.7469
0154016 | MV/LV Substation PI***4016 |  | 10 kV | _ | LV | 400 kVA :Building Structure | 0.4 | --> | 0.4 | 0 | 0 | Constrained, otherwise capacity available =291 kVA | --> | 0.38 | 0 | 0.017 | 0 | 0 | Constrained, otherwise capacity available =352 kW | --> | C18 ex NAAS | Naas [T41,T42] | KILTEEL |  | 53.1962 | -6.6702
1564373 | MV/LV Substation EL***4373 |  | 20 kV | _ | LV | 50 kVA :Pole Substation | 0.05 | --> | 0.05 | 0.05 | 2.47 |  | --> | 0.048 | 0 | 0 | 0 | 0 | Constrained, otherwise capacity available =48 kW | --> | E13 ex TELAYDON | Telaydon [T42,T421] | LISDRUM |  | 54.2299 | -7.0907
139768Y | MV/LV Substation BR***768Y |  | 10 kV | _ | LV | 50 kVA :Pole Substation | 0.05 | --> | 0.05 | 0 | 0 | Constrained, otherwise capacity available =50 kVA | --> | 0.048 | 0 | 0 | 0 | 0 | Constrained, otherwise capacity available =48 kW | --> | E18 ex FINEA | Finea [T421,T422] | SHANKILL |  | 53.7926 | -7.4001
082110 | MV/LV Substation CL***110 |  | 10 kV | _ | LV | 400 kVA :Kiosk Substation | 0.4 | --> | 0.4 | 0.376 | 2.01 |  | --> | 0.38 | 0 | 0 | 0 | 0 | Constrained, otherwise capacity available =377 kW | --> | C12 ex ABBEYLAND | Abbeyland [T41,T42] | NAVAN |  | 53.6651 | -6.6765
0174495 | MV/LV Substation MU***4495 |  | 10 kV | _ | LV | 100 kVA :Pole Substation | 0.1 | --> | 0.1 | 0.097 | 1.05 |  | --> | 0.095 | 0 | 0 | 0 | 0 | Constrained, otherwise capacity available =95 kW | --> | C19 ex NEWCASTLEWEST | Newcastlewest [T41,T42] | RATHKEALE |  | 52.3784 | -9.0728
288089X | MV/LV Substation PI***089X |  | 10 kV | _ | LV | 100 kVA :Pole Substation | 0.1 | --> | 0.1 | 0 | 0 | Constrained, otherwise capacity available =100 kVA | --> | 0.095 | 0 | 0 | 0.095 | 0 |  | --> | C17 ex CARRICKMINES | Carrickmines [T41,T42] | CARRICKMINES |  | 53.2374 | -6.2055
054057 | MV/LV Substation LE***057 |  | 10 kV | _ | LV | 630 kVA :Building Structure | 0.63 | --> | 0.63 | 0 | 0 | Constrained, otherwise capacity available =300 kVA | --> | 0.598 | 0 | 0 | 0 | 0 | Constrained, otherwise capacity available =552 kW | --> | C19 ex PORTLAOISE | Portlaoise [T41,T42] | PORTLAOISE |  | 53.0339 | -7.2985
082544Y | MV/LV Substation IN***544Y |  | 10 kV | _ | LV | 400 kVA :Kiosk Substation | 0.4 | --> | 0.4 | 0 | 0 | Constrained, otherwise capacity available =400 kVA | --> | 0.38 | 0 | 0 | 0 | 0 | Constrained, otherwise capacity available =380 kW | --> | C32 ex ACADEMY STREET | Academy Street [T421,T422,T44] | NAVAN |  | 53.6429 | -6.6965
160856X | MV/LV Substation KI***856X |  | 20 kV | _ | LV | 50 kVA :Pole Substation | 0.05 | --> | 0.05 | 0 | 0 | Constrained, otherwise capacity available =41 kVA | --> | 0.048 | 0 | 0.005 | 0 | 0 | Constrained, otherwise capacity available =43 kW | --> | E11 ex PORTLAOISE |  |  |  | 53.0982 | -7.217
065101Z | MV/LV Substation ID***101Z |  | 10 kV | _ | LV | 630 kVA :Building Structure | 0.63 | --> | 0.63 | 0 | 0 | Constrained, otherwise capacity available =450 kVA | --> | 0.598 | 0 | 0 | 0 | 0 | Constrained, otherwise capacity available =574 kW | --> | C14 ex BALBRIGGAN | Balbriggan [T42] | GLASMORE |  | 53.6052 | -6.1875
049085Z | MV/LV Substation CL***085Z |  | 10 kV | _ | LV | 200 kVA :Pole Substation | 0.2 | --> | 0.2 | 0 | 0 | Constrained, otherwise capacity available =145 kVA | --> | 0.19 | 0 | 0.043 | 0 | 0 | Constrained, otherwise capacity available =150 kW | --> | C17 ex AGHAMORE | Aghamore [T41,T42] | LANESBORO |  | 53.6783 | -7.8805
365007 | MV/LV Substation KI***007 |  | 10 kV | _ | LV | 400 kVA :Building Structure | 0.4 | --> | 0.4 | 0 | 0 | Constrained, otherwise capacity available =318 kVA | --> | 0.38 | 0 | 0 | 0.369 | 0 |  | --> | C23 ex CITYWEST | Citywest [T101,T102] | INCHICORE 220KV |  | 53.2923 | -6.4134
054064Z | MV/LV Substation CL***064Z |  | 10 kV | _ | LV | 400 kVA :Kiosk Substation | 0.4 | --> | 0.4 | 0 | 0 | Constrained, otherwise capacity available =375 kVA | --> | 0.38 | 0 | 0.012 | 0 | 0 | Constrained, otherwise capacity available =368 kW | --> | E16 ex PORTLAOISE | Portlaoise [T423,T424] | PORTLAOISE |  | 53.0258 | -7.3197
067062X | MV/LV Substation SH***062X |  | 20 kV | _ | LV | 400 kVA :Building Structure | 0.4 | --> | 0.4 | 0 | 0 | Constrained, otherwise capacity available =260 kVA | --> | 0.38 | 0 | 0 | 0 | 0 | Constrained, otherwise capacity available =364 kW | --> | E18 ex CRATLOE | Cratloe [T421,T422] | ARDNACRUSHA |  | 52.6897 | -8.8374
0294399 | MV/LV Substation CA***4399 |  | 10 kV | _ | LV | 50 kVA :Pole Substation | 0.05 | --> | 0.05 | 0 | 0 | Constrained, otherwise capacity available =50 kVA | --> | 0.048 | 0 | 0 | 0.048 | 0 |  | --> | C19 ex MIDLETON | Midleton [T101,T102] | MIDLETON |  | 51.9251 | -8.2131
015673X | MV/LV Substation BA***673X |  | 10 kV | _ | LV | 630 kVA :Kiosk Substation | 0.63 | --> | 0.63 | 0 | 0 | Constrained, otherwise capacity available =520 kVA | --> | 0.598 | 0 | 0.029 | 0 | 0 | Constrained, otherwise capacity available =562 kW | --> | C11 ex NAAS | Naas [T41,T42] | KILTEEL |  | 53.2129 | -6.6557
253794X | MV/LV Substation ST***794X |  | 10 kV | _ | LV | 200 kVA :Building Structure | 0.2 | --> | 0.2 | 0.158 | 10.7 |  | --> | 0.19 | 0 | 0 | 0 | 0 | Constrained, otherwise capacity available =184 kW | --> | C22 ex CLOON | Cloon [T42,T421] | CLOON |  | 53.5073 | -8.8709
053913 | MV/LV Substation RE***913 |  | 10 kV | _ | LV | 100 kVA :Pole Substation | 0.1 | --> | 0.1 | 0.066 | 2.39 |  | --> | 0.095 | 0 | 0.04 | 0 | 0 | Constrained, otherwise capacity available =60 kW | --> | C11 ex SRAH | Srah [T41,T42] | THORNSBERRY |  | 53.2619 | -7.5082
196087X | MV/LV Substation HA***087X |  | 20 kV | _ | LV | 400 kVA :Kiosk Substation | 0.4 | --> | 0.4 | 0.344 | 1.34 |  | --> | 0.38 | 0 | 0 | 0 | 0 | Constrained, otherwise capacity available =372 kW | --> | E23 ex ATHBOY | Athboy [T423] | NAVAN |  | 53.5344 | -6.9637
067751Y | MV/LV Substation BA***751Y |  | 20 kV | _ | LV | 50 kVA :Pole Substation | 0.05 | --> | 0.05 | 0 | 0 | Constrained, otherwise capacity available =49 kVA | --> | 0.048 | 0 | 0 | 0.047 | 0 |  | --> | C11 ex RAHEEN | Raheen [T41,T42] | LIMERICK |  | 52.6268 | -8.6885
001064 | MV/LV Substation TR***064 |  | 10 kV | _ | LV | 400 kVA :Kiosk Substation | 0.4 | --> | 0.4 | 0.292 | 0.86 |  | --> | 0.38 | 0 | 0.029 | 0.344 | 0 |  | --> | C14 ex BELFIELD | Belfield [T41,T42] | BLACKROCK |  | 53.3095 | -6.2052
3774118 | MV/LV Substation AR***4118 |  | 20 kV | _ | LV | 50 kVA :Pole Substation | 0.05 | --> | 0.05 | 0 | 0 | Constrained, otherwise capacity available =47 kVA | --> | 0.048 | 0 | 0 | 0 | 0 | Constrained, otherwise capacity available =47 kW | --> | E18 ex GURRANEBANE | Gurranebane [T421,T422] | OUGHTRAGH |  | 51.9111 | -10.2667
046278 | MV/LV Substation YE***278 |  | 10 kV | _ | LV | 100 kVA :Pole Substation | 0.1 | --> | 0.1 | 0.05 | 4.13 |  | --> | 0.095 | 0 | 0.025 | 0.069 | 0 |  | --> | C14 ex AGHAGAD | Aghagad [T41,T42] | SLIGO |  | 54.3292 | -8.5024
007261 | MV/LV Substation SI***261 |  | 20 kV | _ | LV | 100 kVA :Pole Substation | 0.1 | --> | 0.1 | 0.092 | 16.12 |  | --> | 0.095 | 0 | 0 | 0.094 | 0 |  | --> | E21 ex WEXFORD | Wexford [T121,T122] | WEXFORD |  | 52.3902 | -6.4298
064957X | MV/LV Substation MU***957X |  | 10 kV | _ | LV | 50 kVA :Pole Substation | 0.05 | --> | 0.05 | 0 | 0 | Constrained, otherwise capacity available =48 kVA | --> | 0.048 | 0 | 0 | 0 | 0 | Constrained, otherwise capacity available =47 kW | --> | C20 ex RATHMULLAN | Rathmullan [T41,T42] | DRYBRIDGE |  | 53.6955 | -6.3969
068389 | MV/LV Substation TH***389 |  | 10 kV | _ | LV | 630 kVA :Kiosk Substation | 0.63 | --> | 0.63 | 0 | 0 | Constrained, otherwise capacity available =424 kVA | --> | 0.598 | 0 | 0.03 | 0.5 | 0 |  | --> | C17 ex WHITEHALL | Whitehall [T41] | FINGLAS |  | 53.3788 | -6.2621
293481Y | MV/LV Substation WO***481Y |  | 20 kV | _ | LV | 200 kVA :Kiosk Substation | 0.2 | --> | 0.2 | 0.189 | 0.43 |  | --> | 0.19 | 0 | 0 | 0 | 0 | Constrained, otherwise capacity available =188 kW | --> | E12 ex TULLOW | Tullow [T421,T422] | CARLOW |  | 52.7892 | -6.729
0034274 | MV/LV Substation AR***4274 |  | 10 kV | _ | LV | 630 kVA :Kiosk Substation | 0.63 | --> | 0.63 | 0 | 0 | Constrained, otherwise capacity available =547 kVA | --> | 0.598 | 0 | 0.021 | 0 | 0 | Constrained, otherwise capacity available =572 kW | --> | C16 ex RATHDRUM | Rathdrum [T42] | ARKLOW |  | 52.93 | -6.2367
350187X | MV/LV Substation ES***187X |  | 10 kV | _ | LV | 100 kVA :Pole Substation | 0.1 | --> | 0.1 | 0.086 | 1.57 |  | --> | 0.095 | 0 | 0 | 0 | 0 | Constrained, otherwise capacity available =93 kW | --> | C13 ex BUNDORAN | Bundoran [T41,T42] | CATHALEENS FALL |  | 54.473 | -8.2662
069636 | MV/LV Substation HO***636 |  | 10 kV | _ | LV | 630 kVA :Building Structure | 0.63 | --> | 0.63 | 0 | 0.98 |  | --> | 0.598 | 0 | 0.008 | 0.463 | 0 |  | --> | C19 ex LEESON STREET | Leeson Street [T41,T42] | MILLTOWN (DR) |  | 53.3308 | -6.2481
068102X | MV/LV Substation HA***102X |  | 10 kV | _ | LV | 1000 kVA :Building Structure | 1 | --> | 1 | 0.5 | 9.99 |  | --> | 0.95 | 0 | 0 | 0.5 | 0 |  | --> | C24 ex HAROLDS CROSS | Harolds Cross [T101,T102] | POOLBEG |  | 53.3316 | -6.2609
089376X | MV/LV Substation LU***376X |  | 20 kV | _ | LV | 400 kVA :Kiosk Substation | 0.4 | --> | 0.4 | 0.385 | 9.1 |  | --> | 0.38 | 0 | 0 | 0 | 0 | Constrained, otherwise capacity available =378 kW | --> | E21 ex ARDNAREE | Ardnaree [T42,T421] | MOY |  | 54.0795 | -9.1069
009302 | MV/LV Substation BU***302 |  | 10 kV | _ | LV | 400 kVA :Kiosk Substation | 0.4 | --> | 0.4 | 0.267 | 0.53 |  | --> | 0.38 | 0 | 0.006 | 0 | 0 | Constrained, otherwise capacity available =357 kW | --> | C12 ex MANOR STREET | Manor Street [T41,T42] | WATERFORD |  | 52.2576 | -7.1153
055906X | MV/LV Substation CO***906X |  | 10 kV | _ | LV | 100 kVA :Pole Substation | 0.1 | --> | 0.1 | 0 | 0 | Constrained, otherwise capacity available =99 kVA | --> | 0.095 | 0 | 0 | 0 | 0 | Constrained, otherwise capacity available =95 kW | --> | C17 ex ROSCREA | Roscrea [T41,T42] | IKERRIN |  | 52.95 | -7.7831
0144282 | MV/LV Substation MI***4282 |  | 20 kV | _ | LV | 50 kVA :Pole Substation | 0.05 | --> | 0.05 | 0 | 0 | Constrained, otherwise capacity available =47 kVA | --> | 0.048 | 0 | 0 | 0 | 0 | Constrained, otherwise capacity available =47 kW | --> | C11 ex KILDARE | Kildare [T41,T42] | NEWBRIDGE |  | 53.1718 | -6.9613
0364170 | MV/LV Substation IR***4170 |  | 20 kV | _ | LV | 200 kVA :Pole Substation | 0.2 | --> | 0.2 | 0 | 0 | Constrained, otherwise capacity available =149 kVA | --> | 0.19 | 0 | 0 | 0 | 0 | Constrained, otherwise capacity available =183 kW | --> | E18 ex GARRANACANTY | Garranacanty [T421,T422] | TIPPERARY |  | 52.5013 | -8.2005
256177X | MV/LV Substation MA***177X |  | 10 kV | _ | LV | 400 kVA :Kiosk Substation | 0.4 | --> | 0.4 | 0.363 | 1.28 |  | --> | 0.38 | 0 | 0 | 0 | 0 | Constrained, otherwise capacity available =375 kW | --> | C18 ex CASTLEREA | Castlerea [T41,T42] | CARRICK ON SHANNON |  | 53.7685 | -8.4905
093001X | MV/LV Substation BE***001X |  | 10 kV | _ | LV | 630 kVA :Kiosk Substation | 0.63 | --> | 0.63 | 0 | 0 | Constrained, otherwise capacity available =568 kVA | --> | 0.598 | 0 | 0.004 | 0.5 | 0 |  | --> | C12 ex MERVILLE | Merville [T41,T42] | FINGLAS |  | 53.3821 | -6.3082
293571 | MV/LV Substation AR***571 |  | 20 kV | _ | LV | 400 kVA :Kiosk Substation | 0.4 | --> | 0.4 | 0 | 0 | Constrained, otherwise capacity available =361 kVA | --> | 0.38 | 0 | 0.041 | 0 | 0 | Constrained, otherwise capacity available =344 kW | --> | E17 ex BALTINGLASS | Baltinglass [T421,T422] | STRATFORD |  | 52.874 | -6.7018
149818 | MV/LV Substation VO***818 |  | 10 kV | _ | LV | 200 kVA :Pole Substation | 0.2 | --> | 0.2 | 0 | 0 | Constrained, otherwise capacity available =144 kVA | --> | 0.19 | 0 | 0.005 | 0 | 0 | Constrained, otherwise capacity available =178 kW | --> | C13 ex DONEGAL | Donegal [T41,T42] | CATHALEENS FALL |  | 54.648 | -8.1136
022643X | MV/LV Substation GO***643X |  | 10 kV | _ | LV | 50 kVA :Pole Substation | 0.05 | --> | 0.05 | 0 | 0 | Constrained, otherwise capacity available =41 kVA | --> | 0.048 | 0 | 0 | 0 | 0 | Constrained, otherwise capacity available =46 kW | --> | C15 ex SCARTEEN | Scarteen [T41,T42] | MALLOW |  | 52.1157 | -8.6598
192093X | MV/LV Substation JO***093X |  | 10 kV | _ | LV | 100 kVA :Pole Substation | 0.1 | --> | 0.1 | 0.1 | 1.56 |  | --> | 0.095 | 0 | 0 | 0 | 0 | Constrained, otherwise capacity available =95 kW | --> | C15 ex DERRYBEG | Derrybeg [T41,T42] | ARDNAGAPPARY |  | 55.1244 | -8.2835
081297Y | MV/LV Substation DE***297Y |  | 10 kV | _ | LV | 50 kVA :Pole Substation | 0.05 | --> | 0.05 | 0 | 0 | Constrained, otherwise capacity available =42 kVA | --> | 0.048 | 0 | 0 | 0 | 0 | Constrained, otherwise capacity available =46 kW | --> | C15 ex MONEYCOOLEY | Moneycooley [T41,T42,T44] | GRIFFINRATH |  | 53.357 | -6.6363
136220Y | MV/LV Substation CI***220Y |  | 10 kV | _ | LV | 400 kVA :Kiosk Substation | 0.4 | --> | 0.4 | 0 | 0 | Constrained, otherwise capacity available =326 kVA | --> | 0.38 | 0 | 0.005 | 0 | 0 | Constrained, otherwise capacity available =366 kW | --> | C13 ex ROSCOMMON | Roscommon [T41,T42] | LANESBORO |  | 53.6279 | -8.1893
238951 | MV/LV Substation BA***951 |  | 20 kV | _ | LV | 100 kVA :Pole Substation | 0.1 | --> | 0.1 | 0 | 0 | Constrained, otherwise capacity available =94 kVA | --> | 0.095 | 0 | 0 | 0 | 0 | Constrained, otherwise capacity available =94 kW | --> | E14 ex BALLINROBE | Ballinrobe [T421,T422] | DALTON |  | 53.6863 | -9.1767
009174Y | MV/LV Substation AS***174Y |  | 10 kV | _ | LV | 200 kVA :Kiosk Substation | 0.2 | --> | 0.2 | 0.191 | 8.16 |  | --> | 0.19 | 0 | 0.005 | 0 | 0 | Constrained, otherwise capacity available =185 kW | --> | C12 ex MOUNT MISERY | Mount Misery [T41,T42] | WATERFORD |  | 52.2706 | -7.1102
003813X | MV/LV Substation BL***813X |  | 10 kV | _ | LV | 50 kVA :Pole Substation | 0.05 | --> | 0.05 | 0.047 | 11.58 |  | --> | 0.048 | 0 | 0 | 0 | 0 | Constrained, otherwise capacity available =47 kW | --> | C17 ex BALLYBEG | Ballybeg [T101,T102] | CARRICKMINES |  | 52.9461 | -6.0476
001105 | MV/LV Substation ME***105 |  | 10 kV | _ | LV | 1000 kVA :Building Structure | 1 | --> | 1 | 0.5 | 1.16 |  | --> | 0.95 | 0 | 0 | 0.5 | 0 |  | --> | C14 ex MOUNT MERRION | Mount Merrion [T41,T42] | CARRICKMINES |  | 53.3137 | -6.2017
363701 | MV/LV Substation CH***701 |  | 20 kV | _ | LV | 400 kVA :Kiosk Substation | 0.4 | --> | 0.4 | 0.233 | 3.25 |  | --> | 0.38 | 0 | 0.028 | 0 | 0 | Constrained, otherwise capacity available =336 kW | --> | E15 ex BALLYBUNION | Ballybunion [T421,T422] | TRIEN |  | 52.5134 | -9.671
120650Y | MV/LV Substation MO***650Y |  | 20 kV | _ | LV | 50 kVA :Pole Substation | 0.05 | --> | 0.05 | 0.045 | 3.5 |  | --> | 0.048 | 0 | 0 | 0 | 0 | Constrained, otherwise capacity available =47 kW | --> | E11 ex DUNFIRTH | Dunfirth [T122] | DUNFIRTH |  | 53.4287 | -6.9617
052603X | MV/LV Substation PU***603X |  | 20 kV | _ | LV | 100 kVA :Pole Substation | 0.1 | --> | 0.1 | 0 | 0 | Constrained, otherwise capacity available =37 kVA | --> | 0.095 | 0 | 0 | 0 | 0 | Constrained, otherwise capacity available =86 kW | --> | E18 ex BALLINDERRY | Ballinderry [T41,T422] | MULLINGAR |  | 53.5041 | -7.1509
010022X | MV/LV Substation GR***022X |  | 20 kV | _ | LV | 200 kVA :Pole Substation | 0.2 | --> | 0.2 | 0 | 0 | Constrained, otherwise capacity available =160 kVA | --> | 0.19 | 0 | 0 | 0 | 0 | Constrained, otherwise capacity available =184 kW | --> | E11 ex BALLYHALE | Ballyhale [T42,T421] | KILKENNY |  | 52.5171 | -7.1317
017612X | MV/LV Substation KI***612X |  | 20 kV | _ | LV | 200 kVA :Pole Substation | 0.2 | --> | 0.2 | 0.096 | 1.98 |  | --> | 0.19 | 0 | 0 | 0 | 0 | Constrained, otherwise capacity available =175 kW | --> | E14 ex RATHKEALE | Rathkeale [T421,T422] | RATHKEALE |  | 52.4596 | -8.7362
016009Z | MV/LV Substation CA***009Z |  | 10 kV | _ | LV | 400 kVA :Kiosk Substation | 0.4 | --> | 0.4 | 0 | 0 | Constrained, otherwise capacity available =272 kVA | --> | 0.38 | 0 | 0.073 | 0 | 0 | Constrained, otherwise capacity available =308 kW | --> | C11 ex MONEYCOOLEY | Moneycooley [T41,T42,T44] | GRIFFINRATH |  | 53.376 | -6.6063
365167X | MV/LV Substation AY***167X |  | 10 kV | _ | LV | 630 kVA :Building Structure | 0.63 | --> | 0.63 | 0 | 0 | Constrained, otherwise capacity available =496 kVA | --> | 0.598 | 0 | 0.002 | 0.5 | 0 |  | --> | C20 ex OLDBAWN | Oldbawn [T41,T42] | COOKSTOWN |  | 53.2761 | -6.3664
1804120 | MV/LV Substation ST***4120 |  | 10 kV | _ | LV | 100 kVA :Pole Substation | 0.1 | --> | 0.1 | 0.067 | 0.68 |  | --> | 0.095 | 0 | 0.006 | 0 | 0 | Constrained, otherwise capacity available =86 kW | --> | C24 ex MULLAGH | Mullagh [T44] | MEATH HILL |  | 53.8141 | -6.9592
013606Y | MV/LV Substation OW***606Y |  | 20 kV | _ | LV | 400 kVA :Kiosk Substation | 0.4 | --> | 0.4 | 0.121 | 0.12 | Constrained, otherwise capacity available =341 kVA | --> | 0.38 | 0 | 0.2 | 0.231 | 0 |  | --> | C12 ex ATHY | Athy [T101,T102] | ATHY |  | 52.9774 | -6.901
074013 | MV/LV Substation NW***013 |  | 20 kV | _ | LV | 50 kVA :Pole Substation | 0.05 | --> | 0.05 | 0 | 0 | Constrained, otherwise capacity available =20 kVA | --> | 0.048 | 0 | 0 | 0 | 0 | Constrained, otherwise capacity available =43 kW | --> | C14 ex CARRICK ON SHANNON | Carrick On Shannon [T41,T42] | CARRICK ON SHANNON |  | 54.0111 | -7.9983
184287X | MV/LV Substation DE***287X |  | 10 kV | _ | LV | 50 kVA :Pole Substation | 0.05 | --> | 0.05 | 0.05 | 3.38 |  | --> | 0.048 | 0 | 0 | 0 | 0 | Constrained, otherwise capacity available =48 kW | --> | C18 ex CASTLEBLAYNEY | Castleblayney [T41,T42] | DUNDALK |  | 54.1297 | -6.7336
054094 | MV/LV Substation GA***094 |  | 10 kV | _ | LV | 200 kVA :Pole Substation | 0.2 | --> | 0.2 | 0 | 0 | Constrained, otherwise capacity available =200 kVA | --> | 0.19 | 0 | 0 | 0 | 0 | Constrained, otherwise capacity available =190 kW | --> | C21 ex PALLAS | Pallas [T41,T42] | PORTLAOISE |  | 53.0354 | -7.3101
265655 | MV/LV Substation TH***655 |  | 20 kV | _ | LV | 630 kVA :Building Structure | 0.63 | --> | 0.63 | 0.066 | 0.07 | Constrained, otherwise capacity available =463 kVA | --> | 0.598 | 0 | 0 | 0 | 0 | Constrained, otherwise capacity available =575 kW | --> | E15 ex BALLYCONNELL | Ballyconnell [T421,T422] | GORTAWEE |  | 54.1151 | -7.583
005586X | MV/LV Substation GO***586X |  | 20 kV | _ | LV | 50 kVA :Pole Substation | 0.05 | --> | 0.05 | 0.026 | 17.8 |  | --> | 0.048 | 0 | 0.012 | 0.035 | 0 |  | --> | E21 ex BANOGE | Banoge [T121,T122] | BANOGE |  | 52.6715 | -6.3165
030469 | MV/LV Substation KE***469 |  | 20 kV | _ | LV | 50 kVA :Pole Substation | 0.05 | --> | 0.05 | 0 | 0 | Constrained, otherwise capacity available =43 kVA | --> | 0.048 | 0 | 0 | 0 | 0 | Constrained, otherwise capacity available =46 kW | --> | E17 ex FOXHOLE | Foxhole [T421,T422] | DUNGARVAN |  | 51.9419 | -7.885
293361Z | MV/LV Substation FA***361Z |  | 20 kV | _ | LV | 400 kVA :Kiosk Substation | 0.4 | --> | 0.4 | 0.334 | 0.43 |  | --> | 0.38 | 0 | 0.016 | 0 | 0 | Constrained, otherwise capacity available =359 kW | --> | E15 ex TULLOW | Tullow [T421,T422] | CARLOW |  | 52.8 | -6.7483
030540 | MV/LV Substation KN***540 |  | 10 kV | _ | LV | 50 kVA :Pole Substation | 0.05 | --> | 0.05 | 0 | 0 | Constrained, otherwise capacity available =38 kVA | --> | 0.048 | 0 | 0 | 0 | 0 | Constrained, otherwise capacity available =46 kW | --> | E19 ex FOXHOLE | Foxhole [T421,T422] | DUNGARVAN |  | 52.0513 | -7.8871
0654350 | MV/LV Substation CO***4350 |  | 20 kV | _ | LV | 400 kVA :Kiosk Substation | 0.4 | --> | 0.4 | 0 | 0 | Constrained, otherwise capacity available =400 kVA | --> | 0.38 | 0 | 0 | 0 | 0 | Constrained, otherwise capacity available =380 kW | --> | E23 ex BALTRASNA | Baltrasna [T121,T122] | BALTRASNA |  | 53.5531 | -6.4362
082340 | MV/LV Substation HA***340 |  | 10 kV | _ | LV | 50 kVA :Pole Substation | 0.05 | --> | 0.05 | 0.045 | 2.01 |  | --> | 0.048 | 0 | 0 | 0 | 0 | Constrained, otherwise capacity available =47 kW | --> | C18 ex ABBEYLAND | Abbeyland [T41,T42] | NAVAN |  | 53.6296 | -6.7745
069043 | MV/LV Substation FO***043 |  | 10 kV | _ | LV | 630 kVA :Kiosk Substation | 0.63 | --> | 0.63 | 0.35 | 4.47 |  | --> | 0.598 | 0 | 0.114 | 0.475 | 0 |  | --> | C11 ex TEMPLEOGUE | Templeogue [T41,T42] | MILLTOWN (DR) |  | 53.3022 | -6.3055
0014095 | MV/LV Substation CA***4095 |  | 10 kV | _ | LV | 400 kVA :Kiosk Substation | 0.4 | --> | 0.4 | 0.4 | 13.42 |  | --> | 0.38 | 0 | 0 | 0.38 | 0 |  | --> | C17 ex POTTERY ROAD | Pottery Road [T101,T102] | CARRICKMINES |  | 53.2701 | -6.1477
018189Z | MV/LV Substation TA***189Z |  | 10 kV | _ | LV | 400 kVA :Kiosk Substation | 0.4 | --> | 0.4 | 0.345 | 3.75 |  | --> | 0.38 | 0 | 0.041 | 0 | 0 | Constrained, otherwise capacity available =342 kW | --> | C18 ex SMEARLA | Smearla [T41,T42] | TRIEN |  | 52.4337 | -9.4996
0684429 | MV/LV Substation CO***4429 |  | 10 kV | _ | LV | 1000 kVA :Building Structure | 1 | --> | 1 | 0.5 | 28.43 |  | --> | 0.95 | 0 | 0 | 0.5 | 0 |  | --> | C06 ex BEDFORD ROW | Bedford Row [T41,T42,T43,T44] | FRANCIS STREET |  | 53.3461 | -6.2561
281822Z | MV/LV Substation MA***822Z |  | 10 kV | _ | LV | 400 kVA :Kiosk Substation | 0.4 | --> | 0.4 | 0.275 | 5.49 |  | --> | 0.38 | 0 | 0.014 | 0.352 | 0 |  | --> | C17 ex TRABEG | Trabeg [T101,T102] | TRABEG |  | 51.8685 | -8.4879
015666Z | MV/LV Substation LO***666Z |  | 10 kV | _ | LV | 400 kVA :Kiosk Substation | 0.4 | --> | 0.4 | 0 | 0 | Constrained, otherwise capacity available =354 kVA | --> | 0.38 | 0 | 0.006 | 0 | 0 | Constrained, otherwise capacity available =369 kW | --> | C17 ex SALLINS | Sallins [T41,T42] | GRIFFINRATH |  | 53.2983 | -6.6907
154332Z | MV/LV Substation BE***332Z |  | 10 kV | _ | LV | 400 kVA :Kiosk Substation | 0.4 | --> | 0.4 | 0 | 0 | Constrained, otherwise capacity available =279 kVA | --> | 0.38 | 0 | 0.021 | 0.348 | 0 |  | --> | C39 ex COLLEGE PARK | College Park [T101,T102,T103] | COLLEGE PARK |  | 53.4226 | -6.3882
160612Y | MV/LV Substation TH***612Y |  | 20 kV | _ | LV | 630 kVA :Kiosk Substation | 0.63 | --> | 0.63 | 0 | 0 | Constrained, otherwise capacity available =176 kVA | --> | 0.598 | 0 | 0.121 | 0 | 0 | Constrained, otherwise capacity available =444 kW | --> | C23 ex PORTARLINGTON | Portarlington [T43] | BLAKE |  | 53.1325 | -7.1484
0674207 | MV/LV Substation SO***4207 |  | 10 kV | _ | LV | 100 kVA :Pole Substation | 0.1 | --> | 0.1 | 0 | 0 | Constrained, otherwise capacity available =77 kVA | --> | 0.095 | 0 | 0 | 0.092 | 0 |  | --> | C20 ex RAHEEN | Raheen [T41,T42] | LIMERICK |  | 52.6442 | -8.6146
059066 | MV/LV Substation CO***066 |  | 10 kV | _ | LV | 630 kVA :Kiosk Substation | 0.63 | --> | 0.63 | 0 | 0 | Constrained, otherwise capacity available =569 kVA | --> | 0.598 | 0 | 0.017 | 0 | 0 | Constrained, otherwise capacity available =578 kW | --> | C18 ex CAVAN | Cavan [T42,T421] | SHANKILL |  | 54.001 | -7.354
068916 | MV/LV Substation TH***916 |  | 10 kV | _ | LV | 400 kVA :Kiosk Substation | 0.4 | --> | 0.4 | 0.324 | 7.91 |  | --> | 0.38 | 0 | 0.026 | 0.35 | 0 |  | --> | C29 ex PELLETSTOWN | Pelletstown [T101,T102] | FINGLAS |  | 53.3708 | -6.3295
019302 | MV/LV Substation HA***302 |  | 10 kV | _ | LV | 200 kVA :Pole Substation | 0.2 | --> | 0.2 | 0.186 | 1.54 |  | --> | 0.19 | 0 | 0 | 0 | 0 | Constrained, otherwise capacity available =188 kW | --> | C22 ex BALLYARD | Ballyard [T41,T42] | TRALEE |  | 52.2588 | -9.7353
365902X | MV/LV Substation BR***902X |  | 10 kV | _ | LV | 400 kVA :Kiosk Substation | 0.4 | --> | 0.4 | 0 | 0 | Constrained, otherwise capacity available =316 kVA | --> | 0.38 | 0 | 0.005 | 0.365 | 0 |  | --> | C12 ex SAGGART | Saggart [T41,T42] | GRANGE CASTLE |  | 53.279 | -6.4823
363667 | MV/LV Substation GO***667 |  | 20 kV | _ | LV | 50 kVA :Pole Substation | 0.05 | --> | 0.05 | 0.045 | 3.25 |  | --> | 0.048 | 0 | 0 | 0 | 0 | Constrained, otherwise capacity available =47 kW | --> | E16 ex BALLYBUNION | Ballybunion [T421,T422] | TRIEN |  | 52.5008 | -9.6384
196258X | MV/LV Substation KI***258X |  | 20 kV | _ | LV | 200 kVA :Kiosk Substation | 0.2 | --> | 0.2 | 0.153 | 1.34 |  | --> | 0.19 | 0 | 0.005 | 0 | 0 | Constrained, otherwise capacity available =180 kW | --> | E23 ex ATHBOY | Athboy [T423] | NAVAN |  | 53.5351 | -6.962
060015 | MV/LV Substation CL***015 |  | 10 kV | _ | LV | 400 kVA :Kiosk Substation | 0.4 | --> | 0.4 | 0.306 | 2.57 |  | --> | 0.38 | 0 | 0.028 | 0 | 0 | Constrained, otherwise capacity available =346 kW | --> | C19 ex ERRIGAL | Errigal [T41,T422] | SHANKILL |  | 54.0759 | -7.0877
082792X | MV/LV Substation BE***792X |  | 20 kV | _ | LV | 400 kVA :Kiosk Substation | 0.4 | --> | 0.4 | 0 | 0 | Constrained, otherwise capacity available =312 kVA | --> | 0.38 | 0 | 0.005 | 0 | 0 | Constrained, otherwise capacity available =364 kW | --> | E16 ex ACADEMY STREET | Academy Street [T421,T422,T44] | NAVAN |  | 53.6442 | -6.6834
069318 | MV/LV Substation RA***318 |  | 10 kV | _ | LV | 630 kVA :Kiosk Substation | 0.63 | --> | 0.63 | 0.191 | 0.98 |  | --> | 0.598 | 0 | 0.023 | 0.5 | 0 |  | --> | C15 ex LEESON STREET | Leeson Street [T41,T42] | MILLTOWN (DR) |  | 53.3267 | -6.2562
127156Z | MV/LV Substation RO***156Z |  | 10 kV | _ | LV | 100 kVA :Pole Substation | 0.1 | --> | 0.1 | 0.094 | 5.89 |  | --> | 0.095 | 0 | 0 | 0 | 0 | Constrained, otherwise capacity available =94 kW | --> | C11 ex CASHEL | Cashel [T41,T42] | CAHIR |  | 52.4725 | -7.8297
036099 | MV/LV Substation RO***099 |  | 20 kV | _ | LV | 100 kVA :Pole Substation | 0.1 | --> | 0.1 | 0 | 0 | Constrained, otherwise capacity available =98 kVA | --> | 0.095 | 0 | 0 | 0 | 0 | Constrained, otherwise capacity available =95 kW | --> | E19 ex GARRANACANTY | Garranacanty [T421,T422] | TIPPERARY |  | 52.4133 | -8.1424
119579X | MV/LV Substation SY***579X |  | 10 kV | _ | LV | 400 kVA :Building Structure | 0.4 | --> | 0.4 | 0 | 0 | Constrained, otherwise capacity available =384 kVA | --> | 0.38 | 0 | 0 | 0 | 0 | Constrained, otherwise capacity available =378 kW | --> | C12 ex KANTURK | Kanturk [T41,T42] | GLENLARA |  | 52.1604 | -8.9075
015016 | MV/LV Substation HI***016 |  | 10 kV | _ | LV | 400 kVA :Kiosk Substation | 0.4 | --> | 0.4 | 0 | 0 | Constrained, otherwise capacity available =246 kVA | --> | 0.38 | 0 | 0.053 | 0 | 0 | Constrained, otherwise capacity available =319 kW | --> | C17 ex SALLINS | Sallins [T41,T42] | GRIFFINRATH |  | 53.2956 | -6.6912
003281Y | MV/LV Substation BA***281Y |  | 10 kV | _ | LV | 50 kVA :Pole Substation | 0.05 | --> | 0.05 | 0.038 | 11.58 |  | --> | 0.048 | 0 | 0 | 0 | 0 | Constrained, otherwise capacity available =46 kW | --> | C20 ex BALLYBEG | Ballybeg [T101,T102] | CARRICKMINES |  | 52.9721 | -6.0461
059568Y | MV/LV Substation LA***568Y |  | 20 kV | _ | LV | 400 kVA :Kiosk Substation | 0.4 | --> | 0.4 | 0 | 0 | Constrained, otherwise capacity available =385 kVA | --> | 0.38 | 0 | 0 | 0 | 0 | Constrained, otherwise capacity available =378 kW | --> | E19 ex CAVAN | Cavan [T42,T421] | SHANKILL |  | 54.0037 | -7.3575
1804228 | MV/LV Substation LY***4228 |  | 10 kV | _ | LV | 200 kVA :Pole Substation | 0.2 | --> | 0.2 | 0.181 | 3.27 |  | --> | 0.19 | 0 | 0 | 0 | 0 | Constrained, otherwise capacity available =187 kW | --> | C12 ex LLOYD | Lloyd [T41,T42] | NAVAN |  | 53.7272 | -6.8909
046591 | MV/LV Substation TR***591 |  | 10 kV | _ | LV | 630 kVA :Kiosk Substation | 0.63 | --> | 0.63 | 0 | 0 | Constrained, otherwise capacity available =611 kVA | --> | 0.598 | 0 | 0 | 0.5 | 0 |  | --> | C12 ex CRANMORE | Cranmore [T41,T42] | SLIGO |  | 54.2507 | -8.4528
0124178 | MV/LV Substation CA***4178 |  | 20 kV | _ | LV | 630 kVA :Building Structure | 0.63 | --> | 0.63 | 0.5 | 1.99 |  | --> | 0.598 | 0 | 0.008 | 0 | 0 | Constrained, otherwise capacity available =577 kW | --> | C19 ex GRAIGUE | Graigue [T41,T42] | CARLOW |  | 52.8187 | -6.9433
029601Y | MV/LV Substation CU***601Y |  | 10 kV | _ | LV | 400 kVA :Kiosk Substation | 0.4 | --> | 0.4 | 0 | 0 | Constrained, otherwise capacity available =258 kVA | --> | 0.38 | 0 | 0.015 | 0 | 0 | Constrained, otherwise capacity available =349 kW | --> | C12 ex KILLACLOYNE | Killacloyne [T41,T42] | MIDLETON |  | 51.9147 | -8.2526
0824530 | MV/LV Substation SP***4530 |  | 20 kV | _ | LV | 50 kVA :Pole Substation | 0.05 | --> | 0.05 | 0.05 | 0.64 |  | --> | 0.048 | 0 | 0 | 0 | 0 | Constrained, otherwise capacity available =48 kW | --> | E14 ex RANDALSTOWN | Randalstown [T422] | NAVAN |  | 53.7232 | -6.7579
0494237 | MV/LV Substation ES***4237 |  | 20 kV | _ | LV | 50 kVA :Pole Substation | 0.05 | --> | 0.05 | 0.05 | 0.21 |  | --> | 0.048 | 0 | 0 | 0 | 0 | Constrained, otherwise capacity available =48 kW | --> | E17 ex LONGFORD | Longford [T421,T422] | RICHMOND |  | 53.7802 | -7.6962
013926Y | MV/LV Substation CL***926Y |  | 10 kV | _ | LV | 50 kVA :Pole Substation | 0.05 | --> | 0.05 | 0.04 | 0.12 |  | --> | 0.048 | 0 | 0 | 0.046 | 0 |  | --> | C26 ex ATHY | Athy [T101,T102] | ATHY |  | 53.1005 | -7.0041
503445 | MV/LV Substation BU***445 |  | 20 kV | _ | LV | 100 kVA :Pole Substation | 0.1 | --> | 0.1 | 0.081 | 1.69 |  | --> | 0.095 | 0 | 0.006 | 0 | 0 | Constrained, otherwise capacity available =88 kW | --> | C18 ex NEWTOWNCUNNINGHAM | Newtowncunningham [T41,T42] | LETTERKENNY |  | 55.0398 | -7.428
005038 | MV/LV Substation AL***038 |  | 10 kV | _ | LV | 200 kVA :Pole Substation | 0.2 | --> | 0.2 | 0 | 0 | Constrained, otherwise capacity available =165 kVA | --> | 0.19 | 0 | 0 | 0 | 0 | Constrained, otherwise capacity available =185 kW | --> | C11 ex GARDEN CITY | Garden City [T41,T42] | ARKLOW |  | 52.6808 | -6.2976
015105Z | MV/LV Substation CR***105Z |  | 10 kV | _ | LV | 400 kVA :Kiosk Substation | 0.4 | --> | 0.4 | 0 | 0 | Constrained, otherwise capacity available =250 kVA | --> | 0.38 | 0 | 0.055 | 0 | 0 | Constrained, otherwise capacity available =318 kW | --> | C11 ex NAAS | Naas [T41,T42] | KILTEEL |  | 53.2084 | -6.655
118191Y | MV/LV Substation KI***191Y |  | 10 kV | _ | LV | 50 kVA :Pole Substation | 0.05 | --> | 0.05 | 0 | 0 | Constrained, otherwise capacity available =49 kVA | --> | 0.048 | 0 | 0.005 | 0 | 0 | Constrained, otherwise capacity available =44 kW | --> | E18 ex CREAGH | Creagh [T421,T422] | ATHLONE |  | 53.334 | -8.2674
0524036 | MV/LV Substation CU***4036 |  | 20 kV | _ | LV | 50 kVA :Pole Substation | 0.05 | --> | 0.05 | 0 | 0 | Constrained, otherwise capacity available =48 kVA | --> | 0.048 | 0 | 0.011 | 0 | 0 | Constrained, otherwise capacity available =39 kW | --> | E19 ex EDENDERRY | Edenderry [T421,T422] | BLAKE |  | 53.4912 | -7.137
365744X | MV/LV Substation EL***744X |  | 10 kV | _ | LV | 200 kVA :Kiosk Substation | 0.2 | --> | 0.2 | 0 | 0 | Constrained, otherwise capacity available =129 kVA | --> | 0.19 | 0 | 0.012 | 0.171 | 0 |  | --> | C22 ex OLDBAWN | Oldbawn [T41,T42] | COOKSTOWN |  | 53.2712 | -6.3513
0324185 | MV/LV Substation CU***4185 |  | 10 kV | _ | LV | 50 kVA :Pole Substation | 0.05 | --> | 0.05 | 0 | 0 | Constrained, otherwise capacity available =50 kVA | --> | 0.048 | 0 | 0 | 0 | 0 | Constrained, otherwise capacity available =48 kW | --> | C12 ex KILMEADEN | Kilmeaden [T42] | BUTLERSTOWN |  | 52.2456 | -7.2716
158061X | MV/LV Substation LI***061X |  | 20 kV | _ | LV | 50 kVA :Pole Substation | 0.05 | --> | 0.05 | 0 | 0 | Constrained, otherwise capacity available =50 kVA | --> | 0.048 | 0 | 0 | 0 | 0 | Constrained, otherwise capacity available =48 kW | --> | C19 ex ENNISTYMON | Ennistymon [T41,T42] | ENNIS |  | 52.9618 | -9.2456
154284Z | MV/LV Substation WA***284Z |  | 10 kV | _ | LV | 400 kVA :Kiosk Substation | 0.4 | --> | 0.4 | 0 | 0 | Constrained, otherwise capacity available =250 kVA | --> | 0.38 | 0 | 0 | 0.359 | 0 |  | --> | C20 ex COLLEGE PARK | College Park [T101,T102,T103] | COLLEGE PARK |  | 53.3927 | -6.3719
139172Y | MV/LV Substation GI***172Y |  | 20 kV | _ | LV | 100 kVA :Pole Substation | 0.1 | --> | 0.1 | 0.069 | 2.68 |  | --> | 0.095 | 0 | 0 | 0 | 0 | Constrained, otherwise capacity available =91 kW | --> | E12 ex OLDCASTLE | Oldcastle [T41,T422] | MULLINGAR |  | 53.7206 | -7.1778
276547 | MV/LV Substation RO***547 |  | 10 kV | _ | LV | 100 kVA :Pole Substation | 0.1 | --> | 0.1 | 0.081 | 0.76 |  | --> | 0.095 | 0 | 0 | 0 | 0 | Constrained, otherwise capacity available =92 kW | --> | C18 ex WOODFORD | Woodford [T41,T42] | KNOCKEARAGH |  | 52.0408 | -9.5304
426120 | MV/LV Substation MI***120 |  | 20 kV | _ | LV | 50 kVA :Pole Substation | 0.05 | --> | 0.05 | 0 | 0 | Constrained, otherwise capacity available =41 kVA | --> | 0.048 | 0 | 0 | 0 | 0 | Constrained, otherwise capacity available =46 kW | --> | E15 ex DINGLE | Dingle [T421,T422] | OUGHTRAGH |  | 52.1426 | -10.2876
064661 | MV/LV Substation GO***661 |  | 20 kV | _ | LV | 100 kVA :Pole Substation | 0.1 | --> | 0.1 | 0 | 0 | Constrained, otherwise capacity available =66 kVA | --> | 0.095 | 0 | 0.035 | 0 | 0 | Constrained, otherwise capacity available =64 kW | --> | E16 ex JULIANSTOWN | Julianstown [T421,T422] | DRYBRIDGE |  | 53.708 | -6.2503
062939Y | MV/LV Substation BU***939Y |  | 10 kV | _ | LV | 400 kVA :Kiosk Substation | 0.4 | --> | 0.4 | 0.391 | 0.72 |  | --> | 0.38 | 0 | 0 | 0 | 0 | Constrained, otherwise capacity available =379 kW | --> | C16 ex COES ROAD | Coes Road [T41,T42] | DUNDALK |  | 54.0005 | -6.3862
093224Z | MV/LV Substation LA***224Z |  | 10 kV | _ | LV | 400 kVA :Kiosk Substation | 0.4 | --> | 0.4 | 0 | 0 | Constrained, otherwise capacity available =330 kVA | --> | 0.38 | 0 | 0.003 | 0.368 | 0 |  | --> | C24 ex POPPINTREE | Poppintree [T101,T102] | FINGLAS |  | 53.4058 | -6.2967
036275 | MV/LV Substation MO***275 |  | 20 kV | _ | LV | 50 kVA :Pole Substation | 0.05 | --> | 0.05 | 0 | 0 | Constrained, otherwise capacity available =48 kVA | --> | 0.048 | 0 | 0 | 0 | 0 | Constrained, otherwise capacity available =47 kW | --> | E20 ex GARRANACANTY | Garranacanty [T421,T422] | TIPPERARY |  | 52.4893 | -8.0516
003386Y | MV/LV Substation MA***386Y |  | 10 kV | _ | LV | 200 kVA :Kiosk Substation | 0.2 | --> | 0.2 | 0.148 | 11.58 |  | --> | 0.19 | 0 | 0.026 | 0 | 0 | Constrained, otherwise capacity available =164 kW | --> | C22 ex BALLYBEG | Ballybeg [T101,T102] | CARRICKMINES |  | 52.9793 | -6.061
281108Z | MV/LV Substation UN***108Z |  | 10 kV | _ | LV | 400 kVA :Building Structure | 0.4 | --> | 0.4 | 0 | 0 | Constrained, otherwise capacity available =363 kVA | --> | 0.38 | 0 | 0 | 0.375 | 0 |  | --> | C22 ex BISHOPSTOWN | Bishopstown [T41,T42] | KILBARRY |  | 51.8744 | -8.5414
288015 | MV/LV Substation BA***015 |  | 10 kV | _ | LV | 400 kVA :Building Structure | 0.4 | --> | 0.4 | 0.3 | 1.16 |  | --> | 0.38 | 0 | 0.062 | 0.32 | 0 |  | --> | C21 ex BREWERY ROAD | Brewery Road [T41,T42] | CARRICKMINES |  | 53.2814 | -6.2288
009863Y | MV/LV Substation WA***863Y |  | 10 kV | _ | LV | 200 kVA :Kiosk Substation | 0.2 | --> | 0.2 | 0.17 | 3.82 |  | --> | 0.19 | 0 | 0.01 | 0 | 0 | Constrained, otherwise capacity available =178 kW | --> | C14 ex WATERFORD | Waterford [T41,T42] | WATERFORD |  | 52.2697 | -7.1372
066249 | MV/LV Substation CA***249 |  | 10 kV | _ | LV | 200 kVA :Pole Substation | 0.2 | --> | 0.2 | 0 | 0 | Constrained, otherwise capacity available =181 kVA | --> | 0.19 | 0 | 0.005 | 0.184 | 0 |  | --> | C20 ex SUTTON | Sutton [T41,T42] | GRANGE (DR) |  | 53.3814 | -6.0579
006585 | MV/LV Substation MI***585 |  | 10 kV | _ | LV | 50 kVA :Pole Substation | 0.05 | --> | 0.05 | 0.026 | 4.38 |  | --> | 0.048 | 0 | 0.01 | 0.037 | 0 |  | --> | E14 ex CRANE | Crane [T122] | CRANE |  | 52.5162 | -6.5983
365097Y | MV/LV Substation KI***097Y |  | 10 kV | _ | LV | 100 kVA :Pole Substation | 0.1 | --> | 0.1 | 0 | 0 | Constrained, otherwise capacity available =85 kVA | --> | 0.095 | 0 | 0 | 0.093 | 0 |  | --> | C29 ex GRANGE CASTLE | Grange Castle [T101,T102] | INCHICORE 220KV |  | 53.3122 | -6.4643
1824034 | MV/LV Substation FE***4034 |  | 10 kV | _ | LV | 50 kVA :Pole Substation | 0.05 | --> | 0.05 | 0 | 0 | Constrained, otherwise capacity available =50 kVA | --> | 0.048 | 0 | 0 | 0 | 0 | Constrained, otherwise capacity available =48 kW | --> | C15 ex TULLA | Tulla [T41,T42] | ENNIS |  | 52.9231 | -8.6487
049862Y | MV/LV Substation CA***862Y |  | 10 kV | _ | LV | 400 kVA :Kiosk Substation | 0.4 | --> | 0.4 | 0.226 | 2.8 |  | --> | 0.38 | 0 | 0.01 | 0 | 0 | Constrained, otherwise capacity available =348 kW | --> | C17 ex GLEBE | Glebe [T41,T42] | RICHMOND |  | 53.7266 | -7.7944
082103Y | MV/LV Substation GR***103Y |  | 20 kV | _ | LV | 400 kVA :Building Structure | 0.4 | --> | 0.4 | 0 | 0 | Constrained, otherwise capacity available =158 kVA | --> | 0.38 | 0 | 0 | 0 | 0 | Constrained, otherwise capacity available =364 kW | --> | E19 ex SLANE | Slane [T421] | DRYBRIDGE |  | 53.7505 | -6.5569
288811 | MV/LV Substation GL***811 |  | 10 kV | _ | LV | 200 kVA :Pole Substation | 0.2 | --> | 0.2 | 0.186 | 2.36 |  | --> | 0.19 | 0 | 0 | 0.188 | 0 |  | --> | C11 ex BRAY | Bray [T41,T42] | FASSAROE |  | 53.1982 | -6.2924
082789X | MV/LV Substation BA***789X |  | 10 kV | _ | LV | 50 kVA :Pole Substation | 0.05 | --> | 0.05 | 0.038 | 2.01 |  | --> | 0.048 | 0 | 0 | 0 | 0 | Constrained, otherwise capacity available =46 kW | --> | C12 ex ABBEYLAND | Abbeyland [T41,T42] | NAVAN |  | 53.6701 | -6.6787
0394254 | MV/LV Substation NU***4254 |  | 10 kV | _ | LV | 400 kVA :Building Structure | 0.4 | --> | 0.4 | 0.218 | 11.03 |  | --> | 0.38 | 0 | 0 | 0.365 | 0 |  | --> | C36 ex SALTHILL | Salthill [T101,T102] | SALTHILL |  | 53.2907 | -9.0698
075796X | MV/LV Substation CO***796X |  | 20 kV | _ | LV | 630 kVA :Building Structure | 0.63 | --> | 0.63 | 0.5 | 4.38 |  | --> | 0.598 | 0 | 0 | 0.5 | 0 |  | --> | E18 ex CRANE | Crane [T122] | CRANE |  | 52.52 | -6.3875
495708X | MV/LV Substation MU***708X |  | 20 kV | _ | LV | 630 kVA :Building Structure | 0.63 | --> | 0.63 | 0.5 | 1.5 |  | --> | 0.598 | 0 | 0 | 0.5 | 0 |  | --> | E18 ex ACHILL | Achill [T422] | CARROWBEG |  | 53.9062 | -9.7839
154359Z | MV/LV Substation AL***359Z |  | 10 kV | _ | LV | 630 kVA :Kiosk Substation | 0.63 | --> | 0.63 | 0 | 0 | Constrained, otherwise capacity available =529 kVA | --> | 0.598 | 0 | 0 | 0 | 0 | Constrained, otherwise capacity available =584 kW | --> | C14 ex COOLMINE | Coolmine [T41,T42] | FINGLAS |  | 53.3888 | -6.4286
137766 | MV/LV Substation LI***766 |  | 10 kV | _ | LV | 100 kVA :Pole Substation | 0.1 | --> | 0.1 | 0.036 | 3.74 |  | --> | 0.095 | 0 | 0.005 | 0 | 0 | Constrained, otherwise capacity available =82 kW | --> | C12 ex KILFLYNN | Kilflynn [T41,T42] | TRALEE |  | 52.4013 | -9.6157
206384 | MV/LV Substation AV***384 |  | 20 kV | _ | LV | 50 kVA :Building Structure | 0.05 | --> | 0.05 | 0.028 | 2.76 |  | --> | 0.048 | 0 | 0 | 0.044 | 0 |  | --> | E14 ex BANGOR ERRIS | Bangor Erris [T421] | BELLACORICK |  | 54.2726 | -9.8266
281506 | MV/LV Substation AG***506 |  | 10 kV | _ | LV | 50 kVA :Pole Substation | 0.05 | --> | 0.05 | 0 | 0 | Constrained, otherwise capacity available =42 kVA | --> | 0.048 | 0 | 0.01 | 0 | 0 | Constrained, otherwise capacity available =39 kW | --> | C22 ex KILMONEY | Kilmoney [T41,T42] | TRABEG |  | 51.8117 | -8.3841
037276Y | MV/LV Substation WO***276Y |  | 10 kV | _ | LV | 1000 kVA :Building Structure | 1 | --> | 1 | 0.001 | 13.05 |  | --> | 0.95 | 0 | 0 | 0.5 | 0 |  | --> | C20 ex ENNIS | Ennis [T101,T102] | ENNIS |  | 52.8445 | -8.9842
253909 | MV/LV Substation AN***909 |  | 20 kV | _ | LV | 50 kVA :Pole Substation | 0.05 | --> | 0.05 | 0 | 0 | Constrained, otherwise capacity available =41 kVA | --> | 0.048 | 0 | 0 | 0 | 0 | Constrained, otherwise capacity available =46 kW | --> | E47 ex CLAREGALWAY | Claregalway [T42,T421] | GALWAY 110KV |  | 53.4221 | -8.8212
254057 | MV/LV Substation CL***057 |  | 20 kV | _ | LV | 100 kVA :Pole Substation | 0.1 | --> | 0.1 | 0 | 0 | Constrained, otherwise capacity available =88 kVA | --> | 0.095 | 0 | 0 | 0 | 0 | Constrained, otherwise capacity available =93 kW | --> | E17 ex HEADFORD | Headford [T41,T42] | CLOON |  | 53.4478 | -9.0862
0484010 | MV/LV Substation FE***4010 |  | 20 kV | _ | LV | 50 kVA :Pole Substation | 0.05 | --> | 0.05 | 0.043 | 2.03 |  | --> | 0.048 | 0 | 0.005 | 0 | 0 | Constrained, otherwise capacity available =43 kW | --> | E15 ex MOHILL | Mohill [T421,T422] | CARRICK ON SHANNON |  | 54.0236 | -7.8455
005819X | MV/LV Substation CO***819X |  | 10 kV | _ | LV | 630 kVA :Building Structure | 0.63 | --> | 0.63 | 0.5 | 17.8 |  | --> | 0.598 | 0 | 0 | 0.5 | 0 |  | --> | E24 ex BANOGE | Banoge [T121,T122] | BANOGE |  | 52.6509 | -6.2394
046203 | MV/LV Substation OX***203 |  | 10 kV | _ | LV | 50 kVA :Pole Substation | 0.05 | --> | 0.05 | 0.048 | 4.13 |  | --> | 0.048 | 0 | 0 | 0.047 | 0 |  | --> | C14 ex AGHAGAD | Aghagad [T41,T42] | SLIGO |  | 54.3402 | -8.5205
005213 | MV/LV Substation KI***213 |  | 20 kV | _ | LV | 200 kVA :Pole Substation | 0.2 | --> | 0.2 | 0.169 | 17.8 |  | --> | 0.19 | 0 | 0 | 0.186 | 0 |  | --> | E21 ex BANOGE | Banoge [T121,T122] | BANOGE |  | 52.6724 | -6.3187
152010 | MV/LV Substation TH***010 |  | 20 kV | _ | LV | 200 kVA :Pole Substation | 0.2 | --> | 0.2 | 0 | 0 | Constrained, otherwise capacity available =112 kVA | --> | 0.19 | 0 | 0.021 | 0 | 0 | Constrained, otherwise capacity available =162 kW | --> | C16 ex CAPPAMORE | Cappamore [T41,T42] | ARDNACRUSHA |  | 52.6044 | -8.2449
251536 | MV/LV Substation LA***536 |  | 10 kV | _ | LV | 200 kVA :Pole Substation | 0.2 | --> | 0.2 | 0 | 0 | Constrained, otherwise capacity available =163 kVA | --> | 0.19 | 0 | 0.01 | 0 | 0 | Constrained, otherwise capacity available =178 kW | --> | C28 ex CLAREGALWAY | Claregalway [T42,T421] | GALWAY 110KV |  | 53.3562 | -8.9312
009806X | MV/LV Substation CI***806X |  | 20 kV | _ | LV | 200 kVA :Pole Substation | 0.2 | --> | 0.2 | 0 | 0 | Constrained, otherwise capacity available =188 kVA | --> | 0.19 | 0 | 0 | 0 | 0 | Constrained, otherwise capacity available =188 kW | --> | E12 ex KILCARRAGH | Kilcarragh [T421,T422] | BUTLERSTOWN |  | 52.2384 | -7.0998
066554X | MV/LV Substation TE***554X |  | 20 kV | _ | LV | 50 kVA :Pole Substation | 0.05 | --> | 0.05 | 0 | 0 | Constrained, otherwise capacity available =36 kVA | --> | 0.048 | 0 | 0.005 | 0.042 | 0 |  | --> | C24 ex MACETOWN | Macetown [T101,T102] | MACETOWN |  | 53.4944 | -6.5276
0014113 | MV/LV Substation MO***4113 |  | 10 kV | _ | LV | 400 kVA :Building Structure | 0.4 | --> | 0.4 | 0.282 | 1.55 |  | --> | 0.38 | 0 | 0 | 0.364 | 0 |  | --> | C16 ex MONKSTOWN | Monkstown [T41,T42] | BLACKROCK |  | 53.2937 | -6.1609
0934015 | MV/LV Substation BA***4015 |  | 10 kV | _ | LV | 630 kVA :Kiosk Substation | 0.63 | --> | 0.63 | 0 | 0 | Constrained, otherwise capacity available =596 kVA | --> | 0.598 | 0 | 0 | 0.5 | 0 |  | --> | C20 ex POPPINTREE | Poppintree [T101,T102] | FINGLAS |  | 53.4064 | -6.2786
069426 | MV/LV Substation RI***426 |  | 10 kV | _ | LV | 400 kVA :Kiosk Substation | 0.4 | --> | 0.4 | 0 | 0.98 |  | --> | 0.38 | 0 | 0.044 | 0.258 | 0 |  | --> | C11 ex LEESON STREET | Leeson Street [T41,T42] | MILLTOWN (DR) |  | 53.3269 | -6.2614
365123Y | MV/LV Substation CA***123Y |  | 10 kV | _ | LV | 50 kVA :Pole Substation | 0.05 | --> | 0.05 | 0 | 0 |  | --> | 0.048 | 0 | 0 | 0.04 | 0 |  | --> | C29 ex GRANGE CASTLE | Grange Castle [T101,T102] | INCHICORE 220KV |  | 53.3125 | -6.4574
055531X | MV/LV Substation ER***531X |  | 10 kV | _ | LV | 50 kVA :Pole Substation | 0.05 | --> | 0.05 | 0 | 0 | Constrained, otherwise capacity available =38 kVA | --> | 0.048 | 0 | 0 | 0 | 0 | Constrained, otherwise capacity available =46 kW | --> | C18 ex RATHDOWNEY | Rathdowney [T42] | IKERRIN |  | 52.8608 | -7.6753
082566X | MV/LV Substation LI***566X |  | 10 kV | _ | LV | 200 kVA :Pole Substation | 0.2 | --> | 0.2 | 0.16 | 1.82 |  | --> | 0.19 | 0 | 0 | 0 | 0 | Constrained, otherwise capacity available =184 kW | --> | C15 ex RANDALSTOWN | Randalstown [T41] | NAVAN |  | 53.6714 | -6.7406
176999X | MV/LV Substation BM***999X |  | 20 kV | _ | LV | 400 kVA :Kiosk Substation | 0.4 | --> | 0.4 | 0.334 | 18.78 |  | --> | 0.38 | 0 | 0.01 | 0.364 | 0 |  | --> | E14 ex HARTNETTS CROSS | Hartnetts Cross [T121,T422] | MACROOM |  | 51.9372 | -9.1442
125199Y | MV/LV Substation CL***199Y |  | 20 kV | _ | LV | 50 kVA :Pole Substation | 0.05 | --> | 0.05 | 0 | 0 | Constrained, otherwise capacity available =50 kVA | --> | 0.048 | 0 | 0 | 0 | 0 | Constrained, otherwise capacity available =48 kW | --> | C15 ex CLOONLOUGH | Cloonlough [T41,T42] | BARRYMORE |  | 52.2582 | -8.341
062284X | MV/LV Substation HE***284X |  | 10 kV | _ | LV | 630 kVA :Kiosk Substation | 0.63 | --> | 0.63 | 0.5 | 2.33 |  | --> | 0.598 | 0 | 0.014 | 0 | 0 | Constrained, otherwise capacity available =577 kW | --> | C18 ex DUNDALK | Dundalk [T41,T42] | DUNDALK |  | 54.0112 | -6.4253
0664348 | MV/LV Substation CR***4348 |  | 20 kV | _ | LV | 630 kVA :Kiosk Substation | 0.63 | --> | 0.63 | 0 | 0 | Constrained, otherwise capacity available =586 kVA | --> | 0.598 | 0 | 0.135 | 0 | 0 | Constrained, otherwise capacity available =492 kW | --> | E13 ex GLASMORE | Glasmore [T421,T422] | GLASMORE |  | 53.4703 | -6.25
006352Y | MV/LV Substation BR***352Y |  | 20 kV | _ | LV | 200 kVA :Kiosk Substation | 0.2 | --> | 0.2 | 0 | 0 | Constrained, otherwise capacity available =153 kVA | --> | 0.19 | 0 | 0.023 | 0 | 0 | Constrained, otherwise capacity available =166 kW | --> | E18 ex CLONROCHE | Clonroche [T421,T422] | WEXFORD |  | 52.4371 | -6.608
071580 | MV/LV Substation AL***580 |  | 10 kV | _ | LV | 50 kVA :Pole Substation | 0.05 | --> | 0.05 | 0.032 | 5.58 |  | --> | 0.048 | 0 | 0.01 | 0.038 | 0 |  | --> | C14 ex KILCOOLE | Kilcoole [T41,T42] | FASSAROE |  | 53.113 | -6.1258
063537X | MV/LV Substation RI***537X |  | 10 kV | _ | LV | 200 kVA :Kiosk Substation | 0.2 | --> | 0.2 | 0 | 0 | Constrained, otherwise capacity available =138 kVA | --> | 0.19 | 0 | 0.005 | 0 | 0 | Constrained, otherwise capacity available =178 kW | --> | C18 ex STICKILLEN | Stickillen [T41,T42] | DRYBRIDGE |  | 53.8525 | -6.5417
1804255 | MV/LV Substation DO***4255 |  | 10 kV | _ | LV | 50 kVA :Pole Substation | 0.05 | --> | 0.05 | 0.05 | 2.68 |  | --> | 0.048 | 0 | 0 | 0 | 0 | Constrained, otherwise capacity available =48 kW | --> | C13 ex OLDCASTLE | Oldcastle [T41,T422] | MULLINGAR |  | 53.7239 | -7.0339
001097 | MV/LV Substation MA***097 |  | 10 kV | _ | LV | 400 kVA :Kiosk Substation | 0.4 | --> | 0.4 | 0 | 0 | Constrained, otherwise capacity available =266 kVA | --> | 0.38 | 0 | 0.029 | 0.34 | 0 |  | --> | C13 ex LOUGHLINSTOWN | Loughlinstown [T41,T42] | CARRICKMINES |  | 53.2558 | -6.1162
009049 | MV/LV Substation BA***049 |  | 10 kV | _ | LV | 1000 kVA :Building Structure | 1 | --> | 1 | 0.349 | 0.53 |  | --> | 0.95 | 0 | 0 | 0 | 0 | Constrained, otherwise capacity available =857 kW | --> | C22 ex MANOR STREET | Manor Street [T41,T42] | WATERFORD |  | 52.26 | -7.1111
158772X | MV/LV Substation RA***772X |  | 10 kV | _ | LV | 50 kVA :Pole Substation | 0.05 | --> | 0.05 | 0 | 0 | Constrained, otherwise capacity available =49 kVA | --> | 0.048 | 0 | 0 | 0 | 0 | Constrained, otherwise capacity available =47 kW | --> | C16 ex ENNISTYMON | Ennistymon [T41,T42] | ENNIS |  | 52.9626 | -9.3654
136187Y | MV/LV Substation WA***187Y |  | 10 kV | _ | LV | 50 kVA :Pole Substation | 0.05 | --> | 0.05 | 0 | 0 | Constrained, otherwise capacity available =37 kVA | --> | 0.048 | 0 | 0 | 0 | 0 | Constrained, otherwise capacity available =46 kW | --> | C12 ex ROSCOMMON | Roscommon [T41,T42] | LANESBORO |  | 53.6388 | -8.1733
050073 | MV/LV Substation RE***073 |  | 10 kV | _ | LV | 200 kVA :Pole Substation | 0.2 | --> | 0.2 | 0.081 | 7.61 |  | --> | 0.19 | 0 | 0.052 | 0 | 0 | Constrained, otherwise capacity available =134 kW | --> | C11 ex GARRYCASTLE | Garrycastle [T41,T42] | ATHLONE |  | 53.4201 | -7.9126
066586Z | MV/LV Substation RA***586Z |  | 20 kV | _ | LV | 400 kVA :Kiosk Substation | 0.4 | --> | 0.4 | 0 | 0 | Constrained, otherwise capacity available =376 kVA | --> | 0.38 | 0 | 0 | 0 | 0 | Constrained, otherwise capacity available =377 kW | --> | E16 ex ASHBOURNE | Ashbourne [T421,T422] | FINGLAS |  | 53.519 | -6.4039
067056Z | MV/LV Substation RI***056Z |  | 20 kV | _ | LV | 100 kVA :Pole Substation | 0.1 | --> | 0.1 | 0.091 | 13.8 |  | --> | 0.095 | 0 | 0 | 0.094 | 0 |  | --> | C14 ex SINGLAND | Singland [T101,T102] | SINGLAND |  | 52.5898 | -8.4702
008222Z | MV/LV Substation SW***222Z |  | 10 kV | _ | LV | 50 kVA :Pole Substation | 0.05 | --> | 0.05 | 0 | 0 | Constrained, otherwise capacity available =50 kVA | --> | 0.048 | 0 | 0 | 0 | 0 | Constrained, otherwise capacity available =48 kW | --> | E11 ex KNOCKMULLEN | Knockmullen [T42,T421] | GREAT ISLAND |  | 52.4264 | -6.8689
0124296 | MV/LV Substation PA***4296 |  | 10 kV | _ | LV | 400 kVA :Building Structure | 0.4 | --> | 0.4 | 0 | 0 | Constrained, otherwise capacity available =291 kVA | --> | 0.38 | 0 | 0 | 0 | 0 | Constrained, otherwise capacity available =365 kW | --> | C23 ex POLLERTON | Pollerton [T41,T42] | CARLOW |  | 52.8101 | -6.92
013967Y | MV/LV Substation CO***967Y |  | 20 kV | _ | LV | 400 kVA :Kiosk Substation | 0.4 | --> | 0.4 | 0.121 | 0.12 | Constrained, otherwise capacity available =253 kVA | --> | 0.38 | 0 | 0.015 | 0.348 | 0 |  | --> | C12 ex ATHY | Athy [T101,T102] | ATHY |  | 52.9826 | -6.9714
021369Z | MV/LV Substation HI***369Z |  | 20 kV | _ | LV | 400 kVA :Kiosk Substation | 0.4 | --> | 0.4 | 0 | 0 | Constrained, otherwise capacity available =364 kVA | --> | 0.38 | 0 | 0 | 0.375 | 0 |  | --> | C11 ex RIVERSTOWN | Riverstown [T41,T42] | KILBARRY |  | 52.0139 | -8.3401
039485X | MV/LV Substation LO***485X |  | 10 kV | _ | LV | 400 kVA :Kiosk Substation | 0.4 | --> | 0.4 | 0 | 0 | Constrained, otherwise capacity available =367 kVA | --> | 0.38 | 0 | 0 | 0 | 0 | Constrained, otherwise capacity available =376 kW | --> | C12 ex MONEENAGEISHA | Moneenageisha [T41,T42] | GALWAY 110KV |  | 53.2757 | -9.0408
033005Y | MV/LV Substation DU***005Y |  | 10 kV | _ | LV | 50 kVA :Pole Substation | 0.05 | --> | 0.05 | 0 | 0 | Constrained, otherwise capacity available =47 kVA | --> | 0.048 | 0 | 0 | 0 | 0 | Constrained, otherwise capacity available =47 kW | --> | C18 ex BALLYHALE | Ballyhale [T42,T421] | KILKENNY |  | 52.5 | -7.2925
042080Y | MV/LV Substation MC***080Y |  | 10 kV | _ | LV | 50 kVA :Pole Substation | 0.05 | --> | 0.05 | 0 | 0 | Constrained, otherwise capacity available =50 kVA | --> | 0.048 | 0 | 0 | 0 | 0 | Constrained, otherwise capacity available =48 kW | --> | C20 ex KNOCKAPHUNTA | Knockaphunta [T41,T42] | CASTLEBAR |  | 53.806 | -9.2101
028054Y | MV/LV Substation SE***054Y |  | 10 kV | _ | LV | 400 kVA :Kiosk Substation | 0.4 | --> | 0.4 | 0.349 | 19.7 |  | --> | 0.38 | 0 | 0.019 | 0.359 | 0 |  | --> | C14 ex COW CROSS | Cow Cross [T102,T41] | COW CROSS |  | 51.8592 | -8.2816
021204Z | MV/LV Substation WH***204Z |  | 10 kV | _ | LV | 200 kVA :Kiosk Substation | 0.2 | --> | 0.2 | 0 | 0 | Constrained, otherwise capacity available =141 kVA | --> | 0.19 | 0 | 0 | 0.182 | 0 |  | --> | C21 ex KILBARRY | Kilbarry [T101,T43] | KILBARRY |  | 51.9122 | -8.474
288301 | MV/LV Substation MO***301 |  | 10 kV | _ | LV | 400 kVA :Kiosk Substation | 0.4 | --> | 0.4 | 0 | 0 | Constrained, otherwise capacity available =342 kVA | --> | 0.38 | 0 | 0.017 | 0.36 | 0 |  | --> | C18 ex SANDYFORD | Sandyford [T41,T42] | CARRICKMINES |  | 53.273 | -6.2215
363833 | MV/LV Substation VI***833 |  | 20 kV | _ | LV | 400 kVA :Kiosk Substation | 0.4 | --> | 0.4 | 0.37 | 3.25 |  | --> | 0.38 | 0 | 0.005 | 0 | 0 | Constrained, otherwise capacity available =372 kW | --> | E18 ex BALLYBUNION | Ballybunion [T421,T422] | TRIEN |  | 52.5072 | -9.6758
253601Y | MV/LV Substation TI***601Y |  | 20 kV | _ | LV | 200 kVA :Pole Substation | 0.2 | --> | 0.2 | 0 | 0 | Constrained, otherwise capacity available =135 kVA | --> | 0.19 | 0 | 0 | 0 | 0 | Constrained, otherwise capacity available =181 kW | --> | E16 ex GLENAMADDY | Glenamaddy [T422] | ATHLONE |  | 53.5843 | -8.6473
012368Y | MV/LV Substation TO***368Y |  | 10 kV | _ | LV | 400 kVA :Kiosk Substation | 0.4 | --> | 0.4 | 0.14 | 1.99 |  | --> | 0.38 | 0 | 0.005 | 0 | 0 | Constrained, otherwise capacity available =339 kW | --> | C14 ex GRAIGUE | Graigue [T41,T42] | CARLOW |  | 52.8379 | -6.9335
249382 | MV/LV Substation AG***382 |  | 20 kV | _ | LV | 50 kVA :Pole Substation | 0.05 | --> | 0.05 | 0 | 0 | Constrained, otherwise capacity available =47 kVA | --> | 0.048 | 0 | 0 | 0 | 0 | Constrained, otherwise capacity available =47 kW | --> | E18 ex FOXHOLE | Foxhole [T421,T422] | DUNGARVAN |  | 52.0728 | -7.8237
001004X | MV/LV Substation CA***004X |  | 10 kV | _ | LV | 400 kVA :Building Structure | 0.4 | --> | 0.4 | 0.377 | 1.55 |  | --> | 0.38 | 0 | 0 | 0.377 | 0 |  | --> | C22 ex MONKSTOWN | Monkstown [T41,T42] | BLACKROCK |  | 53.3001 | -6.1774
0684683 | MV/LV Substation TH***4683 |  | 10 kV | _ | LV | 1000 kVA :Building Structure | 1 | --> | 1 | 0.5 | 7.91 |  | --> | 0.95 | 0 | 0 | 0.5 | 0 |  | --> | C28 ex PELLETSTOWN | Pelletstown [T101,T102] | FINGLAS |  | 53.3763 | -6.3284
004512 | MV/LV Substation TH***512 |  | 20 kV | _ | LV | 50 kVA :Pole Substation | 0.05 | --> | 0.05 | 0 | 0 | Constrained, otherwise capacity available =47 kVA | --> | 0.048 | 0 | 0 | 0 | 0 | Constrained, otherwise capacity available =47 kW | --> | E13 ex SHILLELAGH | Shillelagh [T421,T422] | CARLOW |  | 52.7957 | -6.4442
253735Y | MV/LV Substation AH***735Y |  | 20 kV | _ | LV | 50 kVA :Pole Substation | 0.05 | --> | 0.05 | 0 | 0 | Constrained, otherwise capacity available =33 kVA | --> | 0.048 | 0 | 0 | 0 | 0 | Constrained, otherwise capacity available =45 kW | --> | E16 ex GLENAMADDY | Glenamaddy [T422] | ATHLONE |  | 53.5737 | -8.6035
426658 | MV/LV Substation KE***658 |  | 20 kV | _ | LV | 630 kVA :Kiosk Substation | 0.63 | --> | 0.63 | 0 | 0 | Constrained, otherwise capacity available =630 kVA | --> | 0.598 | 0 | 0 | 0 | 0 | Constrained, otherwise capacity available =598 kW | --> | E15 ex DINGLE | Dingle [T421,T422] | OUGHTRAGH |  | 52.1674 | -10.392
0524549 | MV/LV Substation KI***4549 |  | 20 kV | _ | LV | 50 kVA :Pole Substation | 0.05 | --> | 0.05 | 0 | 0 | Constrained, otherwise capacity available =29 kVA | --> | 0.048 | 0 | 0 | 0 | 0 | Constrained, otherwise capacity available =45 kW | --> | E14 ex BALLINDERRY | Ballinderry [T41,T422] | MULLINGAR |  | 53.4448 | -7.1425
093472Z | MV/LV Substation ST***472Z |  | 10 kV | _ | LV | 1000 kVA :Kiosk Substation | 1 | --> | 1 | 0 | 0 | Constrained, otherwise capacity available =878 kVA | --> | 0.95 | 0 | 0 | 0.5 | 0 |  | --> | C21 ex GRANGE (DR) | Grange (dr) [T41,T42] | GRANGE (DR) |  | 53.4025 | -6.1495
052040 | MV/LV Substation AL***040 |  | 10 kV | _ | LV | 630 kVA :Kiosk Substation | 0.63 | --> | 0.63 | 0.388 | 10.9 |  | --> | 0.598 | 0 | 0.005 | 0.5 | 0 |  | --> | C19 ex MULLINGAR | Mullingar [T101,T102] | MULLINGAR |  | 53.5311 | -7.3475
1844032 | MV/LV Substation TA***4032 |  | 10 kV | _ | LV | 50 kVA :Pole Substation | 0.05 | --> | 0.05 | 0.05 | 3.38 |  | --> | 0.048 | 0 | 0 | 0 | 0 | Constrained, otherwise capacity available =48 kW | --> | C20 ex CASTLEBLAYNEY | Castleblayney [T41,T42] | DUNDALK |  | 54.0584 | -6.704
204072X | MV/LV Substation KE***072X |  | 20 kV | _ | LV | 50 kVA :Pole Substation | 0.05 | --> | 0.05 | 0 | 0 | Constrained, otherwise capacity available =32 kVA | --> | 0.048 | 0 | 0 | 0 | 0 | Constrained, otherwise capacity available =45 kW | --> | E17 ex BUNCRANA | Buncrana [T421,T422] | TRILLICK |  | 55.1527 | -7.4273
011070 | MV/LV Substation SM***070 |  | 10 kV | _ | LV | 630 kVA :Building Structure | 0.63 | --> | 0.63 | 0 | 0 | Constrained, otherwise capacity available =471 kVA | --> | 0.598 | 0 | 0.005 | 0 | 0 | Constrained, otherwise capacity available =573 kW | --> | C18 ex ROSEHILL | Rosehill [T41,T42] | KILKENNY |  | 52.656 | -7.2545
008718Y | MV/LV Substation TH***718Y |  | 10 kV | _ | LV | 100 kVA :Pole Substation | 0.1 | --> | 0.1 | 0.094 | 0.24 |  | --> | 0.095 | 0 | 0.01 | 0 | 0 | Constrained, otherwise capacity available =87 kW | --> | C14 ex ROSBERCON | Rosbercon [T41,T42] | WATERFORD |  | 52.4522 | -6.9615
125786 | MV/LV Substation BA***786 |  | 20 kV | _ | LV | 200 kVA :Pole Substation | 0.2 | --> | 0.2 | 0 | 0 | Constrained, otherwise capacity available =96 kVA | --> | 0.19 | 0 | 0 | 0 | 0 | Constrained, otherwise capacity available =175 kW | --> | C15 ex CLOONLOUGH | Cloonlough [T41,T42] | BARRYMORE |  | 52.2333 | -8.36
248043X | MV/LV Substation SP***043X |  | 20 kV | _ | LV | 200 kVA :Pole Substation | 0.2 | --> | 0.2 | 0 | 0 | Constrained, otherwise capacity available =187 kVA | --> | 0.19 | 0 | 0 | 0 | 0 | Constrained, otherwise capacity available =188 kW | --> | E14 ex KILCOCK | Kilcock [T421,T422] | GRIFFINRATH |  | 53.478 | -6.7094
122431 | MV/LV Substation DU***431 |  | 10 kV | _ | LV | 100 kVA :Pole Substation | 0.1 | --> | 0.1 | 0.088 | 4.18 |  | --> | 0.095 | 0 | 0 | 0 | 0 | Constrained, otherwise capacity available =93 kW | --> | C18 ex KINGSCOURT | Kingscourt [T41,T42] | MEATH HILL |  | 53.9088 | -6.8141
0024034 | MV/LV Substation JA***4034 |  | 10 kV | _ | LV | 400 kVA :Kiosk Substation | 0.4 | --> | 0.4 | 0.4 | 2.36 |  | --> | 0.38 | 0 | 0 | 0.38 | 0 |  | --> | C16 ex BRAY | Bray [T41,T42] | FASSAROE |  | 53.1695 | -6.1409
011921Y | MV/LV Substation OA***921Y |  | 10 kV | _ | LV | 50 kVA :Pole Substation | 0.05 | --> | 0.05 | 0 | 0 | Constrained, otherwise capacity available =26 kVA | --> | 0.048 | 0 | 0 | 0 | 0 | Constrained, otherwise capacity available =44 kW | --> | C14 ex GORESBRIDGE | Goresbridge [T41,T42] | KILKENNY |  | 52.6056 | -6.9355
119003 | MV/LV Substation DI***003 |  | 10 kV | _ | LV | 400 kVA :Kiosk Substation | 0.4 | --> | 0.4 | 0 | 0 | Constrained, otherwise capacity available =316 kVA | --> | 0.38 | 0 | 0.009 | 0 | 0 | Constrained, otherwise capacity available =362 kW | --> | C16 ex KANTURK | Kanturk [T41,T42] | GLENLARA |  | 52.1756 | -8.9154
093311Z | MV/LV Substation CO***311Z |  | 10 kV | _ | LV | 630 kVA :Kiosk Substation | 0.63 | --> | 0.63 | 0 | 0 | Constrained, otherwise capacity available =549 kVA | --> | 0.598 | 0 | 0 | 0.5 | 0 |  | --> | C18 ex POPPINTREE | Poppintree [T101,T102] | FINGLAS |  | 53.3984 | -6.2572
039527 | MV/LV Substation GA***527 |  | 10 kV | _ | LV | 200 kVA :Building Structure | 0.2 | --> | 0.2 | 0 | 0 | Constrained, otherwise capacity available =121 kVA | --> | 0.19 | 0 | 0 | 0 | 0 | Constrained, otherwise capacity available =179 kW | --> | C15 ex ORANMORE | Oranmore [T41,T44] | GALWAY 110KV |  | 53.2496 | -8.9758
058226Y | MV/LV Substation TY***226Y |  | 10 kV | _ | LV | 200 kVA :Kiosk Substation | 0.2 | --> | 0.2 | 0.139 | 3 |  | --> | 0.19 | 0 | 0.035 | 0 | 0 | Constrained, otherwise capacity available =156 kW | --> | C23 ex NENAGH | Nenagh [T41,T42] | NENAGH |  | 52.8523 | -8.1901
011319 | MV/LV Substation BL***319 |  | 10 kV | _ | LV | 100 kVA :Pole Substation | 0.1 | --> | 0.1 | 0 | 0 | Constrained, otherwise capacity available =97 kVA | --> | 0.095 | 0 | 0.15 | 0 | 0 |  | --> | C16 ex TALBOTS INCH | Talbots Inch [T41,T42] | KILKENNY |  | 52.6724 | -7.2604
029174 | MV/LV Substation KI***174 |  | 10 kV | _ | LV | 50 kVA :Pole Substation | 0.05 | --> | 0.05 | 0 | 0 | Constrained, otherwise capacity available =5 kVA | --> | 0.048 | 0 | 0 | 0 | 0 | Constrained, otherwise capacity available =41 kW | --> | C17 ex CARRIGSHANE | Carrigshane [T41] | MIDLETON |  | 51.8734 | -8.1391
023562X | MV/LV Substation ST***562X |  | 10 kV | _ | LV | 100 kVA :Pole Substation | 0.1 | --> | 0.1 | 0 | 0 | Constrained, otherwise capacity available =50 kVA | --> | 0.095 | 0 | 0.005 | 0 | 0 | Constrained, otherwise capacity available =84 kW | --> | C16 ex COOLCARRON | Coolcarron [T41,T42] | BARRYMORE |  | 52.1311 | -8.2669
050422X | MV/LV Substation GA***422X |  | 10 kV | _ | LV | 200 kVA :Pole Substation | 0.2 | --> | 0.2 | 0.116 | 7.61 |  | --> | 0.19 | 0 | 0.027 | 0 | 0 | Constrained, otherwise capacity available =158 kW | --> | C20 ex GARRYCASTLE | Garrycastle [T41,T42] | ATHLONE |  | 53.4239 | -7.8976
120398Y | MV/LV Substation ST***398Y |  | 20 kV | _ | LV | 200 kVA :Kiosk Substation | 0.2 | --> | 0.2 | 0 | 0 | Constrained, otherwise capacity available =113 kVA | --> | 0.19 | 0 | 0.009 | 0 | 0 | Constrained, otherwise capacity available =171 kW | --> | E11 ex EDENDERRY | Edenderry [T421,T422] | BLAKE |  | 53.3413 | -7.0655
210304Y | MV/LV Substation AC***304Y |  | 10 kV | _ | LV | 50 kVA :Pole Substation | 0.05 | --> | 0.05 | 0 | 0 | Constrained, otherwise capacity available =48 kVA | --> | 0.048 | 0 | 0 | 0 | 0 | Constrained, otherwise capacity available =47 kW | --> | C21 ex CARRICKMACROSS | Carrickmacross [T41,T42] | MEATH HILL |  | 53.9197 | -6.6296
081187Z | MV/LV Substation PA***187Z |  | 10 kV | _ | LV | 1000 kVA :Building Structure | 1 | --> | 1 | 0 | 0 | Constrained, otherwise capacity available =753 kVA | --> | 0.95 | 0 | 0 | 0.5 | 0 |  | --> | C31 ex SEMPERIT | Semperit [T41,T42,T43] | GRANGE CASTLE |  | 53.3326 | -6.3754
2444208 | MV/LV Substation BA***4208 |  | 20 kV | _ | LV | 630 kVA :Kiosk Substation | 0.63 | --> | 0.63 | 0 | 0 | Constrained, otherwise capacity available =630 kVA | --> | 0.598 | 0 | 0 | 0 | 0 | Constrained, otherwise capacity available =598 kW | --> | E11 ex MILLTOWN (SR) | Milltown (sr) [T421,T422] | OUGHTRAGH |  | 52.1403 | -9.712
158693X | MV/LV Substation RO***693X |  | 10 kV | _ | LV | 50 kVA :Pole Substation | 0.05 | --> | 0.05 | 0 | 0 | Constrained, otherwise capacity available =32 kVA | --> | 0.048 | 0 | 0.029 | 0 | 0 | Constrained, otherwise capacity available =24 kW | --> | C16 ex ENNISTYMON | Ennistymon [T41,T42] | ENNIS |  | 52.9431 | -9.4245
0344259 | MV/LV Substation RA***4259 |  | 20 kV | _ | LV | 50 kVA :Pole Substation | 0.05 | --> | 0.05 | 0.044 | 5.88 |  | --> | 0.048 | 0 | 0 | 0 | 0 | Constrained, otherwise capacity available =47 kW | --> | C14 ex ARDGEEHA | Ardgeeha [T41,T42] | DOON |  | 52.3843 | -7.6935
349283 | MV/LV Substation AR***283 |  | 10 kV | _ | LV | 400 kVA :Building Structure | 0.4 | --> | 0.4 | 0.346 | 0.43 |  | --> | 0.38 | 0 | 0 | 0 | 0 | Constrained, otherwise capacity available =373 kW | --> | C13 ex SWINFORD | Swinford [T41,T42] | CASTLEBAR |  | 53.9345 | -8.949
062023Y | MV/LV Substation HA***023Y |  | 20 kV | _ | LV | 100 kVA :Pole Substation | 0.1 | --> | 0.1 | 0.084 | 3.47 |  | --> | 0.095 | 0 | 0 | 0 | 0 | Constrained, otherwise capacity available =93 kW | --> | E15 ex BUSH | Bush [T421,T422] | DUNDALK |  | 54.0243 | -6.1357
1764271 | MV/LV Substation CO***4271 |  | 20 kV | _ | LV | 50 kVA :Pole Substation | 0.05 | --> | 0.05 | 0.033 | 18.78 |  | --> | 0.048 | 0 | 0 | 0.045 | 0 |  | --> | E18 ex HARTNETTS CROSS | Hartnetts Cross [T121,T422] | MACROOM |  | 51.9123 | -8.953
099590 | MV/LV Substation SW***590 |  | 10 kV | _ | LV | 50 kVA :Pole Substation | 0.05 | --> | 0.05 | 0.034 | 2.96 |  | --> | 0.048 | 0 | 0 | 0 | 0 | Constrained, otherwise capacity available =45 kW | --> | C21 ex BALLYRAINE | Ballyraine [T41,T42] | LETTERKENNY |  | 54.9957 | -7.6641
305583 | MV/LV Substation BA***583 |  | 10 kV | _ | LV | 50 kVA :Pole Substation | 0.05 | --> | 0.05 | 0.042 | 0.3 |  | --> | 0.048 | 0 | 0 | 0 | 0 | Constrained, otherwise capacity available =46 kW | --> | C18 ex BANAGHER | Banagher [T41,T42] | DALLOW |  | 53.1769 | -7.9581
052103X | MV/LV Substation GR***103X |  | 10 kV | _ | LV | 400 kVA :Kiosk Substation | 0.4 | --> | 0.4 | 0.268 | 10.9 |  | --> | 0.38 | 0 | 0.005 | 0.358 | 0 |  | --> | C18 ex MULLINGAR | Mullingar [T101,T102] | MULLINGAR |  | 53.5241 | -7.3575
0824454 | MV/LV Substation ED***4454 |  | 20 kV | _ | LV | 50 kVA :Pole Substation | 0.05 | --> | 0.05 | 0 | 0 | Constrained, otherwise capacity available =50 kVA | --> | 0.048 | 0 | 0 | 0 | 0 | Constrained, otherwise capacity available =47 kW | --> | E11 ex ACADEMY STREET | Academy Street [T421,T422,T44] | NAVAN |  | 53.5894 | -6.5152
039784X | MV/LV Substation RO***784X |  | 10 kV | _ | LV | 200 kVA :Kiosk Substation | 0.2 | --> | 0.2 | 0 | 0 | Constrained, otherwise capacity available =190 kVA | --> | 0.19 | 0 | 0.01 | 0 | 0 | Constrained, otherwise capacity available =181 kW | --> | C12 ex ORANMORE | Oranmore [T41,T44] | GALWAY 110KV |  | 53.2737 | -8.9687
0264373 | MV/LV Substation AR***4373 |  | 10 kV | _ | LV | 50 kVA :Pole Substation | 0.05 | --> | 0.05 | 0.05 | 8.66 |  | --> | 0.048 | 0 | 0 | 0 | 0 | Constrained, otherwise capacity available =48 kW | --> | C14 ex BANDON | Bandon [T101,T42] | BANDON |  | 51.7627 | -8.6789
0654100 | MV/LV Substation CL***4100 |  | 20 kV | _ | LV | 50 kVA :Pole Substation | 0.05 | --> | 0.05 | 0 | 0 | Constrained, otherwise capacity available =50 kVA | --> | 0.048 | 0 | 0 | 0.048 | 0 |  | --> | C26 ex STEPHENSTOWN | Stephenstown [T101,T102] | FINGLAS |  | 53.5917 | -6.2861
276050 | MV/LV Substation PU***050 |  | 10 kV | _ | LV | 200 kVA :Kiosk Substation | 0.2 | --> | 0.2 | 0.126 | 0.76 |  | --> | 0.19 | 0 | 0 | 0 | 0 | Constrained, otherwise capacity available =180 kW | --> | C11 ex WOODFORD | Woodford [T41,T42] | KNOCKEARAGH |  | 52.0584 | -9.4819
245012 | MV/LV Substation BR***012 |  | 10 kV | _ | LV | 630 kVA :Kiosk Substation | 0.63 | --> | 0.63 | 0 | 0 | Constrained, otherwise capacity available =590 kVA | --> | 0.598 | 0 | 0 | 0.5 | 0 |  | --> | C22 ex UNIDARE | Unidare [T41,T42] | FINGLAS |  | 53.3908 | -6.301
069156 | MV/LV Substation OA***156 |  | 10 kV | _ | LV | 630 kVA :Building Structure | 0.63 | --> | 0.63 | 0.409 | 9.28 |  | --> | 0.598 | 0 | 0.021 | 0.5 | 0 |  | --> | C19 ex PEMBROKE | Pembroke [T41,T42,T43,T44] | RINGSEND |  | 53.3312 | -6.2221
426727 | MV/LV Substation FA***727 |  | 20 kV | _ | LV | 100 kVA :Pole Substation | 0.1 | --> | 0.1 | 0 | 0 | Constrained, otherwise capacity available =93 kVA | --> | 0.095 | 0 | 0 | 0 | 0 | Constrained, otherwise capacity available =94 kW | --> | E15 ex DINGLE | Dingle [T421,T422] | OUGHTRAGH |  | 52.1055 | -10.41
127213Y | MV/LV Substation C/***213Y |  | 10 kV | _ | LV | 50 kVA :Pole Substation | 0.05 | --> | 0.05 | 0 | 0 | Constrained, otherwise capacity available =48 kVA | --> | 0.048 | 0 | 0 | 0 | 0 | Constrained, otherwise capacity available =47 kW | --> | C11 ex LOUGHTAGALLA | Loughtagalla [T41,T42] | THURLES |  | 52.6702 | -7.6855
068298 | MV/LV Substation CR***298 |  | 10 kV | _ | LV | 1000 kVA :Building Structure | 1 | --> | 1 | 0.5 | 28.43 |  | --> | 0.95 | 0 | 0 | 0.5 | 0 |  | --> | C10 ex BEDFORD ROW | Bedford Row [T41,T42,T43,T44] | FRANCIS STREET |  | 53.3445 | -6.2669
162545 | MV/LV Substation DE***545 |  | 20 kV | _ | LV | 50 kVA :Pole Substation | 0.05 | --> | 0.05 | 0.045 | 0.25 |  | --> | 0.048 | 0 | 0 | 0 | 0 | Constrained, otherwise capacity available =47 kW | --> | C12 ex ROSSGEIR | Rossgeir [T41,T42] | LETTERKENNY |  | 54.8501 | -7.5993
082558Y | MV/LV Substation QM***558Y |  | 10 kV | _ | LV | 200 kVA :Pole Substation | 0.2 | --> | 0.2 | 0.144 | 1.82 |  | --> | 0.19 | 0 | 0 | 0 | 0 | Constrained, otherwise capacity available =182 kW | --> | C15 ex RANDALSTOWN | Randalstown [T41] | NAVAN |  | 53.6737 | -6.7698
068783 | MV/LV Substation BR***783 |  | 10 kV | _ | LV | 630 kVA :Kiosk Substation | 0.63 | --> | 0.63 | 0 | 0 | Constrained, otherwise capacity available =195 kVA | --> | 0.598 | 0 | 0.025 | 0.5 | 0 |  | --> | C17 ex CAMDEN ROW | Camden Row [T41] | FRANCIS STREET |  | 53.3397 | -6.2779
0524684 | MV/LV Substation FA***4684 |  | 20 kV | _ | LV | 50 kVA :Pole Substation | 0.05 | --> | 0.05 | 0 | 0 | Constrained, otherwise capacity available =44 kVA | --> | 0.048 | 0 | 0 | 0 | 0 | Constrained, otherwise capacity available =47 kW | --> | E20 ex BALLINDERRY | Ballinderry [T41,T422] | MULLINGAR |  | 53.4095 | -7.3319
0074119 | MV/LV Substation CR***4119 |  | 20 kV | _ | LV | 50 kVA :Pole Substation | 0.05 | --> | 0.05 | 0.05 | 16.12 |  | --> | 0.048 | 0 | 0 | 0.048 | 0 |  | --> | E21 ex WEXFORD | Wexford [T121,T122] | WEXFORD |  | 52.3822 | -6.5039
120646Y | MV/LV Substation BA***646Y |  | 20 kV | _ | LV | 630 kVA :Building Structure | 0.63 | --> | 0.63 | 0.5 | 3.5 |  | --> | 0.598 | 0 | 0 | 0 | 0 | Constrained, otherwise capacity available =584 kW | --> | E12 ex DUNFIRTH | Dunfirth [T122] | DUNFIRTH |  | 53.4194 | -6.9233
160032 | MV/LV Substation BR***032 |  | 10 kV | _ | LV | 200 kVA :Kiosk Substation | 0.2 | --> | 0.2 | 0 | 0 | Constrained, otherwise capacity available =133 kVA | --> | 0.19 | 0 | 0.014 | 0 | 0 | Constrained, otherwise capacity available =170 kW | --> | C15 ex PORTARLINGTON | Portarlington [T41,T42] | PORTLAOISE |  | 53.1545 | -7.1784
014109Z | MV/LV Substation TH***109Z |  | 10 kV | _ | LV | 400 kVA :Kiosk Substation | 0.4 | --> | 0.4 | 0 | 0 | Constrained, otherwise capacity available =345 kVA | --> | 0.38 | 0 | 0 | 0 | 0 | Constrained, otherwise capacity available =372 kW | --> | C12 ex KILDARE | Kildare [T41,T42] | NEWBRIDGE |  | 53.1613 | -6.9077
182529X | MV/LV Substation BE***529X |  | 20 kV | _ | LV | 50 kVA :Pole Substation | 0.05 | --> | 0.05 | 0 | 0 | Constrained, otherwise capacity available =46 kVA | --> | 0.048 | 0 | 0 | 0 | 0 | Constrained, otherwise capacity available =47 kW | --> | E17 ex DRUMLINE | Drumline [T421,T422] | DRUMLINE |  | 52.7803 | -8.726
066074Z | MV/LV Substation KE***074Z |  | 10 kV | _ | LV | 400 kVA :Kiosk Substation | 0.4 | --> | 0.4 | 0 | 0 | Constrained, otherwise capacity available =335 kVA | --> | 0.38 | 0 | 0 | 0.371 | 0 |  | --> | C12 ex COLLINSTOWN | Collinstown [T41,T42] | GRANGE (DR) |  | 53.4249 | -6.2286
082149 | MV/LV Substation AD***149 |  | 20 kV | _ | LV | 200 kVA :Pole Substation | 0.2 | --> | 0.2 | 0.198 | 0.64 |  | --> | 0.19 | 0 | 0 | 0 | 0 | Constrained, otherwise capacity available =190 kW | --> | E14 ex RANDALSTOWN | Randalstown [T422] | NAVAN |  | 53.7084 | -6.7402
433433X | MV/LV Substation TH***433X |  | 10 kV | _ | LV | 50 kVA :Pole Substation | 0.05 | --> | 0.05 | 0 | 0 | Constrained, otherwise capacity available =2 kVA | --> | 0.048 | 0 | 0 | 0 | 0 | Constrained, otherwise capacity available =40 kW | --> | C16 ex BALLAGHADERREEN | Ballaghaderreen [T41,T42] | TONROE |  | 53.9042 | -8.5902
093085 | MV/LV Substation OA***085 |  | 10 kV | _ | LV | 400 kVA :Kiosk Substation | 0.4 | --> | 0.4 | 0 | 0 | Constrained, otherwise capacity available =211 kVA | --> | 0.38 | 0 | 0.037 | 0.326 | 0 |  | --> | C21 ex UNIDARE | Unidare [T41,T42] | FINGLAS |  | 53.3959 | -6.2892
046602 | MV/LV Substation TO***602 |  | 10 kV | _ | LV | 50 kVA :Pole Substation | 0.05 | --> | 0.05 | 0 | 0 | Constrained, otherwise capacity available =25 kVA | --> | 0.048 | 0 | 0.009 | 0.037 | 0 |  | --> | C12 ex CRANMORE | Cranmore [T41,T42] | SLIGO |  | 54.2589 | -8.4531
051009 | MV/LV Substation BR***009 |  | 10 kV | _ | LV | 400 kVA :Building Structure | 0.4 | --> | 0.4 | 0.037 | 2.22 |  | --> | 0.38 | 0 | 0.153 | 0.214 | 0 |  | --> | E14 ex CLARA | Clara [T421,T422] | THORNSBERRY |  | 53.3424 | -7.6157
065965 | MV/LV Substation NA***965 |  | 20 kV | _ | LV | 50 kVA :Pole Substation | 0.05 | --> | 0.05 | 0 | 0 | Constrained, otherwise capacity available =42 kVA | --> | 0.048 | 0 | 0 | 0.046 | 0 |  | --> | C26 ex STEPHENSTOWN | Stephenstown [T101,T102] | FINGLAS |  | 53.5881 | -6.2906
059138 | MV/LV Substation BR***138 |  | 20 kV | _ | LV | 200 kVA :Pole Substation | 0.2 | --> | 0.2 | 0.066 | 0.07 | Constrained, otherwise capacity available =99 kVA | --> | 0.19 | 0 | 0 | 0 | 0 | Constrained, otherwise capacity available =176 kW | --> | E15 ex BALLYCONNELL | Ballyconnell [T421,T422] | GORTAWEE |  | 54.1018 | -7.446
077424 | MV/LV Substation BE***424 |  | 20 kV | _ | LV | 100 kVA :Pole Substation | 0.1 | --> | 0.1 | 0 | 0 | Constrained, otherwise capacity available =65 kVA | --> | 0.095 | 0 | 0.014 | 0 | 0 | Constrained, otherwise capacity available =80 kW | --> | E18 ex PATRICKSWELL | Patrickswell [T421,T422] | LIMERICK |  | 52.5976 | -8.7119
001851 | MV/LV Substation DR***851 |  | 10 kV | _ | LV | 400 kVA :Kiosk Substation | 0.4 | --> | 0.4 | 0.324 | 4.01 |  | --> | 0.38 | 0 | 0.029 | 0.348 | 0 |  | --> | C19 ex BALLINCLEA | Ballinclea [T41] | CHERRYWOOD |  | 53.268 | -6.1386
207138Y | MV/LV Substation CH***138Y |  | 10 kV | _ | LV | 200 kVA :Kiosk Substation | 0.2 | --> | 0.2 | 0.144 | 3.38 |  | --> | 0.19 | 0 | 0 | 0 | 0 | Constrained, otherwise capacity available =182 kW | --> | C15 ex GLENGOOLE | Glengoole [T41] | THURLES |  | 52.7212 | -7.5776
003043 | MV/LV Substation SO***043 |  | 10 kV | _ | LV | 400 kVA :Building Structure | 0.4 | --> | 0.4 | 0.266 | 11.58 |  | --> | 0.38 | 0 | 0.018 | 0 | 0 | Constrained, otherwise capacity available =348 kW | --> | C22 ex BALLYBEG | Ballybeg [T101,T102] | CARRICKMINES |  | 52.9797 | -6.036
021169 | MV/LV Substation BO***169 |  | 10 kV | _ | LV | 400 kVA :Building Structure | 0.4 | --> | 0.4 | 0 | 0 | Constrained, otherwise capacity available =339 kVA | --> | 0.38 | 0 | 0.045 | 0.338 | 0 |  | --> | C26 ex KILBARRY | Kilbarry [T101,T43] | KILBARRY |  | 51.9216 | -8.4825
0644239 | MV/LV Substation BE***4239 |  | 20 kV | _ | LV | 400 kVA :Kiosk Substation | 0.4 | --> | 0.4 | 0 | 0 | Constrained, otherwise capacity available =348 kVA | --> | 0.38 | 0 | 0.132 | 0 | 0 | Constrained, otherwise capacity available =275 kW | --> | E15 ex DULEEK | Duleek [T421,T422] | DRYBRIDGE |  | 53.6588 | -6.4132
151857X | MV/LV Substation MO***857X |  | 20 kV | _ | LV | 50 kVA :Pole Substation | 0.05 | --> | 0.05 | 0.039 | 2.96 |  | --> | 0.048 | 0 | 0 | 0 | 0 | Constrained, otherwise capacity available =46 kW | --> | E13 ex CHARLEVILLE | Charleville [T421,T422] | CHARLEVILLE |  | 52.3333 | -8.559
039723X | MV/LV Substation CU***723X |  | 10 kV | _ | LV | 200 kVA :Kiosk Substation | 0.2 | --> | 0.2 | 0 | 0 | Constrained, otherwise capacity available =173 kVA | --> | 0.19 | 0 | 0.015 | 0 | 0 | Constrained, otherwise capacity available =175 kW | --> | C12 ex ORANMORE | Oranmore [T41,T44] | GALWAY 110KV |  | 53.274 | -8.9666
0154311 | MV/LV Substation KI***4311 |  | 10 kV | _ | LV | 630 kVA :Kiosk Substation | 0.63 | --> | 0.63 | 0 | 0 | Constrained, otherwise capacity available =543 kVA | --> | 0.598 | 0 | 0.248 | 0 | 0 | Constrained, otherwise capacity available =403 kW | --> | C16 ex JOHNSTOWN | Johnstown [T41,T42] | KILTEEL |  | 53.2431 | -6.5894
081318Z | MV/LV Substation NE***318Z |  | 10 kV | _ | LV | 400 kVA :Kiosk Substation | 0.4 | --> | 0.4 | 0 | 0 | Constrained, otherwise capacity available =312 kVA | --> | 0.38 | 0 | 0.014 | 0.357 | 0 |  | --> | C29 ex GRANGE CASTLE | Grange Castle [T101,T102] | INCHICORE 220KV |  | 53.2983 | -6.4907
029966 | MV/LV Substation SP***966 |  | 10 kV | _ | LV | 50 kVA :Pole Substation | 0.05 | --> | 0.05 | 0 | 0 | Constrained, otherwise capacity available =30 kVA | --> | 0.048 | 0 | 0 | 0 | 0 | Constrained, otherwise capacity available =45 kW | --> | C16 ex KILLACLOYNE | Killacloyne [T41,T42] | MIDLETON |  | 51.9229 | -8.3013
075035 | MV/LV Substation CO***035 |  | 20 kV | _ | LV | 200 kVA :Pole Substation | 0.2 | --> | 0.2 | 0.061 | 0.58 |  | --> | 0.19 | 0 | 0.006 | 0 | 0 | Constrained, otherwise capacity available =166 kW | --> | E12 ex FERNS | Ferns [T421] | CRANE |  | 52.591 | -6.503
349002 | MV/LV Substation TH***002 |  | 10 kV | _ | LV | 630 kVA :Kiosk Substation | 0.63 | --> | 0.63 | 0.5 | 2.35 |  | --> | 0.598 | 0 | 0.023 | 0 | 0 | Constrained, otherwise capacity available =567 kW | --> | C15 ex KILTIMAGH | Kiltimagh [T41] | CASTLEBAR |  | 53.8481 | -9.0025
052070 | MV/LV Substation LY***070 |  | 10 kV | _ | LV | 630 kVA :Kiosk Substation | 0.63 | --> | 0.63 | 0 | 0 | Constrained, otherwise capacity available =399 kVA | --> | 0.598 | 0 | 0.02 | 0 | 0 | Constrained, otherwise capacity available =551 kW | --> | C21 ex BALLINDERRY | Ballinderry [T41,T422] | MULLINGAR |  | 53.5202 | -7.3473
009126 | MV/LV Substation RO***126 |  | 10 kV | _ | LV | 400 kVA :Kiosk Substation | 0.4 | --> | 0.4 | 0 | 0 | Constrained, otherwise capacity available =228 kVA | --> | 0.38 | 0 | 0.024 | 0 | 0 | Constrained, otherwise capacity available =338 kW | --> | C30 ex WATERFORD IND EST | Waterford Ind Est [T41,T42,T44] | BUTLERSTOWN |  | 52.251 | -7.1267
011919Y | MV/LV Substation KE***919Y |  | 10 kV | _ | LV | 200 kVA :Pole Substation | 0.2 | --> | 0.2 | 0 | 0 | Constrained, otherwise capacity available =159 kVA | --> | 0.19 | 0 | 0 | 0 | 0 | Constrained, otherwise capacity available =184 kW | --> | C23 ex GORESBRIDGE | Goresbridge [T41,T42] | KILKENNY |  | 52.6889 | -7.0519
067979 | MV/LV Substation AN***979 |  | 20 kV | _ | LV | 100 kVA :Pole Substation | 0.1 | --> | 0.1 | 0.093 | 13.8 |  | --> | 0.095 | 0 | 0 | 0.094 | 0 |  | --> | C14 ex SINGLAND | Singland [T101,T102] | SINGLAND |  | 52.6114 | -8.5173
052603 | MV/LV Substation CL***603 |  | 10 kV | _ | LV | 200 kVA :Kiosk Substation | 0.2 | --> | 0.2 | 0 | 0 | Constrained, otherwise capacity available =177 kVA | --> | 0.19 | 0 | 0 | 0 | 0 | Constrained, otherwise capacity available =187 kW | --> | C17 ex DELVIN | Delvin [T41,T42] | MULLINGAR |  | 53.6671 | -7.0184
037035Y | MV/LV Substation IN***035Y |  | 10 kV | _ | LV | 400 kVA :Building Structure | 0.4 | --> | 0.4 | 0.35 | 13.05 |  | --> | 0.38 | 0 | 0 | 0.373 | 0 |  | --> | C18 ex ENNIS | Ennis [T101,T102] | ENNIS |  | 52.8605 | -8.977
120016 | MV/LV Substation BL***016 |  | 20 kV | _ | LV | 200 kVA :Pole Substation | 0.2 | --> | 0.2 | 0 | 0 | Constrained, otherwise capacity available =22 kVA | --> | 0.19 | 0 | 0 | 0 | 0 | Constrained, otherwise capacity available =164 kW | --> | E18 ex EDENDERRY | Edenderry [T421,T422] | BLAKE |  | 53.3422 | -7.0475
0124110 | MV/LV Substation ST***4110 |  | 10 kV | _ | LV | 50 kVA :Pole Substation | 0.05 | --> | 0.05 | 0.034 | 1.99 |  | --> | 0.048 | 0 | 0.007 | 0 | 0 | Constrained, otherwise capacity available =40 kW | --> | C18 ex GRAIGUE | Graigue [T41,T42] | CARLOW |  | 52.8552 | -6.9287
068821X | MV/LV Substation MU***821X |  | 10 kV | _ | LV | 1000 kVA :Building Structure | 1 | --> | 1 | 0.5 | 20.78 |  | --> | 0.95 | 0 | 0 | 0.5 | 0 |  | --> | C26 ex HEUSTON SQUARE | Heuston Square [T101,T102] | INCHICORE 220KV |  | 53.3443 | -6.2778
067107X | MV/LV Substation JE***107X |  | 10 kV | _ | LV | 200 kVA :Building Structure | 0.2 | --> | 0.2 | 0 | 0 | Constrained, otherwise capacity available =200 kVA | --> | 0.19 | 0 | 0 | 0 | 0 | Constrained, otherwise capacity available =190 kW | --> | C18 ex CAHERDAVIN | Caherdavin [T41,T42] | ARDNACRUSHA |  | 52.6692 | -8.6631
0224192 | MV/LV Substation RO***4192 |  | 10 kV | _ | LV | 400 kVA :Kiosk Substation | 0.4 | --> | 0.4 | 0 | 0 | Constrained, otherwise capacity available =400 kVA | --> | 0.38 | 0 | 0 | 0 | 0 | Constrained, otherwise capacity available =380 kW | --> | C11 ex SCARTEEN | Scarteen [T41,T42] | MALLOW |  | 52.1425 | -8.6653
075012 | MV/LV Substation MA***012 |  | 20 kV | _ | LV | 630 kVA :Kiosk Substation | 0.63 | --> | 0.63 | 0.377 | 0.58 |  | --> | 0.598 | 0 | 0.055 | 0 | 0 | Constrained, otherwise capacity available =522 kW | --> | E15 ex FERNS | Ferns [T421] | CRANE |  | 52.5908 | -6.4949
156853Y | MV/LV Substation KI***853Y |  | 20 kV | _ | LV | 50 kVA :Pole Substation | 0.05 | --> | 0.05 | 0.034 | 2.47 |  | --> | 0.048 | 0 | 0 | 0 | 0 | Constrained, otherwise capacity available =45 kW | --> | E13 ex TELAYDON | Telaydon [T42,T421] | LISDRUM |  | 54.2608 | -7.0461
037613X | MV/LV Substation MI***613X |  | 10 kV | _ | LV | 400 kVA :Building Structure | 0.4 | --> | 0.4 | 0.316 | 13.05 |  | --> | 0.38 | 0 | 0 | 0.368 | 0 |  | --> | C17 ex ENNIS | Ennis [T101,T102] | ENNIS |  | 52.8457 | -8.9893
0584308 | MV/LV Substation MO***4308 |  | 10 kV | _ | LV | 50 kVA :Pole Substation | 0.05 | --> | 0.05 | 0.043 | 3 |  | --> | 0.048 | 0 | 0.025 | 0 | 0 | Constrained, otherwise capacity available =28 kW | --> | C21 ex NENAGH | Nenagh [T41,T42] | NENAGH |  | 52.8854 | -8.3
050060X | MV/LV Substation SE***060X |  | 10 kV | _ | LV | 400 kVA :Kiosk Substation | 0.4 | --> | 0.4 | 0.136 | 7.61 |  | --> | 0.38 | 0 | 0 | 0 | 0 | Constrained, otherwise capacity available =342 kW | --> | C14 ex GARRYCASTLE | Garrycastle [T41,T42] | ATHLONE |  | 53.4224 | -7.9323
192965 | MV/LV Substation AN***965 |  | 10 kV | _ | LV | 200 kVA :Pole Substation | 0.2 | --> | 0.2 | 0.117 | 1.56 |  | --> | 0.19 | 0 | 0.045 | 0 | 0 | Constrained, otherwise capacity available =145 kW | --> | C13 ex DERRYBEG | Derrybeg [T41,T42] | ARDNAGAPPARY |  | 55.0204 | -8.3109
158088 | MV/LV Substation LI***088 |  | 20 kV | _ | LV | 50 kVA :Pole Substation | 0.05 | --> | 0.05 | 0 | 0 | Constrained, otherwise capacity available =36 kVA | --> | 0.048 | 0 | 0.01 | 0 | 0 | Constrained, otherwise capacity available =38 kW | --> | C19 ex ENNISTYMON | Ennistymon [T41,T42] | ENNIS |  | 53.021 | -9.2763
012364Y | MV/LV Substation CA***364Y |  | 10 kV | _ | LV | 630 kVA :Building Structure | 0.63 | --> | 0.63 | 0.5 | 1.99 |  | --> | 0.598 | 0 | 0 | 0 | 0 | Constrained, otherwise capacity available =594 kW | --> | C11 ex GRAIGUE | Graigue [T41,T42] | CARLOW |  | 52.8359 | -6.9331
2484236 | MV/LV Substation MI***4236 |  | 20 kV | _ | LV | 400 kVA :Kiosk Substation | 0.4 | --> | 0.4 | 0 | 0 | Constrained, otherwise capacity available =344 kVA | --> | 0.38 | 0 | 0.153 | 0 | 0 | Constrained, otherwise capacity available =259 kW | --> | E19 ex KILCOCK | Kilcock [T421,T422] | GRIFFINRATH |  | 53.3981 | -6.6598
075004 | MV/LV Substation HA***004 |  | 20 kV | _ | LV | 50 kVA :Pole Substation | 0.05 | --> | 0.05 | 0.038 | 1.13 |  | --> | 0.048 | 0 | 0 | 0 | 0 | Constrained, otherwise capacity available =46 kW | --> | E12 ex BUNCLODY | Bunclody [T421,T422] | CRANE |  | 52.6589 | -6.6445
022789X | MV/LV Substation TH***789X |  | 10 kV | _ | LV | 400 kVA :Kiosk Substation | 0.4 | --> | 0.4 | 0.271 | 4.55 |  | --> | 0.38 | 0 | 0.043 | 0 | 0 | Constrained, otherwise capacity available =330 kW | --> | C14 ex MALLOW | Mallow [T41,T42] | MALLOW |  | 52.1459 | -8.6432
120101 | MV/LV Substation HA***101 |  | 20 kV | _ | LV | 630 kVA :Kiosk Substation | 0.63 | --> | 0.63 | 0 | 0 | Constrained, otherwise capacity available =598 kVA | --> | 0.598 | 0 | 0.005 | 0 | 0 | Constrained, otherwise capacity available =590 kW | --> | E19 ex EDENDERRY | Edenderry [T421,T422] | BLAKE |  | 53.4514 | -7.0946
207566 | MV/LV Substation CR***566 |  | 10 kV | _ | LV | 200 kVA :Pole Substation | 0.2 | --> | 0.2 | 0.188 | 3.38 |  | --> | 0.19 | 0 | 0.005 | 0 | 0 | Constrained, otherwise capacity available =185 kW | --> | C19 ex GLENGOOLE | Glengoole [T41] | THURLES |  | 52.5907 | -7.5648
012683 | MV/LV Substation BE***683 |  | 10 kV | _ | LV | 200 kVA :Building Structure | 0.2 | --> | 0.2 | 0 | 0 | Constrained, otherwise capacity available =176 kVA | --> | 0.19 | 0 | 0.015 | 0 | 0 | Constrained, otherwise capacity available =176 kW | --> | C20 ex POLLERTON | Pollerton [T41,T42] | CARLOW |  | 52.8184 | -6.876
0814134 | MV/LV Substation CH***4134 |  | 10 kV | _ | LV | 400 kVA :Kiosk Substation | 0.4 | --> | 0.4 | 0 | 0 | Constrained, otherwise capacity available =349 kVA | --> | 0.38 | 0 | 0 | 0 | 0 | Constrained, otherwise capacity available =373 kW | --> | C17 ex PALMERSTOWN | Palmerstown [T41,T42] | FINGLAS |  | 53.3401 | -6.3789
0614045 | MV/LV Substation DR***4045 |  | 10 kV | _ | LV | 50 kVA :Pole Substation | 0.05 | --> | 0.05 | 0.037 | 2.04 |  | --> | 0.048 | 0 | 0 | 0 | 0 | Constrained, otherwise capacity available =46 kW | --> | C19 ex BALLYBAY | Ballybay [T41,T42] | LISDRUM |  | 54.0546 | -6.9819
192861 | MV/LV Substation FI***861 |  | 10 kV | _ | LV | 200 kVA :Pole Substation | 0.2 | --> | 0.2 | 0.127 | 1.7 |  | --> | 0.19 | 0 | 0 | 0 | 0 | Constrained, otherwise capacity available =180 kW | --> | E15 ex GWEEDORE | Gweedore [T421] | ARDNAGAPPARY |  | 55.1156 | -8.1661
214096 | MV/LV Substation TO***096 |  | 10 kV | _ | LV | 50 kVA :Pole Substation | 0.05 | --> | 0.05 | 0 | 0 | Constrained, otherwise capacity available =32 kVA | --> | 0.048 | 0 | 0 | 0 | 0 | Constrained, otherwise capacity available =45 kW | --> | C15 ex DRUMQUIN | Drumquin [T42] | ENNIS |  | 52.7544 | -9.1356
047011X | MV/LV Substation TA***011X |  | 10 kV | _ | LV | 630 kVA :Kiosk Substation | 0.63 | --> | 0.63 | 0.5 | 1.04 |  | --> | 0.598 | 0 | 0 | 0 | 0 | Constrained, otherwise capacity available =582 kW | --> | C11 ex BOYLE | Boyle [T41,T42] | CARRICK ON SHANNON |  | 53.9714 | -8.3015
081562Z | MV/LV Substation LY***562Z |  | 10 kV | _ | LV | 400 kVA :Kiosk Substation | 0.4 | --> | 0.4 | 0 | 0 | Constrained, otherwise capacity available =299 kVA | --> | 0.38 | 0 | 0.015 | 0.355 | 0 |  | --> | C29 ex GRANGE CASTLE | Grange Castle [T101,T102] | INCHICORE 220KV |  | 53.2953 | -6.4955
081038Y | MV/LV Substation RY***038Y |  | 10 kV | _ | LV | 400 kVA :Kiosk Substation | 0.4 | --> | 0.4 | 0 | 0 | Constrained, otherwise capacity available =262 kVA | --> | 0.38 | 0 | 0.063 | 0 | 0 | Constrained, otherwise capacity available =314 kW | --> | C18 ex LEIXLIP | Leixlip [T41,T42] | GRIFFINRATH |  | 53.3672 | -6.493
017596Y | MV/LV Substation SH***596Y |  | 10 kV | _ | LV | 400 kVA :Kiosk Substation | 0.4 | --> | 0.4 | 0.317 | 1.05 |  | --> | 0.38 | 0 | 0.006 | 0 | 0 | Constrained, otherwise capacity available =364 kW | --> | C14 ex NEWCASTLEWEST | Newcastlewest [T41,T42] | RATHKEALE |  | 52.4495 | -9.0531
001331 | MV/LV Substation CU***331 |  | 10 kV | _ | LV | 400 kVA :Kiosk Substation | 0.4 | --> | 0.4 | 0.242 | 1.23 |  | --> | 0.38 | 0 | 0.065 | 0.31 | 0 |  | --> | C23 ex SALLYNOGGIN ROAD | Sallynoggin Road [T41,T42] | CHERRYWOOD |  | 53.2748 | -6.1044
032368 | MV/LV Substation WE***368 |  | 20 kV | _ | LV | 50 kVA :Pole Substation | 0.05 | --> | 0.05 | 0 | 0 | Constrained, otherwise capacity available =43 kVA | --> | 0.048 | 0 | 0 | 0 | 0 | Constrained, otherwise capacity available =47 kW | --> | C21 ex TRAMORE | Tramore [T41,T42] | BUTLERSTOWN |  | 52.1392 | -7.1818
049048 | MV/LV Substation DE***048 |  | 10 kV | _ | LV | 400 kVA :Kiosk Substation | 0.4 | --> | 0.4 | 0.213 | 0.21 | Constrained, otherwise capacity available =314 kVA | --> | 0.38 | 0 | 0.014 | 0 | 0 | Constrained, otherwise capacity available =358 kW | --> | E14 ex LONGFORD | Longford [T421,T422] | RICHMOND |  | 53.737 | -7.805
032855 | MV/LV Substation DU***855 |  | 20 kV | _ | LV | 50 kVA :Pole Substation | 0.05 | --> | 0.05 | 0 | 0 | Constrained, otherwise capacity available =44 kVA | --> | 0.048 | 0 | 0 | 0 | 0 | Constrained, otherwise capacity available =47 kW | --> | E13 ex KILCARRAGH | Kilcarragh [T421,T422] | BUTLERSTOWN |  | 52.1562 | -6.9982
0074497 | MV/LV Substation SC***4497 |  | 10 kV | _ | LV | 400 kVA :Kiosk Substation | 0.4 | --> | 0.4 | 0.385 | 0.9 |  | --> | 0.38 | 0 | 0 | 0 | 0 | Constrained, otherwise capacity available =378 kW | --> | C19 ex CLONARD | Clonard [T41,T42] | WEXFORD |  | 52.3241 | -6.4844
152003 | MV/LV Substation MO***003 |  | 10 kV | _ | LV | 200 kVA :Pole Substation | 0.2 | --> | 0.2 | 0 | 0 | Constrained, otherwise capacity available =142 kVA | --> | 0.19 | 0 | 0.005 | 0 | 0 | Constrained, otherwise capacity available =178 kW | --> | C12 ex CAPPAMORE | Cappamore [T41,T42] | ARDNACRUSHA |  | 52.6141 | -8.3371
0744037 | MV/LV Substation TU***4037 |  | 20 kV | _ | LV | 50 kVA :Pole Substation | 0.05 | --> | 0.05 | 0 | 0 | Constrained, otherwise capacity available =50 kVA | --> | 0.048 | 0 | 0 | 0 | 0 | Constrained, otherwise capacity available =48 kW | --> | C17 ex CARRICK ON SHANNON | Carrick On Shannon [T41,T42] | CARRICK ON SHANNON |  | 53.9286 | -8.0363
066224 | MV/LV Substation CA***224 |  | 10 kV | _ | LV | 100 kVA :Pole Substation | 0.1 | --> | 0.1 | 0 | 0 | Constrained, otherwise capacity available =71 kVA | --> | 0.095 | 0 | 0.019 | 0 | 0 | Constrained, otherwise capacity available =77 kW | --> | C16 ex MALAHIDE | Malahide [T41,T42] | GLASMORE |  | 53.4375 | -6.1266
0624086 | MV/LV Substation SE***4086 |  | 10 kV | _ | LV | 200 kVA :Kiosk Substation | 0.2 | --> | 0.2 | 0.139 | 3.12 |  | --> | 0.19 | 0 | 0 | 0 | 0 | Constrained, otherwise capacity available =182 kW | --> | C21 ex MARSHES | Marshes [T41,T42] | DUNDALK |  | 53.9642 | -6.3854
008652 | MV/LV Substation NE***652 |  | 20 kV | _ | LV | 50 kVA :Pole Substation | 0.05 | --> | 0.05 | 0 | 0 | Constrained, otherwise capacity available =39 kVA | --> | 0.048 | 0 | 0.004 | 0 | 0 | Constrained, otherwise capacity available =43 kW | --> | E17 ex KNOCKMULLEN | Knockmullen [T42,T421] | GREAT ISLAND |  | 52.3407 | -6.7982
058014 | MV/LV Substation RI***014 |  | 10 kV | _ | LV | 200 kVA :Kiosk Substation | 0.2 | --> | 0.2 | 0 | 0 | Constrained, otherwise capacity available =142 kVA | --> | 0.19 | 0 | 0.02 | 0 | 0 | Constrained, otherwise capacity available =167 kW | --> | C12 ex KYLEERAGH | Kyleeragh [T41,T42] | NENAGH |  | 52.8708 | -8.2221
0394111 | MV/LV Substation KN***4111 |  | 10 kV | _ | LV | 50 kVA :Pole Substation | 0.05 | --> | 0.05 | 0.045 | 11.03 |  | --> | 0.048 | 0 | 0 | 0.047 | 0 |  | --> | C28 ex SALTHILL | Salthill [T101,T102] | SALTHILL |  | 53.2544 | -9.1384
075460Y | MV/LV Substation BE***460Y |  | 20 kV | _ | LV | 400 kVA :Kiosk Substation | 0.4 | --> | 0.4 | 0.362 | 0.58 |  | --> | 0.38 | 0 | 0.016 | 0 | 0 | Constrained, otherwise capacity available =363 kW | --> | E15 ex FERNS | Ferns [T421] | CRANE |  | 52.5853 | -6.4923
110402 | MV/LV Substation KE***402 |  | 10 kV | _ | LV | 400 kVA :Kiosk Substation | 0.4 | --> | 0.4 | 0.312 | 0.76 |  | --> | 0.38 | 0 | 0.058 | 0 | 0 | Constrained, otherwise capacity available =325 kW | --> | C16 ex KENMARE | Kenmare [T42] | KNOCKEARAGH |  | 51.8843 | -9.5897
127727Y | MV/LV Substation CL***727Y |  | 10 kV | _ | LV | 50 kVA :Pole Substation | 0.05 | --> | 0.05 | 0.031 | 5.89 |  | --> | 0.048 | 0 | 0 | 0 | 0 | Constrained, otherwise capacity available =45 kW | --> | C17 ex CASHEL | Cashel [T41,T42] | CAHIR |  | 52.5155 | -7.8978
0664158 | MV/LV Substation CL***4158 |  | 10 kV | _ | LV | 400 kVA :Kiosk Substation | 0.4 | --> | 0.4 | 0 | 0 | Constrained, otherwise capacity available =311 kVA | --> | 0.38 | 0 | 0.017 | 0 | 0 | Constrained, otherwise capacity available =355 kW | --> | C13 ex MALAHIDE | Malahide [T41,T42] | GLASMORE |  | 53.4394 | -6.1812
066185X | MV/LV Substation LO***185X |  | 20 kV | _ | LV | 400 kVA :Kiosk Substation | 0.4 | --> | 0.4 | 0 | 0 | Constrained, otherwise capacity available =290 kVA | --> | 0.38 | 0 | 0.034 | 0 | 0 | Constrained, otherwise capacity available =339 kW | --> | E11 ex GLASMORE | Glasmore [T421,T422] | GLASMORE |  | 53.4941 | -6.1134
001332 | MV/LV Substation GR***332 |  | 10 kV | _ | LV | 400 kVA :Kiosk Substation | 0.4 | --> | 0.4 | 0.286 | 1.55 |  | --> | 0.38 | 0 | 0.058 | 0.321 | 0 |  | --> | C21 ex MONKSTOWN | Monkstown [T41,T42] | BLACKROCK |  | 53.2789 | -6.1792
2884064 | MV/LV Substation LA***4064 |  | 10 kV | _ | LV | 630 kVA :Kiosk Substation | 0.63 | --> | 0.63 | 0 | 0 | Constrained, otherwise capacity available =376 kVA | --> | 0.598 | 0 | 0.039 | 0.5 | 0 |  | --> | C14 ex CARRICKMINES | Carrickmines [T41,T42] | CARRICKMINES |  | 53.2573 | -6.2004
008264Z | MV/LV Substation TH***264Z |  | 20 kV | _ | LV | 50 kVA :Pole Substation | 0.05 | --> | 0.05 | 0.025 | 0.2 |  | --> | 0.048 | 0 | 0.005 | 0 | 0 | Constrained, otherwise capacity available =40 kW | --> | E15 ex BEALISTOWN | Bealistown [T421,T422] | GREAT ISLAND |  | 52.269 | -6.7536
026894X | MV/LV Substation KI***894X |  | 10 kV | _ | LV | 400 kVA :Building Structure | 0.4 | --> | 0.4 | 0.397 | 8.66 |  | --> | 0.38 | 0 | 0 | 0 | 0 | Constrained, otherwise capacity available =380 kW | --> | C18 ex BANDON | Bandon [T101,T42] | BANDON |  | 51.7851 | -8.7107
066585Z | MV/LV Substation RA***585Z |  | 20 kV | _ | LV | 400 kVA :Kiosk Substation | 0.4 | --> | 0.4 | 0 | 0 | Constrained, otherwise capacity available =271 kVA | --> | 0.38 | 0 | 0.007 | 0 | 0 | Constrained, otherwise capacity available =357 kW | --> | E16 ex ASHBOURNE | Ashbourne [T421,T422] | FINGLAS |  | 53.5179 | -6.4071
120395 | MV/LV Substation KI***395 |  | 20 kV | _ | LV | 100 kVA :Pole Substation | 0.1 | --> | 0.1 | 0 | 0 | Constrained, otherwise capacity available =51 kVA | --> | 0.095 | 0 | 0.019 | 0 | 0 | Constrained, otherwise capacity available =74 kW | --> | E20 ex EDENDERRY | Edenderry [T421,T422] | BLAKE |  | 53.3335 | -7.0676
034343 | MV/LV Substation AB***343 |  | 10 kV | _ | LV | 200 kVA :Kiosk Substation | 0.2 | --> | 0.2 | 0.2 | 0.95 |  | --> | 0.19 | 0 | 0 | 0 | 0 | Constrained, otherwise capacity available =190 kW | --> | C15 ex SPA ROAD | Spa Road [T41,T42] | DOON |  | 52.354 | -7.7324
026974 | MV/LV Substation BA***974 |  | 10 kV | _ | LV | 200 kVA :Pole Substation | 0.2 | --> | 0.2 | 0 | 0 | Constrained, otherwise capacity available =78 kVA | --> | 0.19 | 0 | 0.016 | 0 | 0 | Constrained, otherwise capacity available =161 kW | --> | C18 ex KINSALE | Kinsale [T41,T42] | BANDON |  | 51.6662 | -8.5946
117648X | MV/LV Substation DR***648X |  | 20 kV | _ | LV | 50 kVA :Pole Substation | 0.05 | --> | 0.05 | 0 | 0 | Constrained, otherwise capacity available =44 kVA | --> | 0.048 | 0 | 0.005 | 0 | 0 | Constrained, otherwise capacity available =43 kW | --> | E20 ex COLLOONEY | Collooney [T421,T422] | SLIGO |  | 54.2385 | -8.6792
005176Y | MV/LV Substation AN***176Y |  | 20 kV | _ | LV | 200 kVA :Kiosk Substation | 0.2 | --> | 0.2 | 0.188 | 17.8 |  | --> | 0.19 | 0 | 0.018 | 0.175 | 0 |  | --> | E21 ex BANOGE | Banoge [T121,T122] | BANOGE |  | 52.6788 | -6.3954
207049 | MV/LV Substation KN***049 |  | 10 kV | _ | LV | 50 kVA :Pole Substation | 0.05 | --> | 0.05 | 0.05 | 3.38 |  | --> | 0.048 | 0 | 0 | 0 | 0 | Constrained, otherwise capacity available =48 kW | --> | C19 ex GLENGOOLE | Glengoole [T41] | THURLES |  | 52.6481 | -7.5395
021625X | MV/LV Substation HO***625X |  | 10 kV | _ | LV | 200 kVA :Kiosk Substation | 0.2 | --> | 0.2 | 0 | 0 | Constrained, otherwise capacity available =133 kVA | --> | 0.19 | 0 | 0 | 0.181 | 0 |  | --> | C25 ex KILBARRY | Kilbarry [T101,T43] | KILBARRY |  | 51.9017 | -8.5115
011833Z | MV/LV Substation KI***833Z |  | 10 kV | _ | LV | 400 kVA :Kiosk Substation | 0.4 | --> | 0.4 | 0.037 | 0.04 | Constrained, otherwise capacity available =316 kVA | --> | 0.38 | 0 | 0.027 | 0 | 0 | Constrained, otherwise capacity available =348 kW | --> | C19 ex CALLAN | Callan [T41,T42] | KILKENNY |  | 52.5411 | -7.3844
066162X | MV/LV Substation LO***162X |  | 10 kV | _ | LV | 200 kVA :Kiosk Substation | 0.2 | --> | 0.2 | 0.166 | 5.82 |  | --> | 0.19 | 0 | 0.008 | 0.179 | 0 |  | --> | C19 ex COOLOCK | Coolock [T41,T42] | FINGLAS |  | 53.382 | -6.1789
1604017 | MV/LV Substation BR***4017 |  | 20 kV | _ | LV | 400 kVA :Kiosk Substation | 0.4 | --> | 0.4 | 0 | 0 | Constrained, otherwise capacity available =297 kVA | --> | 0.38 | 0 | 0.035 | 0 | 0 | Constrained, otherwise capacity available =340 kW | --> | C11 ex KILDARE | Kildare [T41,T42] | NEWBRIDGE |  | 53.1396 | -7.0527
007519Y | MV/LV Substation BA***519Y |  | 20 kV | _ | LV | 50 kVA :Pole Substation | 0.05 | --> | 0.05 | 0.044 | 16.12 |  | --> | 0.048 | 0 | 0 | 0.047 | 0 |  | --> | E17 ex WEXFORD | Wexford [T121,T122] | WEXFORD |  | 52.2808 | -6.7167
281644 | MV/LV Substation BR***644 |  | 10 kV | _ | LV | 50 kVA :Pole Substation | 0.05 | --> | 0.05 | 0 | 0 | Constrained, otherwise capacity available =37 kVA | --> | 0.048 | 0 | 0 | 0 | 0 | Constrained, otherwise capacity available =46 kW | --> | C18 ex DOUGLAS | Douglas [T41,T42] | TRABEG |  | 51.8665 | -8.4164
433876 | MV/LV Substation MO***876 |  | 10 kV | _ | LV | 100 kVA :Pole Substation | 0.1 | --> | 0.1 | 0.097 | 2.45 |  | --> | 0.095 | 0 | 0.005 | 0 | 0 | Constrained, otherwise capacity available =91 kW | --> | C19 ex GURTEEN | Gurteen [T41] | TONROE |  | 53.944 | -8.4938
066086 | MV/LV Substation NE***086 |  | 20 kV | _ | LV | 50 kVA :Pole Substation | 0.05 | --> | 0.05 | 0 | 0 | Constrained, otherwise capacity available =44 kVA | --> | 0.048 | 0 | 0 | 0 | 0 | Constrained, otherwise capacity available =47 kW | --> | E11 ex GLASMORE | Glasmore [T421,T422] | GLASMORE |  | 53.4679 | -6.1864
064381Z | MV/LV Substation CA***381Z |  | 10 kV | _ | LV | 50 kVA :Pole Substation | 0.05 | --> | 0.05 | 0 | 0 | Constrained, otherwise capacity available =44 kVA | --> | 0.048 | 0 | 0.011 | 0 | 0 | Constrained, otherwise capacity available =38 kW | --> | E11 ex SLANE | Slane [T421] | DRYBRIDGE |  | 53.7583 | -6.5319
050063Y | MV/LV Substation PE***063Y |  | 10 kV | _ | LV | 630 kVA :Kiosk Substation | 0.63 | --> | 0.63 | 0 | 0 | Constrained, otherwise capacity available =517 kVA | --> | 0.598 | 0 | 0 | 0 | 0 | Constrained, otherwise capacity available =583 kW | --> | C14 ex ATHLONE | Athlone [T41,T42] | ATHLONE |  | 53.4221 | -7.9448
281005Y | MV/LV Substation LI***005Y |  | 20 kV | _ | LV | 50 kVA :Pole Substation | 0.05 | --> | 0.05 | 0.036 | 17.47 |  | --> | 0.048 | 0 | 0.011 | 0.037 | 0 |  | --> | E13 ex COOLROE | Coolroe [T121,T122] | COOLROE |  | 51.8752 | -8.6247
009756Y | MV/LV Substation KI***756Y |  | 10 kV | _ | LV | 630 kVA :Building Structure | 0.63 | --> | 0.63 | 0 | 0 | Constrained, otherwise capacity available =446 kVA | --> | 0.598 | 0 | 0 | 0 | 0 | Constrained, otherwise capacity available =573 kW | --> | C21 ex WATERFORD IND EST | Waterford Ind Est [T41,T42,T44] | BUTLERSTOWN |  | 52.2315 | -7.142
158080 | MV/LV Substation TO***080 |  | 20 kV | _ | LV | 50 kVA :Pole Substation | 0.05 | --> | 0.05 | 0 | 0 | Constrained, otherwise capacity available =50 kVA | --> | 0.048 | 0 | 0 | 0 | 0 | Constrained, otherwise capacity available =48 kW | --> | C19 ex ENNISTYMON | Ennistymon [T41,T42] | ENNIS |  | 53.051 | -9.2477
061988 | MV/LV Substation CO***988 |  | 10 kV | _ | LV | 50 kVA :Pole Substation | 0.05 | --> | 0.05 | 0.042 | 2.04 |  | --> | 0.048 | 0 | 0 | 0 | 0 | Constrained, otherwise capacity available =46 kW | --> | C18 ex BALLYBAY | Ballybay [T41,T42] | LISDRUM |  | 54.1476 | -7.0636
066255 | MV/LV Substation AV***255 |  | 10 kV | _ | LV | 400 kVA :Kiosk Substation | 0.4 | --> | 0.4 | 0 | 0 | Constrained, otherwise capacity available =272 kVA | --> | 0.38 | 0 | 0.053 | 0.323 | 0 |  | --> | C22 ex HOWTH JUNCTION | Howth Junction [T41,T42] | GRANGE (DR) |  | 53.3795 | -6.1685
281136X | MV/LV Substation WI***136X |  | 10 kV | _ | LV | 200 kVA :Kiosk Substation | 0.2 | --> | 0.2 | 0 | 0 | Constrained, otherwise capacity available =141 kVA | --> | 0.19 | 0 | 0.005 | 0 | 0 | Constrained, otherwise capacity available =178 kW | --> | C20 ex DENNEHYS CROSS | Dennehys Cross [T41,T42] | TRABEG |  | 51.8792 | -8.5049
081211Y | MV/LV Substation ST***211Y |  | 20 kV | _ | LV | 100 kVA :Pole Substation | 0.1 | --> | 0.1 | 0 | 0 | Constrained, otherwise capacity available =63 kVA | --> | 0.095 | 0 | 0 | 0.09 | 0 |  | --> | E24 ex ADAMSTOWN | Adamstown [T121,T122] | INCHICORE 220KV |  | 53.3355 | -6.5
064253Z | MV/LV Substation MU***253Z |  | 10 kV | _ | LV | 200 kVA :Kiosk Substation | 0.2 | --> | 0.2 | 0 | 0 | Constrained, otherwise capacity available =149 kVA | --> | 0.19 | 0 | 0.015 | 0 | 0 | Constrained, otherwise capacity available =172 kW | --> | C14 ex DRYBRIDGE | Drybridge [T41,T42] | DRYBRIDGE |  | 53.7906 | -6.417
006784 | MV/LV Substation OU***784 |  | 20 kV | _ | LV | 400 kVA :Kiosk Substation | 0.4 | --> | 0.4 | 0.364 | 4.38 |  | --> | 0.38 | 0 | 0 | 0.375 | 0 |  | --> | E18 ex CRANE | Crane [T122] | CRANE |  | 52.5048 | -6.3893
1544251 | MV/LV Substation WI***4251 |  | 10 kV | _ | LV | 630 kVA :Building Structure | 0.63 | --> | 0.63 | 0 | 0 | Constrained, otherwise capacity available =570 kVA | --> | 0.598 | 0 | 0 | 0 | 0 | Constrained, otherwise capacity available =590 kW | --> | C11 ex COOLMINE | Coolmine [T41,T42] | FINGLAS |  | 53.38 | -6.4012
017300X | MV/LV Substation CL***300X |  | 20 kV | _ | LV | 50 kVA :Pole Substation | 0.05 | --> | 0.05 | 0.048 | 1.98 |  | --> | 0.048 | 0 | 0 | 0 | 0 | Constrained, otherwise capacity available =47 kW | --> | E12 ex RATHKEALE | Rathkeale [T421,T422] | RATHKEALE |  | 52.4305 | -8.9266
066291 | MV/LV Substation GR***291 |  | 10 kV | _ | LV | 400 kVA :Kiosk Substation | 0.4 | --> | 0.4 | 0 | 0 | Constrained, otherwise capacity available =255 kVA | --> | 0.38 | 0 | 0.069 | 0.309 | 0 |  | --> | C17 ex HOWTH JUNCTION | Howth Junction [T41,T42] | GRANGE (DR) |  | 53.3855 | -6.17
210943 | MV/LV Substation KI***943 |  | 10 kV | _ | LV | 630 kVA :Building Structure | 0.63 | --> | 0.63 | 0 | 0 | Constrained, otherwise capacity available =590 kVA | --> | 0.598 | 0 | 0 | 0 | 0 | Constrained, otherwise capacity available =593 kW | --> | C17 ex CARRICKMACROSS | Carrickmacross [T41,T42] | MEATH HILL |  | 53.969 | -6.6926
167147 | MV/LV Substation TO***147 |  | 20 kV | _ | LV | 50 kVA :Pole Substation | 0.05 | --> | 0.05 | 0 | 0 | Constrained, otherwise capacity available =19 kVA | --> | 0.048 | 0 | 0.016 | 0 | 0 | Constrained, otherwise capacity available =31 kW | --> | E18 ex WHITECHURCH | Whitechurch [T421,T422] | KILBARRY |  | 51.9839 | -8.5148
029796Y | MV/LV Substation EF***796Y |  | 10 kV | _ | LV | 50 kVA :Pole Substation | 0.05 | --> | 0.05 | 0 | 0 | Constrained, otherwise capacity available =49 kVA | --> | 0.048 | 0 | 0 | 0 | 0 | Constrained, otherwise capacity available =47 kW | --> | C18 ex KILLACLOYNE | Killacloyne [T41,T42] | MIDLETON |  | 51.9073 | -8.2934
139707 | MV/LV Substation MO***707 |  | 20 kV | _ | LV | 100 kVA :Pole Substation | 0.1 | --> | 0.1 | 0.09 | 2.68 |  | --> | 0.095 | 0 | 0 | 0 | 0 | Constrained, otherwise capacity available =94 kW | --> | E12 ex OLDCASTLE | Oldcastle [T41,T422] | MULLINGAR |  | 53.7561 | -7.2168
1544250 | MV/LV Substation WI***4250 |  | 10 kV | _ | LV | 1000 kVA :Building Structure | 1 | --> | 1 | 0 | 0 | Constrained, otherwise capacity available =915 kVA | --> | 0.95 | 0 | 0 | 0 | 0 | Constrained, otherwise capacity available =938 kW | --> | C11 ex COOLMINE | Coolmine [T41,T42] | FINGLAS |  | 53.3796 | -6.4004
075888 | MV/LV Substation KN***888 |  | 20 kV | _ | LV | 100 kVA :Pole Substation | 0.1 | --> | 0.1 | 0.082 | 4.38 |  | --> | 0.095 | 0 | 0.006 | 0.088 | 0 |  | --> | E17 ex CRANE | Crane [T122] | CRANE |  | 52.5575 | -6.4511
021256Z | MV/LV Substation CO***256Z |  | 10 kV | _ | LV | 100 kVA :Pole Substation | 0.1 | --> | 0.1 | 0 | 0 | Constrained, otherwise capacity available =84 kVA | --> | 0.095 | 0 | 0 | 0.093 | 0 |  | --> | C12 ex MAYFIELD | Mayfield [T41,T42] | KILBARRY |  | 51.909 | -8.4294
122402 | MV/LV Substation SH***402 |  | 10 kV | _ | LV | 630 kVA :Building Structure | 0.63 | --> | 0.63 | 0.5 | 4.18 |  | --> | 0.598 | 0 | 0 | 0 | 0 | Constrained, otherwise capacity available =587 kW | --> | C17 ex KINGSCOURT | Kingscourt [T41,T42] | MEATH HILL |  | 53.8986 | -6.7686
082675Y | MV/LV Substation BA***675Y |  | 10 kV | _ | LV | 200 kVA :Kiosk Substation | 0.2 | --> | 0.2 | 0 | 0 | Constrained, otherwise capacity available =161 kVA | --> | 0.19 | 0 | 0.008 | 0 | 0 | Constrained, otherwise capacity available =179 kW | --> | C30 ex ACADEMY STREET | Academy Street [T421,T422,T44] | NAVAN |  | 53.6535 | -6.6658
1274166 | MV/LV Substation RA***4166 |  | 20 kV | _ | LV | 200 kVA :Pole Substation | 0.2 | --> | 0.2 | 0 | 0 | Constrained, otherwise capacity available =166 kVA | --> | 0.19 | 0 | 0 | 0 | 0 | Constrained, otherwise capacity available =185 kW | --> | C16 ex HOLYCROSS ROAD | Holycross Road [T41,T42] | THURLES |  | 52.6294 | -7.924
0464071 | MV/LV Substation ID***4071 |  | 10 kV | _ | LV | 400 kVA :Building Structure | 0.4 | --> | 0.4 | 0 | 0 |  | --> | 0.38 | 0 | 0 | 0.321 | 0 |  | --> | C15 ex FINISKLIN | Finisklin [T41,T42] | SLIGO |  | 54.2782 | -8.503
068154X | MV/LV Substation ST***154X |  | 10 kV | _ | LV | 630 kVA :Building Structure | 0.63 | --> | 0.63 | 0.5 | 4.6 |  | --> | 0.598 | 0 | 0 | 0.5 | 0 |  | --> | C12 ex KINGSBRIDGE | Kingsbridge [T41,T42] | INCHICORE 220KV |  | 53.3429 | -6.294
153561 | MV/LV Substation GO***561 |  | 20 kV | _ | LV | 50 kVA :Pole Substation | 0.05 | --> | 0.05 | 0 | 0 | Constrained, otherwise capacity available =33 kVA | --> | 0.048 | 0 | 0 | 0 | 0 | Constrained, otherwise capacity available =45 kW | --> | E11 ex BIRDHILL | Birdhill [T421,T422] | ARDNACRUSHA |  | 52.737 | -8.4001
025682Y | MV/LV Substation GO***682Y |  | 10 kV | _ | LV | 50 kVA :Pole Substation | 0.05 | --> | 0.05 | 0 | 0 | Constrained, otherwise capacity available =42 kVA | --> | 0.048 | 0 | 0 | 0.046 | 0 |  | --> | C30 ex BRUFF | Bruff [T42,T421] | LIMERICK |  | 52.4626 | -8.5401
036402X | MV/LV Substation SO***402X |  | 20 kV | _ | LV | 50 kVA :Pole Substation | 0.05 | --> | 0.05 | 0 | 0 | Constrained, otherwise capacity available =42 kVA | --> | 0.048 | 0 | 0 | 0 | 0 | Constrained, otherwise capacity available =46 kW | --> | E18 ex GARRANACANTY | Garranacanty [T421,T422] | TIPPERARY |  | 52.5107 | -8.2031
0074365 | MV/LV Substation CL***4365 |  | 10 kV | _ | LV | 400 kVA :Kiosk Substation | 0.4 | --> | 0.4 | 0.4 | 0.9 |  | --> | 0.38 | 0 | 0 | 0 | 0 | Constrained, otherwise capacity available =380 kW | --> | C19 ex CLONARD | Clonard [T41,T42] | WEXFORD |  | 52.3267 | -6.4929
074108X | MV/LV Substation BA***108X |  | 20 kV | _ | LV | 50 kVA :Pole Substation | 0.05 | --> | 0.05 | 0 | 0 | Constrained, otherwise capacity available =29 kVA | --> | 0.048 | 0 | 0 | 0 | 0 | Constrained, otherwise capacity available =44 kW | --> | C14 ex CARRICK ON SHANNON | Carrick On Shannon [T41,T42] | CARRICK ON SHANNON |  | 53.996 | -8.081
068489 | MV/LV Substation SW***489 |  | 10 kV | _ | LV | 630 kVA :Kiosk Substation | 0.63 | --> | 0.63 | 0 | 0 | Constrained, otherwise capacity available =574 kVA | --> | 0.598 | 0 | 0.005 | 0.5 | 0 |  | --> | C12 ex WHITEHALL | Whitehall [T41] | FINGLAS |  | 53.3789 | -6.2475
137287 | MV/LV Substation LI***287 |  | 10 kV | _ | LV | 200 kVA :Kiosk Substation | 0.2 | --> | 0.2 | 0.138 | 3.74 |  | --> | 0.19 | 0 | 0 | 0 | 0 | Constrained, otherwise capacity available =181 kW | --> | C12 ex KILFLYNN | Kilflynn [T41,T42] | TRALEE |  | 52.3885 | -9.6165
062848X | MV/LV Substation KN***848X |  | 20 kV | _ | LV | 200 kVA :Pole Substation | 0.2 | --> | 0.2 | 0.12 | 19.76 |  | --> | 0.19 | 0 | 0.027 | 0.159 | 0 |  | --> | E19 ex MULLAGHARLIN | Mullagharlin [T121,T122] | MULLAGHARLIN |  | 53.9728 | -6.4895
0994093 | MV/LV Substation LI***4093 |  | 10 kV | _ | LV | 630 kVA :Building Structure | 0.63 | --> | 0.63 | 0.5 | 5.45 |  | --> | 0.598 | 0 | 0 | 0 | 0 | Constrained, otherwise capacity available =586 kW | --> | C19 ex GORTLEE | Gortlee [T41,T42] | LETTERKENNY |  | 54.9639 | -7.7134
0654315 | MV/LV Substation TO***4315 |  | 20 kV | _ | LV | 200 kVA :Pole Substation | 0.2 | --> | 0.2 | 0 | 0 | Constrained, otherwise capacity available =182 kVA | --> | 0.19 | 0 | 0.002 | 0.186 | 0 |  | --> | C26 ex STEPHENSTOWN | Stephenstown [T101,T102] | FINGLAS |  | 53.5559 | -6.2512
066163Y | MV/LV Substation RO***163Y |  | 10 kV | _ | LV | 400 kVA :Building Structure | 0.4 | --> | 0.4 | 0 | 0 | Constrained, otherwise capacity available =268 kVA | --> | 0.38 | 0 | 0.005 | 0 | 0 | Constrained, otherwise capacity available =358 kW | --> | C17 ex SWORDS | Swords [T41,T42] | GLASMORE |  | 53.4626 | -6.2056
054378X | MV/LV Substation KN***378X |  | 10 kV | _ | LV | 400 kVA :Kiosk Substation | 0.4 | --> | 0.4 | 0 | 0 | Constrained, otherwise capacity available =240 kVA | --> | 0.38 | 0 | 0.025 | 0 | 0 | Constrained, otherwise capacity available =339 kW | --> | E16 ex PORTLAOISE | Portlaoise [T423,T424] | PORTLAOISE |  | 53.0265 | -7.3171
158531X | MV/LV Substation BU***531X |  | 20 kV | _ | LV | 100 kVA :Pole Substation | 0.1 | --> | 0.1 | 0 | 0 | Constrained, otherwise capacity available =51 kVA | --> | 0.095 | 0 | 0.04 | 0 | 0 | Constrained, otherwise capacity available =58 kW | --> | C22 ex ENNISTYMON | Ennistymon [T41,T42] | ENNIS |  | 53.0191 | -9.3162
012916 | MV/LV Substation RA***916 |  | 20 kV | _ | LV | 100 kVA :Pole Substation | 0.1 | --> | 0.1 | 0.074 | 2.83 |  | --> | 0.095 | 0 | 0 | 0 | 0 | Constrained, otherwise capacity available =91 kW | --> | E17 ex BAGENALSTOWN | Bagenalstown [T421,T422] | CARLOW |  | 52.7416 | -6.9799
293502 | MV/LV Substation CR***502 |  | 20 kV | _ | LV | 50 kVA :Pole Substation | 0.05 | --> | 0.05 | 0.04 | 0.43 |  | --> | 0.048 | 0 | 0.006 | 0 | 0 | Constrained, otherwise capacity available =42 kW | --> | E13 ex TULLOW | Tullow [T421,T422] | CARLOW |  | 52.7267 | -6.7544
009125 | MV/LV Substation PO***125 |  | 10 kV | _ | LV | 630 kVA :Building Structure | 0.63 | --> | 0.63 | 0 | 0 | Constrained, otherwise capacity available =610 kVA | --> | 0.598 | 0 | 0 | 0 | 0 | Constrained, otherwise capacity available =596 kW | --> | C16 ex GRANGE (SR) | Grange (sr) [T41,T42] | BUTLERSTOWN |  | 52.2485 | -7.0868
132441 | MV/LV Substation BA***441 |  | 20 kV | _ | LV | 50 kVA :Pole Substation | 0.05 | --> | 0.05 | 0 | 0 | Constrained, otherwise capacity available =35 kVA | --> | 0.048 | 0 | 0 | 0 | 0 | Constrained, otherwise capacity available =45 kW | --> | E28 ex LOUGHREA | Loughrea [T41,T42] | SOMERSET |  | 53.2024 | -8.4852
053038Z | MV/LV Substation CH***038Z |  | 10 kV | _ | LV | 400 kVA :Kiosk Substation | 0.4 | --> | 0.4 | 0 | 0 | Constrained, otherwise capacity available =349 kVA | --> | 0.38 | 0 | 0 | 0.373 | 0 |  | --> | C19 ex CLONMINCH | Clonminch [T41,T422] | THORNSBERRY |  | 53.2729 | -7.477
132119Y | MV/LV Substation WA***119Y |  | 20 kV | _ | LV | 100 kVA :Pole Substation | 0.1 | --> | 0.1 | 0 | 0 | Constrained, otherwise capacity available =98 kVA | --> | 0.095 | 0 | 0 | 0 | 0 | Constrained, otherwise capacity available =95 kW | --> | E30 ex LOUGHREA | Loughrea [T41,T42] | SOMERSET |  | 53.2437 | -8.6755
021409Z | MV/LV Substation AR***409Z |  | 20 kV | _ | LV | 400 kVA :Kiosk Substation | 0.4 | --> | 0.4 | 0 | 0 | Constrained, otherwise capacity available =281 kVA | --> | 0.38 | 0 | 0.034 | 0.338 | 0 |  | --> | C11 ex RIVERSTOWN | Riverstown [T41,T42] | KILBARRY |  | 52.0109 | -8.3485
288779 | MV/LV Substation MO***779 |  | 10 kV | _ | LV | 200 kVA :Pole Substation | 0.2 | --> | 0.2 | 0.041 | 0.04 | Constrained, otherwise capacity available =132 kVA | --> | 0.19 | 0 | 0.029 | 0.159 | 0 |  | --> | C21 ex LITTLE BRAY | Little Bray [T41,T42] | FASSAROE |  | 53.2032 | -6.1758
281137X | MV/LV Substation GL***137X |  | 10 kV | _ | LV | 200 kVA :Kiosk Substation | 0.2 | --> | 0.2 | 0 | 0 | Constrained, otherwise capacity available =158 kVA | --> | 0.19 | 0 | 0.017 | 0.172 | 0 |  | --> | C21 ex BALLINCOLLIG | Ballincollig [T41,T42] | KILBARRY |  | 51.8819 | -8.5865
054489Y | MV/LV Substation LA***489Y |  | 20 kV | _ | LV | 50 kVA :Pole Substation | 0.05 | --> | 0.05 | 0 | 0 | Constrained, otherwise capacity available =49 kVA | --> | 0.048 | 0 | 0 | 0 | 0 | Constrained, otherwise capacity available =47 kW | --> | E12 ex PORTLAOISE | Portlaoise [T423,T424] | PORTLAOISE |  | 53.0026 | -7.2266
052722X | MV/LV Substation ST***722X |  | 10 kV | _ | LV | 400 kVA :Building Structure | 0.4 | --> | 0.4 | 0.334 | 10.9 |  | --> | 0.38 | 0 | 0 | 0.371 | 0 |  | --> | C14 ex MULLINGAR | Mullingar [T101,T102] | MULLINGAR |  | 53.5388 | -7.3568
013920Y | MV/LV Substation PE***920Y |  | 10 kV | _ | LV | 200 kVA :Pole Substation | 0.2 | --> | 0.2 | 0.104 | 0.12 |  | --> | 0.19 | 0 | 0 | 0.176 | 0 |  | --> | C20 ex ATHY | Athy [T101,T102] | ATHY |  | 53.001 | -6.9943
081151Y | MV/LV Substation TH***151Y |  | 10 kV | _ | LV | 100 kVA :Pole Substation | 0.1 | --> | 0.1 | 0 | 0 | Constrained, otherwise capacity available =93 kVA | --> | 0.095 | 0 | 0 | 0 | 0 | Constrained, otherwise capacity available =94 kW | --> | C22 ex CELBRIDGE | Celbridge [T41,T42] | GRIFFINRATH |  | 53.3361 | -6.5434
503888 | MV/LV Substation GA***888 |  | 20 kV | _ | LV | 50 kVA :Pole Substation | 0.05 | --> | 0.05 | 0.034 | 1.69 |  | --> | 0.048 | 0 | 0 | 0 | 0 | Constrained, otherwise capacity available =45 kW | --> | C18 ex NEWTOWNCUNNINGHAM | Newtowncunningham [T41,T42] | LETTERKENNY |  | 55.065 | -7.3694
046409X | MV/LV Substation GR***409X |  | 10 kV | _ | LV | 200 kVA :Pole Substation | 0.2 | --> | 0.2 | 0.172 | 4.13 |  | --> | 0.19 | 0 | 0 | 0.186 | 0 |  | --> | C18 ex AGHAGAD | Aghagad [T41,T42] | SLIGO |  | 54.3904 | -8.529
156467X | MV/LV Substation MU***467X |  | 20 kV | _ | LV | 100 kVA :Pole Substation | 0.1 | --> | 0.1 | 0.068 | 2.47 |  | --> | 0.095 | 0 | 0 | 0 | 0 | Constrained, otherwise capacity available =90 kW | --> | E13 ex TELAYDON | Telaydon [T42,T421] | LISDRUM |  | 54.2653 | -7.0405
068070X | MV/LV Substation ME***070X |  | 10 kV | _ | LV | 400 kVA :Kiosk Substation | 0.4 | --> | 0.4 | 0.358 | 28.43 |  | --> | 0.38 | 0 | 0 | 0.374 | 0 |  | --> | C39 ex BEDFORD ROW | Bedford Row [T41,T42,T43,T44] | FRANCIS STREET |  | 53.3392 | -6.252
154074Z | MV/LV Substation CL***074Z |  | 10 kV | _ | LV | 630 kVA :Kiosk Substation | 0.63 | --> | 0.63 | 0 | 0 | Constrained, otherwise capacity available =449 kVA | --> | 0.598 | 0 | 0 | 0.5 | 0 |  | --> | C18 ex MACETOWN | Macetown [T101,T102] | MACETOWN |  | 53.4102 | -6.4406
033047Y | MV/LV Substation KN***047Y |  | 10 kV | _ | LV | 400 kVA :Kiosk Substation | 0.4 | --> | 0.4 | 0 | 0 | Constrained, otherwise capacity available =280 kVA | --> | 0.38 | 0 | 0.019 | 0 | 0 | Constrained, otherwise capacity available =349 kW | --> | C12 ex BALLYHALE | Ballyhale [T42,T421] | KILKENNY |  | 52.4861 | -7.216
090234 | MV/LV Substation KI***234 |  | 10 kV | _ | LV | 50 kVA :Pole Substation | 0.05 | --> | 0.05 | 0.043 | 3.16 |  | --> | 0.048 | 0 | 0.01 | 0 | 0 | Constrained, otherwise capacity available =39 kW | --> | C22 ex ENNISKEANE | Enniskeane [T41,T42] | BANDON |  | 51.6932 | -8.9764
016225Z | MV/LV Substation WI***225Z |  | 10 kV | _ | LV | 400 kVA :Kiosk Substation | 0.4 | --> | 0.4 | 0 | 0 | Constrained, otherwise capacity available =330 kVA | --> | 0.38 | 0 | 0 | 0 | 0 | Constrained, otherwise capacity available =370 kW | --> | C18 ex CELBRIDGE | Celbridge [T41,T42] | GRIFFINRATH |  | 53.3336 | -6.5275
036070 | MV/LV Substation ST***070 |  | 10 kV | _ | LV | 100 kVA :Pole Substation | 0.1 | --> | 0.1 | 0 | 0 | Constrained, otherwise capacity available =62 kVA | --> | 0.095 | 0 | 0.006 | 0 | 0 | Constrained, otherwise capacity available =85 kW | --> | E16 ex GARRANACANTY | Garranacanty [T421,T422] | TIPPERARY |  | 52.4769 | -8.1475
150452 | MV/LV Substation ID***452 |  | 20 kV | _ | LV | 400 kVA :Building Structure | 0.4 | --> | 0.4 | 0.33 | 3.96 |  | --> | 0.38 | 0 | 0.015 | 0 | 0 | Constrained, otherwise capacity available =359 kW | --> | E21 ex STRANORLAR | Stranorlar [T421,T422] | LETTERKENNY |  | 54.8068 | -7.7674
011410 | MV/LV Substation BA***410 |  | 10 kV | _ | LV | 50 kVA :Pole Substation | 0.05 | --> | 0.05 | 0.044 | 5.05 |  | --> | 0.048 | 0 | 0.005 | 0 | 0 | Constrained, otherwise capacity available =43 kW | --> | C14 ex MCDONAGH | Mcdonagh [T41,T42] | KILKENNY |  | 52.6435 | -7.1593
182020X | MV/LV Substation ES***020X |  | 20 kV | _ | LV | 200 kVA :Pole Substation | 0.2 | --> | 0.2 | 0 | 0 | Constrained, otherwise capacity available =189 kVA | --> | 0.19 | 0 | 0 | 0 | 0 | Constrained, otherwise capacity available =188 kW | --> | E17 ex DRUMLINE | Drumline [T421,T422] | DRUMLINE |  | 52.788 | -8.7523
066878X | MV/LV Substation CU***878X |  | 10 kV | _ | LV | 50 kVA :Pole Substation | 0.05 | --> | 0.05 | 0 | 0 | Constrained, otherwise capacity available =32 kVA | --> | 0.048 | 0 | 0 | 0 | 0 | Constrained, otherwise capacity available =45 kW | --> | C20 ex CLONSHAUGH | Clonshaugh [T41,T42] | FINGLAS |  | 53.4183 | -6.2217
093003Y | MV/LV Substation GL***003Y |  | 10 kV | _ | LV | 400 kVA :Building Structure | 0.4 | --> | 0.4 | 0 | 0 | Constrained, otherwise capacity available =243 kVA | --> | 0.38 | 0 | 0.08 | 0.299 | 0 |  | --> | C21 ex POPPINTREE | Poppintree [T101,T102] | FINGLAS |  | 53.4026 | -6.2859
216132X | MV/LV Substation ST***132X |  | 10 kV | _ | LV | 400 kVA :Kiosk Substation | 0.4 | --> | 0.4 | 0 | 0 | Constrained, otherwise capacity available =348 kVA | --> | 0.38 | 0 | 0.019 | 0 | 0 | Constrained, otherwise capacity available =359 kW | --> | C26 ex GLENTIES | Glenties [T41,T42] | BINBANE |  | 54.7936 | -8.2819
001079 | MV/LV Substation NO***079 |  | 10 kV | _ | LV | 630 kVA :Building Structure | 0.63 | --> | 0.63 | 0.408 | 1.16 |  | --> | 0.598 | 0 | 0.067 | 0.5 | 0 |  | --> | C22 ex MOUNT MERRION | Mount Merrion [T41,T42] | CARRICKMINES |  | 53.2973 | -6.21
066282 | MV/LV Substation CA***282 |  | 10 kV | _ | LV | 630 kVA :Building Structure | 0.63 | --> | 0.63 | 0 | 0 | Constrained, otherwise capacity available =457 kVA | --> | 0.598 | 0 | 0 | 0.5 | 0 |  | --> | C12 ex COLLINSTOWN | Collinstown [T41,T42] | GRANGE (DR) |  | 53.4237 | -6.2364
238344 | MV/LV Substation RA***344 |  | 20 kV | _ | LV | 30 kVA :Pole Substation | 0.03 | --> | 0.03 | 0 | 0 |  | --> | 0.028 | 0 | 0 | 0 | 0 | Constrained, otherwise capacity available =24 kW | --> | E13 ex BALLINROBE | Ballinrobe [T421,T422] | DALTON |  | 53.6291 | -9.2376
0654189 | MV/LV Substation KI***4189 |  | 20 kV | _ | LV | 50 kVA :Pole Substation | 0.05 | --> | 0.05 | 0 | 0 | Constrained, otherwise capacity available =50 kVA | --> | 0.048 | 0 | 0 | 0 | 0 | Constrained, otherwise capacity available =48 kW | --> | E17 ex BALTRASNA | Baltrasna [T121,T122] | BALTRASNA |  | 53.5431 | -6.4585
037219Y | MV/LV Substation SH***219Y |  | 10 kV | _ | LV | 400 kVA :Building Structure | 0.4 | --> | 0.4 | 0.221 | 13.05 |  | --> | 0.38 | 0 | 0 | 0.355 | 0 |  | --> | C17 ex ENNIS | Ennis [T101,T102] | ENNIS |  | 52.8528 | -8.9852
039625X | MV/LV Substation AN***625X |  | 10 kV | _ | LV | 400 kVA :Kiosk Substation | 0.4 | --> | 0.4 | 0.337 | 11.03 |  | --> | 0.38 | 0 | 0.013 | 0.362 | 0 |  | --> | C33 ex SALTHILL | Salthill [T101,T102] | SALTHILL |  | 53.2703 | -9.0957
1624013 | MV/LV Substation IN***4013 |  | 10 kV | _ | LV | 200 kVA :Pole Substation | 0.2 | --> | 0.2 | 0 | 0 | Constrained, otherwise capacity available =168 kVA | --> | 0.19 | 0 | 0.01 | 0 | 0 | Constrained, otherwise capacity available =178 kW | --> | C20 ex CULLION | Cullion [T41,T42] | LETTERKENNY |  | 54.887 | -7.7371
065394Z | MV/LV Substation ST***394Z |  | 10 kV | _ | LV | 630 kVA :Building Structure | 0.63 | --> | 0.63 | 0 | 0 | Constrained, otherwise capacity available =490 kVA | --> | 0.598 | 0 | 0.04 | 0.5 | 0 |  | --> | C31 ex STEPHENSTOWN | Stephenstown [T101,T102] | FINGLAS |  | 53.6007 | -6.1932
078215 | MV/LV Substation GR***215 |  | 10 kV | _ | LV | 200 kVA :Pole Substation | 0.2 | --> | 0.2 | 0 | 0 | Constrained, otherwise capacity available =177 kVA | --> | 0.19 | 0 | 0 | 0 | 0 | Constrained, otherwise capacity available =187 kW | --> | C18 ex CHARLESTOWN | Charlestown [T41] | TONROE |  | 53.9707 | -8.7477
0014208 | MV/LV Substation EV***4208 |  | 10 kV | _ | LV | 1000 kVA :Building Structure | 1 | --> | 1 | 0.5 | 15.18 |  | --> | 0.95 | 0 | 0 | 0.5 | 0 |  | --> | C21 ex CENTRAL PARK | Central Park [T101,T102] | CARRICKMINES |  | 53.2892 | -6.1969
017065X | MV/LV Substation SE***065X |  | 10 kV | _ | LV | 50 kVA :Pole Substation | 0.05 | --> | 0.05 | 0 | 1.05 |  | --> | 0.048 | 0 | 0 | 0 | 0 | Constrained, otherwise capacity available =38 kW | --> | C18 ex NEWCASTLEWEST | Newcastlewest [T41,T42] | RATHKEALE |  | 52.4429 | -9.0374
062237X | MV/LV Substation MU***237X |  | 20 kV | _ | LV | 50 kVA :Pole Substation | 0.05 | --> | 0.05 | 0.029 | 3.47 |  | --> | 0.048 | 0 | 0 | 0 | 0 | Constrained, otherwise capacity available =45 kW | --> | E16 ex BUSH | Bush [T421,T422] | DUNDALK |  | 54.0122 | -6.1415
158643 | MV/LV Substation TH***643 |  | 20 kV | _ | LV | 100 kVA :Pole Substation | 0.1 | --> | 0.1 | 0 | 0 | Constrained, otherwise capacity available =62 kVA | --> | 0.095 | 0 | 0.042 | 0 | 0 | Constrained, otherwise capacity available =59 kW | --> | C19 ex ENNISTYMON | Ennistymon [T41,T42] | ENNIS |  | 53.0251 | -9.2839
046002X | MV/LV Substation CA***002X |  | 10 kV | _ | LV | 50 kVA :Pole Substation | 0.05 | --> | 0.05 | 0.042 | 4.13 |  | --> | 0.048 | 0 | 0.005 | 0.043 | 0 |  | --> | C13 ex AGHAGAD | Aghagad [T41,T42] | SLIGO |  | 54.4602 | -8.4557
3774119 | MV/LV Substation ST***4119 |  | 20 kV | _ | LV | 50 kVA :Pole Substation | 0.05 | --> | 0.05 | 0 | 0 | Constrained, otherwise capacity available =43 kVA | --> | 0.048 | 0 | 0 | 0 | 0 | Constrained, otherwise capacity available =46 kW | --> | E18 ex GURRANEBANE | Gurranebane [T421,T422] | OUGHTRAGH |  | 51.8472 | -10.3347
0934289 | MV/LV Substation GR***4289 |  | 10 kV | _ | LV | 1000 kVA :Building Structure | 1 | --> | 1 | 0 | 0 | Constrained, otherwise capacity available =900 kVA | --> | 0.95 | 0 | 0 | 0.5 | 0 |  | --> | C22 ex GRANGE (DR) | Grange (dr) [T41,T42] | GRANGE (DR) |  | 53.4001 | -6.1628
1614236 | MV/LV Substation LI***4236 |  | 20 kV | _ | LV | 400 kVA :Building Structure | 0.4 | --> | 0.4 | 0.4 | 11.03 |  | --> | 0.38 | 0 | 0 | 0.38 | 0 |  | --> | C27 ex SALTHILL | Salthill [T101,T102] | SALTHILL |  | 53.336 | -9.1814
067297Y | MV/LV Substation CO***297Y |  | 10 kV | _ | LV | 1000 kVA :Building Structure | 1 | --> | 1 | 0 | 0 | Constrained, otherwise capacity available =652 kVA | --> | 0.95 | 0 | 0 | 0.5 | 0 |  | --> | C13 ex ROCHES STREET | Roches Street [T41,T42] | LIMERICK |  | 52.663 | -8.6227
013613X | MV/LV Substation AR***613X |  | 20 kV | _ | LV | 200 kVA :Pole Substation | 0.2 | --> | 0.2 | 0.121 | 0.12 | Constrained, otherwise capacity available =130 kVA | --> | 0.19 | 0 | 0.1 | 0.106 | 0 |  | --> | C12 ex ATHY | Athy [T101,T102] | ATHY |  | 52.9824 | -6.9845
365262Y | MV/LV Substation NE***262Y |  | 10 kV | _ | LV | 50 kVA :Pole Substation | 0.05 | --> | 0.05 | 0 | 0 | Constrained, otherwise capacity available =49 kVA | --> | 0.048 | 0 | 0 | 0.047 | 0 |  | --> | C12 ex SAGGART | Saggart [T41,T42] | GRANGE CASTLE |  | 53.2549 | -6.4859
0664099 | MV/LV Substation CO***4099 |  | 10 kV | _ | LV | 400 kVA :Kiosk Substation | 0.4 | --> | 0.4 | 0 | 0 | Constrained, otherwise capacity available =326 kVA | --> | 0.38 | 0 | 0.068 | 0 | 0 | Constrained, otherwise capacity available =319 kW | --> | C15 ex MALAHIDE | Malahide [T41,T42] | GLASMORE |  | 53.437 | -6.1509
012493X | MV/LV Substation OR***493X |  | 20 kV | _ | LV | 50 kVA :Pole Substation | 0.05 | --> | 0.05 | 0.05 | 2.83 |  | --> | 0.048 | 0 | 0 | 0 | 0 | Constrained, otherwise capacity available =48 kW | --> | E17 ex BAGENALSTOWN | Bagenalstown [T421,T422] | CARLOW |  | 52.7545 | -6.9531
068840 | MV/LV Substation LE***840 |  | 10 kV | _ | LV | 400 kVA :Building Structure | 0.4 | --> | 0.4 | 0.37 | 3.38 |  | --> | 0.38 | 0 | 0 | 0.376 | 0 |  | --> | C20 ex MERRION SQUARE | Merrion Square [T41,T42] | RINGSEND |  | 53.3358 | -6.2562
033046Y | MV/LV Substation KN***046Y |  | 10 kV | _ | LV | 50 kVA :Pole Substation | 0.05 | --> | 0.05 | 0 | 0 | Constrained, otherwise capacity available =49 kVA | --> | 0.048 | 0 | 0 | 0 | 0 | Constrained, otherwise capacity available =47 kW | --> | C12 ex BALLYHALE | Ballyhale [T42,T421] | KILKENNY |  | 52.4871 | -7.2169
062975Y | MV/LV Substation ST***975Y |  | 10 kV | _ | LV | 200 kVA :Kiosk Substation | 0.2 | --> | 0.2 | 0.155 | 3.12 |  | --> | 0.19 | 0 | 0 | 0 | 0 | Constrained, otherwise capacity available =184 kW | --> | C21 ex MARSHES | Marshes [T41,T42] | DUNDALK |  | 53.9685 | -6.386
001212 | MV/LV Substation KI***212 |  | 10 kV | _ | LV | 400 kVA :Kiosk Substation | 0.4 | --> | 0.4 | 0.224 | 1.16 |  | --> | 0.38 | 0 | 0.082 | 0.294 | 0 |  | --> | C17 ex DEANSGRANGE | Deansgrange [T41,T42] | CARRICKMINES |  | 53.282 | -6.1597
461267 | MV/LV Substation CA***267 |  | 20 kV | _ | LV | 50 kVA :Pole Substation | 0.05 | --> | 0.05 | 0.032 | 2.33 |  | --> | 0.048 | 0 | 0.008 | 0 | 0 | Constrained, otherwise capacity available =39 kW | --> | E14 ex MOY | Moy [T421,T422] | MOY |  | 54.1357 | -9.1602
0094406 | MV/LV Substation IB***4406 |  | 10 kV | _ | LV | 50 kVA :Pole Substation | 0.05 | --> | 0.05 | 0 | 0 | Constrained, otherwise capacity available =50 kVA | --> | 0.048 | 0 | 0 | 0 | 0 | Constrained, otherwise capacity available =48 kW | --> | C21 ex WATERFORD IND EST | Waterford Ind Est [T41,T42,T44] | BUTLERSTOWN |  | 52.245 | -7.1319
055498 | MV/LV Substation TH***498 |  | 20 kV | _ | LV | 50 kVA :Pole Substation | 0.05 | --> | 0.05 | 0 | 0 | Constrained, otherwise capacity available =49 kVA | --> | 0.048 | 0 | 0 | 0 | 0 | Constrained, otherwise capacity available =47 kW | --> | E20 ex ROSCREA | Roscrea [T41,T42] | IKERRIN |  | 52.9309 | -7.7617
117623X | MV/LV Substation RI***623X |  | 20 kV | _ | LV | 50 kVA :Pole Substation | 0.05 | --> | 0.05 | 0 | 0 | Constrained, otherwise capacity available =27 kVA | --> | 0.048 | 0 | 0 | 0 | 0 | Constrained, otherwise capacity available =44 kW | --> | E18 ex COLLOONEY | Collooney [T421,T422] | SLIGO |  | 54.1307 | -8.4007
167515 | MV/LV Substation KN***515 |  | 20 kV | _ | LV | 50 kVA :Pole Substation | 0.05 | --> | 0.05 | 0 | 0 | Constrained, otherwise capacity available =37 kVA | --> | 0.048 | 0 | 0.035 | 0 | 0 | Constrained, otherwise capacity available =20 kW | --> | E16 ex WHITECHURCH | Whitechurch [T421,T422] | KILBARRY |  | 51.9764 | -8.4847
111764Y | MV/LV Substation CA***764Y |  | 20 kV | _ | LV | 200 kVA :Pole Substation | 0.2 | --> | 0.2 | 0 | 0 | Constrained, otherwise capacity available =192 kVA | --> | 0.19 | 0 | 0.025 | 0 | 0 | Constrained, otherwise capacity available =170 kW | --> | C12 ex BANTRY | Bantry [T41,T42] | BALLYLICKY |  | 51.6231 | -9.5226
032004 | MV/LV Substation CO***004 |  | 10 kV | _ | LV | 400 kVA :Kiosk Substation | 0.4 | --> | 0.4 | 0 | 0 | Constrained, otherwise capacity available =236 kVA | --> | 0.38 | 0 | 0.114 | 0 | 0 | Constrained, otherwise capacity available =272 kW | --> | C25 ex TRAMORE | Tramore [T41,T42] | BUTLERSTOWN |  | 52.1582 | -7.1595
1494054 | MV/LV Substation TH***4054 |  | 10 kV | _ | LV | 50 kVA :Pole Substation | 0.05 | --> | 0.05 | 0 | 0 | Constrained, otherwise capacity available =40 kVA | --> | 0.048 | 0 | 0 | 0 | 0 | Constrained, otherwise capacity available =46 kW | --> | C11 ex DONEGAL | Donegal [T41,T42] | CATHALEENS FALL |  | 54.6807 | -8.2192
062080 | MV/LV Substation CR***080 |  | 10 kV | _ | LV | 100 kVA :Pole Substation | 0.1 | --> | 0.1 | 0.047 | 3.12 |  | --> | 0.095 | 0 | 0.011 | 0 | 0 | Constrained, otherwise capacity available =79 kW | --> | C20 ex MARSHES | Marshes [T41,T42] | DUNDALK |  | 53.971 | -6.3633
007821Z | MV/LV Substation BA***821Z |  | 20 kV | _ | LV | 50 kVA :Pole Substation | 0.05 | --> | 0.05 | 0.036 | 16.12 |  | --> | 0.048 | 0 | 0.011 | 0.038 | 0 |  | --> | E21 ex WEXFORD | Wexford [T121,T122] | WEXFORD |  | 52.4152 | -6.4142
248916X | MV/LV Substation CO***916X |  | 20 kV | _ | LV | 50 kVA :Pole Substation | 0.05 | --> | 0.05 | 0 | 0 | Constrained, otherwise capacity available =41 kVA | --> | 0.048 | 0 | 0 | 0 | 0 | Constrained, otherwise capacity available =46 kW | --> | E12 ex KILCOCK | Kilcock [T421,T422] | GRIFFINRATH |  | 53.4416 | -6.607
068362 | MV/LV Substation SU***362 |  | 10 kV | _ | LV | 1000 kVA :Building Structure | 1 | --> | 1 | 0.5 | 0.98 |  | --> | 0.95 | 0 | 0 | 0.5 | 0 |  | --> | C20 ex LEESON STREET | Leeson Street [T41,T42] | MILLTOWN (DR) |  | 53.3355 | -6.2567
120668Y | MV/LV Substation B ***668Y |  | 10 kV | _ | LV | 50 kVA :Pole Substation | 0.05 | --> | 0.05 | 0 | 0 | Constrained, otherwise capacity available =50 kVA | --> | 0.048 | 0 | 0 | 0 | 0 | Constrained, otherwise capacity available =48 kW | --> | C15 ex BLAKE | Blake [T41,T42] | BLAKE |  | 53.3002 | -6.8272
066344Z | MV/LV Substation NE***344Z |  | 10 kV | _ | LV | 400 kVA :Kiosk Substation | 0.4 | --> | 0.4 | 0 | 0 | Constrained, otherwise capacity available =241 kVA | --> | 0.38 | 0 | 0.021 | 0.342 | 0 |  | --> | C16 ex HOWTH JUNCTION | Howth Junction [T41,T42] | GRANGE (DR) |  | 53.396 | -6.157
015785Z | MV/LV Substation GA***785Z |  | 20 kV | _ | LV | 50 kVA :Pole Substation | 0.05 | --> | 0.05 | 0 | 0 | Constrained, otherwise capacity available =46 kVA | --> | 0.048 | 0 | 0 | 0 | 0 | Constrained, otherwise capacity available =47 kW | --> | E17 ex BLESSINGTON | Blessington [T421,T422] | KILTEEL |  | 53.1337 | -6.4779
182949 | MV/LV Substation BE***949 |  | 20 kV | _ | LV | 100 kVA :Pole Substation | 0.1 | --> | 0.1 | 0 | 0 | Constrained, otherwise capacity available =76 kVA | --> | 0.095 | 0 | 0 | 0 | 0 | Constrained, otherwise capacity available =92 kW | --> | E17 ex DRUMLINE | Drumline [T421,T422] | DRUMLINE |  | 52.7831 | -8.7184
071218 | MV/LV Substation MO***218 |  | 10 kV | _ | LV | 200 kVA :Kiosk Substation | 0.2 | --> | 0.2 | 0 | 0 | Constrained, otherwise capacity available =50 kVA | --> | 0.19 | 0 | 0.068 | 0.118 | 0 |  | --> | C15 ex GREYSTONES | Greystones [T41,T42] | FASSAROE |  | 53.1525 | -6.0722
093271X | MV/LV Substation TU***271X |  | 10 kV | _ | LV | 200 kVA :Kiosk Substation | 0.2 | --> | 0.2 | 0 | 0 | Constrained, otherwise capacity available =166 kVA | --> | 0.19 | 0 | 0.004 | 0.182 | 0 |  | --> | C22 ex HOWTH JUNCTION | Howth Junction [T41,T42] | GRANGE (DR) |  | 53.3838 | -6.1722
029111Y | MV/LV Substation MI***111Y |  | 10 kV | _ | LV | 400 kVA :Building Structure | 0.4 | --> | 0.4 | 0 | 0 | Constrained, otherwise capacity available =329 kVA | --> | 0.38 | 0 | 0 | 0.37 | 0 |  | --> | C22 ex MIDLETON | Midleton [T101,T102] | MIDLETON |  | 51.9186 | -8.1768
154452Z | MV/LV Substation DU***452Z |  | 20 kV | _ | LV | 630 kVA :Kiosk Substation | 0.63 | --> | 0.63 | 0 | 0 | Constrained, otherwise capacity available =526 kVA | --> | 0.598 | 0 | 0.028 | 0 | 0 | Constrained, otherwise capacity available =563 kW | --> | C17 ex MONEYCOOLEY | Moneycooley [T41,T42,T44] | GRIFFINRATH |  | 53.4128 | -6.4778
0684116 | MV/LV Substation LI***4116 |  | 10 kV | _ | LV | 1000 kVA :Building Structure | 1 | --> | 1 | 0.5 | 14.34 |  | --> | 0.95 | 0 | 0 | 0.5 | 0 |  | --> | C18 ex NORTH QUAYS | North Quays [T101,T102,T103] | POOLBEG |  | 53.3563 | -6.2333
070252 | MV/LV Substation KI***252 |  | 10 kV | _ | LV | 100 kVA :Pole Substation | 0.1 | --> | 0.1 | 0.074 | 0.76 |  | --> | 0.095 | 0 | 0 | 0 | 0 | Constrained, otherwise capacity available =91 kW | --> | C11 ex RATHMORE | Rathmore [T42,T421] | KNOCKEARAGH |  | 52.0772 | -9.2486
1254041 | MV/LV Substation DI***4041 |  | 10 kV | _ | LV | 100 kVA :Pole Substation | 0.1 | --> | 0.1 | 0 | 0 | Constrained, otherwise capacity available =93 kVA | --> | 0.095 | 0 | 0 | 0 | 0 | Constrained, otherwise capacity available =94 kW | --> | C20 ex CLOONLOUGH | Cloonlough [T41,T42] | BARRYMORE |  | 52.2216 | -8.259
001018 | MV/LV Substation CA***018 |  | 10 kV | _ | LV | 400 kVA :Kiosk Substation | 0.4 | --> | 0.4 | 0 | 1.23 |  | --> | 0.38 | 0 | 0.014 | 0.303 | 0 |  | --> | C23 ex SALLYNOGGIN ROAD | Sallynoggin Road [T41,T42] | CHERRYWOOD |  | 53.2779 | -6.1062
033199 | MV/LV Substation CO***199 |  | 10 kV | _ | LV | 50 kVA :Pole Substation | 0.05 | --> | 0.05 | 0 | 0 | Constrained, otherwise capacity available =48 kVA | --> | 0.048 | 0 | 0 | 0 | 0 | Constrained, otherwise capacity available =47 kW | --> | C12 ex PORTLAW | Portlaw [T41,T42] | BUTLERSTOWN |  | 52.284 | -7.2971
060744Y | MV/LV Substation CO***744Y |  | 10 kV | _ | LV | 50 kVA :Pole Substation | 0.05 | --> | 0.05 | 0.048 | 2.57 |  | --> | 0.048 | 0 | 0 | 0 | 0 | Constrained, otherwise capacity available =47 kW | --> | C13 ex ERRIGAL | Errigal [T41,T422] | SHANKILL |  | 54.0294 | -7.2607
017986Y | MV/LV Substation AS***986Y |  | 20 kV | _ | LV | 400 kVA :Kiosk Substation | 0.4 | --> | 0.4 | 0.393 | 1.58 |  | --> | 0.38 | 0 | 0 | 0 | 0 | Constrained, otherwise capacity available =379 kW | --> | C17 ex FOYNES | Foynes [T41,T42] | RATHKEALE |  | 52.5965 | -9.1908
062131X | MV/LV Substation GM***131X |  | 10 kV | _ | LV | 200 kVA :Pole Substation | 0.2 | --> | 0.2 | 0.106 | 0.72 |  | --> | 0.19 | 0 | 0 | 0 | 0 | Constrained, otherwise capacity available =177 kW | --> | C11 ex COES ROAD | Coes Road [T41,T42] | DUNDALK |  | 54.0035 | -6.3742
021314Z | MV/LV Substation BU***314Z |  | 10 kV | _ | LV | 50 kVA :Pole Substation | 0.05 | --> | 0.05 | 0 | 0 | Constrained, otherwise capacity available =38 kVA | --> | 0.048 | 0 | 0.013 | 0.036 | 0 |  | --> | C26 ex BISHOPSTOWN | Bishopstown [T41,T42] | KILBARRY |  | 51.8943 | -8.6118
281130Z | MV/LV Substation SH***130Z |  | 10 kV | _ | LV | 50 kVA :Pole Substation | 0.05 | --> | 0.05 | 0 | 0 | Constrained, otherwise capacity available =49 kVA | --> | 0.048 | 0 | 0 | 0 | 0 | Constrained, otherwise capacity available =47 kW | --> | C16 ex CARRIGALINE | Carrigaline [T41,T42] | BARNAHELY |  | 51.8319 | -8.389
067426 | MV/LV Substation FR***426 |  | 20 kV | _ | LV | 100 kVA :Pole Substation | 0.1 | --> | 0.1 | 0 | 0 | Constrained, otherwise capacity available =59 kVA | --> | 0.095 | 0 | 0.022 | 0.073 | 0 |  | --> | C11 ex RAHEEN | Raheen [T41,T42] | LIMERICK |  | 52.6107 | -8.6277
017725X | MV/LV Substation GO***725X |  | 10 kV | _ | LV | 100 kVA :Pole Substation | 0.1 | --> | 0.1 | 0.1 | 1.05 |  | --> | 0.095 | 0 | 0 | 0 | 0 | Constrained, otherwise capacity available =95 kW | --> | C16 ex NEWCASTLEWEST | Newcastlewest [T41,T42] | RATHKEALE |  | 52.454 | -9.0354
012164 | MV/LV Substation AS***164 |  | 10 kV | _ | LV | 400 kVA :Kiosk Substation | 0.4 | --> | 0.4 | 0 | 0 | Constrained, otherwise capacity available =152 kVA | --> | 0.38 | 0 | 0.04 | 0 | 0 | Constrained, otherwise capacity available =315 kW | --> | C19 ex POLLERTON | Pollerton [T41,T42] | CARLOW |  | 52.8359 | -6.9155
137792 | MV/LV Substation FE***792 |  | 10 kV | _ | LV | 100 kVA :Pole Substation | 0.1 | --> | 0.1 | 0.094 | 2 |  | --> | 0.095 | 0 | 0 | 0 | 0 | Constrained, otherwise capacity available =94 kW | --> | C12 ex CAUSEWAY | Causeway [T41,T42] | TRALEE |  | 52.4309 | -9.7509
066161X | MV/LV Substation KE***161X |  | 20 kV | _ | LV | 400 kVA :Kiosk Substation | 0.4 | --> | 0.4 | 0 | 0 | Constrained, otherwise capacity available =290 kVA | --> | 0.38 | 0 | 0.015 | 0 | 0 | Constrained, otherwise capacity available =354 kW | --> | E15 ex BATTER LANE TEMPORARY | Batter Lane Temporary 38kv [T421] | GLASMORE |  | 53.5262 | -6.1728
093056Y | MV/LV Substation SM***056Y |  | 10 kV | _ | LV | 400 kVA :Building Structure | 0.4 | --> | 0.4 | 0 | 0 | Constrained, otherwise capacity available =383 kVA | --> | 0.38 | 0 | 0 | 0.378 | 0 |  | --> | C19 ex KILMORE | Kilmore [T101,T102,T103] | FINGLAS |  | 53.4061 | -6.2191
144952X | MV/LV Substation TH***952X |  | 10 kV | _ | LV | 50 kVA :Pole Substation | 0.05 | --> | 0.05 | 0 | 0 | Constrained, otherwise capacity available =43 kVA | --> | 0.048 | 0 | 0 | 0 | 0 | Constrained, otherwise capacity available =46 kW | --> | C15 ex CASTLECOMER | Castlecomer [T41,T42] | BALLYRAGGET |  | 52.8842 | -7.1526
209149X | MV/LV Substation FI***149X |  | 10 kV | _ | LV | 50 kVA :Pole Substation | 0.05 | --> | 0.05 | 0 | 0 | Constrained, otherwise capacity available =29 kVA | --> | 0.048 | 0 | 0 | 0 | 0 | Constrained, otherwise capacity available =45 kW | --> | C16 ex MILFORD (NR) | Milford (nr) [T41,T42] | LETTERKENNY |  | 55.0561 | -7.8294
029272Y | MV/LV Substation BA***272Y |  | 10 kV | _ | LV | 200 kVA :Kiosk Substation | 0.2 | --> | 0.2 | 0 | 0 | Constrained, otherwise capacity available =163 kVA | --> | 0.19 | 0 | 0 | 0.185 | 0 |  | --> | C22 ex MIDLETON | Midleton [T101,T102] | MIDLETON |  | 51.9054 | -8.174
009038Y | MV/LV Substation TH***038Y |  | 10 kV | _ | LV | 400 kVA :Kiosk Substation | 0.4 | --> | 0.4 | 0.36 | 0.53 |  | --> | 0.38 | 0 | 0 | 0 | 0 | Constrained, otherwise capacity available =374 kW | --> | C17 ex MANOR STREET | Manor Street [T41,T42] | WATERFORD |  | 52.2598 | -7.1071
053727Y | MV/LV Substation WA***727Y |  | 10 kV | _ | LV | 630 kVA :Kiosk Substation | 0.63 | --> | 0.63 | 0 | 0 | Constrained, otherwise capacity available =454 kVA | --> | 0.598 | 0 | 0.01 | 0.5 | 0 |  | --> | C19 ex CLONMINCH | Clonminch [T41,T422] | THORNSBERRY |  | 53.2748 | -7.4972
050362 | MV/LV Substation LI***362 |  | 20 kV | _ | LV | 50 kVA :Pole Substation | 0.05 | --> | 0.05 | 0 | 0 | Constrained, otherwise capacity available =36 kVA | --> | 0.048 | 0 | 0 | 0 | 0 | Constrained, otherwise capacity available =46 kW | --> | C24 ex ATHLONE | Athlone [T41,T42] | ATHLONE |  | 53.3601 | -8.0693
015984Y | MV/LV Substation MO***984Y |  | 10 kV | _ | LV | 400 kVA :Kiosk Substation | 0.4 | --> | 0.4 | 0.291 | 12.6 |  | --> | 0.38 | 0 | 0.026 | 0.346 | 0 |  | --> | C19 ex MONREAD | Monread [T101,T102] | MONREAD |  | 53.2369 | -6.6567
023088 | MV/LV Substation DU***088 |  | 10 kV | _ | LV | 200 kVA :Kiosk Substation | 0.2 | --> | 0.2 | 0 | 0 | Constrained, otherwise capacity available =92 kVA | --> | 0.19 | 0 | 0.062 | 0 | 0 | Constrained, otherwise capacity available =129 kW | --> | C20 ex COOLCARRON | Coolcarron [T41,T42] | BARRYMORE |  | 52.1323 | -8.2922
017104 | MV/LV Substation CO***104 |  | 10 kV | _ | LV | 630 kVA :Kiosk Substation | 0.63 | --> | 0.63 | 0.5 | 1.05 |  | --> | 0.598 | 0 | 0.006 | 0 | 0 | Constrained, otherwise capacity available =579 kW | --> | C15 ex NEWCASTLEWEST | Newcastlewest [T41,T42] | RATHKEALE |  | 52.4471 | -9.0601
067958 | MV/LV Substation CA***958 |  | 20 kV | _ | LV | 100 kVA :Pole Substation | 0.1 | --> | 0.1 | 0.096 | 13.8 |  | --> | 0.095 | 0 | 0 | 0.094 | 0 |  | --> | C14 ex SINGLAND | Singland [T101,T102] | SINGLAND |  | 52.5899 | -8.4807
047121X | MV/LV Substation EL***121X |  | 10 kV | _ | LV | 630 kVA :Kiosk Substation | 0.63 | --> | 0.63 | 0.5 | 1.04 |  | --> | 0.598 | 0 | 0 | 0 | 0 | Constrained, otherwise capacity available =581 kW | --> | C11 ex BOYLE | Boyle [T41,T42] | CARRICK ON SHANNON |  | 53.9688 | -8.302
182024X | MV/LV Substation BR***024X |  | 20 kV | _ | LV | 200 kVA :Pole Substation | 0.2 | --> | 0.2 | 0 | 0 | Constrained, otherwise capacity available =150 kVA | --> | 0.19 | 0 | 0.011 | 0 | 0 | Constrained, otherwise capacity available =175 kW | --> | C16 ex TULLA | Tulla [T41,T42] | ENNIS |  | 52.803 | -8.6317
067141Y | MV/LV Substation DE***141Y |  | 20 kV | _ | LV | 100 kVA :Pole Substation | 0.1 | --> | 0.1 | 0 | 0 | Constrained, otherwise capacity available =88 kVA | --> | 0.095 | 0 | 0.026 | 0.074 | 0 |  | --> | C11 ex RAHEEN | Raheen [T41,T42] | LIMERICK |  | 52.6111 | -8.6444
161500X | MV/LV Substation SP***500X |  | 20 kV | _ | LV | 400 kVA :Kiosk Substation | 0.4 | --> | 0.4 | 0 | 0 | Constrained, otherwise capacity available =330 kVA | --> | 0.38 | 0 | 0.005 | 0 | 0 | Constrained, otherwise capacity available =367 kW | --> | C12 ex SPIDDAL |  |  |  | 53.2449 | -9.3007
293231Z | MV/LV Substation BA***231Z |  | 20 kV | _ | LV | 200 kVA :Kiosk Substation | 0.2 | --> | 0.2 | 0 | 0 | Constrained, otherwise capacity available =163 kVA | --> | 0.19 | 0 | 0.034 | 0 | 0 | Constrained, otherwise capacity available =160 kW | --> | E13 ex BALTINGLASS | Baltinglass [T421,T422] | STRATFORD |  | 52.9387 | -6.7142
0534187 | MV/LV Substation TR***4187 |  | 10 kV | _ | LV | 50 kVA :Pole Substation | 0.05 | --> | 0.05 | 0 | 0 | Constrained, otherwise capacity available =39 kVA | --> | 0.048 | 0 | 0 | 0.046 | 0 |  | --> | C21 ex CLONMINCH | Clonminch [T41,T422] | THORNSBERRY |  | 53.2418 | -7.402
117936X | MV/LV Substation EI***936X |  | 20 kV | _ | LV | 50 kVA :Pole Substation | 0.05 | --> | 0.05 | 0 | 0 | Constrained, otherwise capacity available =43 kVA | --> | 0.048 | 0 | 0 | 0 | 0 | Constrained, otherwise capacity available =47 kW | --> | E18 ex COLLOONEY | Collooney [T421,T422] | SLIGO |  | 54.0798 | -8.3929
281418 | MV/LV Substation CR***418 |  | 10 kV | _ | LV | 200 kVA :Pole Substation | 0.2 | --> | 0.2 | 0 | 0 | Constrained, otherwise capacity available =119 kVA | --> | 0.19 | 0 | 0.016 | 0 | 0 | Constrained, otherwise capacity available =167 kW | --> | C17 ex CARRIGALINE | Carrigaline [T41,T42] | BARNAHELY |  | 51.8019 | -8.3062
012408Y | MV/LV Substation ST***408Y |  | 10 kV | _ | LV | 200 kVA :Kiosk Substation | 0.2 | --> | 0.2 | 0 | 0 | Constrained, otherwise capacity available =136 kVA | --> | 0.19 | 0 | 0.03 | 0 | 0 | Constrained, otherwise capacity available =159 kW | --> | C17 ex POLLERTON | Pollerton [T41,T42] | CARLOW |  | 52.8463 | -6.9261
021220Y | MV/LV Substation LA***220Y |  | 20 kV | _ | LV | 200 kVA :Kiosk Substation | 0.2 | --> | 0.2 | 0 | 0 | Constrained, otherwise capacity available =121 kVA | --> | 0.19 | 0 | 0.032 | 0 | 0 | Constrained, otherwise capacity available =155 kW | --> | E21 ex CURRALEIGH | Curraleigh [T421,T422] | KILBARRY |  | 51.9268 | -8.6155
117562 | MV/LV Substation CA***562 |  | 20 kV | _ | LV | 50 kVA :Pole Substation | 0.05 | --> | 0.05 | 0 | 0 | Constrained, otherwise capacity available =44 kVA | --> | 0.048 | 0 | 0.01 | 0 | 0 | Constrained, otherwise capacity available =39 kW | --> | E20 ex COLLOONEY | Collooney [T421,T422] | SLIGO |  | 54.25 | -8.6954
039749X | MV/LV Substation PA***749X |  | 10 kV | _ | LV | 400 kVA :Building Structure | 0.4 | --> | 0.4 | 0 | 0 | Constrained, otherwise capacity available =272 kVA | --> | 0.38 | 0 | 0 | 0 | 0 | Constrained, otherwise capacity available =362 kW | --> | C19 ex HEADFORD ROAD | Headford Road [T41,T42] | GALWAY 110KV |  | 53.2746 | -9.046
067010Y | MV/LV Substation AS***010Y |  | 10 kV | _ | LV | 630 kVA :Building Structure | 0.63 | --> | 0.63 | 0 | 0 | Constrained, otherwise capacity available =516 kVA | --> | 0.598 | 0 | 0.01 | 0.5 | 0 |  | --> | C12 ex BALLINACURRA | Ballinacurra [T41,T42] | LIMERICK |  | 52.6557 | -8.6505
039850X | MV/LV Substation BA***850X |  | 10 kV | _ | LV | 50 kVA :Pole Substation | 0.05 | --> | 0.05 | 0 | 0 | Constrained, otherwise capacity available =42 kVA | --> | 0.048 | 0 | 0 | 0.046 | 0 |  | --> | C28 ex GALWAY 110KV | Galway 110kv [T102,T103] | GALWAY 110KV |  | 53.3102 | -9.0192
1544187 | MV/LV Substation PI***4187 |  | 10 kV | _ | LV | 630 kVA :Kiosk Substation | 0.63 | --> | 0.63 | 0 | 0 | Constrained, otherwise capacity available =508 kVA | --> | 0.598 | 0 | 0 | 0 | 0 | Constrained, otherwise capacity available =582 kW | --> | C14 ex COOLMINE | Coolmine [T41,T42] | FINGLAS |  | 53.3858 | -6.4357
365880X | MV/LV Substation RO***880X |  | 10 kV | _ | LV | 400 kVA :Building Structure | 0.4 | --> | 0.4 | 0 | 0 | Constrained, otherwise capacity available =387 kVA | --> | 0.38 | 0 | 0 | 0.378 | 0 |  | --> | C11 ex FORTUNESTOWN | Fortunestown [T101,T102] | INCHICORE 220KV |  | 53.2936 | -6.4303
144762 | MV/LV Substation MU***762 |  | 10 kV | _ | LV | 100 kVA :Pole Substation | 0.1 | --> | 0.1 | 0 | 0 | Constrained, otherwise capacity available =90 kVA | --> | 0.095 | 0 | 0 | 0 | 0 | Constrained, otherwise capacity available =94 kW | --> | C11 ex CASTLECOMER | Castlecomer [T41,T42] | BALLYRAGGET |  | 52.7568 | -7.1937
265522X | MV/LV Substation KI***522X |  | 20 kV | _ | LV | 50 kVA :Pole Substation | 0.05 | --> | 0.05 | 0.04 | 2.56 |  | --> | 0.048 | 0 | 0 | 0.046 | 0 |  | --> | C17 ex KILLESHANDRA | Killeshandra [T41,T42] | GORTAWEE |  | 54.025 | -7.526
305427 | MV/LV Substation SE***427 |  | 10 kV | _ | LV | 50 kVA :Pole Substation | 0.05 | --> | 0.05 | 0.048 | 0.3 |  | --> | 0.048 | 0 | 0 | 0 | 0 | Constrained, otherwise capacity available =47 kW | --> | C16 ex BANAGHER | Banagher [T41,T42] | DALLOW |  | 53.1805 | -7.9755
007993X | MV/LV Substation OA***993X |  | 20 kV | _ | LV | 100 kVA :Pole Substation | 0.1 | --> | 0.1 | 0.056 | 16.12 |  | --> | 0.095 | 0 | 0.004 | 0.086 | 0 |  | --> | E21 ex WEXFORD | Wexford [T121,T122] | WEXFORD |  | 52.3872 | -6.4488
015567X | MV/LV Substation MI***567X |  | 10 kV | _ | LV | 100 kVA :Pole Substation | 0.1 | --> | 0.1 | 0 | 0 | Constrained, otherwise capacity available =93 kVA | --> | 0.095 | 0 | 0.005 | 0 | 0 | Constrained, otherwise capacity available =90 kW | --> | C13 ex SALLINS | Sallins [T41,T42] | GRIFFINRATH |  | 53.2735 | -6.6872
119023 | MV/LV Substation PE***023 |  | 10 kV | _ | LV | 630 kVA :Building Structure | 0.63 | --> | 0.63 | 0 | 0 | Constrained, otherwise capacity available =440 kVA | --> | 0.598 | 0 | 0.011 | 0 | 0 | Constrained, otherwise capacity available =564 kW | --> | C12 ex KANTURK | Kanturk [T41,T42] | GLENLARA |  | 52.1757 | -8.9116
029753X | MV/LV Substation ST***753X |  | 10 kV | _ | LV | 630 kVA :Kiosk Substation | 0.63 | --> | 0.63 | 0 | 0 | Constrained, otherwise capacity available =424 kVA | --> | 0.598 | 0 | 0.019 | 0.5 | 0 |  | --> | C17 ex MIDLETON | Midleton [T101,T102] | MIDLETON |  | 51.9106 | -8.166
150349X | MV/LV Substation BU***349X |  | 20 kV | _ | LV | 1000 kVA :Building Structure | 1 | --> | 1 | 0.5 | 3.96 |  | --> | 0.95 | 0 | 0 | 0 | 0 | Constrained, otherwise capacity available =940 kW | --> | E21 ex STRANORLAR | Stranorlar [T421,T422] | LETTERKENNY |  | 54.8004 | -7.7794
1114397 | MV/LV Substation CO***4397 |  | 20 kV | _ | LV | 50 kVA :Pole Substation | 0.05 | --> | 0.05 | 0 | 0 | Constrained, otherwise capacity available =50 kVA | --> | 0.048 | 0 | 0 | 0 | 0 | Constrained, otherwise capacity available =48 kW | --> | E11 ex BALLYDEHOB | Ballydehob [T421] | DUNMANWAY |  | 51.567 | -9.4668
249804 | MV/LV Substation BA***804 |  | 10 kV | _ | LV | 50 kVA :Pole Substation | 0.05 | --> | 0.05 | 0 | 0 | Constrained, otherwise capacity available =42 kVA | --> | 0.048 | 0 | 0 | 0 | 0 | Constrained, otherwise capacity available =46 kW | --> | C15 ex KILCLOHER | Kilcloher [T41,T42] | DUNGARVAN |  | 52.1038 | -7.7729
032282Y | MV/LV Substation CU***282Y |  | 10 kV | _ | LV | 400 kVA :Kiosk Substation | 0.4 | --> | 0.4 | 0 | 0 | Constrained, otherwise capacity available =400 kVA | --> | 0.38 | 0 | 0 | 0 | 0 | Constrained, otherwise capacity available =380 kW | --> | C12 ex KILMEADEN | Kilmeaden [T42] | BUTLERSTOWN |  | 52.2486 | -7.2802
176730 | MV/LV Substation CA***730 |  | 20 kV | _ | LV | 50 kVA :Pole Substation | 0.05 | --> | 0.05 | 0.035 | 18.78 |  | --> | 0.048 | 0 | 0.005 | 0.042 | 0 |  | --> | E18 ex HARTNETTS CROSS | Hartnetts Cross [T121,T422] | MACROOM |  | 51.979 | -9.0374
029200Y | MV/LV Substation WI***200Y |  | 10 kV | _ | LV | 200 kVA :Kiosk Substation | 0.2 | --> | 0.2 | 0 | 0 | Constrained, otherwise capacity available =139 kVA | --> | 0.19 | 0 | 0.04 | 0.152 | 0 |  | --> | C22 ex MIDLETON | Midleton [T101,T102] | MIDLETON |  | 51.9266 | -8.1853
109082 | MV/LV Substation ES***082 |  | 10 kV | _ | LV | 630 kVA :Building Structure | 0.63 | --> | 0.63 | 0.381 | 0.38 | Constrained, otherwise capacity available =573 kVA | --> | 0.598 | 0 | 0.035 | 0.5 | 0 |  | --> | C22 ex RINEANNA | Rineanna [T41,T42] | DRUMLINE |  | 52.69 | -8.9325
049844Y | MV/LV Substation TE***844Y |  | 10 kV | _ | LV | 630 kVA :Kiosk Substation | 0.63 | --> | 0.63 | 0.5 | 2.8 |  | --> | 0.598 | 0 | 0.002 | 0 | 0 | Constrained, otherwise capacity available =584 kW | --> | C17 ex GLEBE | Glebe [T41,T42] | RICHMOND |  | 53.7238 | -7.7885
068022X | MV/LV Substation GA***022X |  | 10 kV | _ | LV | 630 kVA :Building Structure | 0.63 | --> | 0.63 | 0 | 0 | Constrained, otherwise capacity available =340 kVA | --> | 0.598 | 0 | 0 | 0.5 | 0 |  | --> | C12 ex GLOUCESTER PLACE | Gloucester Place [T41,T42] | MCDERMOTT |  | 53.3523 | -6.2553
004153Y | MV/LV Substation GA***153Y |  | 10 kV | _ | LV | 400 kVA :Building Structure | 0.4 | --> | 0.4 | 0.4 | 18.08 |  | --> | 0.38 | 0 | 0 | 0.38 | 0 |  | --> | C22 ex ARKLOW | Arklow [T101,T102] | ARKLOW |  | 52.7892 | -6.1729
064347 | MV/LV Substation TH***347 |  | 20 kV | _ | LV | 200 kVA :Kiosk Substation | 0.2 | --> | 0.2 | 0 | 0 | Constrained, otherwise capacity available =147 kVA | --> | 0.19 | 0 | 0.039 | 0 | 0 | Constrained, otherwise capacity available =154 kW | --> | C21 ex TERMONFECKIN ROAD | Termonfeckin Road [T41,T42] | DRYBRIDGE |  | 53.7659 | -6.2611
176564 | MV/LV Substation IN***564 |  | 20 kV | _ | LV | 200 kVA :Pole Substation | 0.2 | --> | 0.2 | 0.145 | 18.78 |  | --> | 0.19 | 0 | 0.005 | 0.179 | 0 |  | --> | E13 ex HARTNETTS CROSS | Hartnetts Cross [T121,T422] | HARTNETTS CROSS |  | 51.8425 | -9.1281
018026 | MV/LV Substation CA***026 |  | 10 kV | _ | LV | 200 kVA :Kiosk Substation | 0.2 | --> | 0.2 | 0.159 | 3.75 |  | --> | 0.19 | 0 | 0.012 | 0 | 0 | Constrained, otherwise capacity available =175 kW | --> | C13 ex SMEARLA | Smearla [T41,T42] | TRIEN |  | 52.4478 | -9.4665
015843Y | MV/LV Substation CO***843Y |  | 10 kV | _ | LV | 400 kVA :Kiosk Substation | 0.4 | --> | 0.4 | 0 | 0 | Constrained, otherwise capacity available =379 kVA | --> | 0.38 | 0 | 0 | 0 | 0 | Constrained, otherwise capacity available =377 kW | --> | C14 ex NAAS | Naas [T41,T42] | KILTEEL |  | 53.2168 | -6.6606
132321 | MV/LV Substation CO***321 |  | 20 kV | _ | LV | 50 kVA :Pole Substation | 0.05 | --> | 0.05 | 0.041 | 1.62 |  | --> | 0.048 | 0 | 0 | 0 | 0 | Constrained, otherwise capacity available =46 kW | --> | C17 ex CURRA | Curra [T41] | SOMERSET |  | 53.174 | -8.3383
014703X | MV/LV Substation CU***703X |  | 10 kV | _ | LV | 100 kVA :Pole Substation | 0.1 | --> | 0.1 | 0 | 0 | Constrained, otherwise capacity available =74 kVA | --> | 0.095 | 0 | 0.005 | 0 | 0 | Constrained, otherwise capacity available =88 kW | --> | C13 ex ATHGARVAN | Athgarvan [T41,T44] | NEWBRIDGE |  | 53.1487 | -6.8085
012561 | MV/LV Substation OL***561 |  | 10 kV | _ | LV | 100 kVA :Pole Substation | 0.1 | --> | 0.1 | 0.095 | 1.99 |  | --> | 0.095 | 0 | 0 | 0 | 0 | Constrained, otherwise capacity available =94 kW | --> | C20 ex GRAIGUE | Graigue [T41,T42] | CARLOW |  | 52.8401 | -6.9581
007504X | MV/LV Substation BO***504X |  | 20 kV | _ | LV | 100 kVA :Pole Substation | 0.1 | --> | 0.1 | 0.046 | 1.4 |  | --> | 0.095 | 0 | 0.005 | 0 | 0 | Constrained, otherwise capacity available =84 kW | --> | E12 ex KILLINICK | Killinick [T421,T422] | WEXFORD |  | 52.2472 | -6.3453
013059Z | MV/LV Substation WO***059Z |  | 10 kV | _ | LV | 200 kVA :Kiosk Substation | 0.2 | --> | 0.2 | 0.121 | 0.12 | Constrained, otherwise capacity available =170 kVA | --> | 0.19 | 0 | 0 | 0.186 | 0 |  | --> | C19 ex ATHY | Athy [T101,T102] | ATHY |  | 52.9925 | -7.0013
031311Y | MV/LV Substation BA***311Y |  | 10 kV | _ | LV | 400 kVA :Kiosk Substation | 0.4 | --> | 0.4 | 0 | 0 | Constrained, otherwise capacity available =238 kVA | --> | 0.38 | 0 | 0.025 | 0 | 0 | Constrained, otherwise capacity available =339 kW | --> | C22 ex LISMORE | Lismore [T41,T42] | DUNGARVAN |  | 52.1392 | -7.9272
4334198 | MV/LV Substation FL***4198 |  | 10 kV | _ | LV | 50 kVA :Pole Substation | 0.05 | --> | 0.05 | 0.045 | 2.45 |  | --> | 0.048 | 0 | 0 | 0 | 0 | Constrained, otherwise capacity available =47 kW | --> | C19 ex GURTEEN | Gurteen [T41] | TONROE |  | 53.9322 | -8.5259
052893Z | MV/LV Substation GR***893Z |  | 10 kV | _ | LV | 200 kVA :Kiosk Substation | 0.2 | --> | 0.2 | 0 | 0 | Constrained, otherwise capacity available =91 kVA | --> | 0.19 | 0 | 0.008 | 0 | 0 | Constrained, otherwise capacity available =169 kW | --> | C18 ex NEWBROOK | Newbrook [T42] | MULLINGAR |  | 53.5177 | -7.3823
017307Z | MV/LV Substation CO***307Z |  | 10 kV | _ | LV | 1000 kVA :Building Structure | 1 | --> | 1 | 0.5 | 4.23 |  | --> | 0.95 | 0 | 0 | 0 | 0 | Constrained, otherwise capacity available =946 kW | --> | C11 ex CHURCHTOWN | Churchtown [T41] | RATHKEALE |  | 52.4605 | -9.0637
281417 | MV/LV Substation KE***417 |  | 10 kV | _ | LV | 630 kVA :Kiosk Substation | 0.63 | --> | 0.63 | 0 | 0 | Constrained, otherwise capacity available =309 kVA | --> | 0.598 | 0 | 0.044 | 0 | 0 | Constrained, otherwise capacity available =520 kW | --> | C17 ex CARRIGALINE | Carrigaline [T41,T42] | BARNAHELY |  | 51.802 | -8.2958
137126X | MV/LV Substation TR***126X |  | 10 kV | _ | LV | 200 kVA :Pole Substation | 0.2 | --> | 0.2 | 0.179 | 2 |  | --> | 0.19 | 0 | 0 | 0 | 0 | Constrained, otherwise capacity available =187 kW | --> | C19 ex CAUSEWAY | Causeway [T41,T42] | TRALEE |  | 52.3944 | -9.8593
117224 | MV/LV Substation CO***224 |  | 20 kV | _ | LV | 50 kVA :Pole Substation | 0.05 | --> | 0.05 | 0 | 0 | Constrained, otherwise capacity available =41 kVA | --> | 0.048 | 0 | 0 | 0 | 0 | Constrained, otherwise capacity available =46 kW | --> | E18 ex COLLOONEY | Collooney [T421,T422] | SLIGO |  | 54.1369 | -8.4162
090383X | MV/LV Substation CA***383X |  | 10 kV | _ | LV | 50 kVA :Pole Substation | 0.05 | --> | 0.05 | 0.04 | 3.16 |  | --> | 0.048 | 0 | 0 | 0 | 0 | Constrained, otherwise capacity available =46 kW | --> | C22 ex ENNISKEANE | Enniskeane [T41,T42] | BANDON |  | 51.6872 | -8.9806
093152Y | MV/LV Substation NO***152Y |  | 10 kV | _ | LV | 400 kVA :Building Structure | 0.4 | --> | 0.4 | 0 | 0 | Constrained, otherwise capacity available =314 kVA | --> | 0.38 | 0 | 0 | 0.368 | 0 |  | --> | C19 ex KILMORE | Kilmore [T101,T102,T103] | FINGLAS |  | 53.4093 | -6.2424
081468Z | MV/LV Substation CO***468Z |  | 10 kV | _ | LV | 200 kVA :Kiosk Substation | 0.2 | --> | 0.2 | 0 | 0 | Constrained, otherwise capacity available =162 kVA | --> | 0.19 | 0 | 0.006 | 0.18 | 0 |  | --> | C20 ex CLONDALKIN | Clondalkin [T41,T42,T44] | INCHICORE 220KV |  | 53.3181 | -6.3914
058875 | MV/LV Substation BA***875 |  | 10 kV | _ | LV | 50 kVA :Pole Substation | 0.05 | --> | 0.05 | 0.044 | 0.18 |  | --> | 0.048 | 0 | 0.011 | 0 | 0 | Constrained, otherwise capacity available =38 kW | --> | C16 ex TOOMEVARA | Toomevara [T42] | NENAGH |  | 52.8727 | -7.9891
144821X | MV/LV Substation MA***821X |  | 10 kV | _ | LV | 100 kVA :Pole Substation | 0.1 | --> | 0.1 | 0 | 0 | Constrained, otherwise capacity available =91 kVA | --> | 0.095 | 0 | 0.011 | 0 | 0 | Constrained, otherwise capacity available =86 kW | --> | C15 ex CASTLECOMER | Castlecomer [T41,T42] | BALLYRAGGET |  | 52.8469 | -7.0887
067500X | MV/LV Substation CL***500X |  | 20 kV | _ | LV | 100 kVA :Pole Substation | 0.1 | --> | 0.1 | 0 | 0 | Constrained, otherwise capacity available =48 kVA | --> | 0.095 | 0 | 0.015 | 0 | 0 | Constrained, otherwise capacity available =77 kW | --> | C17 ex GILLOGUE | Gillogue [T41,T42] | ARDNACRUSHA |  | 52.7232 | -8.5524
281176Y | MV/LV Substation RO***176Y |  | 10 kV | _ | LV | 50 kVA :Pole Substation | 0.05 | --> | 0.05 | 0 | 0 | Constrained, otherwise capacity available =17 kVA | --> | 0.048 | 0 | 0.009 | 0.036 | 0 |  | --> | C26 ex BISHOPSTOWN | Bishopstown [T41,T42] | KILBARRY |  | 51.8914 | -8.5476
0714025 | MV/LV Substation CA***4025 |  | 10 kV | _ | LV | 630 kVA :Kiosk Substation | 0.63 | --> | 0.63 | 0 | 0 | Constrained, otherwise capacity available =630 kVA | --> | 0.598 | 0 | 0 | 0.5 | 0 | Constrained, otherwise capacity available =598 kW | --> | C22 ex GREYSTONES | Greystones [T41,T42] | FASSAROE |  | 53.1315 | -6.0742
023647 | MV/LV Substation BA***647 |  | 10 kV | _ | LV | 100 kVA :Pole Substation | 0.1 | --> | 0.1 | 0 | 0 | Constrained, otherwise capacity available =80 kVA | --> | 0.095 | 0 | 0 | 0 | 0 | Constrained, otherwise capacity available =92 kW | --> | E14 ex CASTLELYONS | Castlelyons [T421,T422] | BARRYMORE |  | 52.0555 | -8.1891
034534X | MV/LV Substation GR***534X |  | 20 kV | _ | LV | 50 kVA :Pole Substation | 0.05 | --> | 0.05 | 0.041 | 5.88 |  | --> | 0.048 | 0 | 0 | 0 | 0 | Constrained, otherwise capacity available =46 kW | --> | C14 ex ARDGEEHA | Ardgeeha [T41,T42] | DOON |  | 52.4563 | -7.6624
036041Y | MV/LV Substation CA***041Y |  | 10 kV | _ | LV | 400 kVA :Kiosk Substation | 0.4 | --> | 0.4 | 0 | 0 | Constrained, otherwise capacity available =364 kVA | --> | 0.38 | 0 | 0 | 0 | 0 | Constrained, otherwise capacity available =375 kW | --> | E16 ex GARRANACANTY | Garranacanty [T421,T422] | TIPPERARY |  | 52.4659 | -8.1561
139816Y | MV/LV Substation PL***816Y |  | 10 kV | _ | LV | 200 kVA :Pole Substation | 0.2 | --> | 0.2 | 0 | 0 | Constrained, otherwise capacity available =182 kVA | --> | 0.19 | 0 | 0 | 0 | 0 | Constrained, otherwise capacity available =188 kW | --> | E18 ex FINEA | Finea [T421,T422] | SHANKILL |  | 53.7535 | -7.3122
064367Z | MV/LV Substation AV***367Z |  | 10 kV | _ | LV | 400 kVA :Kiosk Substation | 0.4 | --> | 0.4 | 0 | 0 | Constrained, otherwise capacity available =255 kVA | --> | 0.38 | 0 | 0.066 | 0 | 0 | Constrained, otherwise capacity available =311 kW | --> | C18 ex RATHMULLAN | Rathmullan [T41,T42] | DRYBRIDGE |  | 53.7028 | -6.3539
067559Y | MV/LV Substation BA***559Y |  | 20 kV | _ | LV | 50 kVA :Pole Substation | 0.05 | --> | 0.05 | 0.05 | 6.81 |  | --> | 0.048 | 0 | 0 | 0.048 | 0 |  | --> | C06 ex AHANE | Ahane [T102] | AHANE |  | 52.6805 | -8.5019
008131 | MV/LV Substation AG***131 |  | 20 kV | _ | LV | 50 kVA :Pole Substation | 0.05 | --> | 0.05 | 0 | 0 | Constrained, otherwise capacity available =49 kVA | --> | 0.048 | 0 | 0 | 0 | 0 | Constrained, otherwise capacity available =47 kW | --> | E15 ex CLONROCHE | Clonroche [T421,T422] | WEXFORD |  | 52.4345 | -6.7456
293042Z | MV/LV Substation KI***042Z |  | 20 kV | _ | LV | 50 kVA :Pole Substation | 0.05 | --> | 0.05 | 0.047 | 0.43 |  | --> | 0.048 | 0 | 0 | 0 | 0 | Constrained, otherwise capacity available =47 kW | --> | E13 ex TULLOW | Tullow [T421,T422] | CARLOW |  | 52.7213 | -6.7262
137325X | MV/LV Substation GA***325X |  | 10 kV | _ | LV | 50 kVA :Pole Substation | 0.05 | --> | 0.05 | 0.05 | 3.74 |  | --> | 0.048 | 0 | 0 | 0 | 0 | Constrained, otherwise capacity available =48 kW | --> | C12 ex KILFLYNN | Kilflynn [T41,T42] | TRALEE |  | 52.3705 | -9.6309
0144140 | MV/LV Substation KI***4140 |  | 10 kV | _ | LV | 630 kVA :Building Structure | 0.63 | --> | 0.63 | 0 | 0 | Constrained, otherwise capacity available =493 kVA | --> | 0.598 | 0 | 0 | 0 | 0 | Constrained, otherwise capacity available =579 kW | --> | C13 ex KILDARE | Kildare [T41,T42] | NEWBRIDGE |  | 53.1549 | -6.9172
012304 | MV/LV Substation WO***304 |  | 10 kV | _ | LV | 630 kVA :Building Structure | 0.63 | --> | 0.63 | 0.5 | 1.99 |  | --> | 0.598 | 0 | 0 | 0 | 0 | Constrained, otherwise capacity available =583 kW | --> | C11 ex GRAIGUE | Graigue [T41,T42] | CARLOW |  | 52.8307 | -6.9272
052293 | MV/LV Substation BA***293 |  | 10 kV | _ | LV | 50 kVA :Pole Substation | 0.05 | --> | 0.05 | 0.034 | 10.9 |  | --> | 0.048 | 0 | 0 | 0.045 | 0 |  | --> | C13 ex MULLINGAR | Mullingar [T101,T102] | MULLINGAR |  | 53.5431 | -7.3381
017962 | MV/LV Substation CU***962 |  | 20 kV | _ | LV | 100 kVA :Pole Substation | 0.1 | --> | 0.1 | 0.089 | 7.48 |  | --> | 0.095 | 0 | 0.01 | 0 | 0 | Constrained, otherwise capacity available =86 kW | --> | E12 ex CHURCHTOWN | Churchtown [T422] | RATHKEALE |  | 52.4485 | -9.0798
0064272 | MV/LV Substation FO***4272 |  | 10 kV | _ | LV | 630 kVA :Kiosk Substation | 0.63 | --> | 0.63 | 0.5 | 3.12 |  | --> | 0.598 | 0 | 0.011 | 0 | 0 | Constrained, otherwise capacity available =585 kW | --> | C11 ex BELLFIELD | Bellfield [T41,T42] | CRANE |  | 52.5127 | -6.5967
025513X | MV/LV Substation RO***513X |  | 20 kV | _ | LV | 50 kVA :Pole Substation | 0.05 | --> | 0.05 | 0.048 | 6.21 |  | --> | 0.048 | 0 | 0 | 0 | 0 | Constrained, otherwise capacity available =47 kW | --> | E28 ex MILFORD (MWR) | Milford (mwr) [T422] | CHARLEVILLE |  | 52.4008 | -8.7714
021322 | MV/LV Substation DR***322 |  | 20 kV | _ | LV | 100 kVA :Pole Substation | 0.1 | --> | 0.1 | 0 | 0 | Constrained, otherwise capacity available =72 kVA | --> | 0.095 | 0 | 0.03 | 0 | 0 | Constrained, otherwise capacity available =69 kW | --> | E21 ex CURRALEIGH | Curraleigh [T421,T422] | KILBARRY |  | 51.9253 | -8.617
068315X | MV/LV Substation TO***315X |  | 10 kV | _ | LV | 1000 kVA :Building Structure | 1 | --> | 1 | 0.5 | 9.02 |  | --> | 0.95 | 0 | 0 | 0.5 | 0 |  | --> | C25 ex MISERY HILL | Misery Hill [T101,T102] | POOLBEG |  | 53.3464 | -6.2531
029449Y | MV/LV Substation HO***449Y |  | 10 kV | _ | LV | 630 kVA :Kiosk Substation | 0.63 | --> | 0.63 | 0 | 0 | Constrained, otherwise capacity available =463 kVA | --> | 0.598 | 0 | 0.005 | 0.5 | 0 |  | --> | C13 ex MIDLETON | Midleton [T101,T102] | MIDLETON |  | 51.9228 | -8.1734
033998 | MV/LV Substation OW***998 |  | 20 kV | _ | LV | 50 kVA :Pole Substation | 0.05 | --> | 0.05 | 0 | 0 | Constrained, otherwise capacity available =28 kVA | --> | 0.048 | 0 | 0.02 | 0 | 0 | Constrained, otherwise capacity available =30 kW | --> | C18 ex DEERPARK | Deerpark [T41,T42] | BALLYDINE |  | 52.388 | -7.3425
165439X | MV/LV Substation CA***439X |  | 10 kV | _ | LV | 100 kVA :Pole Substation | 0.1 | --> | 0.1 | 0.088 | 0.88 |  | --> | 0.095 | 0 | 0 | 0 | 0 | Constrained, otherwise capacity available =93 kW | --> | C12 ex ROSS CARBERY | Ross Carbery [T41,T42] | DUNMANWAY |  | 51.5648 | -8.9873
137141 | MV/LV Substation BO***141 |  | 10 kV | _ | LV | 100 kVA :Pole Substation | 0.1 | --> | 0.1 | 0.055 | 2 |  | --> | 0.095 | 0 | 0 | 0 | 0 | Constrained, otherwise capacity available =89 kW | --> | C19 ex CAUSEWAY | Causeway [T41,T42] | TRALEE |  | 52.4039 | -9.8258
047280X | MV/LV Substation MA***280X |  | 20 kV | _ | LV | 50 kVA :Pole Substation | 0.05 | --> | 0.05 | 0.05 | 1.04 |  | --> | 0.048 | 0 | 0 | 0 | 0 | Constrained, otherwise capacity available =48 kW | --> | C18 ex BOYLE | Boyle [T41,T42] | CARRICK ON SHANNON |  | 53.9382 | -8.2901
011353X | MV/LV Substation RA***353X |  | 10 kV | _ | LV | 50 kVA :Pole Substation | 0.05 | --> | 0.05 | 0.048 | 5.05 |  | --> | 0.048 | 0 | 0 | 0 | 0 | Constrained, otherwise capacity available =47 kW | --> | C14 ex MCDONAGH | Mcdonagh [T41,T42] | KILKENNY |  | 52.6472 | -7.1171
120951 | MV/LV Substation CO***951 |  | 10 kV | _ | LV | 150 kVA :Kiosk Substation | 0.15 | --> | 0.15 | 0 | 0 | Constrained, otherwise capacity available =145 kVA | --> | 0.142 | 0 | 0 | 0 | 0 | Constrained, otherwise capacity available =142 kW | --> | C15 ex BLAKE | Blake [T41,T42] | BLAKE |  | 53.3217 | -6.8445
365121 | MV/LV Substation LO***121 |  | 10 kV | _ | LV | 1000 kVA :Building Structure | 1 | --> | 1 | 0.5 | 13.91 |  | --> | 0.95 | 0 | 0 | 0.5 | 0 |  | --> | C18 ex COOKSTOWN | Cookstown [T101,T102] | CARRICKMINES |  | 53.2869 | -6.3763
082080Z | MV/LV Substation BL***080Z |  | 20 kV | _ | LV | 50 kVA :Pole Substation | 0.05 | --> | 0.05 | 0 | 0 | Constrained, otherwise capacity available =45 kVA | --> | 0.048 | 0 | 0 | 0 | 0 | Constrained, otherwise capacity available =47 kW | --> | E11 ex ACADEMY STREET | Academy Street [T421,T422,T44] | NAVAN |  | 53.5953 | -6.6048
0064394 | MV/LV Substation KE***4394 |  | 10 kV | _ | LV | 200 kVA :Pole Substation | 0.2 | --> | 0.2 | 0.19 | 4.38 |  | --> | 0.19 | 0 | 0 | 0.189 | 0 |  | --> | E14 ex CRANE | Crane [T122] | CRANE |  | 52.5431 | -6.6698
005569 | MV/LV Substation AM***569 |  | 20 kV | _ | LV | 100 kVA :Pole Substation | 0.1 | --> | 0.1 | 0.045 | 17.8 |  | --> | 0.095 | 0 | 0 | 0.087 | 0 |  | --> | E13 ex BANOGE | Banoge [T121,T122] | BANOGE |  | 52.6443 | -6.2344
249684 | MV/LV Substation TH***684 |  | 10 kV | _ | LV | 200 kVA :Kiosk Substation | 0.2 | --> | 0.2 | 0 | 0 | Constrained, otherwise capacity available =135 kVA | --> | 0.19 | 0 | 0.003 | 0 | 0 | Constrained, otherwise capacity available =179 kW | --> | C19 ex LISMORE | Lismore [T41,T42] | DUNGARVAN |  | 52.1323 | -7.9274
027538X | MV/LV Substation AR***538X |  | 10 kV | _ | LV | 400 kVA :Building Structure | 0.4 | --> | 0.4 | 0.328 | 7.79 |  | --> | 0.38 | 0 | 0 | 0 | 0 | Constrained, otherwise capacity available =370 kW | --> | C19 ex DUNMANWAY | Dunmanway [T422,T43] | DUNMANWAY |  | 51.7492 | -9.0865
052592Z | MV/LV Substation CO***592Z |  | 10 kV | _ | LV | 400 kVA :Kiosk Substation | 0.4 | --> | 0.4 | 0.259 | 10.9 |  | --> | 0.38 | 0 | 0.001 | 0.36 | 0 |  | --> | C12 ex MULLINGAR | Mullingar [T101,T102] | MULLINGAR |  | 53.5261 | -7.3459
004764 | MV/LV Substation MA***764 |  | 10 kV | _ | LV | 50 kVA :Pole Substation | 0.05 | --> | 0.05 | 0.036 | 0.45 |  | --> | 0.048 | 0 | 0.011 | 0 | 0 | Constrained, otherwise capacity available =38 kW | --> | C15 ex KILMAGIG | Kilmagig [T42] | ARKLOW |  | 52.8754 | -6.3299
249655 | MV/LV Substation BA***655 |  | 10 kV | _ | LV | 200 kVA :Pole Substation | 0.2 | --> | 0.2 | 0 | 0 | Constrained, otherwise capacity available =149 kVA | --> | 0.19 | 0 | 0 | 0 | 0 | Constrained, otherwise capacity available =183 kW | --> | C22 ex LISMORE | Lismore [T41,T42] | DUNGARVAN |  | 52.1432 | -7.9297
041911X | MV/LV Substation CO***911X |  | 20 kV | _ | LV | 200 kVA :Pole Substation | 0.2 | --> | 0.2 | 0 | 0 | Constrained, otherwise capacity available =129 kVA | --> | 0.19 | 0 | 0 | 0 | 0 | Constrained, otherwise capacity available =180 kW | --> | E19 ex DALTON | Dalton [T421,T422] | DALTON |  | 53.687 | -9.0121
144460X | MV/LV Substation SW***460X |  | 10 kV | _ | LV | 50 kVA :Pole Substation | 0.05 | --> | 0.05 | 0 | 0 | Constrained, otherwise capacity available =46 kVA | --> | 0.048 | 0 | 0.005 | 0 | 0 | Constrained, otherwise capacity available =43 kW | --> | C15 ex CASTLECOMER | Castlecomer [T41,T42] | BALLYRAGGET |  | 52.8746 | -7.1688
154771 | MV/LV Substation BT***771 |  | 10 kV | _ | LV | 1000 kVA :Building Structure | 1 | --> | 1 | 0 | 0 | Constrained, otherwise capacity available =757 kVA | --> | 0.95 | 0 | 0 | 0.5 | 0 |  | --> | C13 ex COLLEGE PARK | College Park [T101,T102,T103] | COLLEGE PARK |  | 53.393 | -6.391
0524119 | MV/LV Substation RO***4119 |  | 20 kV | _ | LV | 50 kVA :Pole Substation | 0.05 | --> | 0.05 | 0 | 0 | Constrained, otherwise capacity available =47 kVA | --> | 0.048 | 0 | 0 | 0 | 0 | Constrained, otherwise capacity available =47 kW | --> | E20 ex BALLINDERRY | Ballinderry [T41,T422] | MULLINGAR |  | 53.4703 | -7.3227
070509 | MV/LV Substation BE***509 |  | 10 kV | _ | LV | 100 kVA :Pole Substation | 0.1 | --> | 0.1 | 0.094 | 0.76 |  | --> | 0.095 | 0 | 0 | 0 | 0 | Constrained, otherwise capacity available =94 kW | --> | C11 ex RATHMORE | Rathmore [T42,T421] | KNOCKEARAGH |  | 52.0652 | -9.311
029206Y | MV/LV Substation CA***206Y |  | 10 kV | _ | LV | 630 kVA :Building Structure | 0.63 | --> | 0.63 | 0 | 0 | Constrained, otherwise capacity available =536 kVA | --> | 0.598 | 0 | 0.011 | 0 | 0 | Constrained, otherwise capacity available =577 kW | --> | C11 ex CARRIGTWOHILL |  |  |  | 51.9093 | -8.2568
068575X | MV/LV Substation HA***575X |  | 10 kV | _ | LV | 1000 kVA :Building Structure | 1 | --> | 1 | 0.5 | 2.6 |  | --> | 0.95 | 0 | 0 | 0.5 | 0 |  | --> | C27 ex WOLFE TONE STREET | Wolfe Tone Street [T101,T102] | FINGLAS |  | 53.3481 | -6.2584
0734183 | MV/LV Substation MO***4183 |  | 20 kV | _ | LV | 50 kVA :Pole Substation | 0.05 | --> | 0.05 | 0 | 0 | Constrained, otherwise capacity available =50 kVA | --> | 0.048 | 0 | 0 | 0 | 0 | Constrained, otherwise capacity available =48 kW | --> | C16 ex MOATE | Moate [T41,T42] | ATHLONE |  | 53.4415 | -7.6981
1564217 | MV/LV Substation BA***4217 |  | 20 kV | _ | LV | 50 kVA :Pole Substation | 0.05 | --> | 0.05 | 0.05 | 2.47 |  | --> | 0.048 | 0 | 0 | 0 | 0 | Constrained, otherwise capacity available =48 kW | --> | E13 ex TELAYDON | Telaydon [T42,T421] | LISDRUM |  | 54.3206 | -7.1157
082602 | MV/LV Substation LI***602 |  | 20 kV | _ | LV | 200 kVA :Pole Substation | 0.2 | --> | 0.2 | 0 | 0 | Constrained, otherwise capacity available =159 kVA | --> | 0.19 | 0 | 0 | 0 | 0 | Constrained, otherwise capacity available =184 kW | --> | E11 ex ACADEMY STREET | Academy Street [T421,T422,T44] | NAVAN |  | 53.5949 | -6.5957
017806X | MV/LV Substation FO***806X |  | 10 kV | _ | LV | 50 kVA :Pole Substation | 0.05 | --> | 0.05 | 0.045 | 1.58 |  | --> | 0.048 | 0 | 0 | 0 | 0 | Constrained, otherwise capacity available =47 kW | --> | C18 ex FOYNES | Foynes [T41,T42] | RATHKEALE |  | 52.5899 | -9.0776
152593 | MV/LV Substation SU***593 |  | 20 kV | _ | LV | 50 kVA :Pole Substation | 0.05 | --> | 0.05 | 0 | 0 | Constrained, otherwise capacity available =36 kVA | --> | 0.048 | 0 | 0.027 | 0 | 0 | Constrained, otherwise capacity available =26 kW | --> | E33 ex CAPPAMORE | Cappamore [T41,T42] | ARDNACRUSHA |  | 52.5781 | -8.3342
244618 | MV/LV Substation AN***618 |  | 20 kV | _ | LV | 50 kVA :Pole Substation | 0.05 | --> | 0.05 | 0 | 0 | Constrained, otherwise capacity available =40 kVA | --> | 0.048 | 0 | 0.009 | 0 | 0 | Constrained, otherwise capacity available =39 kW | --> | E12 ex MILLTOWN (SR) | Milltown (sr) [T421,T422] | OUGHTRAGH |  | 52.0971 | -9.7674
117322Y | MV/LV Substation WI***322Y |  | 20 kV | _ | LV | 400 kVA :Kiosk Substation | 0.4 | --> | 0.4 | 0 | 0 | Constrained, otherwise capacity available =387 kVA | --> | 0.38 | 0 | 0 | 0 | 0 | Constrained, otherwise capacity available =378 kW | --> | E20 ex COLLOONEY | Collooney [T421,T422] | SLIGO |  | 54.2077 | -8.5103
093155Z | MV/LV Substation SA***155Z |  | 10 kV | _ | LV | 400 kVA :Kiosk Substation | 0.4 | --> | 0.4 | 0 | 0 | Constrained, otherwise capacity available =311 kVA | --> | 0.38 | 0 | 0 | 0.368 | 0 |  | --> | C17 ex SANTRY | Santry [T41,T42] | FINGLAS |  | 53.4067 | -6.2477
029224Y | MV/LV Substation TU***224Y |  | 10 kV | _ | LV | 50 kVA :Pole Substation | 0.05 | --> | 0.05 | 0 | 0 | Constrained, otherwise capacity available =38 kVA | --> | 0.048 | 0 | 0.006 | 0 | 0 | Constrained, otherwise capacity available =41 kW | --> | C32 ex CLOYNE | Cloyne [T41] | MIDLETON |  | 51.8601 | -8.1262
003582 | MV/LV Substation TI***582 |  | 10 kV | _ | LV | 50 kVA :Pole Substation | 0.05 | --> | 0.05 | 0.05 | 0.48 |  | --> | 0.048 | 0 | 0 | 0 | 0 | Constrained, otherwise capacity available =48 kW | --> | C15 ex KILMARTIN | Kilmartin [T41] | ARKLOW |  | 53.0697 | -6.0926
426078 | MV/LV Substation CO***078 |  | 20 kV | _ | LV | 50 kVA :Pole Substation | 0.05 | --> | 0.05 | 0 | 0 | Constrained, otherwise capacity available =47 kVA | --> | 0.048 | 0 | 0 | 0 | 0 | Constrained, otherwise capacity available =47 kW | --> | E15 ex DINGLE | Dingle [T421,T422] | OUGHTRAGH |  | 52.1063 | -10.4546
058262X | MV/LV Substation CO***262X |  | 10 kV | _ | LV | 100 kVA :Pole Substation | 0.1 | --> | 0.1 | 0.099 | 0.18 |  | --> | 0.095 | 0 | 0.003 | 0 | 0 | Constrained, otherwise capacity available =93 kW | --> | C16 ex TOOMEVARA | Toomevara [T42] | NENAGH |  | 52.8577 | -8.0279
067047 | MV/LV Substation AR***047 |  | 10 kV | _ | LV | 400 kVA :Kiosk Substation | 0.4 | --> | 0.4 | 0 | 0 | Constrained, otherwise capacity available =396 kVA | --> | 0.38 | 0 | 0 | 0 | 0 | Constrained, otherwise capacity available =380 kW | --> | C16 ex GILLOGUE | Gillogue [T41,T42] | ARDNACRUSHA |  | 52.7068 | -8.6191
067631 | MV/LV Substation DE***631 |  | 20 kV | _ | LV | 50 kVA :Pole Substation | 0.05 | --> | 0.05 | 0 | 0 | Constrained, otherwise capacity available =31 kVA | --> | 0.048 | 0 | 0.02 | 0.03 | 0 |  | --> | C11 ex RAHEEN | Raheen [T41,T42] | LIMERICK |  | 52.6125 | -8.6331
210834Y | MV/LV Substation SH***834Y |  | 10 kV | _ | LV | 400 kVA :Kiosk Substation | 0.4 | --> | 0.4 | 0 | 0 | Constrained, otherwise capacity available =400 kVA | --> | 0.38 | 0 | 0 | 0 | 0 | Constrained, otherwise capacity available =380 kW | --> | C18 ex CARRICKMACROSS | Carrickmacross [T41,T42] | MEATH HILL |  | 53.9774 | -6.7232
426611 | MV/LV Substation BA***611 |  | 20 kV | _ | LV | 50 kVA :Pole Substation | 0.05 | --> | 0.05 | 0 | 0 | Constrained, otherwise capacity available =46 kVA | --> | 0.048 | 0 | 0 | 0 | 0 | Constrained, otherwise capacity available =47 kW | --> | E15 ex DINGLE | Dingle [T421,T422] | OUGHTRAGH |  | 52.1321 | -10.3101
2884162 | MV/LV Substation KI***4162 |  | 10 kV | _ | LV | 1000 kVA :Building Structure | 1 | --> | 1 | 0.041 | 0.04 | Constrained, otherwise capacity available =1000 kVA | --> | 0.95 | 0 | 0 | 0.5 | 0 |  | --> | C11 ex LITTLE BRAY | Little Bray [T41,T42] | FASSAROE |  | 53.226 | -6.1211
281960Z | MV/LV Substation SO***960Z |  | 10 kV | _ | LV | 630 kVA :Kiosk Substation | 0.63 | --> | 0.63 | 0.5 | 7.88 |  | --> | 0.598 | 0 | 0 | 0.5 | 0 |  | --> | C14 ex LIBERTY STREET | Liberty Street [T101,T102] | LIBERTY STREET |  | 51.8954 | -8.4753
017257X | MV/LV Substation AR***257X |  | 20 kV | _ | LV | 50 kVA :Pole Substation | 0.05 | --> | 0.05 | 0.048 | 1.98 |  | --> | 0.048 | 0 | 0.01 | 0 | 0 | Constrained, otherwise capacity available =40 kW | --> | E12 ex RATHKEALE | Rathkeale [T421,T422] | RATHKEALE |  | 52.518 | -8.9719
082285Z | MV/LV Substation BL***285Z |  | 20 kV | _ | LV | 50 kVA :Pole Substation | 0.05 | --> | 0.05 | 0 | 0 | Constrained, otherwise capacity available =46 kVA | --> | 0.048 | 0 | 0 | 0 | 0 | Constrained, otherwise capacity available =47 kW | --> | E11 ex ACADEMY STREET | Academy Street [T421,T422,T44] | NAVAN |  | 53.5955 | -6.601
082608 | MV/LV Substation CA***608 |  | 20 kV | _ | LV | 50 kVA :Pole Substation | 0.05 | --> | 0.05 | 0 | 0 | Constrained, otherwise capacity available =47 kVA | --> | 0.048 | 0 | 0 | 0 | 0 | Constrained, otherwise capacity available =47 kW | --> | E11 ex ACADEMY STREET | Academy Street [T421,T422,T44] | NAVAN |  | 53.5852 | -6.5928
0814196 | MV/LV Substation KI***4196 |  | 10 kV | _ | LV | 630 kVA :Building Structure | 0.63 | --> | 0.63 | 0 | 0 | Constrained, otherwise capacity available =552 kVA | --> | 0.598 | 0 | 0 | 0.5 | 0 |  | --> | C15 ex SEMPERIT | Semperit [T41,T42,T43] | GRANGE CASTLE |  | 53.3327 | -6.3581
125467 | MV/LV Substation MA***467 |  | 20 kV | _ | LV | 50 kVA :Pole Substation | 0.05 | --> | 0.05 | 0 | 0 | Constrained, otherwise capacity available =31 kVA | --> | 0.048 | 0 | 0.011 | 0 | 0 | Constrained, otherwise capacity available =37 kW | --> | C15 ex CLOONLOUGH | Cloonlough [T41,T42] | BARRYMORE |  | 52.2682 | -8.3735
037546X | MV/LV Substation CR***546X |  | 10 kV | _ | LV | 200 kVA :Kiosk Substation | 0.2 | --> | 0.2 | 0.137 | 13.05 |  | --> | 0.19 | 0 | 0.023 | 0.164 | 0 |  | --> | C12 ex ENNIS | Ennis [T101,T102] | ENNIS |  | 52.8358 | -8.9751
007642Y | MV/LV Substation CO***642Y |  | 10 kV | _ | LV | 200 kVA :Pole Substation | 0.2 | --> | 0.2 | 0.166 | 1.4 |  | --> | 0.19 | 0 | 0.01 | 0 | 0 | Constrained, otherwise capacity available =178 kW | --> | E18 ex KILLINICK | Killinick [T421,T422] | WEXFORD |  | 52.2693 | -6.3852
082907Y | MV/LV Substation DE***907Y |  | 20 kV | _ | LV | 200 kVA :Pole Substation | 0.2 | --> | 0.2 | 0.124 | 0.64 |  | --> | 0.19 | 0 | 0 | 0 | 0 | Constrained, otherwise capacity available =179 kW | --> | E14 ex RANDALSTOWN | Randalstown [T422] | NAVAN |  | 53.721 | -6.6879
244289 | MV/LV Substation LA***289 |  | 20 kV | _ | LV | 50 kVA :Pole Substation | 0.05 | --> | 0.05 | 0 | 0 | Constrained, otherwise capacity available =17 kVA | --> | 0.048 | 0 | 0.005 | 0 | 0 | Constrained, otherwise capacity available =39 kW | --> | E16 ex MILLTOWN (SR) | Milltown (sr) [T421,T422] | OUGHTRAGH |  | 52.1023 | -9.8008
037781X | MV/LV Substation DO***781X |  | 10 kV | _ | LV | 400 kVA :Kiosk Substation | 0.4 | --> | 0.4 | 0.301 | 13.05 |  | --> | 0.38 | 0 | 0 | 0.366 | 0 |  | --> | C19 ex ENNIS | Ennis [T101,T102] | ENNIS |  | 52.8377 | -8.9605
067598 | MV/LV Substation SU***598 |  | 10 kV | _ | LV | 200 kVA :Pole Substation | 0.2 | --> | 0.2 | 0 | 0 | Constrained, otherwise capacity available =100 kVA | --> | 0.19 | 0 | 0 | 0 | 0 | Constrained, otherwise capacity available =176 kW | --> | E16 ex CRATLOE | Cratloe [T421,T422] | ARDNACRUSHA |  | 52.6858 | -8.6986
0254208 | MV/LV Substation MI***4208 |  | 20 kV | _ | LV | 200 kVA :Pole Substation | 0.2 | --> | 0.2 | 0.2 | 2.96 |  | --> | 0.19 | 0 | 0 | 0 | 0 | Constrained, otherwise capacity available =190 kW | --> | E14 ex CHARLEVILLE | Charleville [T421,T422] | CHARLEVILLE |  | 52.3821 | -8.7152
066579 | MV/LV Substation HA***579 |  | 20 kV | _ | LV | 50 kVA :Pole Substation | 0.05 | --> | 0.05 | 0 | 0 | Constrained, otherwise capacity available =47 kVA | --> | 0.048 | 0 | 0 | 0 | 0 | Constrained, otherwise capacity available =47 kW | --> | E12 ex ASHBOURNE | Ashbourne [T421,T422] | FINGLAS |  | 53.4972 | -6.4095
093292X | MV/LV Substation WI***292X |  | 10 kV | _ | LV | 630 kVA :Building Structure | 0.63 | --> | 0.63 | 0 | 0 | Constrained, otherwise capacity available =572 kVA | --> | 0.598 | 0 | 0.006 | 0.5 | 0 |  | --> | C19 ex KILMORE | Kilmore [T101,T102,T103] | FINGLAS |  | 53.4066 | -6.2222
365143 | MV/LV Substation CI***143 |  | 10 kV | _ | LV | 1000 kVA :Building Structure | 1 | --> | 1 | 0 | 0 | Constrained, otherwise capacity available =622 kVA | --> | 0.95 | 0 | 0 | 0.5 | 0 |  | --> | C26 ex CITYWEST | Citywest [T101,T102] | INCHICORE 220KV |  | 53.2819 | -6.4221
046288X | MV/LV Substation PI***288X |  | 10 kV | _ | LV | 400 kVA :Kiosk Substation | 0.4 | --> | 0.4 | 0.398 | 4.13 |  | --> | 0.38 | 0 | 0 | 0.38 | 0 |  | --> | C13 ex AGHAGAD | Aghagad [T41,T42] | SLIGO |  | 54.4671 | -8.4481
018535 | MV/LV Substation ST***535 |  | 10 kV | _ | LV | 200 kVA :Pole Substation | 0.2 | --> | 0.2 | 0.173 | 3.75 |  | --> | 0.19 | 0 | 0.009 | 0 | 0 | Constrained, otherwise capacity available =180 kW | --> | C13 ex SMEARLA | Smearla [T41,T42] | TRIEN |  | 52.4511 | -9.4643
059264 | MV/LV Substation MO***264 |  | 10 kV | _ | LV | 50 kVA :Pole Substation | 0.05 | --> | 0.05 | 0 | 0 | Constrained, otherwise capacity available =33 kVA | --> | 0.048 | 0 | 0.006 | 0 | 0 | Constrained, otherwise capacity available =41 kW | --> | C11 ex DERRYCRAMPH | Derrycramph [T41,T42] | SHANKILL |  | 53.9695 | -7.3557
036075 | MV/LV Substation CO***075 |  | 10 kV | _ | LV | 200 kVA :Pole Substation | 0.2 | --> | 0.2 | 0 | 0 | Constrained, otherwise capacity available =97 kVA | --> | 0.19 | 0 | 0 | 0 | 0 | Constrained, otherwise capacity available =175 kW | --> | E16 ex GARRANACANTY | Garranacanty [T421,T422] | TIPPERARY |  | 52.4604 | -8.1393
018879 | MV/LV Substation DU***879 |  | 10 kV | _ | LV | 50 kVA :Pole Substation | 0.05 | --> | 0.05 | 0.05 | 3.75 |  | --> | 0.048 | 0 | 0 | 0 | 0 | Constrained, otherwise capacity available =48 kW | --> | C19 ex SMEARLA | Smearla [T41,T42] | TRIEN |  | 52.4189 | -9.3665
2564006 | MV/LV Substation RE***4006 |  | 10 kV | _ | LV | 100 kVA :Pole Substation | 0.1 | --> | 0.1 | 0.073 | 1.28 |  | --> | 0.095 | 0 | 0 | 0 | 0 | Constrained, otherwise capacity available =91 kW | --> | C18 ex CASTLEREA | Castlerea [T41,T42] | CARRICK ON SHANNON |  | 53.7675 | -8.4735
196381X | MV/LV Substation 6 ***381X |  | 10 kV | _ | LV | 400 kVA :Building Structure | 0.4 | --> | 0.4 | 0 | 0 | Constrained, otherwise capacity available =392 kVA | --> | 0.38 | 0 | 0 | 0 | 0 | Constrained, otherwise capacity available =379 kW | --> | C15 ex TRIM | Trim [T41,T42] | NAVAN |  | 53.5667 | -6.7949
008336 | MV/LV Substation KN***336 |  | 10 kV | _ | LV | 50 kVA :Pole Substation | 0.05 | --> | 0.05 | 0.027 | 0.24 |  | --> | 0.048 | 0 | 0 | 0 | 0 | Constrained, otherwise capacity available =44 kW | --> | C14 ex ROSBERCON | Rosbercon [T41,T42] | WATERFORD |  | 52.4517 | -6.9696
068217X | MV/LV Substation MA***217X |  | 10 kV | _ | LV | 1000 kVA :Building Structure | 1 | --> | 1 | 0.5 | 7.61 |  | --> | 0.95 | 0 | 0 | 0.5 | 0 |  | --> | C12 ex SHERIFF STREET | Sheriff Street [T41,T42] | FRANCIS STREET |  | 53.3488 | -6.2458
0684383 | MV/LV Substation JA***4383 |  | 10 kV | _ | LV | 1000 kVA :Building Structure | 1 | --> | 1 | 0.5 | 7.2 |  | --> | 0.95 | 0 | 0 | 0.5 | 0 |  | --> | C22 ex TRINITY | Trinity [T101,T102] | POOLBEG |  | 53.3375 | -6.2472
052242Y | MV/LV Substation SH***242Y |  | 10 kV | _ | LV | 200 kVA :Pole Substation | 0.2 | --> | 0.2 | 0.103 | 1.25 |  | --> | 0.19 | 0 | 0 | 0 | 0 | Constrained, otherwise capacity available =176 kW | --> | C17 ex LOUGHANALLA | Loughanalla [T41,T42] | MULLINGAR |  | 53.7396 | -7.2689
012176 | MV/LV Substation HI***176 |  | 10 kV | _ | LV | 200 kVA :Pole Substation | 0.2 | --> | 0.2 | 0 | 0 | Constrained, otherwise capacity available =117 kVA | --> | 0.19 | 0 | 0.036 | 0 | 0 | Constrained, otherwise capacity available =152 kW | --> | C17 ex POLLERTON | Pollerton [T41,T42] | CARLOW |  | 52.8467 | -6.9117
050058X | MV/LV Substation PO***058X |  | 20 kV | _ | LV | 200 kVA :Pole Substation | 0.2 | --> | 0.2 | 0.198 | 6.49 |  | --> | 0.19 | 0 | 0 | 0 | 0 | Constrained, otherwise capacity available =190 kW | --> | C22 ex BUSHFIELD | Bushfield [T41,T42] | ATHLONE |  | 53.4653 | -7.8849
2544023 | MV/LV Substation GL***4023 |  | 20 kV | _ | LV | 400 kVA :Building Structure | 0.4 | --> | 0.4 | 0 | 0 | Constrained, otherwise capacity available =367 kVA | --> | 0.38 | 0 | 0.011 | 0 | 0 | Constrained, otherwise capacity available =367 kW | --> | E15 ex GLENAMADDY | Glenamaddy [T422] | ATHLONE |  | 53.6075 | -8.5663
074023X | MV/LV Substation HI***023X |  | 20 kV | _ | LV | 400 kVA :Building Structure | 0.4 | --> | 0.4 | 0 | 0 | Constrained, otherwise capacity available =400 kVA | --> | 0.38 | 0 | 0 | 0 | 0 | Constrained, otherwise capacity available =380 kW | --> | C16 ex CARRICK ON SHANNON | Carrick On Shannon [T41,T42] | CARRICK ON SHANNON |  | 53.876 | -8.0821
590535 | MV/LV Substation ST***535 |  | 20 kV | _ | LV | 200 kVA :Pole Substation | 0.2 | --> | 0.2 | 0.106 | 1.43 |  | --> | 0.19 | 0 | 0.01 | 0 | 0 | Constrained, otherwise capacity available =169 kW | --> | E17 ex CONG | Cong [T421,T422] | CLOON |  | 53.5352 | -9.2734
033529 | MV/LV Substation GO***529 |  | 10 kV | _ | LV | 50 kVA :Pole Substation | 0.05 | --> | 0.05 | 0 | 0 | Constrained, otherwise capacity available =40 kVA | --> | 0.048 | 0 | 0.01 | 0 | 0 | Constrained, otherwise capacity available =39 kW | --> | C12 ex GRANAGH | Granagh [T41,T42] | WATERFORD |  | 52.3419 | -7.3041
066022 | MV/LV Substation BA***022 |  | 10 kV | _ | LV | 400 kVA :Kiosk Substation | 0.4 | --> | 0.4 | 0 | 0 | Constrained, otherwise capacity available =269 kVA | --> | 0.38 | 0 | 0.059 | 0.318 | 0 |  | --> | C20 ex SUTTON | Sutton [T41,T42] | GRANGE (DR) |  | 53.3669 | -6.0786
288890 | MV/LV Substation KI***890 |  | 10 kV | _ | LV | 50 kVA :Pole Substation | 0.05 | --> | 0.05 | 0 | 0 | Constrained, otherwise capacity available =21 kVA | --> | 0.048 | 0 | 0 | 0.044 | 0 |  | --> | C13 ex SANDYFORD | Sandyford [T41,T42] | CARRICKMINES |  | 53.2547 | -6.3197
377935 | MV/LV Substation DE***935 |  | 20 kV | _ | LV | 50 kVA :Pole Substation | 0.05 | --> | 0.05 | 0 | 0 | Constrained, otherwise capacity available =44 kVA | --> | 0.048 | 0 | 0 | 0 | 0 | Constrained, otherwise capacity available =47 kW | --> | E12 ex GURRANEBANE | Gurranebane [T421,T422] | OUGHTRAGH |  | 51.9662 | -10.1712
0564131 | MV/LV Substation BA***4131 |  | 20 kV | _ | LV | 50 kVA :Pole Substation | 0.05 | --> | 0.05 | 0 | 0 | Constrained, otherwise capacity available =50 kVA | --> | 0.048 | 0 | 0 | 0 | 0 | Constrained, otherwise capacity available =48 kW | --> | C17 ex KYLEERAGH | Kyleeragh [T41,T42] | NENAGH |  | 53.0243 | -8.221
017011 | MV/LV Substation MA***011 |  | 10 kV | _ | LV | 400 kVA :Building Structure | 0.4 | --> | 0.4 | 0.062 | 4.23 |  | --> | 0.38 | 0 | 0 | 0 | 0 | Constrained, otherwise capacity available =331 kW | --> | C17 ex CHURCHTOWN | Churchtown [T41] | RATHKEALE |  | 52.4517 | -9.0583
196499 | MV/LV Substation DA***499 |  | 20 kV | _ | LV | 100 kVA :Pole Substation | 0.1 | --> | 0.1 | 0.099 | 1.34 |  | --> | 0.095 | 0 | 0 | 0 | 0 | Constrained, otherwise capacity available =95 kW | --> | E23 ex ATHBOY | Athboy [T423] | NAVAN |  | 53.5003 | -6.8914
366582 | MV/LV Substation CE***582 |  | 20 kV | _ | LV | 400 kVA :Kiosk Substation | 0.4 | --> | 0.4 | 0.275 | 0.45 |  | --> | 0.38 | 0 | 0.003 | 0 | 0 | Constrained, otherwise capacity available =360 kW | --> | C16 ex CARRAROE | Carraroe [T42] | SCREEB |  | 53.2632 | -9.599
093064Z | MV/LV Substation CO***064Z |  | 10 kV | _ | LV | 400 kVA :Kiosk Substation | 0.4 | --> | 0.4 | 0 | 0 | Constrained, otherwise capacity available =299 kVA | --> | 0.38 | 0 | 0.005 | 0.362 | 0 |  | --> | C14 ex SANTRY | Santry [T41,T42] | FINGLAS |  | 53.3922 | -6.2282
084380X | MV/LV Substation CR***380X |  | 20 kV | _ | LV | 200 kVA :Kiosk Substation | 0.2 | --> | 0.2 | 0 | 0 | Constrained, otherwise capacity available =189 kVA | --> | 0.19 | 0 | 0 | 0 | 0 | Constrained, otherwise capacity available =188 kW | --> | E17 ex KILCOLGAN | Kilcolgan [T42,T421] | GALWAY 110KV |  | 53.2356 | -8.7484
068995 | MV/LV Substation VI***995 |  | 10 kV | _ | LV | 630 kVA :Kiosk Substation | 0.63 | --> | 0.63 | 0 | 0 | Constrained, otherwise capacity available =564 kVA | --> | 0.598 | 0 | 0 | 0.5 | 0 |  | --> | C18 ex WATLING STREET | Watling Street [T41,T42] | FRANCIS STREET |  | 53.3462 | -6.2836
052118Z | MV/LV Substation LE***118Z |  | 20 kV | _ | LV | 50 kVA :Pole Substation | 0.05 | --> | 0.05 | 0 | 0 | Constrained, otherwise capacity available =15 kVA | --> | 0.048 | 0 | 0.009 | 0 | 0 | Constrained, otherwise capacity available =36 kW | --> | E18 ex BALLINDERRY | Ballinderry [T41,T422] | MULLINGAR |  | 53.5069 | -7.1414
068177X | MV/LV Substation OS***177X |  | 10 kV | _ | LV | 630 kVA :Building Structure | 0.63 | --> | 0.63 | 0 | 0 | Constrained, otherwise capacity available =543 kVA | --> | 0.598 | 0 | 0 | 0.5 | 0 |  | --> | C21 ex CAMDEN ROW | Camden Row [T41] | FRANCIS STREET |  | 53.3421 | -6.269
165020Y | MV/LV Substation CA***020Y |  | 10 kV | _ | LV | 50 kVA :Pole Substation | 0.05 | --> | 0.05 | 0.048 | 0.88 |  | --> | 0.048 | 0 | 0 | 0 | 0 | Constrained, otherwise capacity available =47 kW | --> | C12 ex ROSS CARBERY | Ross Carbery [T41,T42] | DUNMANWAY |  | 51.5705 | -8.9808
018137 | MV/LV Substation ES***137 |  | 20 kV | _ | LV | 50 kVA :Pole Substation | 0.05 | --> | 0.05 | 0.04 | 3.75 |  | --> | 0.048 | 0 | 0 | 0 | 0 | Constrained, otherwise capacity available =46 kW | --> | C14 ex SMEARLA | Smearla [T41,T42] | TRIEN |  | 52.5678 | -9.373
003738X | MV/LV Substation SE***738X |  | 10 kV | _ | LV | 200 kVA :Kiosk Substation | 0.2 | --> | 0.2 | 0.162 | 11.58 |  | --> | 0.19 | 0 | 0.004 | 0 | 0 | Constrained, otherwise capacity available =182 kW | --> | C20 ex BALLYBEG | Ballybeg [T101,T102] | CARRICKMINES |  | 52.9734 | -6.0438
161004 | MV/LV Substation PU***004 |  | 20 kV | _ | LV | 100 kVA :Pole Substation | 0.1 | --> | 0.1 | 0.056 | 11.03 |  | --> | 0.095 | 0 | 0.005 | 0.085 | 0 |  | --> | C27 ex SALTHILL | Salthill [T101,T102] | SALTHILL |  | 53.3389 | -9.1734
021320Z | MV/LV Substation CO***320Z |  | 10 kV | _ | LV | 400 kVA :Kiosk Substation | 0.4 | --> | 0.4 | 0 | 0 | Constrained, otherwise capacity available =328 kVA | --> | 0.38 | 0 | 0.039 | 0.341 | 0 |  | --> | C15 ex RIVERSTOWN | Riverstown [T41,T42] | KILBARRY |  | 51.9293 | -8.378
214780 | MV/LV Substation BE***780 |  | 10 kV | _ | LV | 200 kVA :Kiosk Substation | 0.2 | --> | 0.2 | 0 | 0 | Constrained, otherwise capacity available =168 kVA | --> | 0.19 | 0 | 0.003 | 0 | 0 | Constrained, otherwise capacity available =183 kW | --> | C14 ex DRUMQUIN | Drumquin [T42] | ENNIS |  | 52.8106 | -8.9679
3654203 | MV/LV Substation AP***4203 |  | 10 kV | _ | LV | 400 kVA :Kiosk Substation | 0.4 | --> | 0.4 | 0 | 0 | Constrained, otherwise capacity available =400 kVA | --> | 0.38 | 0 | 0 | 0.38 | 0 |  | --> | C12 ex SAGGART | Saggart [T41,T42] | GRANGE CASTLE |  | 53.2785 | -6.489
093140Y | MV/LV Substation DE***140Y |  | 10 kV | _ | LV | 100 kVA :Pole Substation | 0.1 | --> | 0.1 | 0 | 0 | Constrained, otherwise capacity available =21 kVA | --> | 0.095 | 0 | 0 | 0.084 | 0 |  | --> | C20 ex SUTTON | Sutton [T41,T42] | GRANGE (DR) |  | 53.3802 | -6.0773
266066X | MV/LV Substation MI***066X |  | 20 kV | _ | LV | 200 kVA :Kiosk Substation | 0.2 | --> | 0.2 | 0 | 0 | Constrained, otherwise capacity available =167 kVA | --> | 0.19 | 0 | 0.005 | 0 | 0 | Constrained, otherwise capacity available =182 kW | --> | E18 ex CARNDONAGH | Carndonagh [T421,T422] | TRILLICK |  | 55.2447 | -7.2639
041185Y | MV/LV Substation KN***185Y |  | 20 kV | _ | LV | 50 kVA :Pole Substation | 0.05 | --> | 0.05 | 0 | 0 | Constrained, otherwise capacity available =37 kVA | --> | 0.048 | 0 | 0.005 | 0 | 0 | Constrained, otherwise capacity available =42 kW | --> | E14 ex DALTON | Dalton [T421,T422] | DALTON |  | 53.785 | -8.9424
160881Y | MV/LV Substation NA***881Y |  | 10 kV | _ | LV | 400 kVA :Kiosk Substation | 0.4 | --> | 0.4 | 0 | 0 | Constrained, otherwise capacity available =338 kVA | --> | 0.38 | 0 | 0.004 | 0 | 0 | Constrained, otherwise capacity available =368 kW | --> | C18 ex PORTARLINGTON | Portarlington [T41,T42] | PORTLAOISE |  | 53.1666 | -7.2203
017649Y | MV/LV Substation LE***649Y |  | 20 kV | _ | LV | 100 kVA :Pole Substation | 0.1 | --> | 0.1 | 0.089 | 1.58 |  | --> | 0.095 | 0 | 0.006 | 0 | 0 | Constrained, otherwise capacity available =89 kW | --> | C17 ex FOYNES | Foynes [T41,T42] | RATHKEALE |  | 52.6107 | -9.1321
012414Y | MV/LV Substation QU***414Y |  | 10 kV | _ | LV | 200 kVA :Pole Substation | 0.2 | --> | 0.2 | 0 | 0 | Constrained, otherwise capacity available =197 kVA | --> | 0.19 | 0 | 0 | 0 | 0 | Constrained, otherwise capacity available =190 kW | --> | C23 ex POLLERTON | Pollerton [T41,T42] | CARLOW |  | 52.8105 | -6.919
0524278 | MV/LV Substation AN***4278 |  | 20 kV | _ | LV | 50 kVA :Pole Substation | 0.05 | --> | 0.05 | 0 | 0 | Constrained, otherwise capacity available =50 kVA | --> | 0.048 | 0 | 0 | 0 | 0 | Constrained, otherwise capacity available =48 kW | --> | E19 ex EDENDERRY | Edenderry [T421,T422] | BLAKE |  | 53.4898 | -7.1205
108421 | MV/LV Substation SM***421 |  | 10 kV | _ | LV | 100 kVA :Pole Substation | 0.1 | --> | 0.1 | 0.057 | 1.57 |  | --> | 0.095 | 0 | 0.01 | 0 | 0 | Constrained, otherwise capacity available =82 kW | --> | C16 ex BALLYSHANNON | Ballyshannon [T41,T42] | CATHALEENS FALL |  | 54.5467 | -8.2142
117481Y | MV/LV Substation GW***481Y |  | 20 kV | _ | LV | 630 kVA :Kiosk Substation | 0.63 | --> | 0.63 | 0 | 0 | Constrained, otherwise capacity available =558 kVA | --> | 0.598 | 0 | 0.04 | 0 | 0 | Constrained, otherwise capacity available =559 kW | --> | E20 ex COLLOONEY | Collooney [T421,T422] | SLIGO |  | 54.1843 | -8.4842
011604Z | MV/LV Substation BA***604Z |  | 10 kV | _ | LV | 50 kVA :Pole Substation | 0.05 | --> | 0.05 | 0 | 0 | Constrained, otherwise capacity available =34 kVA | --> | 0.048 | 0 | 0 | 0 | 0 | Constrained, otherwise capacity available =45 kW | --> | C17 ex ROSEHILL | Rosehill [T41,T42] | KILKENNY |  | 52.5929 | -7.2841
093118 | MV/LV Substation MU***118 |  | 10 kV | _ | LV | 200 kVA :Building Structure | 0.2 | --> | 0.2 | 0 | 0 |  | --> | 0.19 | 0 | 0.04 | 0.115 | 0 |  | --> | C19 ex POPPINTREE | Poppintree [T101,T102] | FINGLAS |  | 53.4029 | -6.2711
248874 | MV/LV Substation CO***874 |  | 20 kV | _ | LV | 50 kVA :Pole Substation | 0.05 | --> | 0.05 | 0 | 0 | Constrained, otherwise capacity available =26 kVA | --> | 0.048 | 0 | 0.005 | 0 | 0 | Constrained, otherwise capacity available =40 kW | --> | E19 ex KILCOCK | Kilcock [T421,T422] | GRIFFINRATH |  | 53.3947 | -6.6811
017023Z | MV/LV Substation CO***023Z |  | 20 kV | _ | LV | 400 kVA :Building Structure | 0.4 | --> | 0.4 | 0.391 | 1.98 |  | --> | 0.38 | 0 | 0 | 0 | 0 | Constrained, otherwise capacity available =379 kW | --> | E14 ex RATHKEALE | Rathkeale [T421,T422] | RATHKEALE |  | 52.449 | -8.7353
281095 | MV/LV Substation WH***095 |  | 10 kV | _ | LV | 630 kVA :Building Structure | 0.63 | --> | 0.63 | 0.335 | 4.67 |  | --> | 0.598 | 0 | 0 | 0.5 | 0 |  | --> | C24 ex CENTRE PARK ROAD | Marina [T105,T106] | MARINA |  | 51.8936 | -8.47
054678 | MV/LV Substation CL***678 |  | 10 kV | _ | LV | 50 kVA :Pole Substation | 0.05 | --> | 0.05 | 0 | 0 | Constrained, otherwise capacity available =48 kVA | --> | 0.048 | 0 | 0 | 0 | 0 | Constrained, otherwise capacity available =47 kW | --> | E14 ex ABBEYLEIX | Abbeyleix [T422] | PORTLAOISE |  | 52.9045 | -7.2634
058456Y | MV/LV Substation TO***456Y |  | 10 kV | _ | LV | 200 kVA :Kiosk Substation | 0.2 | --> | 0.2 | 0.175 | 0.18 |  | --> | 0.19 | 0 | 0.011 | 0 | 0 | Constrained, otherwise capacity available =178 kW | --> | C15 ex TOOMEVARA | Toomevara [T42] | NENAGH |  | 52.9399 | -8.0343
089164X | MV/LV Substation TU***164X |  | 20 kV | _ | LV | 50 kVA :Pole Substation | 0.05 | --> | 0.05 | 0.05 | 9.1 |  | --> | 0.048 | 0 | 0 | 0 | 0 | Constrained, otherwise capacity available =48 kW | --> | E21 ex ARDNAREE | Ardnaree [T42,T421] | MOY |  | 54.0822 | -9.1051
064577 | MV/LV Substation DO***577 |  | 10 kV | _ | LV | 400 kVA :Kiosk Substation | 0.4 | --> | 0.4 | 0 | 0 | Constrained, otherwise capacity available =305 kVA | --> | 0.38 | 0 | 0.035 | 0 | 0 | Constrained, otherwise capacity available =341 kW | --> | C17 ex DRYBRIDGE | Drybridge [T41,T42] | DRYBRIDGE |  | 53.6917 | -6.417
036963X | MV/LV Substation DU***963X |  | 20 kV | _ | LV | 100 kVA :Pole Substation | 0.1 | --> | 0.1 | 0 | 0 | Constrained, otherwise capacity available =71 kVA | --> | 0.095 | 0 | 0.026 | 0 | 0 | Constrained, otherwise capacity available =72 kW | --> | E20 ex GARRANACANTY | Garranacanty [T421,T422] | TIPPERARY |  | 52.5239 | -8.0816
093369Z | MV/LV Substation BY***369Z |  | 10 kV | _ | LV | 630 kVA :Building Structure | 0.63 | --> | 0.63 | 0 | 0 | Constrained, otherwise capacity available =519 kVA | --> | 0.598 | 0 | 0 | 0.5 | 0 |  | --> | C19 ex KILMORE | Kilmore [T101,T102,T103] | FINGLAS |  | 53.4082 | -6.2398
281461X | MV/LV Substation TH***461X |  | 10 kV | _ | LV | 400 kVA :Kiosk Substation | 0.4 | --> | 0.4 | 0 | 0 | Constrained, otherwise capacity available =240 kVA | --> | 0.38 | 0 | 0.048 | 0 | 0 | Constrained, otherwise capacity available =322 kW | --> | C21 ex DOUGLAS | Douglas [T41,T42] | TRABEG |  | 51.8733 | -8.3945
350206X | MV/LV Substation BU***206X |  | 10 kV | _ | LV | 100 kVA :Pole Substation | 0.1 | --> | 0.1 | 0.095 | 1.57 |  | --> | 0.095 | 0 | 0 | 0 | 0 | Constrained, otherwise capacity available =94 kW | --> | C15 ex BUNDORAN | Bundoran [T41,T42] | CATHALEENS FALL |  | 54.4548 | -8.4187
132005 | MV/LV Substation WO***005 |  | 10 kV | _ | LV | 50 kVA :Pole Substation | 0.05 | --> | 0.05 | 0 | 0 | Constrained, otherwise capacity available =27 kVA | --> | 0.048 | 0 | 0.006 | 0 | 0 | Constrained, otherwise capacity available =40 kW | --> | C16 ex LOUGHREA | Loughrea [T41,T42] | SOMERSET |  | 53.1929 | -8.5646
281075X | MV/LV Substation PA***075X |  | 10 kV | _ | LV | 630 kVA :Kiosk Substation | 0.63 | --> | 0.63 | 0.432 | 7.88 |  | --> | 0.598 | 0 | 0 | 0.5 | 0 |  | --> | C28 ex LIBERTY STREET | Liberty Street [T101,T102] | LIBERTY STREET |  | 51.8991 | -8.4752
009619Y | MV/LV Substation BI***619Y |  | 10 kV | _ | LV | 400 kVA :Kiosk Substation | 0.4 | --> | 0.4 | 0 | 0 | Constrained, otherwise capacity available =302 kVA | --> | 0.38 | 0 | 0.022 | 0 | 0 | Constrained, otherwise capacity available =350 kW | --> | E12 ex KILCARRAGH | Kilcarragh [T421,T422] | BUTLERSTOWN |  | 52.2342 | -7.0768
034686 | MV/LV Substation AR***686 |  | 10 kV | _ | LV | 200 kVA :Kiosk Substation | 0.2 | --> | 0.2 | 0.165 | 0.57 |  | --> | 0.19 | 0 | 0.009 | 0 | 0 | Constrained, otherwise capacity available =178 kW | --> | C16 ex LAWLESSTOWN | Lawlesstown [T42,T421] | DOON |  | 52.3621 | -7.7262
0814302 | MV/LV Substation WE***4302 |  | 10 kV | _ | LV | 400 kVA :Kiosk Substation | 0.4 | --> | 0.4 | 0 | 0 | Constrained, otherwise capacity available =352 kVA | --> | 0.38 | 0 | 0.01 | 0 | 0 | Constrained, otherwise capacity available =366 kW | --> | C12 ex MONEYCOOLEY | Moneycooley [T41,T42,T44] | GRIFFINRATH |  | 53.3653 | -6.5255
013822Y | MV/LV Substation CL***822Y |  | 10 kV | _ | LV | 100 kVA :Pole Substation | 0.1 | --> | 0.1 | 0.073 | 0.12 |  | --> | 0.095 | 0 | 0 | 0.091 | 0 |  | --> | C20 ex ATHY | Athy [T101,T102] | ATHY |  | 52.9971 | -6.9817
021211Z | MV/LV Substation WE***211Z |  | 10 kV | _ | LV | 630 kVA :Building Structure | 0.63 | --> | 0.63 | 0 | 0 | Constrained, otherwise capacity available =547 kVA | --> | 0.598 | 0 | 0 | 0.5 | 0 |  | --> | C26 ex KILBARRY | Kilbarry [T101,T43] | KILBARRY |  | 51.9243 | -8.487
006390Y | MV/LV Substation OU***390Y |  | 20 kV | _ | LV | 50 kVA :Pole Substation | 0.05 | --> | 0.05 | 0.045 | 4.38 |  | --> | 0.048 | 0 | 0 | 0.047 | 0 |  | --> | E18 ex CRANE | Crane [T122] | CRANE |  | 52.503 | -6.3926
001662 | MV/LV Substation SH***662 |  | 10 kV | _ | LV | 400 kVA :Building Structure | 0.4 | --> | 0.4 | 0.183 | 13.42 |  | --> | 0.38 | 0 | 0 | 0.349 | 0 |  | --> | C19 ex POTTERY ROAD | Pottery Road [T101,T102] | CARRICKMINES |  | 53.2791 | -6.1605
064068Z | MV/LV Substation SC***068Z |  | 10 kV | _ | LV | 630 kVA :Building Structure | 0.63 | --> | 0.63 | 0 | 0 | Constrained, otherwise capacity available =548 kVA | --> | 0.598 | 0 | 0 | 0 | 0 | Constrained, otherwise capacity available =587 kW | --> | C17 ex MORNINGTON ROAD | Mornington Road [T41,T42] | DRYBRIDGE |  | 53.7134 | -6.3465
0694094 | MV/LV Substation WH***4094 |  | 10 kV | _ | LV | 630 kVA :Kiosk Substation | 0.63 | --> | 0.63 | 0 | 0 | Constrained, otherwise capacity available =528 kVA | --> | 0.598 | 0 | 0 | 0.5 | 0 |  | --> | C17 ex BALLYBODEN | Ballyboden [T41,T42] | COOKSTOWN |  | 53.2724 | -6.3157
077037X | MV/LV Substation CO***037X |  | 20 kV | _ | LV | 100 kVA :Pole Substation | 0.1 | --> | 0.1 | 0 | 0 | Constrained, otherwise capacity available =100 kVA | --> | 0.095 | 0 | 0 | 0 | 0 | Constrained, otherwise capacity available =95 kW | --> | E18 ex PATRICKSWELL | Patrickswell [T421,T422] | LIMERICK |  | 52.5976 | -8.7005
049049 | MV/LV Substation LO***049 |  | 20 kV | _ | LV | 100 kVA :Pole Substation | 0.1 | --> | 0.1 | 0.04 | 0.21 |  | --> | 0.095 | 0 | 0 | 0 | 0 | Constrained, otherwise capacity available =86 kW | --> | E12 ex LONGFORD | Longford [T421,T422] | RICHMOND |  | 53.8039 | -7.7828
067180 | MV/LV Substation HE***180 |  | 10 kV | _ | LV | 400 kVA :Kiosk Substation | 0.4 | --> | 0.4 | 0 | 0 | Constrained, otherwise capacity available =91 kVA | --> | 0.38 | 0 | 0.015 | 0 | 0 | Constrained, otherwise capacity available =324 kW | --> | C14 ex MOYLISH | Moylish [T41,T42] | ARDNACRUSHA |  | 52.6754 | -8.6366
067422Y | MV/LV Substation CA***422Y |  | 10 kV | _ | LV | 400 kVA :Kiosk Substation | 0.4 | --> | 0.4 | 0 | 0 | Constrained, otherwise capacity available =250 kVA | --> | 0.38 | 0 | 0.088 | 0 | 0 | Constrained, otherwise capacity available =294 kW | --> | C11 ex CORBALLY | Corbally [T41,T42] | ARDNACRUSHA |  | 52.6725 | -8.6058
136805X | MV/LV Substation C.***805X |  | 10 kV | _ | LV | 400 kVA :Kiosk Substation | 0.4 | --> | 0.4 | 0 | 0 | Constrained, otherwise capacity available =377 kVA | --> | 0.38 | 0 | 0 | 0 | 0 | Constrained, otherwise capacity available =377 kW | --> | C19 ex ROSCOMMON | Roscommon [T41,T42] | LANESBORO |  | 53.6421 | -8.2083
139107X | MV/LV Substation CU***107X |  | 10 kV | _ | LV | 50 kVA :Pole Substation | 0.05 | --> | 0.05 | 0.031 | 2.68 |  | --> | 0.048 | 0 | 0.006 | 0 | 0 | Constrained, otherwise capacity available =40 kW | --> | C13 ex OLDCASTLE | Oldcastle [T41,T422] | MULLINGAR |  | 53.7698 | -7.1519
081665Y | MV/LV Substation BA***665Y |  | 10 kV | _ | LV | 400 kVA :Kiosk Substation | 0.4 | --> | 0.4 | 0 | 0 | Constrained, otherwise capacity available =252 kVA | --> | 0.38 | 0 | 0.011 | 0 | 0 | Constrained, otherwise capacity available =351 kW | --> | C22 ex CELBRIDGE | Celbridge [T41,T42] | GRIFFINRATH |  | 53.334 | -6.556
001249 | MV/LV Substation LE***249 |  | 10 kV | _ | LV | 400 kVA :Building Structure | 0.4 | --> | 0.4 | 0.306 | 1.55 |  | --> | 0.38 | 0 | 0.039 | 0.338 | 0 |  | --> | C21 ex MONKSTOWN | Monkstown [T41,T42] | BLACKROCK |  | 53.2753 | -6.1949
2814271 | MV/LV Substation CU***4271 |  | 10 kV | _ | LV | 630 kVA :Building Structure | 0.63 | --> | 0.63 | 0 | 0 | Constrained, otherwise capacity available =191 kVA | --> | 0.598 | 0 | 0 | 0.5 | 0 |  | --> | C11 ex BISHOPSTOWN | Bishopstown [T41,T42] | KILBARRY |  | 51.8915 | -8.5144
093043Z | MV/LV Substation BE***043Z |  | 10 kV | _ | LV | 200 kVA :Kiosk Substation | 0.2 | --> | 0.2 | 0 | 0 | Constrained, otherwise capacity available =147 kVA | --> | 0.19 | 0 | 0.028 | 0.162 | 0 |  | --> | C14 ex SANTRY | Santry [T41,T42] | FINGLAS |  | 53.3907 | -6.2316
167380Z | MV/LV Substation TO***380Z |  | 20 kV | _ | LV | 100 kVA :Pole Substation | 0.1 | --> | 0.1 | 0 | 0 | Constrained, otherwise capacity available =100 kVA | --> | 0.095 | 0 | 0 | 0 | 0 | Constrained, otherwise capacity available =95 kW | --> | E12 ex WHITECHURCH | Whitechurch [T421,T422] | KILBARRY |  | 51.9836 | -8.5108
0544236 | MV/LV Substation BE***4236 |  | 10 kV | _ | LV | 400 kVA :Kiosk Substation | 0.4 | --> | 0.4 | 0 | 0 | Constrained, otherwise capacity available =295 kVA | --> | 0.38 | 0 | 0.021 | 0 | 0 | Constrained, otherwise capacity available =350 kW | --> | C16 ex PALLAS | Pallas [T41,T42] | PORTLAOISE |  | 53.0328 | -7.3244
0934005 | MV/LV Substation AI***4005 |  | 10 kV | _ | LV | 630 kVA :Kiosk Substation | 0.63 | --> | 0.63 | 0 | 0 | Constrained, otherwise capacity available =588 kVA | --> | 0.598 | 0 | 0.003 | 0.5 | 0 |  | --> | C17 ex SANTRY | Santry [T41,T42] | FINGLAS |  | 53.4077 | -6.2388
154281 | MV/LV Substation RO***281 |  | 10 kV | _ | LV | 630 kVA :Building Structure | 0.63 | --> | 0.63 | 0 | 0 | Constrained, otherwise capacity available =338 kVA | --> | 0.598 | 0 | 0 | 0 | 0 | Constrained, otherwise capacity available =557 kW | --> | C13 ex COOLMINE | Coolmine [T41,T42] | FINGLAS |  | 53.3836 | -6.3824
067025Z | MV/LV Substation CL***025Z |  | 20 kV | _ | LV | 50 kVA :Pole Substation | 0.05 | --> | 0.05 | 0 | 0 | Constrained, otherwise capacity available =48 kVA | --> | 0.048 | 0 | 0.005 | 0 | 0 | Constrained, otherwise capacity available =44 kW | --> | E18 ex CRATLOE | Cratloe [T421,T422] | ARDNACRUSHA |  | 52.7174 | -8.8105
081058Y | MV/LV Substation TH***058Y |  | 10 kV | _ | LV | 400 kVA :Kiosk Substation | 0.4 | --> | 0.4 | 0 | 0 | Constrained, otherwise capacity available =280 kVA | --> | 0.38 | 0 | 0.064 | 0 | 0 | Constrained, otherwise capacity available =316 kW | --> | C22 ex CELBRIDGE | Celbridge [T41,T42] | GRIFFINRATH |  | 53.3348 | -6.5389
066797X | MV/LV Substation BI***797X |  | 10 kV | _ | LV | 50 kVA :Pole Substation | 0.05 | --> | 0.05 | 0 | 0 | Constrained, otherwise capacity available =39 kVA | --> | 0.048 | 0 | 0 | 0 | 0 | Constrained, otherwise capacity available =46 kW | --> | E11 ex ASHBOURNE | Ashbourne [T421,T422] | FINGLAS |  | 53.4378 | -6.3348
007959 | MV/LV Substation PA***959 |  | 10 kV | _ | LV | 100 kVA :Pole Substation | 0.1 | --> | 0.1 | 0.082 | 0.14 |  | --> | 0.095 | 0 | 0.007 | 0 | 0 | Constrained, otherwise capacity available =87 kW | --> | C16 ex CARRIGLAWN | Carriglawn [T41,T42] | WEXFORD |  | 52.3507 | -6.499
062916Y | MV/LV Substation FI***916Y |  | 10 kV | _ | LV | 200 kVA :Building Structure | 0.2 | --> | 0.2 | 0.164 | 3.12 |  | --> | 0.19 | 0 | 0 | 0 | 0 | Constrained, otherwise capacity available =185 kW | --> | C19 ex MARSHES | Marshes [T41,T42] | DUNDALK |  | 53.9809 | -6.3833
288177X | MV/LV Substation SH***177X |  | 10 kV | _ | LV | 50 kVA :Pole Substation | 0.05 | --> | 0.05 | 0 | 0 | Constrained, otherwise capacity available =50 kVA | --> | 0.048 | 0 | 0 | 0.048 | 0 |  | --> | C19 ex SANDYFORD | Sandyford [T41,T42] | CARRICKMINES |  | 53.2687 | -6.237
019273X | MV/LV Substation CL***273X |  | 10 kV | _ | LV | 400 kVA :Kiosk Substation | 0.4 | --> | 0.4 | 0.334 | 2.18 |  | --> | 0.38 | 0 | 0.01 | 0 | 0 | Constrained, otherwise capacity available =363 kW | --> | C16 ex BALLYRICKARD | Ballyrickard [T41,T42] | TRALEE |  | 52.2733 | -9.7218
136506Y | MV/LV Substation GO***506Y |  | 10 kV | _ | LV | 630 kVA :Building Structure | 0.63 | --> | 0.63 | 0 | 0 | Constrained, otherwise capacity available =496 kVA | --> | 0.598 | 0 | 0 | 0 | 0 | Constrained, otherwise capacity available =580 kW | --> | C12 ex ROSCOMMON | Roscommon [T41,T42] | LANESBORO |  | 53.6267 | -8.1993
033002Y | MV/LV Substation TI***002Y |  | 20 kV | _ | LV | 50 kVA :Pole Substation | 0.05 | --> | 0.05 | 0 | 0 | Constrained, otherwise capacity available =31 kVA | --> | 0.048 | 0 | 0 | 0 | 0 | Constrained, otherwise capacity available =45 kW | --> | C18 ex DEERPARK | Deerpark [T41,T42] | BALLYDINE |  | 52.4648 | -7.5528
281097Y | MV/LV Substation ME***097Y |  | 10 kV | _ | LV | 200 kVA :Kiosk Substation | 0.2 | --> | 0.2 | 0 | 0 | Constrained, otherwise capacity available =136 kVA | --> | 0.19 | 0 | 0.025 | 0.163 | 0 |  | --> | C21 ex BISHOPSTOWN | Bishopstown [T41,T42] | KILBARRY |  | 51.8807 | -8.5272
014650Z | MV/LV Substation BL***650Z |  | 10 kV | _ | LV | 50 kVA :Pole Substation | 0.05 | --> | 0.05 | 0.031 | 0.63 |  | --> | 0.048 | 0 | 0 | 0 | 0 | Constrained, otherwise capacity available =45 kW | --> | C17 ex KILCULLEN | Kilcullen [T41,T42,T424] | STRATFORD |  | 53.132 | -6.7452
288317 | MV/LV Substation KI***317 |  | 10 kV | _ | LV | 200 kVA :Kiosk Substation | 0.2 | --> | 0.2 | 0 | 0 | Constrained, otherwise capacity available =151 kVA | --> | 0.19 | 0 | 0.013 | 0.174 | 0 |  | --> | C13 ex SANDYFORD | Sandyford [T41,T42] | CARRICKMINES |  | 53.2691 | -6.2523
055656Y | MV/LV Substation CL***656Y |  | 10 kV | _ | LV | 50 kVA :Pole Substation | 0.05 | --> | 0.05 | 0 | 0 | Constrained, otherwise capacity available =46 kVA | --> | 0.048 | 0 | 0.01 | 0 | 0 | Constrained, otherwise capacity available =40 kW | --> | C17 ex ROSCREA | Roscrea [T41,T42] | IKERRIN |  | 52.9332 | -7.8022
149809 | MV/LV Substation MU***809 |  | 20 kV | _ | LV | 100 kVA :Pole Substation | 0.1 | --> | 0.1 | 0 | 0 | Constrained, otherwise capacity available =76 kVA | --> | 0.095 | 0 | 0 | 0 | 0 | Constrained, otherwise capacity available =92 kW | --> | C13 ex DONEGAL | Donegal [T41,T42] | CATHALEENS FALL |  | 54.6126 | -8.1584
0294405 | MV/LV Substation TW***4405 |  | 20 kV | _ | LV | 200 kVA :Pole Substation | 0.2 | --> | 0.2 | 0 | 0 | Constrained, otherwise capacity available =200 kVA | --> | 0.19 | 0 | 0 | 0 | 0 | Constrained, otherwise capacity available =190 kW | --> | E12 ex CARRIGSHANE | Carrigshane [T422] | MIDLETON |  | 51.9158 | -8.1239
2374021 | MV/LV Substation BO***4021 |  | 10 kV | _ | LV | 50 kVA :Pole Substation | 0.05 | --> | 0.05 | 0 | 0 | Constrained, otherwise capacity available =46 kVA | --> | 0.048 | 0 | 0 | 0 | 0 | Constrained, otherwise capacity available =47 kW | --> | C11 ex KILSARAN | Kilsaran [T42] | DRYBRIDGE |  | 53.8811 | -6.4185
365868X | MV/LV Substation SP***868X |  | 10 kV | _ | LV | 400 kVA :Building Structure | 0.4 | --> | 0.4 | 0 | 0 | Constrained, otherwise capacity available =224 kVA | --> | 0.38 | 0 | 0 | 0.369 | 0 |  | --> | C23 ex CITYWEST | Citywest [T101,T102] | INCHICORE 220KV |  | 53.2943 | -6.4145
031478Y | MV/LV Substation GR***478Y |  | 20 kV | _ | LV | 200 kVA :Pole Substation | 0.2 | --> | 0.2 | 0 | 0 | Constrained, otherwise capacity available =191 kVA | --> | 0.19 | 0 | 0.02 | 0 | 0 | Constrained, otherwise capacity available =174 kW | --> | E17 ex KILMACTHOMAS | Kilmacthomas [T421,T422] | DUNGARVAN |  | 52.198 | -7.4278
3654119 | MV/LV Substation AR***4119 |  | 10 kV | _ | LV | 400 kVA :Kiosk Substation | 0.4 | --> | 0.4 | 0 | 0 | Constrained, otherwise capacity available =400 kVA | --> | 0.38 | 0 | 0 | 0.38 | 0 |  | --> | C23 ex CITYWEST | Citywest [T101,T102] | INCHICORE 220KV |  | 53.2956 | -6.4232
006653X | MV/LV Substation BA***653X |  | 20 kV | _ | LV | 50 kVA :Pole Substation | 0.05 | --> | 0.05 | 0 | 0 | Constrained, otherwise capacity available =24 kVA | --> | 0.048 | 0 | 0 | 0 | 0 | Constrained, otherwise capacity available =44 kW | --> | E18 ex CLONROCHE | Clonroche [T421,T422] | WEXFORD |  | 52.4618 | -6.6416
158026 | MV/LV Substation NO***026 |  | 10 kV | _ | LV | 100 kVA :Pole Substation | 0.1 | --> | 0.1 | 0.053 | 0.83 |  | --> | 0.095 | 0 | 0.014 | 0 | 0 | Constrained, otherwise capacity available =78 kW | --> | C18 ex MILLTOWN MALBAY | Milltown Malbay [T42] | TULLABRACK |  | 52.8579 | -9.4028
0934213 | MV/LV Substation TE***4213 |  | 10 kV | _ | LV | 630 kVA :Building Structure | 0.63 | --> | 0.63 | 0 | 0 | Constrained, otherwise capacity available =630 kVA | --> | 0.598 | 0 | 0 | 0.5 | 0 |  | --> | C19 ex KILMORE | Kilmore [T101,T102,T103] | FINGLAS |  | 53.4073 | -6.2453
034618 | MV/LV Substation FE***618 |  | 20 kV | _ | LV | 50 kVA :Pole Substation | 0.05 | --> | 0.05 | 0.05 | 5.88 |  | --> | 0.048 | 0 | 0 | 0 | 0 | Constrained, otherwise capacity available =48 kW | --> | C14 ex ARDGEEHA | Ardgeeha [T41,T42] | DOON |  | 52.4697 | -7.652
0044020 | MV/LV Substation FE***4020 |  | 10 kV | _ | LV | 400 kVA :Building Structure | 0.4 | --> | 0.4 | 0 | 0 | Constrained, otherwise capacity available =360 kVA | --> | 0.38 | 0 | 0 | 0 | 0 | Constrained, otherwise capacity available =374 kW | --> | C25 ex TINAHASK | Tinahask [T41,T42] | ARKLOW |  | 52.7914 | -6.1639
015066Y | MV/LV Substation CL***066Y |  | 10 kV | _ | LV | 50 kVA :Pole Substation | 0.05 | --> | 0.05 | 0 | 0 | Constrained, otherwise capacity available =48 kVA | --> | 0.048 | 0 | 0.01 | 0 | 0 | Constrained, otherwise capacity available =40 kW | --> | E18 ex BLESSINGTON | Blessington [T421,T422] | KILTEEL |  | 53.1883 | -6.4345
156712Y | MV/LV Substation CO***712Y |  | 20 kV | _ | LV | 200 kVA :Pole Substation | 0.2 | --> | 0.2 | 0 | 0 | Constrained, otherwise capacity available =137 kVA | --> | 0.19 | 0 | 0 | 0 | 0 | Constrained, otherwise capacity available =181 kW | --> | E14 ex EMYVALE | Emyvale [T422] | LISDRUM |  | 54.3347 | -6.9599
062721Y | MV/LV Substation DI***721Y |  | 10 kV | _ | LV | 400 kVA :Kiosk Substation | 0.4 | --> | 0.4 | 0.354 | 5.69 |  | --> | 0.38 | 0 | 0 | 0 | 0 | Constrained, otherwise capacity available =374 kW | --> | C19 ex RAMPARTS | Ramparts [T41,T42] | DUNDALK |  | 54.0046 | -6.3964
089370X | MV/LV Substation IC***370X |  | 20 kV | _ | LV | 400 kVA :Kiosk Substation | 0.4 | --> | 0.4 | 0.391 | 9.1 |  | --> | 0.38 | 0 | 0 | 0 | 0 | Constrained, otherwise capacity available =379 kW | --> | E19 ex ARDNAREE | Ardnaree [T42,T421] | MOY |  | 54.127 | -9.1405
093101Z | MV/LV Substation NO***101Z |  | 10 kV | _ | LV | 400 kVA :Building Structure | 0.4 | --> | 0.4 | 0 | 0 | Constrained, otherwise capacity available =316 kVA | --> | 0.38 | 0 | 0 | 0.368 | 0 |  | --> | C20 ex MERVILLE | Merville [T41,T42] | FINGLAS |  | 53.396 | -6.317
005752X | MV/LV Substation NE***752X |  | 20 kV | _ | LV | 400 kVA :Kiosk Substation | 0.4 | --> | 0.4 | 0.287 | 17.8 |  | --> | 0.38 | 0 | 0.046 | 0.33 | 0 |  | --> | E21 ex BANOGE | Banoge [T121,T122] | BANOGE |  | 52.6767 | -6.3045
265938X | MV/LV Substation DR***938X |  | 20 kV | _ | LV | 200 kVA :Pole Substation | 0.2 | --> | 0.2 | 0.185 | 2.56 |  | --> | 0.19 | 0 | 0 | 0.188 | 0 |  | --> | C18 ex KILLESHANDRA | Killeshandra [T41,T42] | GORTAWEE |  | 53.92 | -7.5775
064899X | MV/LV Substation ME***899X |  | 10 kV | _ | LV | 400 kVA :Building Structure | 0.4 | --> | 0.4 | 0 | 0 | Constrained, otherwise capacity available =268 kVA | --> | 0.38 | 0 | 0 | 0 | 0 | Constrained, otherwise capacity available =362 kW | --> | C14 ex MORNINGTON ROAD | Mornington Road [T41,T42] | DRYBRIDGE |  | 53.714 | -6.3516
066711X | MV/LV Substation GR***711X |  | 20 kV | _ | LV | 50 kVA :Pole Substation | 0.05 | --> | 0.05 | 0 | 0 | Constrained, otherwise capacity available =39 kVA | --> | 0.048 | 0 | 0.01 | 0 | 0 | Constrained, otherwise capacity available =39 kW | --> | E18 ex GLASMORE | Glasmore [T421,T422] | GLASMORE |  | 53.5134 | -6.2277
064143Z | MV/LV Substation BR***143Z |  | 10 kV | _ | LV | 400 kVA :Kiosk Substation | 0.4 | --> | 0.4 | 0 | 0 | Constrained, otherwise capacity available =381 kVA | --> | 0.38 | 0 | 0 | 0 | 0 | Constrained, otherwise capacity available =377 kW | --> | C18 ex RATHMULLAN | Rathmullan [T41,T42] | DRYBRIDGE |  | 53.7085 | -6.3366
0154187 | MV/LV Substation ME***4187 |  | 10 kV | _ | LV | 400 kVA :Kiosk Substation | 0.4 | --> | 0.4 | 0.349 | 12.6 |  | --> | 0.38 | 0 | 0 | 0.373 | 0 |  | --> | C22 ex MONREAD | Monread [T101,T102] | MONREAD |  | 53.2211 | -6.6645
046916 | MV/LV Substation TU***916 |  | 20 kV | _ | LV | 400 kVA :Building Structure | 0.4 | --> | 0.4 | 0.248 | 5.48 |  | --> | 0.38 | 0 | 0 | 0.359 | 0 |  | --> | C12 ex BALLYTIVNAN | Ballytivnan [T41,T42] | SLIGO |  | 54.3757 | -8.37
117771 | MV/LV Substation CL***771 |  | 20 kV | _ | LV | 400 kVA :Kiosk Substation | 0.4 | --> | 0.4 | 0 | 0 | Constrained, otherwise capacity available =300 kVA | --> | 0.38 | 0 | 0.014 | 0 | 0 | Constrained, otherwise capacity available =356 kW | --> | E20 ex COLLOONEY | Collooney [T421,T422] | SLIGO |  | 54.2093 | -8.5155
281061X | MV/LV Substation HI***061X |  | 10 kV | _ | LV | 200 kVA :Kiosk Substation | 0.2 | --> | 0.2 | 0 | 0 | Constrained, otherwise capacity available =128 kVA | --> | 0.19 | 0 | 0.051 | 0 | 0 | Constrained, otherwise capacity available =142 kW | --> | C22 ex KILMONEY | Kilmoney [T41,T42] | TRABEG |  | 51.8067 | -8.3993
180191Y | MV/LV Substation RE***191Y |  | 10 kV | _ | LV | 50 kVA :Pole Substation | 0.05 | --> | 0.05 | 0 | 0 | Constrained, otherwise capacity available =48 kVA | --> | 0.048 | 0 | 0 | 0 | 0 | Constrained, otherwise capacity available =47 kW | --> | C17 ex ATHBOY | Athboy [T42] | NAVAN |  | 53.704 | -7.0165
281211Z | MV/LV Substation BU***211Z |  | 10 kV | _ | LV | 400 kVA :Building Structure | 0.4 | --> | 0.4 | 0.335 | 5.49 |  | --> | 0.38 | 0 | 0 | 0.371 | 0 |  | --> | C23 ex TRABEG | Trabeg [T101,T102] | TRABEG |  | 51.8504 | -8.4821
182674X | MV/LV Substation KI***674X |  | 20 kV | _ | LV | 200 kVA :Kiosk Substation | 0.2 | --> | 0.2 | 0 | 0 | Constrained, otherwise capacity available =184 kVA | --> | 0.19 | 0 | 0 | 0 | 0 | Constrained, otherwise capacity available =188 kW | --> | E17 ex DRUMLINE | Drumline [T421,T422] | DRUMLINE |  | 52.806 | -8.7371
006770 | MV/LV Substation OU***770 |  | 20 kV | _ | LV | 50 kVA :Pole Substation | 0.05 | --> | 0.05 | 0.044 | 4.38 |  | --> | 0.048 | 0 | 0 | 0.047 | 0 |  | --> | E18 ex CRANE | Crane [T122] | CRANE |  | 52.5017 | -6.3834
0144219 | MV/LV Substation MU***4219 |  | 10 kV | _ | LV | 50 kVA :Pole Substation | 0.05 | --> | 0.05 | 0 | 0 | Constrained, otherwise capacity available =50 kVA | --> | 0.048 | 0 | 0 | 0 | 0 | Constrained, otherwise capacity available =48 kW | --> | C14 ex ATHGARVAN | Athgarvan [T41,T44] | NEWBRIDGE |  | 53.1931 | -6.7612
0044247 | MV/LV Substation CO***4247 |  | 10 kV | _ | LV | 100 kVA :Pole Substation | 0.1 | --> | 0.1 | 0 | 0 | Constrained, otherwise capacity available =97 kVA | --> | 0.095 | 0 | 0.005 | 0 | 0 | Constrained, otherwise capacity available =91 kW | --> | C23 ex TINAHASK | Tinahask [T41,T42] | ARKLOW |  | 52.7381 | -6.2726
075035Y | MV/LV Substation MO***035Y |  | 20 kV | _ | LV | 50 kVA :Pole Substation | 0.05 | --> | 0.05 | 0.042 | 4.38 |  | --> | 0.048 | 0 | 0 | 0.046 | 0 |  | --> | E18 ex CRANE | Crane [T122] | CRANE |  | 52.5141 | -6.2424
052068Z | MV/LV Substation BU***068Z |  | 10 kV | _ | LV | 400 kVA :Kiosk Substation | 0.4 | --> | 0.4 | 0 | 0 | Constrained, otherwise capacity available =296 kVA | --> | 0.38 | 0 | 0 | 0 | 0 | Constrained, otherwise capacity available =366 kW | --> | C21 ex BALLINDERRY | Ballinderry [T41,T422] | MULLINGAR |  | 53.5161 | -7.3546
039474X | MV/LV Substation OR***474X |  | 10 kV | _ | LV | 1000 kVA :Building Structure | 1 | --> | 1 | 0 | 0 | Constrained, otherwise capacity available =830 kVA | --> | 0.95 | 0 | 0 | 0 | 0 | Constrained, otherwise capacity available =927 kW | --> | C18 ex ORANMORE | Oranmore [T41,T44] | GALWAY 110KV |  | 53.273 | -8.9302
032419X | MV/LV Substation QU***419X |  | 10 kV | _ | LV | 200 kVA :Pole Substation | 0.2 | --> | 0.2 | 0 | 0 | Constrained, otherwise capacity available =44 kVA | --> | 0.19 | 0 | 0.011 | 0 | 0 | Constrained, otherwise capacity available =168 kW | --> | C18 ex TRAMORE | Tramore [T41,T42] | BUTLERSTOWN |  | 52.1747 | -7.2259
036098 | MV/LV Substation CL***098 |  | 20 kV | _ | LV | 100 kVA :Pole Substation | 0.1 | --> | 0.1 | 0 | 0 | Constrained, otherwise capacity available =94 kVA | --> | 0.095 | 0 | 0 | 0 | 0 | Constrained, otherwise capacity available =94 kW | --> | E20 ex GARRANACANTY | Garranacanty [T421,T422] | TIPPERARY |  | 52.4771 | -7.9731
035489 | MV/LV Substation LI***489 |  | 10 kV | _ | LV | 100 kVA :Pole Substation | 0.1 | --> | 0.1 | 0.061 | 6.17 |  | --> | 0.095 | 0 | 0.012 | 0 | 0 | Constrained, otherwise capacity available =81 kW | --> | C20 ex CAHIR | Cahir [T41,T42] | CAHIR |  | 52.3722 | -7.9409
001033 | MV/LV Substation HO***033 |  | 10 kV | _ | LV | 630 kVA :Kiosk Substation | 0.63 | --> | 0.63 | 0.463 | 1.16 |  | --> | 0.598 | 0 | 0.078 | 0.5 | 0 |  | --> | C21 ex DEANSGRANGE | Deansgrange [T41,T42] | CARRICKMINES |  | 53.2761 | -6.1629
0124292 | MV/LV Substation HA***4292 |  | 10 kV | _ | LV | 400 kVA :Kiosk Substation | 0.4 | --> | 0.4 | 0 | 0 | Constrained, otherwise capacity available =400 kVA | --> | 0.38 | 0 | 0 | 0 | 0 | Constrained, otherwise capacity available =380 kW | --> | C19 ex POLLERTON | Pollerton [T41,T42] | CARLOW |  | 52.8337 | -6.9267
0554191 | MV/LV Substation SU***4191 |  | 10 kV | _ | LV | 400 kVA :Building Structure | 0.4 | --> | 0.4 | 0.181 | 0.18 | Constrained, otherwise capacity available =246 kVA | --> | 0.38 | 0 | 0 | 0 | 0 | Constrained, otherwise capacity available =358 kW | --> | C16 ex TOOMEVARA | Toomevara [T42] | NENAGH |  | 52.8846 | -7.9441
281600Z | MV/LV Substation TR***600Z |  | 10 kV | _ | LV | 630 kVA :Building Structure | 0.63 | --> | 0.63 | 0.468 | 7.88 |  | --> | 0.598 | 0 | 0 | 0.5 | 0 |  | --> | C12 ex LIBERTY STREET | Liberty Street [T101,T102] | LIBERTY STREET |  | 51.8944 | -8.4699
093475Z | MV/LV Substation MA***475Z |  | 10 kV | _ | LV | 630 kVA :Building Structure | 0.63 | --> | 0.63 | 0 | 0 | Constrained, otherwise capacity available =469 kVA | --> | 0.598 | 0 | 0 | 0.5 | 0 |  | --> | C22 ex GRANGE (DR) | Grange (dr) [T41,T42] | GRANGE (DR) |  | 53.4045 | -6.1794
099044 | MV/LV Substation MC***044 |  | 10 kV | _ | LV | 200 kVA :Pole Substation | 0.2 | --> | 0.2 | 0 | 0 | Constrained, otherwise capacity available =69 kVA | --> | 0.19 | 0 | 0.005 | 0 | 0 | Constrained, otherwise capacity available =168 kW | --> | C12 ex CULLION | Cullion [T41,T42] | LETTERKENNY |  | 54.9421 | -7.7411
068734X | MV/LV Substation DC***734X |  | 10 kV | _ | LV | 1000 kVA :Building Structure | 1 | --> | 1 | 0.5 | 1.47 |  | --> | 0.95 | 0 | 0 | 0.5 | 0 |  | --> | C18 ex MARROWBONE LANE | Marrowbone Lane [T42] | INCHICORE 220KV |  | 53.3402 | -6.2844
008750 | MV/LV Substation BA***750 |  | 10 kV | _ | LV | 50 kVA :Pole Substation | 0.05 | --> | 0.05 | 0 | 0 | Constrained, otherwise capacity available =43 kVA | --> | 0.048 | 0 | 0 | 0 | 0 | Constrained, otherwise capacity available =46 kW | --> | E11 ex KNOCKMULLEN | Knockmullen [T42,T421] | GREAT ISLAND |  | 52.4237 | -6.8951
3774080 | MV/LV Substation DE***4080 |  | 20 kV | _ | LV | 50 kVA :Pole Substation | 0.05 | --> | 0.05 | 0 | 0 | Constrained, otherwise capacity available =26 kVA | --> | 0.048 | 0 | 0 | 0 | 0 | Constrained, otherwise capacity available =44 kW | --> | E16 ex GURRANEBANE | Gurranebane [T421,T422] | OUGHTRAGH |  | 51.7621 | -10.1308
461806 | MV/LV Substation MC***806 |  | 10 kV | _ | LV | 50 kVA :Pole Substation | 0.05 | --> | 0.05 | 0.045 | 2.33 |  | --> | 0.048 | 0 | 0 | 0 | 0 | Constrained, otherwise capacity available =47 kW | --> | E17 ex MOY | Moy [T421,T422] | MOY |  | 54.1208 | -9.1811
069336 | MV/LV Substation BE***336 |  | 10 kV | _ | LV | 630 kVA :Building Structure | 0.63 | --> | 0.63 | 0.23 | 0.87 |  | --> | 0.598 | 0 | 0.043 | 0.5 | 0 |  | --> | C14 ex GARVILLE AVENUE | Garville Avenue [T42] | MILLTOWN (DR) |  | 53.3151 | -6.2709
062179 | MV/LV Substation MU***179 |  | 10 kV | _ | LV | 630 kVA :Kiosk Substation | 0.63 | --> | 0.63 | 0.5 | 3.12 |  | --> | 0.598 | 0 | 0.018 | 0 | 0 | Constrained, otherwise capacity available =578 kW | --> | C11 ex MARSHES | Marshes [T41,T42] | DUNDALK |  | 53.9918 | -6.383
0534269 | MV/LV Substation CO***4269 |  | 10 kV | _ | LV | 50 kVA :Pole Substation | 0.05 | --> | 0.05 | 0 | 0 | Constrained, otherwise capacity available =48 kVA | --> | 0.048 | 0 | 0 | 0.047 | 0 |  | --> | C21 ex CLONMINCH | Clonminch [T41,T422] | THORNSBERRY |  | 53.255 | -7.4814
048264X | MV/LV Substation TU***264X |  | 20 kV | _ | LV | 100 kVA :Pole Substation | 0.1 | --> | 0.1 | 0.098 | 8.5 |  | --> | 0.095 | 0 | 0.006 | 0 | 0 | Constrained, otherwise capacity available =90 kW | --> | E14 ex ARIGNA | Arigna [T121] | ARIGNA |  | 54.0353 | -7.8399
046233 | MV/LV Substation KI***233 |  | 10 kV | _ | LV | 50 kVA :Pole Substation | 0.05 | --> | 0.05 | 0.032 | 5.78 |  | --> | 0.048 | 0 | 0 | 0.045 | 0 |  | --> | C20 ex OAKFIELD | Oakfield [T41,T42] | SLIGO |  | 54.2688 | -8.5932
015098 | MV/LV Substation GL***098 |  | 10 kV | _ | LV | 400 kVA :Kiosk Substation | 0.4 | --> | 0.4 | 0 | 0 | Constrained, otherwise capacity available =282 kVA | --> | 0.38 | 0 | 0.05 | 0 | 0 | Constrained, otherwise capacity available =327 kW | --> | C16 ex JOHNSTOWN | Johnstown [T41,T42] | KILTEEL |  | 53.2456 | -6.5894
164357X | MV/LV Substation CH***357X |  | 10 kV | _ | LV | 50 kVA :Pole Substation | 0.05 | --> | 0.05 | 0 | 0 | Constrained, otherwise capacity available =40 kVA | --> | 0.048 | 0 | 0 | 0 | 0 | Constrained, otherwise capacity available =46 kW | --> | C22 ex SKIBBEREEN | Skibbereen [T41,T42] | DUNMANWAY |  | 51.5427 | -9.3501
026046 | MV/LV Substation CL***046 |  | 10 kV | _ | LV | 200 kVA :Pole Substation | 0.2 | --> | 0.2 | 0.112 | 8.66 |  | --> | 0.19 | 0 | 0.033 | 0 | 0 | Constrained, otherwise capacity available =153 kW | --> | C13 ex BANDON | Bandon [T101,T42] | BANDON |  | 51.7372 | -8.7474
182796X | MV/LV Substation FO***796X |  | 10 kV | _ | LV | 50 kVA :Pole Substation | 0.05 | --> | 0.05 | 0 | 0 | Constrained, otherwise capacity available =47 kVA | --> | 0.048 | 0 | 0 | 0 | 0 | Constrained, otherwise capacity available =47 kW | --> | C11 ex SCARIFF | Scariff [T42] | ENNIS |  | 52.8654 | -8.4632
023580 | MV/LV Substation KI***580 |  | 20 kV | _ | LV | 100 kVA :Pole Substation | 0.1 | --> | 0.1 | 0 | 0 | Constrained, otherwise capacity available =100 kVA | --> | 0.095 | 0 | 0 | 0 | 0 | Constrained, otherwise capacity available =95 kW | --> | E12 ex CASTLELYONS | Castlelyons [T421,T422] | BARRYMORE |  | 52.0597 | -8.2809
233564 | MV/LV Substation SC***564 |  | 20 kV | _ | LV | 100 kVA :Pole Substation | 0.1 | --> | 0.1 | 0 | 0 | Constrained, otherwise capacity available =67 kVA | --> | 0.095 | 0 | 0.026 | 0 | 0 | Constrained, otherwise capacity available =71 kW | --> | C21 ex CASTLEISLAND | Castleisland [T41,T42] | TRALEE |  | 52.1813 | -9.4095
0294408 | MV/LV Substation AR***4408 |  | 10 kV | _ | LV | 400 kVA :Kiosk Substation | 0.4 | --> | 0.4 | 0.4 | 2.31 |  | --> | 0.38 | 0 | 0 | 0.38 | 0 |  | --> | E13 ex AGHADA | Aghada [T721] | N/A |  | 51.8359 | -8.2126
249486Z | MV/LV Substation CU***486Z |  | 20 kV | _ | LV | 400 kVA :Kiosk Substation | 0.4 | --> | 0.4 | 0 | 0 | Constrained, otherwise capacity available =333 kVA | --> | 0.38 | 0 | 0.014 | 0 | 0 | Constrained, otherwise capacity available =360 kW | --> | E18 ex FOXHOLE | Foxhole [T421,T422] | DUNGARVAN |  | 52.0705 | -7.8253
1164255 | MV/LV Substation KI***4255 |  | 20 kV | _ | LV | 50 kVA :Pole Substation | 0.05 | --> | 0.05 | 0.049 | 8.1 |  | --> | 0.048 | 0 | 0 | 0 | 0 | Constrained, otherwise capacity available =47 kW | --> | E11 ex WESTPORT | Westport [T421,T422] | CASTLEBAR |  | 53.7128 | -9.8821
052734X | MV/LV Substation KI***734X |  | 20 kV | _ | LV | 50 kVA :Pole Substation | 0.05 | --> | 0.05 | 0 | 0 | Constrained, otherwise capacity available =42 kVA | --> | 0.048 | 0 | 0 | 0 | 0 | Constrained, otherwise capacity available =46 kW | --> | C18 ex NEWBROOK | Newbrook [T42] | MULLINGAR |  | 53.5064 | -7.3917
0664232 | MV/LV Substation RI***4232 |  | 10 kV | _ | LV | 630 kVA :Building Structure | 0.63 | --> | 0.63 | 0 | 0 | Constrained, otherwise capacity available =406 kVA | --> | 0.598 | 0 | 0 | 0 | 0 | Constrained, otherwise capacity available =567 kW | --> | E12 ex GLASMORE | Glasmore [T421,T422] | GLASMORE |  | 53.4529 | -6.2426
365173Y | MV/LV Substation DU***173Y |  | 10 kV | _ | LV | 400 kVA :Kiosk Substation | 0.4 | --> | 0.4 | 0 | 0 | Constrained, otherwise capacity available =307 kVA | --> | 0.38 | 0 | 0.015 | 0.356 | 0 |  | --> | C17 ex CLONDALKIN | Clondalkin [T41,T42,T44] | INCHICORE 220KV |  | 53.3265 | -6.4029
426639 | MV/LV Substation SC***639 |  | 20 kV | _ | LV | 400 kVA :Kiosk Substation | 0.4 | --> | 0.4 | 0 | 0 | Constrained, otherwise capacity available =339 kVA | --> | 0.38 | 0 | 0.011 | 0 | 0 | Constrained, otherwise capacity available =363 kW | --> | E16 ex DINGLE | Dingle [T421,T422] | OUGHTRAGH |  | 52.1335 | -10.2683
122920 | MV/LV Substation ED***920 |  | 10 kV | _ | LV | 200 kVA :Pole Substation | 0.2 | --> | 0.2 | 0.169 | 4.18 |  | --> | 0.19 | 0 | 0.006 | 0 | 0 | Constrained, otherwise capacity available =181 kW | --> | C19 ex KINGSCOURT | Kingscourt [T41,T42] | MEATH HILL |  | 53.8459 | -6.8018
058431 | MV/LV Substation BO***431 |  | 10 kV | _ | LV | 100 kVA :Pole Substation | 0.1 | --> | 0.1 | 0.088 | 3 |  | --> | 0.095 | 0 | 0 | 0 | 0 | Constrained, otherwise capacity available =93 kW | --> | C23 ex NENAGH | Nenagh [T41,T42] | NENAGH |  | 52.7951 | -8.2283
015868Y | MV/LV Substation CA***868Y |  | 10 kV | _ | LV | 400 kVA :Kiosk Substation | 0.4 | --> | 0.4 | 0.314 | 12.6 |  | --> | 0.38 | 0 | 0.013 | 0.358 | 0 |  | --> | C22 ex MONREAD | Monread [T101,T102] | MONREAD |  | 53.2193 | -6.6792
019012X | MV/LV Substation WO***012X |  | 10 kV | _ | LV | 200 kVA :Kiosk Substation | 0.2 | --> | 0.2 | 0.178 | 1.54 |  | --> | 0.19 | 0 | 0 | 0 | 0 | Constrained, otherwise capacity available =187 kW | --> | C11 ex BALLYARD | Ballyard [T41,T42] | TRALEE |  | 52.262 | -9.7032
049109Z | MV/LV Substation NO***109Z |  | 20 kV | _ | LV | 50 kVA :Pole Substation | 0.05 | --> | 0.05 | 0.041 | 0.21 |  | --> | 0.048 | 0 | 0.02 | 0 | 0 | Constrained, otherwise capacity available =31 kW | --> | E21 ex LONGFORD | Longford [T421,T422] | RICHMOND |  | 53.7558 | -7.8386
0654387 | MV/LV Substation OB***4387 |  | 20 kV | _ | LV | 200 kVA :Pole Substation | 0.2 | --> | 0.2 | 0 | 0 | Constrained, otherwise capacity available =200 kVA | --> | 0.19 | 0 | 0 | 0 | 0 | Constrained, otherwise capacity available =190 kW | --> | E18 ex GLASMORE | Glasmore [T421,T422] | GLASMORE |  | 53.5512 | -6.1891
001086X | MV/LV Substation KE***086X |  | 10 kV | _ | LV | 400 kVA :Kiosk Substation | 0.4 | --> | 0.4 | 0.191 | 1.55 |  | --> | 0.38 | 0 | 0.058 | 0.308 | 0 |  | --> | C21 ex MONKSTOWN | Monkstown [T41,T42] | BLACKROCK |  | 53.2774 | -6.1853
0294349 | MV/LV Substation EL***4349 |  | 10 kV | _ | LV | 630 kVA :Kiosk Substation | 0.63 | --> | 0.63 | 0 | 0 | Constrained, otherwise capacity available =555 kVA | --> | 0.598 | 0 | 0.015 | 0 | 0 | Constrained, otherwise capacity available =577 kW | --> | C12 ex KILLACLOYNE | Killacloyne [T41,T42] | MIDLETON |  | 51.9119 | -8.2459
051466X | MV/LV Substation SA***466X |  | 20 kV | _ | LV | 200 kVA :Pole Substation | 0.2 | --> | 0.2 | 0.2 | 2.22 |  | --> | 0.19 | 0 | 0 | 0.19 | 0 |  | --> | E20 ex CLARA | Clara [T421,T422] | THORNSBERRY |  | 53.3438 | -7.5807
063558X | MV/LV Substation RO***558X |  | 10 kV | _ | LV | 200 kVA :Kiosk Substation | 0.2 | --> | 0.2 | 0 | 0 | Constrained, otherwise capacity available =137 kVA | --> | 0.19 | 0 | 0.003 | 0 | 0 | Constrained, otherwise capacity available =179 kW | --> | C15 ex STICKILLEN | Stickillen [T41,T42] | DRYBRIDGE |  | 53.8487 | -6.5456
003546Y | MV/LV Substation BR***546Y |  | 10 kV | _ | LV | 50 kVA :Pole Substation | 0.05 | --> | 0.05 | 0.04 | 11.58 |  | --> | 0.048 | 0 | 0.038 | 0 | 0 | Constrained, otherwise capacity available =18 kW | --> | C19 ex BALLYBEG | Ballybeg [T101,T102] | CARRICKMINES |  | 53.0191 | -6.0956
063622X | MV/LV Substation HA***622X |  | 10 kV | _ | LV | 100 kVA :Pole Substation | 0.1 | --> | 0.1 | 0 | 0 | Constrained, otherwise capacity available =56 kVA | --> | 0.095 | 0 | 0 | 0 | 0 | Constrained, otherwise capacity available =89 kW | --> | C16 ex STICKILLEN | Stickillen [T41,T42] | DRYBRIDGE |  | 53.8139 | -6.5247
117142Y | MV/LV Substation HE***142Y |  | 20 kV | _ | LV | 50 kVA :Pole Substation | 0.05 | --> | 0.05 | 0 | 0 | Constrained, otherwise capacity available =48 kVA | --> | 0.048 | 0 | 0 | 0 | 0 | Constrained, otherwise capacity available =47 kW | --> | E18 ex COLLOONEY | Collooney [T421,T422] | SLIGO |  | 54.0947 | -8.3517
062620Y | MV/LV Substation TO***620Y |  | 10 kV | _ | LV | 50 kVA :Pole Substation | 0.05 | --> | 0.05 | 0.036 | 0.72 |  | --> | 0.048 | 0 | 0 | 0 | 0 | Constrained, otherwise capacity available =46 kW | --> | C11 ex COES ROAD | Coes Road [T41,T42] | DUNDALK |  | 54 | -6.3816
066982 | MV/LV Substation DO***982 |  | 20 kV | _ | LV | 100 kVA :Pole Substation | 0.1 | --> | 0.1 | 0 | 0 | Constrained, otherwise capacity available =99 kVA | --> | 0.095 | 0 | 0 | 0 | 0 | Constrained, otherwise capacity available =95 kW | --> | E16 ex ASHBOURNE | Ashbourne [T421,T422] | FINGLAS |  | 53.4936 | -6.3805
093519 | MV/LV Substation AB***519 |  | 10 kV | _ | LV | 630 kVA :Building Structure | 0.63 | --> | 0.63 | 0.5 | 7.91 |  | --> | 0.598 | 0 | 0.01 | 0.5 | 0 |  | --> | C26 ex PELLETSTOWN | Pelletstown [T101,T102] | FINGLAS |  | 53.3928 | -6.3568
042026 | MV/LV Substation NE***026 |  | 10 kV | _ | LV | 100 kVA :Pole Substation | 0.1 | --> | 0.1 | 0.1 | 1.93 |  | --> | 0.095 | 0 | 0 | 0 | 0 | Constrained, otherwise capacity available =95 kW | --> | C16 ex TURLOUGH ROAD | Turlough Road [T41,T42] | CASTLEBAR |  | 53.8565 | -9.3142
158899X | MV/LV Substation CR***899X |  | 10 kV | _ | LV | 100 kVA :Pole Substation | 0.1 | --> | 0.1 | 0 | 0 | Constrained, otherwise capacity available =85 kVA | --> | 0.095 | 0 | 0.01 | 0 | 0 | Constrained, otherwise capacity available =86 kW | --> | C21 ex ENNISTYMON | Ennistymon [T41,T42] | ENNIS |  | 52.9264 | -9.3451
160533Y | MV/LV Substation KI***533Y |  | 10 kV | _ | LV | 400 kVA :Kiosk Substation | 0.4 | --> | 0.4 | 0 | 0 | Constrained, otherwise capacity available =337 kVA | --> | 0.38 | 0 | 0.02 | 0 | 0 | Constrained, otherwise capacity available =356 kW | --> | C18 ex PORTARLINGTON | Portarlington [T41,T42] | PORTLAOISE |  | 53.1614 | -7.2101
1494032 | MV/LV Substation GL***4032 |  | 10 kV | _ | LV | 50 kVA :Pole Substation | 0.05 | --> | 0.05 | 0 | 0 | Constrained, otherwise capacity available =50 kVA | --> | 0.048 | 0 | 0 | 0 | 0 | Constrained, otherwise capacity available =48 kW | --> | C11 ex DONEGAL | Donegal [T41,T42] | CATHALEENS FALL |  | 54.6453 | -8.1904
001380 | MV/LV Substation NO***380 |  | 10 kV | _ | LV | 400 kVA :Kiosk Substation | 0.4 | --> | 0.4 | 0.274 | 1.23 |  | --> | 0.38 | 0 | 0.069 | 0.311 | 0 |  | --> | C21 ex SALLYNOGGIN ROAD | Sallynoggin Road [T41,T42] | CHERRYWOOD |  | 53.289 | -6.1365
009318 | MV/LV Substation BA***318 |  | 10 kV | _ | LV | 400 kVA :Kiosk Substation | 0.4 | --> | 0.4 | 0.284 | 0.53 |  | --> | 0.38 | 0 | 0.101 | 0 | 0 | Constrained, otherwise capacity available =289 kW | --> | C11 ex MANOR STREET | Manor Street [T41,T42] | WATERFORD |  | 52.2443 | -7.0652
011655Z | MV/LV Substation AN***655Z |  | 10 kV | _ | LV | 200 kVA :Kiosk Substation | 0.2 | --> | 0.2 | 0 | 0 | Constrained, otherwise capacity available =157 kVA | --> | 0.19 | 0 | 0.014 | 0 | 0 | Constrained, otherwise capacity available =174 kW | --> | C23 ex GORESBRIDGE | Goresbridge [T41,T42] | KILKENNY |  | 52.6837 | -7.0322
052903Z | MV/LV Substation LA***903Z |  | 10 kV | _ | LV | 400 kVA :Kiosk Substation | 0.4 | --> | 0.4 | 0 | 0 | Constrained, otherwise capacity available =286 kVA | --> | 0.38 | 0 | 0.023 | 0 | 0 | Constrained, otherwise capacity available =347 kW | --> | C17 ex BALLINDERRY | Ballinderry [T41,T422] | MULLINGAR |  | 53.5263 | -7.314
066674Z | MV/LV Substation NO***674Z |  | 10 kV | _ | LV | 400 kVA :Building Structure | 0.4 | --> | 0.4 | 0 | 0 | Constrained, otherwise capacity available =400 kVA | --> | 0.38 | 0 | 0 | 0 | 0 | Constrained, otherwise capacity available =380 kW | --> | C12 ex SWORDS | Swords [T41,T42] | GLASMORE |  | 53.458 | -6.21
288281X | MV/LV Substation SI***281X |  | 10 kV | _ | LV | 400 kVA :Kiosk Substation | 0.4 | --> | 0.4 | 0.4 | 15.18 |  | --> | 0.38 | 0 | 0 | 0.38 | 0 |  | --> | C18 ex CENTRAL PARK | Central Park [T101,T102] | CARRICKMINES |  | 53.2708 | -6.2061
0814348 | MV/LV Substation CL***4348 |  | 10 kV | _ | LV | 400 kVA :Kiosk Substation | 0.4 | --> | 0.4 | 0 | 0 | Constrained, otherwise capacity available =400 kVA | --> | 0.38 | 0 | 0 | 0 | 0 | Constrained, otherwise capacity available =380 kW | --> | C17 ex PALMERSTOWN | Palmerstown [T41,T42] | FINGLAS |  | 53.3446 | -6.3847
043500X | MV/LV Substation GO***500X |  | 10 kV | _ | LV | 50 kVA :Pole Substation | 0.05 | --> | 0.05 | 0.05 | 0.43 |  | --> | 0.048 | 0 | 0 | 0 | 0 | Constrained, otherwise capacity available =48 kW | --> | C13 ex SWINFORD | Swinford [T41,T42] | CASTLEBAR |  | 53.934 | -8.9482
082824X | MV/LV Substation GR***824X |  | 20 kV | _ | LV | 50 kVA :Pole Substation | 0.05 | --> | 0.05 | 0 | 0 | Constrained, otherwise capacity available =45 kVA | --> | 0.048 | 0 | 0 | 0 | 0 | Constrained, otherwise capacity available =47 kW | --> | E16 ex ACADEMY STREET | Academy Street [T421,T422,T44] | NAVAN |  | 53.6071 | -6.6762
064085 | MV/LV Substation WI***085 |  | 10 kV | _ | LV | 100 kVA :Pole Substation | 0.1 | --> | 0.1 | 0 | 0 | Constrained, otherwise capacity available =56 kVA | --> | 0.095 | 0 | 0 | 0 | 0 | Constrained, otherwise capacity available =89 kW | --> | C11 ex DRYBRIDGE | Drybridge [T41,T42] | DRYBRIDGE |  | 53.7188 | -6.3647
0514207 | MV/LV Substation MO***4207 |  | 20 kV | _ | LV | 50 kVA :Pole Substation | 0.05 | --> | 0.05 | 0.05 | 2.22 |  | --> | 0.048 | 0 | 0 | 0.048 | 0 |  | --> | E12 ex CLARA | Clara [T421,T422] | THORNSBERRY |  | 53.3698 | -7.5101
206953 | MV/LV Substation BI***953 |  | 20 kV | _ | LV | 100 kVA :Pole Substation | 0.1 | --> | 0.1 | 0.065 | 2.76 |  | --> | 0.095 | 0 | 0 | 0.09 | 0 |  | --> | E14 ex BANGOR ERRIS | Bangor Erris [T421] | BELLACORICK |  | 54.2358 | -9.7255
004925 | MV/LV Substation SH***925 |  | 10 kV | _ | LV | 200 kVA :Kiosk Substation | 0.2 | --> | 0.2 | 0.087 | 18.08 |  | --> | 0.19 | 0 | 0.011 | 0.166 | 0 |  | --> | C13 ex ARKLOW | Arklow [T101,T102] | ARKLOW |  | 52.8162 | -6.1918
019044 | MV/LV Substation PR***044 |  | 10 kV | _ | LV | 400 kVA :Building Structure | 0.4 | --> | 0.4 | 0.326 | 1.54 |  | --> | 0.38 | 0 | 0.025 | 0 | 0 | Constrained, otherwise capacity available =351 kW | --> | C11 ex BALLYARD | Ballyard [T41,T42] | TRALEE |  | 52.2663 | -9.6994
182002 | MV/LV Substation KI***002 |  | 20 kV | _ | LV | 400 kVA :Kiosk Substation | 0.4 | --> | 0.4 | 0 | 0 | Constrained, otherwise capacity available =268 kVA | --> | 0.38 | 0 | 0.016 | 0 | 0 | Constrained, otherwise capacity available =350 kW | --> | E17 ex DRUMLINE | Drumline [T421,T422] | DRUMLINE |  | 52.8067 | -8.7476
365808X | MV/LV Substation VE***808X |  | 10 kV | _ | LV | 400 kVA :Kiosk Substation | 0.4 | --> | 0.4 | 0 | 0 | Constrained, otherwise capacity available =283 kVA | --> | 0.38 | 0 | 0.02 | 0.349 | 0 |  | --> | C20 ex FORTUNESTOWN | Fortunestown [T101,T102] | INCHICORE 220KV |  | 53.279 | -6.424
154316 | MV/LV Substation LA***316 |  | 10 kV | _ | LV | 200 kVA :Kiosk Substation | 0.2 | --> | 0.2 | 0 | 0 | Constrained, otherwise capacity available =80 kVA | --> | 0.19 | 0 | 0.033 | 0 | 0 | Constrained, otherwise capacity available =148 kW | --> | C14 ex COOLMINE | Coolmine [T41,T42] | FINGLAS |  | 53.3826 | -6.4144
281140Z | MV/LV Substation C0***140Z |  | 10 kV | _ | LV | 630 kVA :Kiosk Substation | 0.63 | --> | 0.63 | 0 | 0 | Constrained, otherwise capacity available =447 kVA | --> | 0.598 | 0 | 0.074 | 0.5 | 0 |  | --> | C12 ex BALLINCOLLIG | Ballincollig [T41,T42] | KILBARRY |  | 51.8828 | -8.6157
365127X | MV/LV Substation BL***127X |  | 10 kV | _ | LV | 100 kVA :Pole Substation | 0.1 | --> | 0.1 | 0 | 0 | Constrained, otherwise capacity available =69 kVA | --> | 0.095 | 0 | 0.003 | 0.088 | 0 |  | --> | C35 ex SEMPERIT | Semperit [T41,T42,T43] | GRANGE CASTLE |  | 53.322 | -6.3471
029313Y | MV/LV Substation SP***313Y |  | 10 kV | _ | LV | 200 kVA :Pole Substation | 0.2 | --> | 0.2 | 0 | 0 | Constrained, otherwise capacity available =160 kVA | --> | 0.19 | 0 | 0 | 0 | 0 | Constrained, otherwise capacity available =184 kW | --> | C32 ex CLOYNE | Cloyne [T41] | MIDLETON |  | 51.8636 | -8.1225
363897 | MV/LV Substation LE***897 |  | 20 kV | _ | LV | 400 kVA :Building Structure | 0.4 | --> | 0.4 | 0.38 | 3.25 |  | --> | 0.38 | 0 | 0 | 0 | 0 | Constrained, otherwise capacity available =377 kW | --> | E18 ex BALLYBUNION | Ballybunion [T421,T422] | TRIEN |  | 52.5096 | -9.6748
150585 | MV/LV Substation IN***585 |  | 20 kV | _ | LV | 50 kVA :Pole Substation | 0.05 | --> | 0.05 | 0.046 | 3.96 |  | --> | 0.048 | 0 | 0 | 0 | 0 | Constrained, otherwise capacity available =47 kW | --> | E19 ex STRANORLAR | Stranorlar [T421,T422] | LETTERKENNY |  | 54.8687 | -8.1225
012961X | MV/LV Substation LI***961X |  | 10 kV | _ | LV | 100 kVA :Pole Substation | 0.1 | --> | 0.1 | 0.044 | 1.99 |  | --> | 0.095 | 0 | 0 | 0 | 0 | Constrained, otherwise capacity available =87 kW | --> | C20 ex GRAIGUE | Graigue [T41,T42] | CARLOW |  | 52.8409 | -6.9598
156130Y | MV/LV Substation CL***130Y |  | 20 kV | _ | LV | 50 kVA :Pole Substation | 0.05 | --> | 0.05 | 0.045 | 2.47 |  | --> | 0.048 | 0 | 0 | 0 | 0 | Constrained, otherwise capacity available =47 kW | --> | E13 ex TELAYDON | Telaydon [T42,T421] | LISDRUM |  | 54.2737 | -7.0375
007294 | MV/LV Substation BA***294 |  | 10 kV | _ | LV | 100 kVA :Pole Substation | 0.1 | --> | 0.1 | 0.092 | 16.12 |  | --> | 0.095 | 0 | 0.01 | 0.086 | 0 |  | --> | E14 ex WEXFORD | Wexford [T121,T122] | WEXFORD |  | 52.331 | -6.5392
067996X | MV/LV Substation SP***996X |  | 20 kV | _ | LV | 50 kVA :Pole Substation | 0.05 | --> | 0.05 | 0 | 0 | Constrained, otherwise capacity available =14 kVA | --> | 0.048 | 0 | 0 | 0 | 0 | Constrained, otherwise capacity available =42 kW | --> | C17 ex GILLOGUE | Gillogue [T41,T42] | ARDNACRUSHA |  | 52.7211 | -8.5476
0684572 | MV/LV Substation CL***4572 |  | 10 kV | _ | LV | 1000 kVA :Building Structure | 1 | --> | 1 | 0.5 | 1.47 |  | --> | 0.95 | 0 | 0 | 0.5 | 0 |  | --> | C12 ex MARROWBONE LANE | Marrowbone Lane [T42] | INCHICORE 220KV |  | 53.3387 | -6.2763
037055Y | MV/LV Substation DO***055Y |  | 10 kV | _ | LV | 400 kVA :Kiosk Substation | 0.4 | --> | 0.4 | 0.368 | 13.05 |  | --> | 0.38 | 0 | 0 | 0.376 | 0 |  | --> | C19 ex ENNIS | Ennis [T101,T102] | ENNIS |  | 52.8365 | -8.9525
093574Z | MV/LV Substation MA***574Z |  | 10 kV | _ | LV | 400 kVA :Kiosk Substation | 0.4 | --> | 0.4 | 0 | 0 | Constrained, otherwise capacity available =360 kVA | --> | 0.38 | 0 | 0 | 0.374 | 0 |  | --> | C11 ex HOWTH JUNCTION | Howth Junction [T41,T42] | GRANGE (DR) |  | 53.3772 | -6.1707
293421Z | MV/LV Substation CO***421Z |  | 20 kV | _ | LV | 50 kVA :Pole Substation | 0.05 | --> | 0.05 | 0.048 | 0.43 |  | --> | 0.048 | 0 | 0 | 0 | 0 | Constrained, otherwise capacity available =47 kW | --> | E18 ex TULLOW | Tullow [T421,T422] | CARLOW |  | 52.8521 | -6.595
066276 | MV/LV Substation CE***276 |  | 10 kV | _ | LV | 200 kVA :Pole Substation | 0.2 | --> | 0.2 | 0 | 0 | Constrained, otherwise capacity available =106 kVA | --> | 0.19 | 0 | 0.01 | 0.169 | 0 |  | --> | C20 ex SUTTON | Sutton [T41,T42] | GRANGE (DR) |  | 53.3641 | -6.0774
065092 | MV/LV Substation OR***092 |  | 20 kV | _ | LV | 400 kVA :Kiosk Substation | 0.4 | --> | 0.4 | 0 | 0 | Constrained, otherwise capacity available =266 kVA | --> | 0.38 | 0 | 0.068 | 0 | 0 | Constrained, otherwise capacity available =311 kW | --> | E15 ex BATTER LANE TEMPORARY | Batter Lane Temporary 38kv [T421] | GLASMORE |  | 53.5237 | -6.1606
288256X | MV/LV Substation BR***256X |  | 10 kV | _ | LV | 400 kVA :Building Structure | 0.4 | --> | 0.4 | 0.041 | 0.04 | Constrained, otherwise capacity available =379 kVA | --> | 0.38 | 0 | 0 | 0.377 | 0 |  | --> | C14 ex LITTLE BRAY | Little Bray [T41,T42] | FASSAROE |  | 53.2062 | -6.1272
0714074 | MV/LV Substation WI***4074 |  | 10 kV | _ | LV | 200 kVA :Pole Substation | 0.2 | --> | 0.2 | 0.125 | 5.58 |  | --> | 0.19 | 0 | 0 | 0.18 | 0 |  | --> | C11 ex KILCOOLE | Kilcoole [T41,T42] | FASSAROE |  | 53.0714 | -6.1105
047118X | MV/LV Substation BA***118X |  | 20 kV | _ | LV | 50 kVA :Pole Substation | 0.05 | --> | 0.05 | 0.038 | 1.04 |  | --> | 0.048 | 0 | 0.005 | 0 | 0 | Constrained, otherwise capacity available =42 kW | --> | C18 ex BOYLE | Boyle [T41,T42] | CARRICK ON SHANNON |  | 53.8988 | -8.3007
062584Y | MV/LV Substation RO***584Y |  | 10 kV | _ | LV | 400 kVA :Kiosk Substation | 0.4 | --> | 0.4 | 0.328 | 3.12 |  | --> | 0.38 | 0 | 0.003 | 0 | 0 | Constrained, otherwise capacity available =368 kW | --> | C12 ex MARSHES | Marshes [T41,T42] | DUNDALK |  | 53.9892 | -6.3924
052456Z | MV/LV Substation PR***456Z |  | 10 kV | _ | LV | 630 kVA :Kiosk Substation | 0.63 | --> | 0.63 | 0 | 0 | Constrained, otherwise capacity available =462 kVA | --> | 0.598 | 0 | 0.054 | 0 | 0 | Constrained, otherwise capacity available =535 kW | --> | C19 ex BALLINDERRY | Ballinderry [T41,T422] | MULLINGAR |  | 53.5238 | -7.3283
0814256 | MV/LV Substation KI***4256 |  | 10 kV | _ | LV | 630 kVA :Kiosk Substation | 0.63 | --> | 0.63 | 0 | 0 | Constrained, otherwise capacity available =564 kVA | --> | 0.598 | 0 | 0.005 | 0.5 | 0 |  | --> | C16 ex CLONDALKIN | Clondalkin [T41,T42,T44] | INCHICORE 220KV |  | 53.3189 | -6.4197
062218 | MV/LV Substation CA***218 |  | 20 kV | _ | LV | 100 kVA :Pole Substation | 0.1 | --> | 0.1 | 0.067 | 2.33 |  | --> | 0.095 | 0 | 0.005 | 0 | 0 | Constrained, otherwise capacity available =87 kW | --> | C18 ex DUNDALK | Dundalk [T41,T42] | DUNDALK |  | 54.0216 | -6.4318
049098Z | MV/LV Substation TH***098Z |  | 20 kV | _ | LV | 630 kVA :Building Structure | 0.63 | --> | 0.63 | 0.213 | 0.21 | Constrained, otherwise capacity available =480 kVA | --> | 0.598 | 0 | 0 | 0 | 0 | Constrained, otherwise capacity available =578 kW | --> | E20 ex LONGFORD | Longford [T421,T422] | RICHMOND |  | 53.7413 | -7.8055
011561Z | MV/LV Substation LA***561Z |  | 10 kV | _ | LV | 200 kVA :Kiosk Substation | 0.2 | --> | 0.2 | 0.088 | 5.05 |  | --> | 0.19 | 0 | 0.026 | 0 | 0 | Constrained, otherwise capacity available =155 kW | --> | C13 ex MCDONAGH | Mcdonagh [T41,T42] | KILKENNY |  | 52.6575 | -7.2395
009982X | MV/LV Substation CO***982X |  | 10 kV | _ | LV | 630 kVA :Kiosk Substation | 0.63 | --> | 0.63 | 0.499 | 0.53 |  | --> | 0.598 | 0 | 0.084 | 0 | 0 | Constrained, otherwise capacity available =518 kW | --> | C20 ex MANOR STREET | Manor Street [T41,T42] | WATERFORD |  | 52.2532 | -7.1179
068547 | MV/LV Substation ST***547 |  | 10 kV | _ | LV | 1000 kVA :Building Structure | 1 | --> | 1 | 0.5 | 1.37 |  | --> | 0.95 | 0 | 0 | 0.5 | 0 |  | --> | C11 ex SOUTH KING STREET | South King Street [T41,T42] | FRANCIS STREET |  | 53.3398 | -6.2577
066848 | MV/LV Substation PU***848 |  | 20 kV | _ | LV | 100 kVA :Pole Substation | 0.1 | --> | 0.1 | 0 | 0 | Constrained, otherwise capacity available =83 kVA | --> | 0.095 | 0 | 0.006 | 0 | 0 | Constrained, otherwise capacity available =88 kW | --> | E21 ex ASHBOURNE | Ashbourne [T421,T422] | FINGLAS |  | 53.5349 | -6.3361
288125X | MV/LV Substation TO***125X |  | 10 kV | _ | LV | 200 kVA :Kiosk Substation | 0.2 | --> | 0.2 | 0 | 0 | Constrained, otherwise capacity available =33 kVA | --> | 0.19 | 0 | 0.029 | 0.144 | 0 |  | --> | C22 ex CARRICKMINES | Carrickmines [T41,T42] | CARRICKMINES |  | 53.2579 | -6.1981
068109X | MV/LV Substation ST***109X |  | 10 kV | _ | LV | 400 kVA :Building Structure | 0.4 | --> | 0.4 | 0 | 0 | Constrained, otherwise capacity available =335 kVA | --> | 0.38 | 0 | 0 | 0.371 | 0 |  | --> | C18 ex PHIBSBORO | Phibsboro [T41,T42] | FINGLAS |  | 53.3526 | -6.268
0144189 | MV/LV Substation GU***4189 |  | 20 kV | _ | LV | 50 kVA :Pole Substation | 0.05 | --> | 0.05 | 0.05 | 0.12 |  | --> | 0.048 | 0 | 0 | 0.048 | 0 |  | --> | C26 ex ATHY | Athy [T101,T102] | ATHY |  | 53.0805 | -6.9349
0094148 | MV/LV Substation CA***4148 |  | 10 kV | _ | LV | 400 kVA :Building Structure | 0.4 | --> | 0.4 | 0.369 | 0.95 |  | --> | 0.38 | 0 | 0.02 | 0 | 0 | Constrained, otherwise capacity available =361 kW | --> | C22 ex TYCOR | Tycor [T41,T42] | WATERFORD |  | 52.2601 | -7.146
066416Z | MV/LV Substation RO***416Z |  | 20 kV | _ | LV | 1000 kVA :Building Structure | 1 | --> | 1 | 0 | 0 | Constrained, otherwise capacity available =873 kVA | --> | 0.95 | 0 | 0.041 | 0 | 0 | Constrained, otherwise capacity available =902 kW | --> | E15 ex BATTER LANE TEMPORARY | Batter Lane Temporary 38kv [T421] | GLASMORE |  | 53.4917 | -6.192
066297Z | MV/LV Substation FO***297Z |  | 20 kV | _ | LV | 400 kVA :Kiosk Substation | 0.4 | --> | 0.4 | 0 | 0 | Constrained, otherwise capacity available =278 kVA | --> | 0.38 | 0 | 0.049 | 0 | 0 | Constrained, otherwise capacity available =327 kW | --> | E12 ex ASHBOURNE | Ashbourne [T421,T422] | FINGLAS |  | 53.5068 | -6.4527
251840 | MV/LV Substation CL***840 |  | 10 kV | _ | LV | 200 kVA :Pole Substation | 0.2 | --> | 0.2 | 0 | 0 | Constrained, otherwise capacity available =158 kVA | --> | 0.19 | 0 | 0.01 | 0 | 0 | Constrained, otherwise capacity available =177 kW | --> | C30 ex CLAREGALWAY | Claregalway [T42,T421] | GALWAY 110KV |  | 53.3755 | -9.0159
074997 | MV/LV Substation CA***997 |  | 20 kV | _ | LV | 100 kVA :Pole Substation | 0.1 | --> | 0.1 | 0 | 0 | Constrained, otherwise capacity available =99 kVA | --> | 0.095 | 0 | 0 | 0 | 0 | Constrained, otherwise capacity available =95 kW | --> | C14 ex CARRICK ON SHANNON | Carrick On Shannon [T41,T42] | CARRICK ON SHANNON |  | 53.9656 | -8.0754
122648 | MV/LV Substation BR***648 |  | 10 kV | _ | LV | 50 kVA :Pole Substation | 0.05 | --> | 0.05 | 0.05 | 4.18 |  | --> | 0.048 | 0 | 0 | 0 | 0 | Constrained, otherwise capacity available =48 kW | --> | C18 ex KINGSCOURT | Kingscourt [T41,T42] | MEATH HILL |  | 53.9024 | -6.7868
165915 | MV/LV Substation IN***915 |  | 10 kV | _ | LV | 200 kVA :Pole Substation | 0.2 | --> | 0.2 | 0 | 0 | Constrained, otherwise capacity available =178 kVA | --> | 0.19 | 0 | 0.009 | 0 | 0 | Constrained, otherwise capacity available =180 kW | --> | C14 ex CLONAKILTY | Clonakilty [T41,T42] | DUNMANWAY |  | 51.5978 | -8.8631
0634177 | MV/LV Substation FA***4177 |  | 10 kV | _ | LV | 630 kVA :Building Structure | 0.63 | --> | 0.63 | 0 | 0 | Constrained, otherwise capacity available =557 kVA | --> | 0.598 | 0 | 0 | 0 | 0 | Constrained, otherwise capacity available =588 kW | --> | C19 ex BALLYBAILIE | Ballybailie [T41,T42] | DUNDALK |  | 53.8591 | -6.5456
039334X | MV/LV Substation FO***334X |  | 10 kV | _ | LV | 400 kVA :Kiosk Substation | 0.4 | --> | 0.4 | 0.334 | 11.03 |  | --> | 0.38 | 0 | 0.005 | 0.367 | 0 |  | --> | C24 ex SALTHILL | Salthill [T101,T102] | SALTHILL |  | 53.2703 | -9.085
0684360 | MV/LV Substation CL***4360 |  | 10 kV | _ | LV | 1000 kVA :Building Structure | 1 | --> | 1 | 0 | 0 | Constrained, otherwise capacity available =891 kVA | --> | 0.95 | 0 | 0 | 0.5 | 0 |  | --> | C11 ex GLOUCESTER PLACE | Gloucester Place [T41,T42] | MCDERMOTT |  | 53.3496 | -6.259
009891Y | MV/LV Substation IS***891Y |  | 10 kV | _ | LV | 400 kVA :Building Structure | 0.4 | --> | 0.4 | 0 | 0 | Constrained, otherwise capacity available =278 kVA | --> | 0.38 | 0 | 0.016 | 0 | 0 | Constrained, otherwise capacity available =351 kW | --> | E12 ex KILCARRAGH | Kilcarragh [T421,T422] | BUTLERSTOWN |  | 52.239 | -7.0602
042405X | MV/LV Substation CA***405X |  | 10 kV | _ | LV | 200 kVA :Kiosk Substation | 0.2 | --> | 0.2 | 0.15 | 1.51 |  | --> | 0.19 | 0 | 0 | 0 | 0 | Constrained, otherwise capacity available =183 kW | --> | C19 ex TURLOUGH ROAD | Turlough Road [T43] | CASTLEBAR |  | 53.8669 | -9.2907
011567X | MV/LV Substation CL***567X |  | 10 kV | _ | LV | 100 kVA :Pole Substation | 0.1 | --> | 0.1 | 0.083 | 5.05 |  | --> | 0.095 | 0 | 0 | 0 | 0 | Constrained, otherwise capacity available =93 kW | --> | C14 ex MCDONAGH | Mcdonagh [T41,T42] | KILKENNY |  | 52.6468 | -7.1438
055374X | MV/LV Substation GR***374X |  | 10 kV | _ | LV | 50 kVA :Pole Substation | 0.05 | --> | 0.05 | 0 | 0 | Constrained, otherwise capacity available =48 kVA | --> | 0.048 | 0 | 0 | 0 | 0 | Constrained, otherwise capacity available =47 kW | --> | C16 ex RATHDOWNEY | Rathdowney [T42] | IKERRIN |  | 52.8621 | -7.4948
034294Y | MV/LV Substation BO***294Y |  | 20 kV | _ | LV | 50 kVA :Pole Substation | 0.05 | --> | 0.05 | 0.049 | 0.57 |  | --> | 0.048 | 0 | 0 | 0 | 0 | Constrained, otherwise capacity available =47 kW | --> | E25 ex LAWLESSTOWN | Lawlesstown [T42,T421] | DOON |  | 52.3776 | -7.6978
365170X | MV/LV Substation TY***170X |  | 10 kV | _ | LV | 400 kVA :Kiosk Substation | 0.4 | --> | 0.4 | 0 | 0 | Constrained, otherwise capacity available =283 kVA | --> | 0.38 | 0 | 0.005 | 0.36 | 0 |  | --> | C20 ex TYMON | Tymon [T41,T42] | COOKSTOWN |  | 53.2984 | -6.3515
0694170 | MV/LV Substation SH***4170 |  | 10 kV | _ | LV | 1000 kVA :Building Structure | 1 | --> | 1 | 0.5 | 17.78 |  | --> | 0.95 | 0 | 0.006 | 0.5 | 0 |  | --> | C30 ex RINGSEND | Ringsend [T101,T102] | POOLBEG |  | 53.3379 | -6.2211
039051 | MV/LV Substation FO***051 |  | 10 kV | _ | LV | 1000 kVA :Building Structure | 1 | --> | 1 | 0 | 0 | Constrained, otherwise capacity available =874 kVA | --> | 0.95 | 0 | 0 | 0 | 0 | Constrained, otherwise capacity available =933 kW | --> | C19 ex HEADFORD ROAD | Headford Road [T41,T42] | GALWAY 110KV |  | 53.2752 | -9.0455
019380 | MV/LV Substation AS***380 |  | 10 kV | _ | LV | 400 kVA :Building Structure | 0.4 | --> | 0.4 | 0.358 | 1.54 |  | --> | 0.38 | 0 | 0.005 | 0 | 0 | Constrained, otherwise capacity available =370 kW | --> | C16 ex BALLYARD | Ballyard [T41,T42] | TRALEE |  | 52.2666 | -9.7061
065330Z | MV/LV Substation MI***330Z |  | 10 kV | _ | LV | 1000 kVA :Building Structure | 1 | --> | 1 | 0 | 0 | Constrained, otherwise capacity available =791 kVA | --> | 0.95 | 0 | 0 | 0 | 0 | Constrained, otherwise capacity available =921 kW | --> | C16 ex BALBRIGGAN | Balbriggan [T42] | GLASMORE |  | 53.6101 | -6.1834
119756X | MV/LV Substation ST***756X |  | 10 kV | _ | LV | 400 kVA :Building Structure | 0.4 | --> | 0.4 | 0 | 0 | Constrained, otherwise capacity available =239 kVA | --> | 0.38 | 0 | 0 | 0 | 0 | Constrained, otherwise capacity available =357 kW | --> | C12 ex KANTURK | Kanturk [T41,T42] | GLENLARA |  | 52.1756 | -8.9047
0664168 | MV/LV Substation TH***4168 |  | 20 kV | _ | LV | 400 kVA :Kiosk Substation | 0.4 | --> | 0.4 | 0 | 0 | Constrained, otherwise capacity available =304 kVA | --> | 0.38 | 0 | 0.162 | 0 | 0 | Constrained, otherwise capacity available =247 kW | --> | E17 ex BALTRASNA | Baltrasna [T121,T122] | BALTRASNA |  | 53.5013 | -6.5337
1444239 | MV/LV Substation BA***4239 |  | 10 kV | _ | LV | 50 kVA :Pole Substation | 0.05 | --> | 0.05 | 0 | 0 | Constrained, otherwise capacity available =50 kVA | --> | 0.048 | 0 | 0 | 0 | 0 | Constrained, otherwise capacity available =47 kW | --> | C16 ex CASTLECOMER | Castlecomer [T41,T42] | BALLYRAGGET |  | 52.8344 | -7.2315
0664104 | MV/LV Substation AR***4104 |  | 20 kV | _ | LV | 400 kVA :Kiosk Substation | 0.4 | --> | 0.4 | 0 | 0 | Constrained, otherwise capacity available =374 kVA | --> | 0.38 | 0 | 0.09 | 0 | 0 | Constrained, otherwise capacity available =310 kW | --> | E21 ex BALTRASNA | Baltrasna [T121,T122] | BALTRASNA |  | 53.5112 | -6.388
042090 | MV/LV Substation CH***090 |  | 10 kV | _ | LV | 400 kVA :Kiosk Substation | 0.4 | --> | 0.4 | 0 | 0 | Constrained, otherwise capacity available =348 kVA | --> | 0.38 | 0 | 0.01 | 0 | 0 | Constrained, otherwise capacity available =365 kW | --> | C13 ex KNOCKAPHUNTA | Knockaphunta [T41,T42] | CASTLEBAR |  | 53.8497 | -9.2939
429276 | MV/LV Substation KN***276 |  | 20 kV | _ | LV | 50 kVA :Pole Substation | 0.05 | --> | 0.05 | 0.032 | 5.75 |  | --> | 0.048 | 0 | 0 | 0 | 0 | Constrained, otherwise capacity available =45 kW | --> | E21 ex ABBEYFEALE | Abbeyfeale [T421] | TRIEN |  | 52.394 | -9.2828
061290X | MV/LV Substation LI***290X |  | 10 kV | _ | LV | 100 kVA :Pole Substation | 0.1 | --> | 0.1 | 0.099 | 2.04 |  | --> | 0.095 | 0 | 0 | 0 | 0 | Constrained, otherwise capacity available =95 kW | --> | C19 ex BALLYBAY | Ballybay [T41,T42] | LISDRUM |  | 54.0395 | -6.8336
074455X | MV/LV Substation LE***455X |  | 20 kV | _ | LV | 630 kVA :Kiosk Substation | 0.63 | --> | 0.63 | 0 | 0 | Constrained, otherwise capacity available =547 kVA | --> | 0.598 | 0 | 0.01 | 0 | 0 | Constrained, otherwise capacity available =580 kW | --> | C14 ex CARRICK ON SHANNON | Carrick On Shannon [T41,T42] | CARRICK ON SHANNON |  | 53.9891 | -8.0656
281910Z | MV/LV Substation VE***910Z |  | 10 kV | _ | LV | 630 kVA :Building Structure | 0.63 | --> | 0.63 | 0 | 0 |  | --> | 0.598 | 0 | 0.027 | 0 | 0 | Constrained, otherwise capacity available =470 kW | --> | C17 ex TOGHER | Togher [T41,T42] | TRABEG |  | 51.8703 | -8.4824
2934072 | MV/LV Substation CO***4072 |  | 20 kV | _ | LV | 200 kVA :Kiosk Substation | 0.2 | --> | 0.2 | 0 | 0 | Constrained, otherwise capacity available =199 kVA | --> | 0.19 | 0 | 0 | 0 | 0 | Constrained, otherwise capacity available =190 kW | --> | E12 ex SHILLELAGH | Shillelagh [T421,T422] | CARLOW |  | 52.7539 | -6.545
210532Y | MV/LV Substation RO***532Y |  | 10 kV | _ | LV | 200 kVA :Building Structure | 0.2 | --> | 0.2 | 0.126 | 1.15 |  | --> | 0.19 | 0 | 0 | 0 | 0 | Constrained, otherwise capacity available =180 kW | --> | C16 ex TULLYNAMALRA | Tullynamalra [T41,T42] | MEATH HILL |  | 54.0574 | -6.8143
3654207 | MV/LV Substation GL***4207 |  | 10 kV | _ | LV | 630 kVA :Kiosk Substation | 0.63 | --> | 0.63 | 0 | 0 | Constrained, otherwise capacity available =630 kVA | --> | 0.598 | 0 | 0 | 0.5 | 0 |  | --> | C19 ex BELGARD | Belgard [T41,T42] | COOKSTOWN |  | 53.293 | -6.3672
266584 | MV/LV Substation SE***584 |  | 20 kV | _ | LV | 50 kVA :Pole Substation | 0.05 | --> | 0.05 | 0 | 0 | Constrained, otherwise capacity available =46 kVA | --> | 0.048 | 0 | 0 | 0 | 0 | Constrained, otherwise capacity available =47 kW | --> | E12 ex CARNDONAGH | Carndonagh [T421,T422] | TRILLICK |  | 55.2843 | -7.3918
093591Z | MV/LV Substation NO***591Z |  | 10 kV | _ | LV | 630 kVA :Building Structure | 0.63 | --> | 0.63 | 0 | 0 | Constrained, otherwise capacity available =553 kVA | --> | 0.598 | 0 | 0 | 0.5 | 0 |  | --> | C27 ex POPPINTREE | Poppintree [T101,T102] | FINGLAS |  | 53.3978 | -6.3222
1184061 | MV/LV Substation DE***4061 |  | 20 kV | _ | LV | 50 kVA :Pole Substation | 0.05 | --> | 0.05 | 0 | 0 | Constrained, otherwise capacity available =40 kVA | --> | 0.048 | 0 | 0 | 0 | 0 | Constrained, otherwise capacity available =46 kW | --> | E11 ex CREAGH | Creagh [T421,T422] | ATHLONE |  | 53.4482 | -8.2548
023846 | MV/LV Substation AR***846 |  | 20 kV | _ | LV | 30 kVA :Pole Substation | 0.03 | --> | 0.03 | 0 | 0 | Constrained, otherwise capacity available =24 kVA | --> | 0.028 | 0 | 0 | 0 | 0 | Constrained, otherwise capacity available =28 kW | --> | C18 ex COOLCARRON | Coolcarron [T41,T42] | BARRYMORE |  | 52.1974 | -8.1499
110181X | MV/LV Substation SH***181X |  | 20 kV | _ | LV | 200 kVA :Kiosk Substation | 0.2 | --> | 0.2 | 0.165 | 0.76 |  | --> | 0.19 | 0 | 0 | 0 | 0 | Constrained, otherwise capacity available =185 kW | --> | E11 ex KILGARVAN | Kilgarvan [T421] | KNOCKEARAGH |  | 51.8722 | -9.5665
062204 | MV/LV Substation BO***204 |  | 10 kV | _ | LV | 630 kVA :Building Structure | 0.63 | --> | 0.63 | 0.5 | 2.33 |  | --> | 0.598 | 0 | 0 | 0 | 0 | Constrained, otherwise capacity available =594 kW | --> | C14 ex DUNDALK | Dundalk [T41,T42] | DUNDALK |  | 54.0137 | -6.4097
1184022 | MV/LV Substation CR***4022 |  | 20 kV | _ | LV | 200 kVA :Building Structure | 0.2 | --> | 0.2 | 0 | 0 | Constrained, otherwise capacity available =164 kVA | --> | 0.19 | 0 | 0 | 0 | 0 | Constrained, otherwise capacity available =185 kW | --> | E15 ex CREAGH | Creagh [T421,T422] | ATHLONE |  | 53.3342 | -8.1984
027005 | MV/LV Substation CH***005 |  | 10 kV | _ | LV | 100 kVA :Pole Substation | 0.1 | --> | 0.1 | 0.059 | 7.79 |  | --> | 0.095 | 0 | 0.008 | 0 | 0 | Constrained, otherwise capacity available =83 kW | --> | C13 ex DUNMANWAY | Dunmanway [T422,T43] | DUNMANWAY |  | 51.725 | -9.1043
022365 | MV/LV Substation SU***365 |  | 10 kV | _ | LV | 400 kVA :Kiosk Substation | 0.4 | --> | 0.4 | 0.274 | 4.55 |  | --> | 0.38 | 0 | 0.038 | 0 | 0 | Constrained, otherwise capacity available =334 kW | --> | C11 ex MALLOW | Mallow [T41,T42] | MALLOW |  | 52.1272 | -8.642
0594274 | MV/LV Substation KI***4274 |  | 10 kV | _ | LV | 200 kVA :Pole Substation | 0.2 | --> | 0.2 | 0 | 0 | Constrained, otherwise capacity available =200 kVA | --> | 0.19 | 0 | 0 | 0 | 0 | Constrained, otherwise capacity available =190 kW | --> | C18 ex CAVAN | Cavan [T42,T421] | SHANKILL |  | 53.9981 | -7.3694
127152Y | MV/LV Substation BR***152Y |  | 10 kV | _ | LV | 200 kVA :Pole Substation | 0.2 | --> | 0.2 | 0 | 0 | Constrained, otherwise capacity available =188 kVA | --> | 0.19 | 0 | 0 | 0 | 0 | Constrained, otherwise capacity available =188 kW | --> | C14 ex TEMPLEMORE | Templemore [T41,T42] | IKERRIN |  | 52.7526 | -7.6069
065523 | MV/LV Substation NE***523 |  | 20 kV | _ | LV | 200 kVA :Pole Substation | 0.2 | --> | 0.2 | 0 | 0 | Constrained, otherwise capacity available =198 kVA | --> | 0.19 | 0 | 0 | 0 | 0 | Constrained, otherwise capacity available =190 kW | --> | E23 ex BALTRASNA | Baltrasna [T121,T122] | BALTRASNA |  | 53.559 | -6.405
030330X | MV/LV Substation CA***330X |  | 20 kV | _ | LV | 200 kVA :Kiosk Substation | 0.2 | --> | 0.2 | 0 | 0 | Constrained, otherwise capacity available =177 kVA | --> | 0.19 | 0 | 0.003 | 0 | 0 | Constrained, otherwise capacity available =184 kW | --> | C13 ex CLOYNE | Cloyne [T41] | MIDLETON |  | 51.8919 | -7.9368
156361 | MV/LV Substation KI***361 |  | 20 kV | _ | LV | 100 kVA :Pole Substation | 0.1 | --> | 0.1 | 0.093 | 2.1 |  | --> | 0.095 | 0 | 0 | 0 | 0 | Constrained, otherwise capacity available =94 kW | --> | E16 ex LISDRUM | Lisdrum [T422] | LISDRUM |  | 54.272 | -6.8747
068073X | MV/LV Substation TH***073X |  | 10 kV | _ | LV | 1000 kVA :Building Structure | 1 | --> | 1 | 0.5 | 2.6 |  | --> | 0.95 | 0 | 0 | 0.5 | 0 |  | --> | C29 ex WOLFE TONE STREET | Wolfe Tone Street [T101,T102] | FINGLAS |  | 53.351 | -6.2596
182048Y | MV/LV Substation QU***048Y |  | 20 kV | _ | LV | 50 kVA :Pole Substation | 0.05 | --> | 0.05 | 0 | 0 | Constrained, otherwise capacity available =49 kVA | --> | 0.048 | 0 | 0 | 0 | 0 | Constrained, otherwise capacity available =47 kW | --> | C16 ex TULLA | Tulla [T41,T42] | ENNIS |  | 52.8496 | -8.7089
006481Y | MV/LV Substation BR***481Y |  | 20 kV | _ | LV | 50 kVA :Pole Substation | 0.05 | --> | 0.05 | 0 | 0 | Constrained, otherwise capacity available =43 kVA | --> | 0.048 | 0 | 0.008 | 0 | 0 | Constrained, otherwise capacity available =41 kW | --> | E18 ex CLONROCHE | Clonroche [T421,T422] | WEXFORD |  | 52.4585 | -6.6256
111829Z | MV/LV Substation RE***829Z |  | 20 kV | _ | LV | 200 kVA :Kiosk Substation | 0.2 | --> | 0.2 | 0.188 | 3.48 |  | --> | 0.19 | 0 | 0 | 0 | 0 | Constrained, otherwise capacity available =188 kW | --> | E14 ex GLENGARRIFF | Glengarriff [T421] | BALLYLICKY |  | 51.7539 | -9.5418
054141Z | MV/LV Substation CU***141Z |  | 10 kV | _ | LV | 50 kVA :Pole Substation | 0.05 | --> | 0.05 | 0 | 0 | Constrained, otherwise capacity available =46 kVA | --> | 0.048 | 0 | 0 | 0 | 0 | Constrained, otherwise capacity available =47 kW | --> | C20 ex PORTLAOISE | Portlaoise [T41,T42] | PORTLAOISE |  | 53.0356 | -7.2766
2534276 | MV/LV Substation RY***4276 |  | 20 kV | _ | LV | 50 kVA :Pole Substation | 0.05 | --> | 0.05 | 0 | 0 | Constrained, otherwise capacity available =42 kVA | --> | 0.048 | 0 | 0 | 0 | 0 | Constrained, otherwise capacity available =46 kW | --> | C23 ex TUAM NORTH | Tuam North [T41,T42] | CLOON |  | 53.5307 | -8.7302
156446Y | MV/LV Substation AG***446Y |  | 20 kV | _ | LV | 50 kVA :Pole Substation | 0.05 | --> | 0.05 | 0.05 | 2.47 |  | --> | 0.048 | 0 | 0 | 0 | 0 | Constrained, otherwise capacity available =48 kW | --> | E19 ex TELAYDON | Telaydon [T42,T421] | LISDRUM |  | 54.2916 | -7.031
127006 | MV/LV Substation ST***006 |  | 10 kV | _ | LV | 400 kVA :Kiosk Substation | 0.4 | --> | 0.4 | 0 | 0 | Constrained, otherwise capacity available =312 kVA | --> | 0.38 | 0 | 0 | 0 | 0 | Constrained, otherwise capacity available =368 kW | --> | C14 ex HOLYCROSS ROAD | Holycross Road [T41,T42] | THURLES |  | 52.6729 | -7.8179
081333Z | MV/LV Substation AL***333Z |  | 10 kV | _ | LV | 400 kVA :Building Structure | 0.4 | --> | 0.4 | 0 | 0 | Constrained, otherwise capacity available =328 kVA | --> | 0.38 | 0 | 0 | 0.37 | 0 |  | --> | C14 ex LIFFEY VALLEY | Liffey Valley [T41,T42] | INCHICORE 220KV |  | 53.3523 | -6.4058
053267 | MV/LV Substation PU***267 |  | 10 kV | _ | LV | 50 kVA :Pole Substation | 0.05 | --> | 0.05 | 0.042 | 3.28 |  | --> | 0.048 | 0 | 0 | 0.046 | 0 |  | --> | C23 ex SRAH | Srah [T43] | THORNSBERRY |  | 53.2868 | -7.4798
052054Z | MV/LV Substation PE***054Z |  | 10 kV | _ | LV | 200 kVA :Kiosk Substation | 0.2 | --> | 0.2 | 0 | 0 | Constrained, otherwise capacity available =106 kVA | --> | 0.19 | 0 | 0.034 | 0 | 0 | Constrained, otherwise capacity available =152 kW | --> | C17 ex BALLINDERRY | Ballinderry [T41,T422] | MULLINGAR |  | 53.5234 | -7.3186
066150Y | MV/LV Substation HA***150Y |  | 10 kV | _ | LV | 400 kVA :Kiosk Substation | 0.4 | --> | 0.4 | 0 | 0 | Constrained, otherwise capacity available =337 kVA | --> | 0.38 | 0 | 0.051 | 0 | 0 | Constrained, otherwise capacity available =334 kW | --> | C23 ex SWORDS | Swords [T41,T42] | GLASMORE |  | 53.4518 | -6.2325
001699 | MV/LV Substation BA***699 |  | 10 kV | _ | LV | 200 kVA :Kiosk Substation | 0.2 | --> | 0.2 | 0 | 0 | Constrained, otherwise capacity available =139 kVA | --> | 0.19 | 0 | 0.03 | 0.159 | 0 |  | --> | C11 ex LOUGHLINSTOWN | Loughlinstown [T41,T42] | CARRICKMINES |  | 53.2462 | -6.1176
3654183 | MV/LV Substation CA***4183 |  | 10 kV | _ | LV | 400 kVA :Kiosk Substation | 0.4 | --> | 0.4 | 0 | 0 | Constrained, otherwise capacity available =400 kVA | --> | 0.38 | 0 | 0 | 0.38 | 0 |  | --> | C18 ex WHITESTOWN | Whitestown [T41,T42] | COOKSTOWN |  | 53.2757 | -6.3945
004421 | MV/LV Substation WO***421 |  | 10 kV | _ | LV | 100 kVA :Pole Substation | 0.1 | --> | 0.1 | 0.03 | 0.45 |  | --> | 0.095 | 0 | 0 | 0 | 0 | Constrained, otherwise capacity available =85 kW | --> | C12 ex KILMAGIG | Kilmagig [T42] | ARKLOW |  | 52.8325 | -6.2349
238009 | MV/LV Substation MO***009 |  | 20 kV | _ | LV | 630 kVA :Building Structure | 0.63 | --> | 0.63 | 0 | 0 | Constrained, otherwise capacity available =192 kVA | --> | 0.598 | 0 | 0 | 0 | 0 | Constrained, otherwise capacity available =541 kW | --> | E11 ex BALLINROBE | Ballinrobe [T421,T422] | DALTON |  | 53.62 | -9.219
021099Z | MV/LV Substation BA***099Z |  | 10 kV | _ | LV | 50 kVA :Pole Substation | 0.05 | --> | 0.05 | 0 | 0 | Constrained, otherwise capacity available =40 kVA | --> | 0.048 | 0 | 0 | 0.046 | 0 |  | --> | C31 ex KILBARRY | Kilbarry [T101,T43] | KILBARRY |  | 51.9423 | -8.4451
2934633 | MV/LV Substation TU***4633 |  | 20 kV | _ | LV | 630 kVA :Building Structure | 0.63 | --> | 0.63 | 0.431 | 0.43 | Constrained, otherwise capacity available =630 kVA | --> | 0.598 | 0 | 0 | 0 | 0 | Constrained, otherwise capacity available =598 kW | --> | E15 ex TULLOW | Tullow [T421,T422] | CARLOW |  | 52.8002 | -6.7366
0684097 | MV/LV Substation ME***4097 |  | 10 kV | _ | LV | 630 kVA :Building Structure | 0.63 | --> | 0.63 | 0.5 | 3.38 |  | --> | 0.598 | 0 | 0 | 0.5 | 0 |  | --> | C13 ex MERRION SQUARE | Merrion Square [T41,T42] | RINGSEND |  | 53.3408 | -6.2507
062796 | MV/LV Substation VI***796 |  | 20 kV | _ | LV | 50 kVA :Pole Substation | 0.05 | --> | 0.05 | 0.032 | 2.33 |  | --> | 0.048 | 0 | 0.004 | 0 | 0 | Constrained, otherwise capacity available =42 kW | --> | C26 ex DUNDALK | Dundalk [T41,T42] | DUNDALK |  | 54.0029 | -6.58
016072Z | MV/LV Substation CE***072Z |  | 10 kV | _ | LV | 400 kVA :Building Structure | 0.4 | --> | 0.4 | 0 | 0 | Constrained, otherwise capacity available =337 kVA | --> | 0.38 | 0 | 0.006 | 0 | 0 | Constrained, otherwise capacity available =367 kW | --> | C22 ex CELBRIDGE | Celbridge [T41,T42] | GRIFFINRATH |  | 53.3338 | -6.562
062017Z | MV/LV Substation GL***017Z |  | 10 kV | _ | LV | 200 kVA :Kiosk Substation | 0.2 | --> | 0.2 | 0.171 | 5.69 |  | --> | 0.19 | 0 | 0.008 | 0 | 0 | Constrained, otherwise capacity available =180 kW | --> | C11 ex RAMPARTS | Ramparts [T41,T42] | DUNDALK |  | 53.9919 | -6.3961
0054270 | MV/LV Substation RA***4270 |  | 10 kV | _ | LV | 630 kVA :Kiosk Substation | 0.63 | --> | 0.63 | 0.5 | 3.03 |  | --> | 0.598 | 0 | 0 | 0 | 0 | Constrained, otherwise capacity available =597 kW | --> | C18 ex RAMSTOWN | Ramstown [T41,T42] | CRANE |  | 52.6691 | -6.3045
0334153 | MV/LV Substation KN***4153 |  | 10 kV | _ | LV | 50 kVA :Pole Substation | 0.05 | --> | 0.05 | 0 | 0 | Constrained, otherwise capacity available =50 kVA | --> | 0.048 | 0 | 0 | 0 | 0 | Constrained, otherwise capacity available =48 kW | --> | C11 ex DEERPARK | Deerpark [T41,T42] | BALLYDINE |  | 52.3075 | -7.512
503556 | MV/LV Substation WE***556 |  | 10 kV | _ | LV | 400 kVA :Kiosk Substation | 0.4 | --> | 0.4 | 0.259 | 1.69 |  | --> | 0.38 | 0 | 0.017 | 0 | 0 | Constrained, otherwise capacity available =348 kW | --> | C16 ex NEWTOWNCUNNINGHAM | Newtowncunningham [T41,T42] | LETTERKENNY |  | 54.9961 | -7.5174
266717 | MV/LV Substation TI***717 |  | 20 kV | _ | LV | 200 kVA :Kiosk Substation | 0.2 | --> | 0.2 | 0 | 0 | Constrained, otherwise capacity available =153 kVA | --> | 0.19 | 0 | 0 | 0 | 0 | Constrained, otherwise capacity available =184 kW | --> | E12 ex CARNDONAGH | Carndonagh [T421,T422] | TRILLICK |  | 55.2577 | -7.2759
026271Z | MV/LV Substation WH***271Z |  | 10 kV | _ | LV | 50 kVA :Pole Substation | 0.05 | --> | 0.05 | 0 | 0 | Constrained, otherwise capacity available =47 kVA | --> | 0.048 | 0 | 0 | 0 | 0 | Constrained, otherwise capacity available =47 kW | --> | C18 ex KINSALE | Kinsale [T41,T42] | BANDON |  | 51.6451 | -8.574
276531 | MV/LV Substation K/***531 |  | 10 kV | _ | LV | 50 kVA :Pole Substation | 0.05 | --> | 0.05 | 0 | 0 | Constrained, otherwise capacity available =50 kVA | --> | 0.048 | 0 | 0 | 0 | 0 | Constrained, otherwise capacity available =48 kW | --> | C20 ex COOLCORCORAN | Coolcorcoran [T41,T42] | KNOCKEARAGH |  | 52.1076 | -9.4839
025041 | MV/LV Substation BA***041 |  | 20 kV | _ | LV | 200 kVA :Pole Substation | 0.2 | --> | 0.2 | 0.125 | 2.96 |  | --> | 0.19 | 0 | 0.006 | 0 | 0 | Constrained, otherwise capacity available =175 kW | --> | E17 ex CHARLEVILLE | Charleville [T421,T422] | CHARLEVILLE |  | 52.3486 | -8.6797
253044 | MV/LV Substation HE***044 |  | 20 kV | _ | LV | 50 kVA :Pole Substation | 0.05 | --> | 0.05 | 0 | 0 | Constrained, otherwise capacity available =42 kVA | --> | 0.048 | 0 | 0 | 0 | 0 | Constrained, otherwise capacity available =46 kW | --> | E17 ex HEADFORD | Headford [T41,T42] | CLOON |  | 53.4674 | -9.1029
058570 | MV/LV Substation AS***570 |  | 20 kV | _ | LV | 200 kVA :Pole Substation | 0.2 | --> | 0.2 | 0 | 0 | Constrained, otherwise capacity available =142 kVA | --> | 0.19 | 0 | 0 | 0 | 0 | Constrained, otherwise capacity available =182 kW | --> | C17 ex KYLEERAGH | Kyleeragh [T41,T42] | NENAGH |  | 52.9269 | -8.182
150537 | MV/LV Substation AR***537 |  | 20 kV | _ | LV | 400 kVA :Kiosk Substation | 0.4 | --> | 0.4 | 0.223 | 3.96 |  | --> | 0.38 | 0 | 0 | 0 | 0 | Constrained, otherwise capacity available =359 kW | --> | E21 ex STRANORLAR | Stranorlar [T421,T422] | LETTERKENNY |  | 54.8039 | -7.7703
014930Z | MV/LV Substation YE***930Z |  | 20 kV | _ | LV | 200 kVA :Pole Substation | 0.2 | --> | 0.2 | 0 | 0 | Constrained, otherwise capacity available =160 kVA | --> | 0.19 | 0 | 0.025 | 0 | 0 | Constrained, otherwise capacity available =166 kW | --> | C14 ex KILDARE | Kildare [T41,T42] | NEWBRIDGE |  | 53.2253 | -6.9993
1364115 | MV/LV Substation BA***4115 |  | 10 kV | _ | LV | 400 kVA :Kiosk Substation | 0.4 | --> | 0.4 | 0 | 0 | Constrained, otherwise capacity available =324 kVA | --> | 0.38 | 0 | 0.05 | 0 | 0 | Constrained, otherwise capacity available =332 kW | --> | C19 ex ROSCOMMON | Roscommon [T41,T42] | LANESBORO |  | 53.6397 | -8.2126
026166Z | MV/LV Substation BA***166Z |  | 10 kV | _ | LV | 400 kVA :Kiosk Substation | 0.4 | --> | 0.4 | 0 | 0 | Constrained, otherwise capacity available =306 kVA | --> | 0.38 | 0 | 0 | 0 | 0 | Constrained, otherwise capacity available =367 kW | --> | E41 ex KINSALE | Kinsale [T423] | TRABEG |  | 51.7027 | -8.5313
015417X | MV/LV Substation CH***417X |  | 10 kV | _ | LV | 400 kVA :Building Structure | 0.4 | --> | 0.4 | 0 | 0 | Constrained, otherwise capacity available =329 kVA | --> | 0.38 | 0 | 0.005 | 0 | 0 | Constrained, otherwise capacity available =366 kW | --> | C19 ex SALLINS | Sallins [T41,T42] | GRIFFINRATH |  | 53.2888 | -6.7521
0464200 | MV/LV Substation CU***4200 |  | 10 kV | _ | LV | 630 kVA :Kiosk Substation | 0.63 | --> | 0.63 | 0.5 | 4.13 |  | --> | 0.598 | 0 | 0.009 | 0.5 | 0 |  | --> | C14 ex AGHAGAD | Aghagad [T41,T42] | SLIGO |  | 54.3402 | -8.5277
116038 | MV/LV Substation HA***038 |  | 10 kV | _ | LV | 100 kVA :Pole Substation | 0.1 | --> | 0.1 | 0.069 | 7.32 |  | --> | 0.095 | 0 | 0.004 | 0.088 | 0 |  | --> | C13 ex CARROWBEG | Carrowbeg [T41,T42] | CARROWBEG |  | 53.8043 | -9.515
001667 | MV/LV Substation GL***667 |  | 10 kV | _ | LV | 400 kVA :Kiosk Substation | 0.4 | --> | 0.4 | 0.267 | 1.23 |  | --> | 0.38 | 0 | 0.058 | 0.318 | 0 |  | --> | C20 ex SALLYNOGGIN ROAD | Sallynoggin Road [T41,T42] | CHERRYWOOD |  | 53.2813 | -6.1386
1614058 | MV/LV Substation PA***4058 |  | 10 kV | _ | LV | 50 kVA :Pole Substation | 0.05 | --> | 0.05 | 0 | 0 | Constrained, otherwise capacity available =50 kVA | --> | 0.048 | 0 | 0 | 0 | 0 | Constrained, otherwise capacity available =48 kW | --> | C13 ex SPIDDAL |  |  |  | 53.2479 | -9.2611
0934295 | MV/LV Substation GO***4295 |  | 10 kV | _ | LV | 630 kVA :Building Structure | 0.63 | --> | 0.63 | 0.5 | 5.82 |  | --> | 0.598 | 0 | 0.029 | 0.5 | 0 |  | --> | C11 ex COOLOCK | Coolock [T41,T42] | FINGLAS |  | 53.3978 | -6.1924
012502 | MV/LV Substation CA***502 |  | 10 kV | _ | LV | 100 kVA :Pole Substation | 0.1 | --> | 0.1 | 0 | 0 | Constrained, otherwise capacity available =84 kVA | --> | 0.095 | 0 | 0 | 0 | 0 | Constrained, otherwise capacity available =93 kW | --> | C20 ex POLLERTON | Pollerton [T41,T42] | CARLOW |  | 52.7942 | -6.8715
069796 | MV/LV Substation MA***796 |  | 10 kV | _ | LV | 400 kVA :Kiosk Substation | 0.4 | --> | 0.4 | 0.375 | 7.75 |  | --> | 0.38 | 0 | 0 | 0.377 | 0 |  | --> | C12 ex MILLTOWN (DR) | Milltown (dr) [T101,T102] | INCHICORE 220KV |  | 53.3164 | -6.2536
009957 | MV/LV Substation KI***957 |  | 20 kV | _ | LV | 50 kVA :Pole Substation | 0.05 | --> | 0.05 | 0 | 0 | Constrained, otherwise capacity available =29 kVA | --> | 0.048 | 0 | 0 | 0 | 0 | Constrained, otherwise capacity available =45 kW | --> | E11 ex KILCARRAGH | Kilcarragh [T421,T422] | BUTLERSTOWN |  | 52.2155 | -7.0711
249718 | MV/LV Substation JA***718 |  | 10 kV | _ | LV | 100 kVA :Pole Substation | 0.1 | --> | 0.1 | 0 | 0 | Constrained, otherwise capacity available =98 kVA | --> | 0.095 | 0 | 0 | 0 | 0 | Constrained, otherwise capacity available =95 kW | --> | C19 ex LISMORE | Lismore [T41,T42] | DUNGARVAN |  | 52.095 | -7.9601
053773Y | MV/LV Substation CA***773Y |  | 10 kV | _ | LV | 630 kVA :Building Structure | 0.63 | --> | 0.63 | 0.5 | 2.39 |  | --> | 0.598 | 0 | 0 | 0 | 0 | Constrained, otherwise capacity available =594 kW | --> | C18 ex SRAH | Srah [T41,T42] | THORNSBERRY |  | 53.2877 | -7.5143
005030 | MV/LV Substation WO***030 |  | 20 kV | _ | LV | 630 kVA :Kiosk Substation | 0.63 | --> | 0.63 | 0 | 0 | Constrained, otherwise capacity available =462 kVA | --> | 0.598 | 0 | 0.021 | 0 | 0 | Constrained, otherwise capacity available =560 kW | --> | E19 ex SHILLELAGH | Shillelagh [T421,T422] | CARLOW |  | 52.7101 | -6.5016
137187X | MV/LV Substation KN***187X |  | 10 kV | _ | LV | 50 kVA :Pole Substation | 0.05 | --> | 0.05 | 0.045 | 2.18 |  | --> | 0.048 | 0 | 0 | 0 | 0 | Constrained, otherwise capacity available =47 kW | --> | C17 ex BALLYRICKARD | Ballyrickard [T41,T42] | TRALEE |  | 52.2918 | -9.7779
136508Y | MV/LV Substation SU***508Y |  | 10 kV | _ | LV | 630 kVA :Building Structure | 0.63 | --> | 0.63 | 0 | 0 | Constrained, otherwise capacity available =333 kVA | --> | 0.598 | 0 | 0.005 | 0 | 0 | Constrained, otherwise capacity available =553 kW | --> | C13 ex ROSCOMMON | Roscommon [T41,T42] | LANESBORO |  | 53.6299 | -8.1886
1544293 | MV/LV Substation BA***4293 |  | 10 kV | _ | LV | 1000 kVA :Building Structure | 1 | --> | 1 | 0 | 0 | Constrained, otherwise capacity available =930 kVA | --> | 0.95 | 0 | 0 | 0 | 0 | Constrained, otherwise capacity available =940 kW | --> | C14 ex COOLMINE | Coolmine [T41,T42] | FINGLAS |  | 53.3878 | -6.4419
0504456 | MV/LV Substation BO***4456 |  | 10 kV | _ | LV | 630 kVA :Kiosk Substation | 0.63 | --> | 0.63 | 0.5 | 6.49 |  | --> | 0.598 | 0 | 0 | 0 | 0 | Constrained, otherwise capacity available =598 kW | --> | C18 ex BUSHFIELD | Bushfield [T41,T42] | ATHLONE |  | 53.4351 | -7.9245
070921X | MV/LV Substation SA***921X |  | 10 kV | _ | LV | 200 kVA :Kiosk Substation | 0.2 | --> | 0.2 | 0.2 | 0.76 |  | --> | 0.19 | 0 | 0 | 0 | 0 | Constrained, otherwise capacity available =190 kW | --> | C11 ex RATHMORE | Rathmore [T42,T421] | KNOCKEARAGH |  | 52.0845 | -9.216
066780X | MV/LV Substation MA***780X |  | 10 kV | _ | LV | 100 kVA :Pole Substation | 0.1 | --> | 0.1 | 0 | 0 | Constrained, otherwise capacity available =90 kVA | --> | 0.095 | 0 | 0 | 0.094 | 0 |  | --> | C39 ex COLLEGE PARK | College Park [T101,T102,T103] | COLLEGE PARK |  | 53.4594 | -6.3683
064222Z | MV/LV Substation BO***222Z |  | 10 kV | _ | LV | 400 kVA :Building Structure | 0.4 | --> | 0.4 | 0 | 0 | Constrained, otherwise capacity available =372 kVA | --> | 0.38 | 0 | 0 | 0 | 0 | Constrained, otherwise capacity available =376 kW | --> | C14 ex MORNINGTON ROAD | Mornington Road [T41,T42] | DRYBRIDGE |  | 53.7133 | -6.3492
062766Y | MV/LV Substation LI***766Y |  | 10 kV | _ | LV | 400 kVA :Kiosk Substation | 0.4 | --> | 0.4 | 0.314 | 2.33 |  | --> | 0.38 | 0 | 0.023 | 0 | 0 | Constrained, otherwise capacity available =351 kW | --> | C13 ex DUNDALK | Dundalk [T41,T42] | DUNDALK |  | 54.0033 | -6.4229
125280 | MV/LV Substation CO***280 |  | 20 kV | _ | LV | 50 kVA :Pole Substation | 0.05 | --> | 0.05 | 0.036 | 0.22 |  | --> | 0.048 | 0 | 0 | 0 | 0 | Constrained, otherwise capacity available =46 kW | --> | C16 ex KILSHANNY | Kilshanny [T41,T42] | CAHIR |  | 52.3025 | -8.1041
022515 | MV/LV Substation LA***515 |  | 10 kV | _ | LV | 100 kVA :Pole Substation | 0.1 | --> | 0.1 | 0 | 0 | Constrained, otherwise capacity available =60 kVA | --> | 0.095 | 0 | 0.026 | 0 | 0 | Constrained, otherwise capacity available =70 kW | --> | C11 ex SCARTEEN | Scarteen [T41,T42] | MALLOW |  | 52.1451 | -8.653
014567 | MV/LV Substation CL***567 |  | 20 kV | _ | LV | 400 kVA :Kiosk Substation | 0.4 | --> | 0.4 | 0.332 | 0.63 |  | --> | 0.38 | 0 | 0.027 | 0 | 0 | Constrained, otherwise capacity available =351 kW | --> | E12 ex KILCULLEN | Kilcullen [T41,T42,T424] | STRATFORD |  | 53.0828 | -6.7991
020030 | MV/LV Substation HI***030 |  | 10 kV | _ | LV | 630 kVA :Building Structure | 0.63 | --> | 0.63 | 0 | 0 | Constrained, otherwise capacity available =276 kVA | --> | 0.598 | 0 | 0.01 | 0 | 0 | Constrained, otherwise capacity available =541 kW | --> | C16 ex COOLCORCORAN | Coolcorcoran [T41,T42] | KNOCKEARAGH |  | 52.0601 | -9.5088
029437X | MV/LV Substation WI***437X |  | 10 kV | _ | LV | 100 kVA :Pole Substation | 0.1 | --> | 0.1 | 0 | 0 | Constrained, otherwise capacity available =64 kVA | --> | 0.095 | 0 | 0.035 | 0 | 0 | Constrained, otherwise capacity available =64 kW | --> | C16 ex KILLACLOYNE | Killacloyne [T41,T42] | MIDLETON |  | 51.9199 | -8.3134
004351Y | MV/LV Substation ME***351Y |  | 10 kV | _ | LV | 630 kVA :Kiosk Substation | 0.63 | --> | 0.63 | 0.483 | 18.08 |  | --> | 0.598 | 0 | 0.05 | 0.5 | 0 |  | --> | C22 ex ARKLOW | Arklow [T101,T102] | ARKLOW |  | 52.786 | -6.1733
281459 | MV/LV Substation HA***459 |  | 10 kV | _ | LV | 400 kVA :Kiosk Substation | 0.4 | --> | 0.4 | 0 | 0 | Constrained, otherwise capacity available =378 kVA | --> | 0.38 | 0 | 0.01 | 0.37 | 0 |  | --> | C22 ex BISHOPSTOWN | Bishopstown [T41,T42] | KILBARRY |  | 51.8741 | -8.5348
066570Z | MV/LV Substation HO***570Z |  | 10 kV | _ | LV | 400 kVA :Kiosk Substation | 0.4 | --> | 0.4 | 0 | 0 | Constrained, otherwise capacity available =392 kVA | --> | 0.38 | 0 | 0 | 0.379 | 0 |  | --> | C20 ex SUTTON | Sutton [T41,T42] | GRANGE (DR) |  | 53.3788 | -6.0657
250503 | MV/LV Substation KI***503 |  | 10 kV | _ | LV | 100 kVA :Pole Substation | 0.1 | --> | 0.1 | 0.024 | 1.26 |  | --> | 0.095 | 0 | 0.005 | 0 | 0 | Constrained, otherwise capacity available =80 kW | --> | C27 ex BALLYCROSSAUN | Ballycrossaun [T421,T422] | SOMERSET |  | 53.1655 | -8.2881
054670X | MV/LV Substation ST***670X |  | 20 kV | _ | LV | 200 kVA :Kiosk Substation | 0.2 | --> | 0.2 | 0 | 0 | Constrained, otherwise capacity available =135 kVA | --> | 0.19 | 0 | 0.049 | 0 | 0 | Constrained, otherwise capacity available =144 kW | --> | E19 ex PORTLAOISE | Portlaoise [T423,T424] | PORTLAOISE |  | 53.0313 | -7.2718
089321X | MV/LV Substation PE***321X |  | 10 kV | _ | LV | 1000 kVA :Building Structure | 1 | --> | 1 | 0.5 | 2.33 |  | --> | 0.95 | 0 | 0 | 0 | 0 | Constrained, otherwise capacity available =950 kW | --> | E18 ex MOY | Moy [T421,T422] | MOY |  | 54.1145 | -9.1548
042102 | MV/LV Substation LA***102 |  | 10 kV | _ | LV | 200 kVA :Pole Substation | 0.2 | --> | 0.2 | 0 | 0 | Constrained, otherwise capacity available =162 kVA | --> | 0.19 | 0 | 0 | 0 | 0 | Constrained, otherwise capacity available =185 kW | --> | C13 ex KNOCKAPHUNTA | Knockaphunta [T41,T42] | CASTLEBAR |  | 53.8567 | -9.2913
093030Z | MV/LV Substation AR***030Z |  | 10 kV | _ | LV | 400 kVA :Building Structure | 0.4 | --> | 0.4 | 0 | 0 | Constrained, otherwise capacity available =394 kVA | --> | 0.38 | 0 | 0.015 | 0.368 | 0 |  | --> | C21 ex POPPINTREE | Poppintree [T101,T102] | FINGLAS |  | 53.4021 | -6.2863
281928Z | MV/LV Substation BO***928Z |  | 10 kV | _ | LV | 1000 kVA :Building Structure | 1 | --> | 1 | 0.5 | 7.88 |  | --> | 0.95 | 0 | 0 | 0.5 | 0 |  | --> | C21 ex LIBERTY STREET | Liberty Street [T101,T102] | LIBERTY STREET |  | 51.8995 | -8.4724
258459 | MV/LV Substation MA***459 |  | 20 kV | _ | LV | 50 kVA :Pole Substation | 0.05 | --> | 0.05 | 0.031 | 1.86 |  | --> | 0.048 | 0 | 0.019 | 0 | 0 | Constrained, otherwise capacity available =31 kW | --> | E17 ex CREESLOUGH | Creeslough [T421] | ARDNAGAPPARY |  | 55.1256 | -7.9126
012479 | MV/LV Substation WA***479 |  | 10 kV | _ | LV | 200 kVA :Pole Substation | 0.2 | --> | 0.2 | 0 | 0 | Constrained, otherwise capacity available =156 kVA | --> | 0.19 | 0 | 0.001 | 0 | 0 | Constrained, otherwise capacity available =183 kW | --> | C20 ex POLLERTON | Pollerton [T41,T42] | CARLOW |  | 52.8268 | -6.8987
093297 | MV/LV Substation RA***297 |  | 10 kV | _ | LV | 630 kVA :Kiosk Substation | 0.63 | --> | 0.63 | 0.5 | 7.91 |  | --> | 0.598 | 0 | 0.006 | 0.5 | 0 |  | --> | C20 ex PELLETSTOWN | Pelletstown [T101,T102] | FINGLAS |  | 53.3819 | -6.3156
001131 | MV/LV Substation FA***131 |  | 10 kV | _ | LV | 400 kVA :Building Structure | 0.4 | --> | 0.4 | 0 | 0 | Constrained, otherwise capacity available =164 kVA | --> | 0.38 | 0 | 0.08 | 0.287 | 0 |  | --> | C19 ex DUNDRUM | Dundrum [T41,T42] | BLACKROCK |  | 53.3044 | -6.2482
021385Z | MV/LV Substation GL***385Z |  | 10 kV | _ | LV | 400 kVA :Kiosk Substation | 0.4 | --> | 0.4 | 0 | 0 | Constrained, otherwise capacity available =346 kVA | --> | 0.38 | 0 | 0 | 0.372 | 0 |  | --> | C12 ex KILBARRY | Kilbarry [T101,T43] | KILBARRY |  | 51.9191 | -8.464
366084 | MV/LV Substation PI***084 |  | 20 kV | _ | LV | 50 kVA :Pole Substation | 0.05 | --> | 0.05 | 0.046 | 0.45 |  | --> | 0.048 | 0 | 0.005 | 0 | 0 | Constrained, otherwise capacity available =43 kW | --> | C16 ex CARRAROE | Carraroe [T42] | SCREEB |  | 53.1228 | -9.6664
054151 | MV/LV Substation GR***151 |  | 10 kV | _ | LV | 50 kVA :Pole Substation | 0.05 | --> | 0.05 | 0 | 0 |  | --> | 0.048 | 0 | 0.15 | 0 | 0 |  | --> | E14 ex ABBEYLEIX | Abbeyleix [T422] | PORTLAOISE |  | 52.897 | -7.2816
066565Z | MV/LV Substation WO***565Z |  | 20 kV | _ | LV | 400 kVA :Kiosk Substation | 0.4 | --> | 0.4 | 0 | 0 | Constrained, otherwise capacity available =366 kVA | --> | 0.38 | 0 | 0 | 0 | 0 | Constrained, otherwise capacity available =375 kW | --> | E18 ex BALTRASNA | Baltrasna [T121,T122] | BALTRASNA |  | 53.5055 | -6.4688
017794X | MV/LV Substation MA***794X |  | 10 kV | _ | LV | 200 kVA :Pole Substation | 0.2 | --> | 0.2 | 0.156 | 1.05 |  | --> | 0.19 | 0 | 0 | 0 | 0 | Constrained, otherwise capacity available =184 kW | --> | C16 ex NEWCASTLEWEST | Newcastlewest [T41,T42] | RATHKEALE |  | 52.494 | -9.0623
037014 | MV/LV Substation WO***014 |  | 10 kV | _ | LV | 100 kVA :Pole Substation | 0.1 | --> | 0.1 | 0 | 0 | Constrained, otherwise capacity available =100 kVA | --> | 0.095 | 0 | 0 | 0 | 0 | Constrained, otherwise capacity available =95 kW | --> | C15 ex ENNIS NORTH | Ennis North [T41,T42] | ENNIS |  | 52.8539 | -9.0095
047108X | MV/LV Substation GR***108X |  | 20 kV | _ | LV | 100 kVA :Kiosk Substation | 0.1 | --> | 0.1 | 0.054 | 1.04 |  | --> | 0.095 | 0 | 0.023 | 0 | 0 | Constrained, otherwise capacity available =72 kW | --> | C18 ex BOYLE | Boyle [T41,T42] | CARRICK ON SHANNON |  | 53.8955 | -8.2977
042704X | MV/LV Substation RI***704X |  | 20 kV | _ | LV | 100 kVA :Pole Substation | 0.1 | --> | 0.1 | 0 | 0 | Constrained, otherwise capacity available =85 kVA | --> | 0.095 | 0 | 0 | 0 | 0 | Constrained, otherwise capacity available =93 kW | --> | E15 ex WINDSOR | Windsor [T421,T422] | CASTLEBAR |  | 53.8545 | -9.2732
288925 | MV/LV Substation CO***925 |  | 10 kV | _ | LV | 100 kVA :Pole Substation | 0.1 | --> | 0.1 | 0.041 | 0.04 | Constrained, otherwise capacity available =91 kVA | --> | 0.095 | 0 | 0 | 0.094 | 0 |  | --> | C21 ex LITTLE BRAY | Little Bray [T41,T42] | FASSAROE |  | 53.1984 | -6.1762
0664209 | MV/LV Substation BE***4209 |  | 10 kV | _ | LV | 400 kVA :Kiosk Substation | 0.4 | --> | 0.4 | 0 | 0 | Constrained, otherwise capacity available =288 kVA | --> | 0.38 | 0 | 0.011 | 0 | 0 | Constrained, otherwise capacity available =356 kW | --> | C13 ex MALAHIDE | Malahide [T41,T42] | GLASMORE |  | 53.4238 | -6.1729
021181Z | MV/LV Substation CA***181Z |  | 10 kV | _ | LV | 400 kVA :Kiosk Substation | 0.4 | --> | 0.4 | 0 | 0 | Constrained, otherwise capacity available =258 kVA | --> | 0.38 | 0 | 0.06 | 0.316 | 0 |  | --> | C15 ex MAYFIELD | Mayfield [T41,T42] | KILBARRY |  | 51.9234 | -8.4026
009124 | MV/LV Substation TH***124 |  | 10 kV | _ | LV | 400 kVA :Kiosk Substation | 0.4 | --> | 0.4 | 0.274 | 0.95 |  | --> | 0.38 | 0 | 0.029 | 0 | 0 | Constrained, otherwise capacity available =341 kW | --> | C16 ex TYCOR | Tycor [T41,T42] | WATERFORD |  | 52.2505 | -7.1422
062222 | MV/LV Substation AG***222 |  | 10 kV | _ | LV | 400 kVA :Kiosk Substation | 0.4 | --> | 0.4 | 0.239 | 3.12 |  | --> | 0.38 | 0 | 0.014 | 0 | 0 | Constrained, otherwise capacity available =347 kW | --> | C11 ex MARSHES | Marshes [T41,T42] | DUNDALK |  | 53.9859 | -6.3825
068342X | MV/LV Substation ME***342X |  | 10 kV | _ | LV | 1000 kVA :Building Structure | 1 | --> | 1 | 0.5 | 20.78 |  | --> | 0.95 | 0 | 0 | 0.5 | 0 |  | --> | C12 ex HEUSTON SQUARE | Heuston Square [T101,T102] | INCHICORE 220KV |  | 53.3471 | -6.3121
064970X | MV/LV Substation MI***970X |  | 10 kV | _ | LV | 400 kVA :Kiosk Substation | 0.4 | --> | 0.4 | 0 | 0 | Constrained, otherwise capacity available =306 kVA | --> | 0.38 | 0 | 0.048 | 0 | 0 | Constrained, otherwise capacity available =331 kW | --> | C18 ex RATHMULLAN | Rathmullan [T41,T42] | DRYBRIDGE |  | 53.7038 | -6.3453
013021 | MV/LV Substation KI***021 |  | 20 kV | _ | LV | 50 kVA :Pole Substation | 0.05 | --> | 0.05 | 0.043 | 0.12 |  | --> | 0.048 | 0 | 0 | 0.047 | 0 |  | --> | C12 ex ATHY | Athy [T101,T102] | ATHY |  | 52.9491 | -6.8815
068479 | MV/LV Substation PE***479 |  | 10 kV | _ | LV | 1000 kVA :Building Structure | 1 | --> | 1 | 0.5 | 3.38 |  | --> | 0.95 | 0 | 0.006 | 0.5 | 0 |  | --> | C14 ex MERRION SQUARE | Merrion Square [T41,T42] | RINGSEND |  | 53.3366 | -6.2518
089561 | MV/LV Substation SC***561 |  | 20 kV | _ | LV | 50 kVA :Pole Substation | 0.05 | --> | 0.05 | 0.046 | 3.56 |  | --> | 0.048 | 0 | 0 | 0 | 0 | Constrained, otherwise capacity available =47 kW | --> | E20 ex ENNISCRONE | Enniscrone [T421,T422] | MOY |  | 54.1888 | -9.1127
116345 | MV/LV Substation KI***345 |  | 20 kV | _ | LV | 50 kVA :Pole Substation | 0.05 | --> | 0.05 | 0.047 | 8.1 |  | --> | 0.048 | 0 | 0 | 0 | 0 | Constrained, otherwise capacity available =47 kW | --> | E12 ex WESTPORT | Westport [T421,T422] | CASTLEBAR |  | 53.7482 | -9.3586
1584026 | MV/LV Substation CA***4026 |  | 10 kV | _ | LV | 50 kVA :Pole Substation | 0.05 | --> | 0.05 | 0 | 0 | Constrained, otherwise capacity available =50 kVA | --> | 0.048 | 0 | 0 | 0 | 0 | Constrained, otherwise capacity available =48 kW | --> | C20 ex ENNISTYMON | Ennistymon [T41,T42] | ENNIS |  | 52.8819 | -9.1701
0654107 | MV/LV Substation HO***4107 |  | 10 kV | _ | LV | 400 kVA :Building Structure | 0.4 | --> | 0.4 | 0 | 0 | Constrained, otherwise capacity available =400 kVA | --> | 0.38 | 0 | 0 | 0 | 0 | Constrained, otherwise capacity available =380 kW | --> | C19 ex LOUGHSHINNY | Loughshinny [T41,T42] | GLASMORE |  | 53.5713 | -6.1007
039703 | MV/LV Substation RO***703 |  | 10 kV | _ | LV | 50 kVA :Pole Substation | 0.05 | --> | 0.05 | 0 | 0 | Constrained, otherwise capacity available =33 kVA | --> | 0.048 | 0 | 0.007 | 0 | 0 | Constrained, otherwise capacity available =40 kW | --> | C18 ex HEADFORD ROAD | Headford Road [T41,T42] | GALWAY 110KV |  | 53.2862 | -9.0505
067139 | MV/LV Substation FA***139 |  | 10 kV | _ | LV | 400 kVA :Kiosk Substation | 0.4 | --> | 0.4 | 0 | 0 | Constrained, otherwise capacity available =285 kVA | --> | 0.38 | 0 | 0.046 | 0 | 0 | Constrained, otherwise capacity available =330 kW | --> | C17 ex CAHERDAVIN | Caherdavin [T41,T42] | ARDNACRUSHA |  | 52.6706 | -8.6358
036906 | MV/LV Substation IR***906 |  | 20 kV | _ | LV | 100 kVA :Pole Substation | 0.1 | --> | 0.1 | 0 | 0 | Constrained, otherwise capacity available =49 kVA | --> | 0.095 | 0 | 0 | 0 | 0 | Constrained, otherwise capacity available =88 kW | --> | E18 ex GARRANACANTY | Garranacanty [T421,T422] | TIPPERARY |  | 52.5737 | -8.1268
250119X | MV/LV Substation CL***119X |  | 20 kV | _ | LV | 50 kVA :Pole Substation | 0.05 | --> | 0.05 | 0.048 | 1.26 |  | --> | 0.048 | 0 | 0 | 0 | 0 | Constrained, otherwise capacity available =47 kW | --> | E16 ex BALLYCROSSAUN | Ballycrossaun [T421,T422] | SOMERSET |  | 53.0955 | -8.2132
093314X | MV/LV Substation MA***314X |  | 10 kV | _ | LV | 200 kVA :Kiosk Substation | 0.2 | --> | 0.2 | 0 | 0 | Constrained, otherwise capacity available =108 kVA | --> | 0.19 | 0 | 0.03 | 0.155 | 0 |  | --> | C20 ex SUTTON | Sutton [T41,T42] | GRANGE (DR) |  | 53.3891 | -6.1091
001812 | MV/LV Substation WH***812 |  | 10 kV | _ | LV | 400 kVA :Kiosk Substation | 0.4 | --> | 0.4 | 0 | 0 | Constrained, otherwise capacity available =234 kVA | --> | 0.38 | 0 | 0.048 | 0.321 | 0 |  | --> | C18 ex DUNDRUM | Dundrum [T41,T42] | BLACKROCK |  | 53.3031 | -6.2348
255850 | MV/LV Substation O ***850 |  | 10 kV | _ | LV | 50 kVA :Pole Substation | 0.05 | --> | 0.05 | 0.043 | 2.09 |  | --> | 0.048 | 0 | 0 | 0 | 0 | Constrained, otherwise capacity available =46 kW | --> | C16 ex KILCAR | Kilcar [T41] | BINBANE |  | 54.6943 | -8.6144
067132 | MV/LV Substation CO***132 |  | 10 kV | _ | LV | 400 kVA :Kiosk Substation | 0.4 | --> | 0.4 | 0 | 0 | Constrained, otherwise capacity available =205 kVA | --> | 0.38 | 0 | 0.036 | 0 | 0 | Constrained, otherwise capacity available =326 kW | --> | C11 ex CORBALLY | Corbally [T41,T42] | ARDNACRUSHA |  | 52.6712 | -8.613
081378Y | MV/LV Substation KI***378Y |  | 10 kV | _ | LV | 200 kVA :Kiosk Substation | 0.2 | --> | 0.2 | 0 | 0 | Constrained, otherwise capacity available =105 kVA | --> | 0.19 | 0 | 0.018 | 0 | 0 | Constrained, otherwise capacity available =163 kW | --> | C20 ex MONEYCOOLEY | Moneycooley [T41,T42,T44] | GRIFFINRATH |  | 53.3727 | -6.5906
011209 | MV/LV Substation TH***209 |  | 10 kV | _ | LV | 200 kVA :Kiosk Substation | 0.2 | --> | 0.2 | 0 | 0 | Constrained, otherwise capacity available =106 kVA | --> | 0.19 | 0 | 0.015 | 0 | 0 | Constrained, otherwise capacity available =166 kW | --> | C16 ex TALBOTS INCH | Talbots Inch [T41,T42] | KILKENNY |  | 52.6648 | -7.2626
248460X | MV/LV Substation KI***460X |  | 20 kV | _ | LV | 100 kVA :Pole Substation | 0.1 | --> | 0.1 | 0 | 0 | Constrained, otherwise capacity available =62 kVA | --> | 0.095 | 0 | 0 | 0 | 0 | Constrained, otherwise capacity available =90 kW | --> | E14 ex KILCOCK | Kilcock [T421,T422] | GRIFFINRATH |  | 53.5253 | -6.6726
0114416 | MV/LV Substation FR***4416 |  | 10 kV | _ | LV | 50 kVA :Pole Substation | 0.05 | --> | 0.05 | 0.05 | 5.05 |  | --> | 0.048 | 0 | 0 | 0 | 0 | Constrained, otherwise capacity available =48 kW | --> | C20 ex MCDONAGH | Mcdonagh [T41,T42] | KILKENNY |  | 52.6815 | -7.1171
011374 | MV/LV Substation SH***374 |  | 10 kV | _ | LV | 50 kVA :Pole Substation | 0.05 | --> | 0.05 | 0.04 | 2.8 |  | --> | 0.048 | 0 | 0 | 0 | 0 | Constrained, otherwise capacity available =46 kW | --> | C12 ex PURCELLS INCH | Purcells Inch [T41,T42] | KILKENNY |  | 52.6039 | -7.1924
120593 | MV/LV Substation MO***593 |  | 20 kV | _ | LV | 50 kVA :Pole Substation | 0.05 | --> | 0.05 | 0 | 0 | Constrained, otherwise capacity available =49 kVA | --> | 0.048 | 0 | 0.006 | 0 | 0 | Constrained, otherwise capacity available =43 kW | --> | E19 ex EDENDERRY | Edenderry [T421,T422] | BLAKE |  | 53.3526 | -7.1088
281147 | MV/LV Substation ME***147 |  | 10 kV | _ | LV | 630 kVA :Building Structure | 0.63 | --> | 0.63 | 0 | 0 | Constrained, otherwise capacity available =570 kVA | --> | 0.598 | 0 | 0 | 0 | 0 | Constrained, otherwise capacity available =590 kW | --> | C17 ex TOGHER | Togher [T41,T42] | TRABEG |  | 51.8778 | -8.4747
162835 | MV/LV Substation BE***835 |  | 10 kV | _ | LV | 200 kVA :Kiosk Substation | 0.2 | --> | 0.2 | 0.108 | 0.25 |  | --> | 0.19 | 0 | 0 | 0 | 0 | Constrained, otherwise capacity available =177 kW | --> | C11 ex ROSSGEIR | Rossgeir [T41,T42] | LETTERKENNY |  | 54.8237 | -7.4981
001722 | MV/LV Substation ST***722 |  | 10 kV | _ | LV | 200 kVA :Kiosk Substation | 0.2 | --> | 0.2 | 0.156 | 1.16 |  | --> | 0.19 | 0 | 0.004 | 0.181 | 0 |  | --> | C17 ex DEANSGRANGE | Deansgrange [T41,T42] | CARRICKMINES |  | 53.2854 | -6.1625
046063X | MV/LV Substation MA***063X |  | 10 kV | _ | LV | 630 kVA :Kiosk Substation | 0.63 | --> | 0.63 | 0 | 0 | Constrained, otherwise capacity available =513 kVA | --> | 0.598 | 0 | 0.003 | 0.5 | 0 |  | --> | C14 ex CRANMORE | Cranmore [T41,T42] | SLIGO |  | 54.2678 | -8.4736
081597Y | MV/LV Substation BE***597Y |  | 10 kV | _ | LV | 200 kVA :Kiosk Substation | 0.2 | --> | 0.2 | 0 | 0 | Constrained, otherwise capacity available =160 kVA | --> | 0.19 | 0 | 0 | 0 | 0 | Constrained, otherwise capacity available =184 kW | --> | C20 ex MONEYCOOLEY | Moneycooley [T41,T42,T44] | GRIFFINRATH |  | 53.373 | -6.5991
293341Z | MV/LV Substation AG***341Z |  | 20 kV | _ | LV | 50 kVA :Pole Substation | 0.05 | --> | 0.05 | 0.037 | 0.43 |  | --> | 0.048 | 0 | 0 | 0 | 0 | Constrained, otherwise capacity available =46 kW | --> | E12 ex TULLOW | Tullow [T421,T422] | CARLOW |  | 52.7601 | -6.7369
0934108 | MV/LV Substation SC***4108 |  | 10 kV | _ | LV | 400 kVA :Building Structure | 0.4 | --> | 0.4 | 0.366 | 7.91 |  | --> | 0.38 | 0 | 0.07 | 0.323 | 0 |  | --> | C20 ex PELLETSTOWN | Pelletstown [T101,T102] | FINGLAS |  | 53.3794 | -6.3165
062171X | MV/LV Substation TH***171X |  | 10 kV | _ | LV | 200 kVA :Kiosk Substation | 0.2 | --> | 0.2 | 0.145 | 3.12 |  | --> | 0.19 | 0 | 0.031 | 0 | 0 | Constrained, otherwise capacity available =159 kW | --> | C20 ex MARSHES | Marshes [T41,T42] | DUNDALK |  | 53.9679 | -6.3696
031166 | MV/LV Substation EN***166 |  | 20 kV | _ | LV | 200 kVA :Pole Substation | 0.2 | --> | 0.2 | 0 | 0 | Constrained, otherwise capacity available =184 kVA | --> | 0.19 | 0 | 0.1 | 0 | 0 | Constrained, otherwise capacity available =114 kW | --> | E17 ex SPRINGS | Springs [T421,T422] | DUNGARVAN |  | 52.1284 | -7.5381
064727Y | MV/LV Substation SI***727Y |  | 10 kV | _ | LV | 100 kVA :Pole Substation | 0.1 | --> | 0.1 | 0 | 0 | Constrained, otherwise capacity available =100 kVA | --> | 0.095 | 0 | 0 | 0 | 0 | Constrained, otherwise capacity available =95 kW | --> | C18 ex DRYBRIDGE | Drybridge [T41,T42] | DRYBRIDGE |  | 53.723 | -6.395
019163 | MV/LV Substation FE***163 |  | 10 kV | _ | LV | 100 kVA :Pole Substation | 0.1 | --> | 0.1 | 0.097 | 2.18 |  | --> | 0.095 | 0 | 0 | 0 | 0 | Constrained, otherwise capacity available =95 kW | --> | C12 ex BALLYRICKARD | Ballyrickard [T41,T42] | TRALEE |  | 52.2805 | -9.8477
3654146 | MV/LV Substation TH***4146 |  | 10 kV | _ | LV | 1000 kVA :Building Structure | 1 | --> | 1 | 0 | 0 | Constrained, otherwise capacity available =1000 kVA | --> | 0.95 | 0 | 0 | 0.5 | 0 |  | --> | C23 ex CITYWEST | Citywest [T101,T102] | INCHICORE 220KV |  | 53.2849 | -6.4273
196327X | MV/LV Substation KN***327X |  | 10 kV | _ | LV | 400 kVA :Kiosk Substation | 0.4 | --> | 0.4 | 0 | 0 | Constrained, otherwise capacity available =252 kVA | --> | 0.38 | 0 | 0.078 | 0 | 0 | Constrained, otherwise capacity available =302 kW | --> | C17 ex TRIM | Trim [T41,T42] | NAVAN |  | 53.5491 | -6.7678
001015 | MV/LV Substation ST***015 |  | 10 kV | _ | LV | 630 kVA :Kiosk Substation | 0.63 | --> | 0.63 | 0.424 | 1.16 |  | --> | 0.598 | 0 | 0.072 | 0.5 | 0 |  | --> | C19 ex DEANSGRANGE | Deansgrange [T41,T42] | CARRICKMINES |  | 53.2917 | -6.1662
365225 | MV/LV Substation CO***225 |  | 10 kV | _ | LV | 400 kVA :Kiosk Substation | 0.4 | --> | 0.4 | 0 | 0 | Constrained, otherwise capacity available =190 kVA | --> | 0.38 | 0 | 0.004 | 0.347 | 0 |  | --> | C16 ex SAGGART | Saggart [T41,T42] | GRANGE CASTLE |  | 53.2813 | -6.4657
281572 | MV/LV Substation PA***572 |  | 20 kV | _ | LV | 50 kVA :Pole Substation | 0.05 | --> | 0.05 | 0 | 0 | Constrained, otherwise capacity available =41 kVA | --> | 0.048 | 0 | 0 | 0 | 0 | Constrained, otherwise capacity available =46 kW | --> | C15 ex KILMONEY | Kilmoney [T41,T42] | TRABEG |  | 51.8123 | -8.5199
093006 | MV/LV Substation FI***006 |  | 10 kV | _ | LV | 1000 kVA :Building Structure | 1 | --> | 1 | 0 | 0 | Constrained, otherwise capacity available =768 kVA | --> | 0.95 | 0 | 0 | 0.5 | 0 |  | --> | C20 ex MERVILLE | Merville [T41,T42] | FINGLAS |  | 53.3888 | -6.2994
288968 | MV/LV Substation EA***968 |  | 10 kV | _ | LV | 400 kVA :Kiosk Substation | 0.4 | --> | 0.4 | 0.328 | 2.36 |  | --> | 0.38 | 0 | 0.023 | 0.353 | 0 |  | --> | C11 ex BRAY | Bray [T41,T42] | FASSAROE |  | 53.1882 | -6.1726
0014092 | MV/LV Substation KI***4092 |  | 10 kV | _ | LV | 400 kVA :Kiosk Substation | 0.4 | --> | 0.4 | 0.387 | 13.42 |  | --> | 0.38 | 0 | 0.011 | 0.37 | 0 |  | --> | C21 ex POTTERY ROAD | Pottery Road [T101,T102] | CARRICKMINES |  | 53.2646 | -6.1565
1534200 | MV/LV Substation BA***4200 |  | 20 kV | _ | LV | 50 kVA :Pole Substation | 0.05 | --> | 0.05 | 0 | 0 | Constrained, otherwise capacity available =50 kVA | --> | 0.048 | 0 | 0 | 0 | 0 | Constrained, otherwise capacity available =48 kW | --> | E13 ex BIRDHILL | Birdhill [T421,T422] | ARDNACRUSHA |  | 52.7857 | -8.5614
2814297 | MV/LV Substation TH***4297 |  | 10 kV | _ | LV | 1000 kVA :Building Structure | 1 | --> | 1 | 0.5 | 7.88 |  | --> | 0.95 | 0 | 0 | 0.5 | 0 |  | --> | C17 ex LIBERTY STREET | Liberty Street [T101,T102] | LIBERTY STREET |  | 51.8961 | -8.4777
196656 | MV/LV Substation ST***656 |  | 20 kV | _ | LV | 50 kVA :Pole Substation | 0.05 | --> | 0.05 | 0.025 | 1.34 |  | --> | 0.048 | 0 | 0 | 0 | 0 | Constrained, otherwise capacity available =44 kW | --> | E23 ex ATHBOY | Athboy [T423] | NAVAN |  | 53.5245 | -6.8974
099141X | MV/LV Substation BA***141X |  | 10 kV | _ | LV | 400 kVA :Kiosk Substation | 0.4 | --> | 0.4 | 0.193 | 5.45 |  | --> | 0.38 | 0 | 0.034 | 0 | 0 | Constrained, otherwise capacity available =326 kW | --> | C14 ex GORTLEE | Gortlee [T41,T42] | LETTERKENNY |  | 54.9477 | -7.7584
1084070 | MV/LV Substation BA***4070 |  | 20 kV | _ | LV | 100 kVA :Pole Substation | 0.1 | --> | 0.1 | 0.1 | 1.57 |  | --> | 0.095 | 0 | 0 | 0 | 0 | Constrained, otherwise capacity available =95 kW | --> | C17 ex BALLYSHANNON | Ballyshannon [T41,T42] | CATHALEENS FALL |  | 54.5429 | -7.8676
293248Z | MV/LV Substation KY***248Z |  | 20 kV | _ | LV | 400 kVA :Kiosk Substation | 0.4 | --> | 0.4 | 0.326 | 0.43 |  | --> | 0.38 | 0 | 0.045 | 0 | 0 | Constrained, otherwise capacity available =336 kW | --> | E13 ex TULLOW | Tullow [T421,T422] | CARLOW |  | 52.7865 | -6.7975
281535Z | MV/LV Substation CA***535Z |  | 10 kV | _ | LV | 400 kVA :Kiosk Substation | 0.4 | --> | 0.4 | 0 | 0 | Constrained, otherwise capacity available =312 kVA | --> | 0.38 | 0 | 0.008 | 0.362 | 0 |  | --> | C22 ex BALLINCOLLIG | Ballincollig [T41,T42] | KILBARRY |  | 51.8832 | -8.6058
001009X | MV/LV Substation GA***009X |  | 10 kV | _ | LV | 400 kVA :Building Structure | 0.4 | --> | 0.4 | 0.181 | 1.16 |  | --> | 0.38 | 0 | 0 | 0.349 | 0 |  | --> | C14 ex DEANSGRANGE | Deansgrange [T41,T42] | CARRICKMINES |  | 53.2804 | -6.1867
013009 | MV/LV Substation MI***009 |  | 10 kV | _ | LV | 400 kVA :Kiosk Substation | 0.4 | --> | 0.4 | 0.121 | 0.12 | Constrained, otherwise capacity available =318 kVA | --> | 0.38 | 0 | 0.002 | 0.367 | 0 |  | --> | C18 ex ATHY | Athy [T101,T102] | ATHY |  | 52.9892 | -6.9952
015037Z | MV/LV Substation AY***037Z |  | 10 kV | _ | LV | 200 kVA :Building Structure | 0.2 | --> | 0.2 | 0.164 | 12.6 |  | --> | 0.19 | 0 | 0.004 | 0.182 | 0 |  | --> | C20 ex MONREAD | Monread [T101,T102] | MONREAD |  | 53.2351 | -6.6486
001873 | MV/LV Substation MO***873 |  | 10 kV | _ | LV | 200 kVA :Kiosk Substation | 0.2 | --> | 0.2 | 0 | 0 | Constrained, otherwise capacity available =156 kVA | --> | 0.19 | 0 | 0 | 0.184 | 0 |  | --> | C18 ex DUNDRUM | Dundrum [T41,T42] | BLACKROCK |  | 53.3046 | -6.2344
081506X | MV/LV Substation LA***506X |  | 10 kV | _ | LV | 200 kVA :Kiosk Substation | 0.2 | --> | 0.2 | 0 | 0 | Constrained, otherwise capacity available =77 kVA | --> | 0.19 | 0 | 0.034 | 0 | 0 | Constrained, otherwise capacity available =147 kW | --> | C17 ex CASTLEKNOCK | Castleknock [T41,T42] | FINGLAS |  | 53.3778 | -6.3763
021122Z | MV/LV Substation KI***122Z |  | 10 kV | _ | LV | 200 kVA :Pole Substation | 0.2 | --> | 0.2 | 0 | 0 | Constrained, otherwise capacity available =190 kVA | --> | 0.19 | 0 | 0 | 0.189 | 0 |  | --> | C31 ex KILBARRY | Kilbarry [T101,T43] | KILBARRY |  | 51.9256 | -8.47
093555Z | MV/LV Substation CO***555Z |  | 10 kV | _ | LV | 400 kVA :Kiosk Substation | 0.4 | --> | 0.4 | 0 | 0 | Constrained, otherwise capacity available =395 kVA | --> | 0.38 | 0 | 0 | 0.379 | 0 |  | --> | C20 ex SANTRY | Santry [T41,T42] | FINGLAS |  | 53.4078 | -6.2582
035082Y | MV/LV Substation CO***082Y |  | 20 kV | _ | LV | 50 kVA :Pole Substation | 0.05 | --> | 0.05 | 0.039 | 0.49 |  | --> | 0.048 | 0 | 0.014 | 0 | 0 | Constrained, otherwise capacity available =36 kW | --> | E11 ex ARDFINNAN | Ardfinnan [T421] | CAHIR |  | 52.2724 | -7.8692
047076X | MV/LV Substation CO***076X |  | 10 kV | _ | LV | 100 kVA :Pole Substation | 0.1 | --> | 0.1 | 0.081 | 1.04 |  | --> | 0.095 | 0 | 0 | 0 | 0 | Constrained, otherwise capacity available =92 kW | --> | C11 ex BOYLE | Boyle [T41,T42] | CARRICK ON SHANNON |  | 53.9692 | -8.3007
052370 | MV/LV Substation CL***370 |  | 20 kV | _ | LV | 50 kVA :Pole Substation | 0.05 | --> | 0.05 | 0 | 0 | Constrained, otherwise capacity available =38 kVA | --> | 0.048 | 0 | 0 | 0 | 0 | Constrained, otherwise capacity available =46 kW | --> | E20 ex BALLINDERRY | Ballinderry [T41,T422] | MULLINGAR |  | 53.5067 | -7.3481
180131Y | MV/LV Substation RO***131Y |  | 10 kV | _ | LV | 50 kVA :Pole Substation | 0.05 | --> | 0.05 | 0.05 | 3.27 |  | --> | 0.048 | 0 | 0 | 0 | 0 | Constrained, otherwise capacity available =48 kW | --> | C11 ex LLOYD | Lloyd [T41,T42] | NAVAN |  | 53.7439 | -6.9192
001363 | MV/LV Substation MO***363 |  | 10 kV | _ | LV | 400 kVA :Kiosk Substation | 0.4 | --> | 0.4 | 0.216 | 1.55 |  | --> | 0.38 | 0 | 0.044 | 0.321 | 0 |  | --> | C19 ex MONKSTOWN | Monkstown [T41,T42] | BLACKROCK |  | 53.2955 | -6.1679
026921Y | MV/LV Substation RI***921Y |  | 10 kV | _ | LV | 400 kVA :Building Structure | 0.4 | --> | 0.4 | 0.268 | 8.66 |  | --> | 0.38 | 0 | 0 | 0 | 0 | Constrained, otherwise capacity available =362 kW | --> | C12 ex BANDON | Bandon [T101,T42] | BANDON |  | 51.7448 | -8.7412
1804024 | MV/LV Substation TR***4024 |  | 10 kV | _ | LV | 50 kVA :Pole Substation | 0.05 | --> | 0.05 | 0 | 0 | Constrained, otherwise capacity available =36 kVA | --> | 0.048 | 0 | 0 | 0 | 0 | Constrained, otherwise capacity available =46 kW | --> | C17 ex ATHBOY | Athboy [T42] | NAVAN |  | 53.6635 | -6.97
288186X | MV/LV Substation GI***186X |  | 10 kV | _ | LV | 400 kVA :Building Structure | 0.4 | --> | 0.4 | 0.272 | 1.16 |  | --> | 0.38 | 0 | 0.07 | 0.31 | 0 |  | --> | C17 ex BREWERY ROAD | Brewery Road [T41,T42] | CARRICKMINES |  | 53.2815 | -6.2184
015545X | MV/LV Substation MI***545X |  | 10 kV | _ | LV | 50 kVA :Pole Substation | 0.05 | --> | 0.05 | 0 | 0 | Constrained, otherwise capacity available =40 kVA | --> | 0.048 | 0 | 0 | 0 | 0 | Constrained, otherwise capacity available =46 kW | --> | C17 ex SALLINS | Sallins [T41,T42] | GRIFFINRATH |  | 53.268 | -6.6753
001122X | MV/LV Substation WO***122X |  | 10 kV | _ | LV | 400 kVA :Building Structure | 0.4 | --> | 0.4 | 0.363 | 4.37 |  | --> | 0.38 | 0 | 0 | 0.375 | 0 |  | --> | C18 ex DUN LAOGHAIRE | Dun Laoghaire [T41,T42] | BLACKROCK |  | 53.294 | -6.1412
365137 | MV/LV Substation DA***137 |  | 10 kV | _ | LV | 400 kVA :Kiosk Substation | 0.4 | --> | 0.4 | 0 | 0 | Constrained, otherwise capacity available =323 kVA | --> | 0.38 | 0 | 0.078 | 0.312 | 0 |  | --> | C15 ex TYMON | Tymon [T41,T42] | COOKSTOWN |  | 53.2717 | -6.3278
065004 | MV/LV Substation TH***004 |  | 10 kV | _ | LV | 1000 kVA :Building Structure | 1 | --> | 1 | 0 | 0 | Constrained, otherwise capacity available =635 kVA | --> | 0.95 | 0 | 0.081 | 0 | 0 | Constrained, otherwise capacity available =839 kW | --> | C19 ex LOUGHSHINNY | Loughshinny [T41,T42] | GLASMORE |  | 53.5809 | -6.1082
011794X | MV/LV Substation TH***794X |  | 20 kV | _ | LV | 100 kVA :Pole Substation | 0.1 | --> | 0.1 | 0 | 0 | Constrained, otherwise capacity available =52 kVA | --> | 0.095 | 0 | 0.05 | 0 | 0 | Constrained, otherwise capacity available =51 kW | --> | E25 ex TALBOTS INCH | Talbots Inch [T41,T42] | KILKENNY |  | 52.7122 | -7.3287
007876X | MV/LV Substation MU***876X |  | 20 kV | _ | LV | 100 kVA :Pole Substation | 0.1 | --> | 0.1 | 0.064 | 16.12 |  | --> | 0.095 | 0 | 0 | 0.09 | 0 |  | --> | E20 ex WEXFORD | Wexford [T121,T122] | WEXFORD |  | 52.2869 | -6.524
249082Z | MV/LV Substation BA***082Z |  | 20 kV | _ | LV | 200 kVA :Kiosk Substation | 0.2 | --> | 0.2 | 0 | 0 | Constrained, otherwise capacity available =165 kVA | --> | 0.19 | 0 | 0 | 0 | 0 | Constrained, otherwise capacity available =185 kW | --> | E18 ex FOXHOLE | Foxhole [T421,T422] | DUNGARVAN |  | 52.007 | -7.8203
0044264 | MV/LV Substation FI***4264 |  | 20 kV | _ | LV | 630 kVA :Kiosk Substation | 0.63 | --> | 0.63 | 0 | 0 | Constrained, otherwise capacity available =546 kVA | --> | 0.598 | 0 | 0.05 | 0 | 0 | Constrained, otherwise capacity available =550 kW | --> | E13 ex SHILLELAGH | Shillelagh [T421,T422] | CARLOW |  | 52.7952 | -6.4524
015047Z | MV/LV Substation DU***047Z |  | 10 kV | _ | LV | 100 kVA :Pole Substation | 0.1 | --> | 0.1 | 0 | 0 | Constrained, otherwise capacity available =92 kVA | --> | 0.095 | 0 | 0.005 | 0 | 0 | Constrained, otherwise capacity available =90 kW | --> | E13 ex BLESSINGTON | Blessington [T421,T422] | KILTEEL |  | 53.1543 | -6.6771
007437 | MV/LV Substation CR***437 |  | 20 kV | _ | LV | 400 kVA :Kiosk Substation | 0.4 | --> | 0.4 | 0.143 | 0.14 | Constrained, otherwise capacity available =340 kVA | --> | 0.38 | 0 | 0.011 | 0 | 0 | Constrained, otherwise capacity available =364 kW | --> | C12 ex CARRIGLAWN | Carriglawn [T41,T42] | WEXFORD |  | 52.3539 | -6.4519
365991 | MV/LV Substation TR***991 |  | 10 kV | _ | LV | 630 kVA :Kiosk Substation | 0.63 | --> | 0.63 | 0.342 | 13.91 |  | --> | 0.598 | 0 | 0 | 0.5 | 0 |  | --> | C22 ex COOKSTOWN | Cookstown [T101,T102] | CARRICKMINES |  | 53.2985 | -6.3754
281875X | MV/LV Substation BA***875X |  | 10 kV | _ | LV | 400 kVA :Building Structure | 0.4 | --> | 0.4 | 0.305 | 5.49 |  | --> | 0.38 | 0 | 0 | 0.367 | 0 |  | --> | C14 ex TRABEG | Trabeg [T101,T102] | TRABEG |  | 51.8754 | -8.4732
071114 | MV/LV Substation CR***114 |  | 10 kV | _ | LV | 50 kVA :Pole Substation | 0.05 | --> | 0.05 | 0.044 | 5.58 |  | --> | 0.048 | 0 | 0 | 0.047 | 0 |  | --> | C12 ex KILCOOLE | Kilcoole [T41,T42] | FASSAROE |  | 53.0991 | -6.0682
082999X | MV/LV Substation F ***999X |  | 20 kV | _ | LV | 50 kVA :Pole Substation | 0.05 | --> | 0.05 | 0.05 | 0.64 |  | --> | 0.048 | 0 | 0 | 0 | 0 | Constrained, otherwise capacity available =48 kW | --> | E14 ex RANDALSTOWN | Randalstown [T422] | NAVAN |  | 53.7578 | -6.7384
0954096 | MV/LV Substation BL***4096 |  | 10 kV | _ | LV | 50 kVA :Pole Substation | 0.05 | --> | 0.05 | 0.05 | 0.7 |  | --> | 0.048 | 0 | 0 | 0 | 0 | Constrained, otherwise capacity available =48 kW | --> | C16 ex KILRUSH | Kilrush [T41,T42] | TULLABRACK |  | 52.6718 | -9.5889
365248Y | MV/LV Substation EM***248Y |  | 10 kV | _ | LV | 100 kVA :Pole Substation | 0.1 | --> | 0.1 | 0 | 0 | Constrained, otherwise capacity available =93 kVA | --> | 0.095 | 0 | 0 | 0.094 | 0 |  | --> | C15 ex SAGGART | Saggart [T41,T42] | GRANGE CASTLE |  | 53.2705 | -6.4301
062171 | MV/LV Substation MU***171 |  | 10 kV | _ | LV | 630 kVA :Kiosk Substation | 0.63 | --> | 0.63 | 0.5 | 3.12 |  | --> | 0.598 | 0 | 0 | 0 | 0 | Constrained, otherwise capacity available =590 kW | --> | C11 ex MARSHES | Marshes [T41,T42] | DUNDALK |  | 53.9919 | -6.3805
003496 | MV/LV Substation CE***496 |  | 10 kV | _ | LV | 50 kVA :Pole Substation | 0.05 | --> | 0.05 | 0 | 0 | Constrained, otherwise capacity available =35 kVA | --> | 0.048 | 0 | 0.005 | 0 | 0 | Constrained, otherwise capacity available =42 kW | --> | C11 ex RATHDRUM | Rathdrum [T42] | ARKLOW |  | 52.8927 | -6.198
081540X | MV/LV Substation CA***540X |  | 10 kV | _ | LV | 400 kVA :Kiosk Substation | 0.4 | --> | 0.4 | 0 | 0 | Constrained, otherwise capacity available =205 kVA | --> | 0.38 | 0 | 0.097 | 0 | 0 | Constrained, otherwise capacity available =281 kW | --> | C15 ex CASTLEKNOCK | Castleknock [T41,T42] | FINGLAS |  | 53.3702 | -6.3508
281468Z | MV/LV Substation BR***468Z |  | 20 kV | _ | LV | 200 kVA :Kiosk Substation | 0.2 | --> | 0.2 | 0 | 0 | Constrained, otherwise capacity available =168 kVA | --> | 0.19 | 0 | 0.005 | 0 | 0 | Constrained, otherwise capacity available =182 kW | --> | C15 ex KILMONEY | Kilmoney [T41,T42] | TRABEG |  | 51.7735 | -8.4933
066927 | MV/LV Substation KI***927 |  | 20 kV | _ | LV | 50 kVA :Pole Substation | 0.05 | --> | 0.05 | 0 | 0 | Constrained, otherwise capacity available =46 kVA | --> | 0.048 | 0 | 0 | 0.047 | 0 |  | --> | C24 ex MACETOWN | Macetown [T101,T102] | MACETOWN |  | 53.4746 | -6.4692
051633 | MV/LV Substation TA***633 |  | 20 kV | _ | LV | 50 kVA :Pole Substation | 0.05 | --> | 0.05 | 0.046 | 2.22 |  | --> | 0.048 | 0 | 0 | 0.047 | 0 |  | --> | E20 ex CLARA | Clara [T421,T422] | THORNSBERRY |  | 53.33 | -7.5523
366076 | MV/LV Substation KI***076 |  | 20 kV | _ | LV | 200 kVA :Pole Substation | 0.2 | --> | 0.2 | 0.152 | 0.45 |  | --> | 0.19 | 0 | 0.023 | 0 | 0 | Constrained, otherwise capacity available =166 kW | --> | C16 ex CARRAROE | Carraroe [T42] | SCREEB |  | 53.1217 | -9.67
0694143 | MV/LV Substation KI***4143 |  | 10 kV | _ | LV | 1000 kVA :Building Structure | 1 | --> | 1 | 0 | 0 | Constrained, otherwise capacity available =898 kVA | --> | 0.95 | 0 | 0 | 0.5 | 0 |  | --> | C12 ex BALLYBODEN | Ballyboden [T41,T42] | COOKSTOWN |  | 53.2807 | -6.3124
066212Z | MV/LV Substation SW***212Z |  | 10 kV | _ | LV | 630 kVA :Building Structure | 0.63 | --> | 0.63 | 0 | 0 | Constrained, otherwise capacity available =531 kVA | --> | 0.598 | 0 | 0 | 0 | 0 | Constrained, otherwise capacity available =585 kW | --> | C12 ex SWORDS | Swords [T41,T42] | GLASMORE |  | 53.4689 | -6.2181
048064X | MV/LV Substation DR***064X |  | 20 kV | _ | LV | 50 kVA :Pole Substation | 0.05 | --> | 0.05 | 0.029 | 1.31 |  | --> | 0.048 | 0 | 0.015 | 0 | 0 | Constrained, otherwise capacity available =34 kW | --> | C14 ex ROOSKY | Roosky [T41] | RICHMOND |  | 53.857 | -7.9241
031297 | MV/LV Substation BO***297 |  | 20 kV | _ | LV | 100 kVA :Pole Substation | 0.1 | --> | 0.1 | 0 | 0 | Constrained, otherwise capacity available =94 kVA | --> | 0.095 | 0 | 0.011 | 0 | 0 | Constrained, otherwise capacity available =86 kW | --> | E13 ex FOXHOLE | Foxhole [T421,T422] | DUNGARVAN |  | 52.0063 | -7.7129
281144Z | MV/LV Substation LO***144Z |  | 10 kV | _ | LV | 630 kVA :Building Structure | 0.63 | --> | 0.63 | 0 | 0 | Constrained, otherwise capacity available =490 kVA | --> | 0.598 | 0 | 0.01 | 0 | 0 | Constrained, otherwise capacity available =572 kW | --> | C17 ex TOGHER | Togher [T41,T42] | TRABEG |  | 51.875 | -8.4766
288992 | MV/LV Substation EA***992 |  | 10 kV | _ | LV | 400 kVA :Kiosk Substation | 0.4 | --> | 0.4 | 0.274 | 2.36 |  | --> | 0.38 | 0 | 0.047 | 0.328 | 0 |  | --> | C11 ex BRAY | Bray [T41,T42] | FASSAROE |  | 53.1907 | -6.1763
017872 | MV/LV Substation CL***872 |  | 10 kV | _ | LV | 50 kVA :Pole Substation | 0.05 | --> | 0.05 | 0.029 | 1.05 |  | --> | 0.048 | 0 | 0 | 0 | 0 | Constrained, otherwise capacity available =45 kW | --> | C19 ex NEWCASTLEWEST | Newcastlewest [T41,T42] | RATHKEALE |  | 52.4024 | -9.0235
0234407 | MV/LV Substation GL***4407 |  | 10 kV | _ | LV | 630 kVA :Kiosk Substation | 0.63 | --> | 0.63 | 0 | 0 | Constrained, otherwise capacity available =630 kVA | --> | 0.598 | 0 | 0 | 0 | 0 | Constrained, otherwise capacity available =598 kW | --> | C16 ex COOLCARRON | Coolcarron [T41,T42] | BARRYMORE |  | 52.1314 | -8.2639
119880X | MV/LV Substation DR***880X |  | 20 kV | _ | LV | 50 kVA :Pole Substation | 0.05 | --> | 0.05 | 0 | 0 | Constrained, otherwise capacity available =49 kVA | --> | 0.048 | 0 | 0 | 0 | 0 | Constrained, otherwise capacity available =47 kW | --> | C18 ex KANTURK | Kanturk [T41,T42] | GLENLARA |  | 52.0988 | -8.9727
062034 | MV/LV Substation RI***034 |  | 10 kV | _ | LV | 400 kVA :Kiosk Substation | 0.4 | --> | 0.4 | 0.344 | 0.72 |  | --> | 0.38 | 0 | 0.026 | 0 | 0 | Constrained, otherwise capacity available =353 kW | --> | C15 ex COES ROAD | Coes Road [T41,T42] | DUNDALK |  | 54.0041 | -6.368
052062 | MV/LV Substation BE***062 |  | 10 kV | _ | LV | 100 kVA :Pole Substation | 0.1 | --> | 0.1 | 0 | 0 | Constrained, otherwise capacity available =68 kVA | --> | 0.095 | 0 | 0.031 | 0 | 0 | Constrained, otherwise capacity available =68 kW | --> | C17 ex BALLINDERRY | Ballinderry [T41,T422] | MULLINGAR |  | 53.5302 | -7.3205
180675 | MV/LV Substation HE***675 |  | 10 kV | _ | LV | 100 kVA :Pole Substation | 0.1 | --> | 0.1 | 0.055 | 1.4 |  | --> | 0.095 | 0 | 0.02 | 0 | 0 | Constrained, otherwise capacity available =74 kW | --> | C14 ex KELLS | Kells [T41,T42] | NAVAN |  | 53.7351 | -6.8482
075702 | MV/LV Substation NU***702 |  | 20 kV | _ | LV | 50 kVA :Pole Substation | 0.05 | --> | 0.05 | 0.021 | 1.13 |  | --> | 0.048 | 0 | 0 | 0 | 0 | Constrained, otherwise capacity available =43 kW | --> | E12 ex BUNCLODY | Bunclody [T421,T422] | CRANE |  | 52.6582 | -6.6715
093053Y | MV/LV Substation MA***053Y |  | 10 kV | _ | LV | 400 kVA :Kiosk Substation | 0.4 | --> | 0.4 | 0 | 0 | Constrained, otherwise capacity available =344 kVA | --> | 0.38 | 0 | 0.045 | 0.339 | 0 |  | --> | C20 ex SUTTON | Sutton [T41,T42] | GRANGE (DR) |  | 53.38 | -6.0553
144848 | MV/LV Substation MU***848 |  | 10 kV | _ | LV | 100 kVA :Pole Substation | 0.1 | --> | 0.1 | 0 | 0 | Constrained, otherwise capacity available =85 kVA | --> | 0.095 | 0 | 0 | 0 | 0 | Constrained, otherwise capacity available =93 kW | --> | C11 ex CASTLECOMER | Castlecomer [T41,T42] | BALLYRAGGET |  | 52.7476 | -7.1755
293043 | MV/LV Substation TU***043 |  | 20 kV | _ | LV | 100 kVA :Pole Substation | 0.1 | --> | 0.1 | 0.1 | 0.43 |  | --> | 0.095 | 0 | 0 | 0 | 0 | Constrained, otherwise capacity available =95 kW | --> | E15 ex TULLOW | Tullow [T421,T422] | CARLOW |  | 52.7943 | -6.7463
249828 | MV/LV Substation VI***828 |  | 10 kV | _ | LV | 50 kVA :Pole Substation | 0.05 | --> | 0.05 | 0 | 0 | Constrained, otherwise capacity available =36 kVA | --> | 0.048 | 0 | 0.021 | 0 | 0 | Constrained, otherwise capacity available =30 kW | --> | C15 ex KILCLOHER | Kilcloher [T41,T42] | DUNGARVAN |  | 52.0872 | -7.8491
014112Z | MV/LV Substation RI***112Z |  | 10 kV | _ | LV | 200 kVA :Kiosk Substation | 0.2 | --> | 0.2 | 0 | 0 | Constrained, otherwise capacity available =125 kVA | --> | 0.19 | 0 | 0.022 | 0 | 0 | Constrained, otherwise capacity available =163 kW | --> | C12 ex MORRISTOWN | Morristown [T41,T42] | NEWBRIDGE |  | 53.1903 | -6.7931
065550 | MV/LV Substation GA***550 |  | 20 kV | _ | LV | 200 kVA :Pole Substation | 0.2 | --> | 0.2 | 0 | 0 | Constrained, otherwise capacity available =152 kVA | --> | 0.19 | 0 | 0.022 | 0 | 0 | Constrained, otherwise capacity available =167 kW | --> | E23 ex BALTRASNA | Baltrasna [T121,T122] | BALTRASNA |  | 53.5681 | -6.3779
251044 | MV/LV Substation PO***044 |  | 10 kV | _ | LV | 200 kVA :Kiosk Substation | 0.2 | --> | 0.2 | 0 | 0 | Constrained, otherwise capacity available =193 kVA | --> | 0.19 | 0 | 0 | 0 | 0 | Constrained, otherwise capacity available =189 kW | --> | C12 ex PARKMORE | Parkmore [T41,T42] | GALWAY 110KV |  | 53.3085 | -8.9977
067147Z | MV/LV Substation TH***147Z |  | 10 kV | _ | LV | 1000 kVA :Building Structure | 1 | --> | 1 | 0 | 0 | Constrained, otherwise capacity available =702 kVA | --> | 0.95 | 0 | 0 | 0.5 | 0 |  | --> | C22 ex ROCHES STREET | Roches Street [T41,T42] | LIMERICK |  | 52.6633 | -8.6287
1204310 | MV/LV Substation TI***4310 |  | 10 kV | _ | LV | 50 kVA :Pole Substation | 0.05 | --> | 0.05 | 0 | 0 | Constrained, otherwise capacity available =50 kVA | --> | 0.048 | 0 | 0 | 0 | 0 | Constrained, otherwise capacity available =48 kW | --> | C15 ex BLAKE | Blake [T41,T42] | BLAKE |  | 53.3383 | -6.8409
120495X | MV/LV Substation RO***495X |  | 20 kV | _ | LV | 50 kVA :Pole Substation | 0.05 | --> | 0.05 | 0 | 0 | Constrained, otherwise capacity available =46 kVA | --> | 0.048 | 0 | 0 | 0 | 0 | Constrained, otherwise capacity available =47 kW | --> | E19 ex EDENDERRY | Edenderry [T421,T422] | BLAKE |  | 53.3671 | -7.1013
056307Y | MV/LV Substation KI***307Y |  | 20 kV | _ | LV | 50 kVA :Pole Substation | 0.05 | --> | 0.05 | 0.046 | 0.89 |  | --> | 0.048 | 0 | 0 | 0 | 0 | Constrained, otherwise capacity available =47 kW | --> | E12 ex BIRR | Birr [T41,T422] | DALLOW |  | 53.1042 | -7.7316
021124Z | MV/LV Substation BA***124Z |  | 10 kV | _ | LV | 200 kVA :Pole Substation | 0.2 | --> | 0.2 | 0 | 0 | Constrained, otherwise capacity available =181 kVA | --> | 0.19 | 0 | 0.005 | 0.184 | 0 |  | --> | C31 ex KILBARRY | Kilbarry [T101,T43] | KILBARRY |  | 51.9258 | -8.4649
039453X | MV/LV Substation ME***453X |  | 10 kV | _ | LV | 200 kVA :Kiosk Substation | 0.2 | --> | 0.2 | 0 | 0 | Constrained, otherwise capacity available =170 kVA | --> | 0.19 | 0 | 0 | 0.186 | 0 |  | --> | C14 ex GALWAY 110KV | Galway 110kv [T102,T103] | GALWAY 110KV |  | 53.2771 | -9.0163
1544347 | MV/LV Substation LA***4347 |  | 10 kV | _ | LV | 400 kVA :Building Structure | 0.4 | --> | 0.4 | 0 | 0 | Constrained, otherwise capacity available =400 kVA | --> | 0.38 | 0 | 0 | 0 | 0 | Constrained, otherwise capacity available =380 kW | --> | C25 ex BALLYCOOLIN | Ballycoolin [T41,T42,T43] | FINGLAS |  | 53.4074 | -6.3464
0714021 | MV/LV Substation TO***4021 |  | 10 kV | _ | LV | 630 kVA :Kiosk Substation | 0.63 | --> | 0.63 | 0.388 | 5.58 |  | --> | 0.598 | 0 | 0.052 | 0.5 | 0 |  | --> | C11 ex KILCOOLE | Kilcoole [T41,T42] | FASSAROE |  | 53.0887 | -6.1155
093394X | MV/LV Substation DI***394X |  | 10 kV | _ | LV | 400 kVA :Building Structure | 0.4 | --> | 0.4 | 0 | 0 | Constrained, otherwise capacity available =252 kVA | --> | 0.38 | 0 | 0 | 0.359 | 0 |  | --> | C14 ex POPPINTREE | Poppintree [T101,T102] | FINGLAS |  | 53.4048 | -6.2352
093061Y | MV/LV Substation OM***061Y |  | 10 kV | _ | LV | 630 kVA :Kiosk Substation | 0.63 | --> | 0.63 | 0 | 0 | Constrained, otherwise capacity available =410 kVA | --> | 0.598 | 0 | 0 | 0.5 | 0 |  | --> | C12 ex SANTRY | Santry [T41,T42] | FINGLAS |  | 53.3937 | -6.2475
023703 | MV/LV Substation CA***703 |  | 20 kV | _ | LV | 50 kVA :Pole Substation | 0.05 | --> | 0.05 | 0 | 0 | Constrained, otherwise capacity available =39 kVA | --> | 0.048 | 0 | 0 | 0 | 0 | Constrained, otherwise capacity available =46 kW | --> | C18 ex COOLCARRON | Coolcarron [T41,T42] | BARRYMORE |  | 52.1399 | -8.2446
065160Z | MV/LV Substation FO***160Z |  | 20 kV | _ | LV | 100 kVA :Pole Substation | 0.1 | --> | 0.1 | 0 | 0 | Constrained, otherwise capacity available =75 kVA | --> | 0.095 | 0 | 0 | 0.092 | 0 |  | --> | C26 ex STEPHENSTOWN | Stephenstown [T101,T102] | FINGLAS |  | 53.5991 | -6.2138
039396 | MV/LV Substation TH***396 |  | 10 kV | _ | LV | 400 kVA :Kiosk Substation | 0.4 | --> | 0.4 | 0.349 | 11.03 |  | --> | 0.38 | 0 | 0.017 | 0.36 | 0 |  | --> | C36 ex SALTHILL | Salthill [T101,T102] | SALTHILL |  | 53.2874 | -9.0864
018391Z | MV/LV Substation KN***391Z |  | 10 kV | _ | LV | 50 kVA :Pole Substation | 0.05 | --> | 0.05 | 0.048 | 3.75 |  | --> | 0.048 | 0 | 0 | 0 | 0 | Constrained, otherwise capacity available =47 kW | --> | C19 ex SMEARLA | Smearla [T41,T42] | TRIEN |  | 52.3801 | -9.3568
069308 | MV/LV Substation MO***308 |  | 10 kV | _ | LV | 630 kVA :Kiosk Substation | 0.63 | --> | 0.63 | 0.5 | 9.99 |  | --> | 0.598 | 0 | 0.01 | 0.5 | 0 |  | --> | C12 ex HAROLDS CROSS | Harolds Cross [T101,T102] | POOLBEG |  | 53.3226 | -6.2855
2934034 | MV/LV Substation SE***4034 |  | 20 kV | _ | LV | 50 kVA :Pole Substation | 0.05 | --> | 0.05 | 0 | 0 | Constrained, otherwise capacity available =33 kVA | --> | 0.048 | 0 | 0 | 0 | 0 | Constrained, otherwise capacity available =45 kW | --> | E17 ex BALTINGLASS | Baltinglass [T421,T422] | STRATFORD |  | 52.8814 | -6.6995
053836Y | MV/LV Substation BA***836Y |  | 10 kV | _ | LV | 400 kVA :Kiosk Substation | 0.4 | --> | 0.4 | 0.317 | 2.39 |  | --> | 0.38 | 0 | 0.013 | 0 | 0 | Constrained, otherwise capacity available =359 kW | --> | C12 ex SRAH | Srah [T41,T42] | THORNSBERRY |  | 53.2876 | -7.5015
281140X | MV/LV Substation SH***140X |  | 10 kV | _ | LV | 400 kVA :Kiosk Substation | 0.4 | --> | 0.4 | 0 | 0 | Constrained, otherwise capacity available =282 kVA | --> | 0.38 | 0 | 0 | 0.364 | 0 |  | --> | C21 ex BALLINCOLLIG | Ballincollig [T41,T42] | KILBARRY |  | 51.8876 | -8.593
162439 | MV/LV Substation DR***439 |  | 10 kV | _ | LV | 400 kVA :Kiosk Substation | 0.4 | --> | 0.4 | 0.246 | 0.25 | Constrained, otherwise capacity available =326 kVA | --> | 0.38 | 0 | 0.013 | 0 | 0 | Constrained, otherwise capacity available =360 kW | --> | C11 ex ROSSGEIR | Rossgeir [T41,T42] | LETTERKENNY |  | 54.8387 | -7.494
120475X | MV/LV Substation TR***475X |  | 20 kV | _ | LV | 200 kVA :Kiosk Substation | 0.2 | --> | 0.2 | 0 | 0 | Constrained, otherwise capacity available =116 kVA | --> | 0.19 | 0 | 0.062 | 0 | 0 | Constrained, otherwise capacity available =132 kW | --> | E14 ex EDENDERRY | Edenderry [T421,T422] | BLAKE |  | 53.3409 | -6.9404
042578X | MV/LV Substation SP***578X |  | 10 kV | _ | LV | 400 kVA :Kiosk Substation | 0.4 | --> | 0.4 | 0 | 0 | Constrained, otherwise capacity available =325 kVA | --> | 0.38 | 0 | 0 | 0 | 0 | Constrained, otherwise capacity available =370 kW | --> | C13 ex KNOCKAPHUNTA | Knockaphunta [T41,T42] | CASTLEBAR |  | 53.8529 | -9.2947
162977 | MV/LV Substation SE***977 |  | 10 kV | _ | LV | 200 kVA :Pole Substation | 0.2 | --> | 0.2 | 0.159 | 0.25 |  | --> | 0.19 | 0 | 0 | 0 | 0 | Constrained, otherwise capacity available =184 kW | --> | C11 ex ROSSGEIR | Rossgeir [T41,T42] | LETTERKENNY |  | 54.8331 | -7.4876
082812Y | MV/LV Substation RA***812Y |  | 10 kV | _ | LV | 630 kVA :Kiosk Substation | 0.63 | --> | 0.63 | 0.483 | 2.01 |  | --> | 0.598 | 0 | 0 | 0 | 0 | Constrained, otherwise capacity available =578 kW | --> | C15 ex ABBEYLAND | Abbeyland [T41,T42] | NAVAN |  | 53.6512 | -6.6871
036814 | MV/LV Substation GL***814 |  | 20 kV | _ | LV | 50 kVA :Pole Substation | 0.05 | --> | 0.05 | 0 | 0 | Constrained, otherwise capacity available =43 kVA | --> | 0.048 | 0 | 0 | 0 | 0 | Constrained, otherwise capacity available =46 kW | --> | E18 ex GARRANACANTY | Garranacanty [T421,T422] | TIPPERARY |  | 52.5632 | -8.1305
001159 | MV/LV Substation WY***159 |  | 10 kV | _ | LV | 400 kVA :Kiosk Substation | 0.4 | --> | 0.4 | 0.211 | 1.16 |  | --> | 0.38 | 0 | 0.055 | 0.312 | 0 |  | --> | C19 ex DEANSGRANGE | Deansgrange [T41,T42] | CARRICKMINES |  | 53.2894 | -6.1637
251012X | MV/LV Substation CR***012X |  | 10 kV | _ | LV | 400 kVA :Building Structure | 0.4 | --> | 0.4 | 0 | 0 |  | --> | 0.38 | 0 | 0 | 0 | 0 | Constrained, otherwise capacity available =290 kW | --> | C18 ex PARKMORE | Parkmore [T41,T42] | GALWAY 110KV |  | 53.3011 | -8.9944
154547 | MV/LV Substation PO***547 |  | 10 kV | _ | LV | 400 kVA :Kiosk Substation | 0.4 | --> | 0.4 | 0 | 0 | Constrained, otherwise capacity available =262 kVA | --> | 0.38 | 0 | 0.075 | 0 | 0 | Constrained, otherwise capacity available =305 kW | --> | C14 ex COOLMINE | Coolmine [T41,T42] | FINGLAS |  | 53.3859 | -6.4238
281143Y | MV/LV Substation ME***143Y |  | 10 kV | _ | LV | 630 kVA :Kiosk Substation | 0.63 | --> | 0.63 | 0 | 0 | Constrained, otherwise capacity available =576 kVA | --> | 0.598 | 0 | 0.042 | 0.5 | 0 |  | --> | C21 ex BISHOPSTOWN | Bishopstown [T41,T42] | KILBARRY |  | 51.8822 | -8.5173
059094X | MV/LV Substation AG***094X |  | 10 kV | _ | LV | 400 kVA :Kiosk Substation | 0.4 | --> | 0.4 | 0 | 0 | Constrained, otherwise capacity available =245 kVA | --> | 0.38 | 0 | 0.011 | 0 | 0 | Constrained, otherwise capacity available =350 kW | --> | C22 ex CAVAN | Cavan [T42,T421] | SHANKILL |  | 53.9957 | -7.3537
093235X | MV/LV Substation BA***235X |  | 10 kV | _ | LV | 50 kVA :Pole Substation | 0.05 | --> | 0.05 | 0 | 0 | Constrained, otherwise capacity available =33 kVA | --> | 0.048 | 0 | 0.006 | 0.041 | 0 |  | --> | C20 ex SUTTON | Sutton [T41,T42] | GRANGE (DR) |  | 53.3856 | -6.0551
067104Z | MV/LV Substation CA***104Z |  | 10 kV | _ | LV | 400 kVA :Kiosk Substation | 0.4 | --> | 0.4 | 0.3 | 13.8 |  | --> | 0.38 | 0 | 0.07 | 0.314 | 0 |  | --> | C18 ex SINGLAND | Singland [T101,T102] | SINGLAND |  | 52.663 | -8.5677
164048 | MV/LV Substation AR***048 |  | 10 kV | _ | LV | 50 kVA :Pole Substation | 0.05 | --> | 0.05 | 0 | 0 | Constrained, otherwise capacity available =46 kVA | --> | 0.048 | 0 | 0 | 0 | 0 | Constrained, otherwise capacity available =47 kW | --> | C22 ex SKIBBEREEN | Skibbereen [T41,T42] | DUNMANWAY |  | 51.4939 | -9.3734
365126 | MV/LV Substation SY***126 |  | 10 kV | _ | LV | 400 kVA :Kiosk Substation | 0.4 | --> | 0.4 | 0 | 0 | Constrained, otherwise capacity available =400 kVA | --> | 0.38 | 0 | 0 | 0.38 | 0 |  | --> | C17 ex TYMON | Tymon [T41,T42] | COOKSTOWN |  | 53.3069 | -6.3686
058219Y | MV/LV Substation CL***219Y |  | 20 kV | _ | LV | 50 kVA :Pole Substation | 0.05 | --> | 0.05 | 0 | 0 | Constrained, otherwise capacity available =49 kVA | --> | 0.048 | 0 | 0 | 0 | 0 | Constrained, otherwise capacity available =47 kW | --> | C17 ex KYLEERAGH | Kyleeragh [T41,T42] | NENAGH |  | 53.0193 | -8.2098
019050X | MV/LV Substation KI***050X |  | 10 kV | _ | LV | 400 kVA :Kiosk Substation | 0.4 | --> | 0.4 | 0.047 | 0.05 | Constrained, otherwise capacity available =304 kVA | --> | 0.38 | 0 | 0 | 0 | 0 | Constrained, otherwise capacity available =367 kW | --> | C17 ex BALLYBEGGAN | Ballybeggan [T43,T44] | TRALEE |  | 52.2843 | -9.6881
180730X | MV/LV Substation NE***730X |  | 10 kV | _ | LV | 50 kVA :Pole Substation | 0.05 | --> | 0.05 | 0.033 | 3.27 |  | --> | 0.048 | 0 | 0 | 0 | 0 | Constrained, otherwise capacity available =45 kW | --> | C11 ex LLOYD | Lloyd [T41,T42] | NAVAN |  | 53.7533 | -6.965
081291X | MV/LV Substation TH***291X |  | 10 kV | _ | LV | 200 kVA :Kiosk Substation | 0.2 | --> | 0.2 | 0.126 | 7.91 |  | --> | 0.19 | 0 | 0.025 | 0.161 | 0 |  | --> | C22 ex PELLETSTOWN | Pelletstown [T101,T102] | FINGLAS |  | 53.376 | -6.3762
1424185 | MV/LV Substation PR***4185 |  | 10 kV | _ | LV | 400 kVA :Kiosk Substation | 0.4 | --> | 0.4 | 0 | 0 | Constrained, otherwise capacity available =399 kVA | --> | 0.38 | 0 | 0 | 0 | 0 | Constrained, otherwise capacity available =380 kW | --> | C16 ex ATHENRY | Athenry [T41,T42] | GALWAY 110KV |  | 53.2986 | -8.7617
288734 | MV/LV Substation PA***734 |  | 10 kV | _ | LV | 100 kVA :Pole Substation | 0.1 | --> | 0.1 | 0.041 | 0.04 | Constrained, otherwise capacity available =75 kVA | --> | 0.095 | 0 | 0 | 0.092 | 0 |  | --> | C21 ex LITTLE BRAY | Little Bray [T41,T42] | FASSAROE |  | 53.1951 | -6.1873
164227X | MV/LV Substation GO***227X |  | 10 kV | _ | LV | 50 kVA :Pole Substation | 0.05 | --> | 0.05 | 0.04 | 0.88 |  | --> | 0.048 | 0 | 0 | 0 | 0 | Constrained, otherwise capacity available =46 kW | --> | C22 ex ROSS CARBERY | Ross Carbery [T41,T42] | DUNMANWAY |  | 51.6014 | -9.0925
196034X | MV/LV Substation TR***034X |  | 10 kV | _ | LV | 400 kVA :Building Structure | 0.4 | --> | 0.4 | 0 | 0 | Constrained, otherwise capacity available =336 kVA | --> | 0.38 | 0 | 0 | 0 | 0 | Constrained, otherwise capacity available =371 kW | --> | C17 ex TRIM | Trim [T41,T42] | NAVAN |  | 53.5546 | -6.7656
065131 | MV/LV Substation TH***131 |  | 10 kV | _ | LV | 400 kVA :Kiosk Substation | 0.4 | --> | 0.4 | 0 | 0 | Constrained, otherwise capacity available =328 kVA | --> | 0.38 | 0 | 0.027 | 0 | 0 | Constrained, otherwise capacity available =350 kW | --> | C15 ex LOUGHSHINNY | Loughshinny [T41,T42] | GLASMORE |  | 53.5229 | -6.0894
052045Z | MV/LV Substation CL***045Z |  | 10 kV | _ | LV | 200 kVA :Kiosk Substation | 0.2 | --> | 0.2 | 0 | 0 | Constrained, otherwise capacity available =111 kVA | --> | 0.19 | 0 | 0.039 | 0 | 0 | Constrained, otherwise capacity available =149 kW | --> | C17 ex DELVIN | Delvin [T41,T42] | MULLINGAR |  | 53.6643 | -7.0213
350131X | MV/LV Substation OA***131X |  | 10 kV | _ | LV | 630 kVA :Kiosk Substation | 0.63 | --> | 0.63 | 0.5 | 1.57 |  | --> | 0.598 | 0 | 0.032 | 0 | 0 | Constrained, otherwise capacity available =557 kW | --> | C18 ex BUNDORAN | Bundoran [T41,T42] | CATHALEENS FALL |  | 54.4512 | -8.2885
184911 | MV/LV Substation DO***911 |  | 10 kV | _ | LV | 50 kVA :Pole Substation | 0.05 | --> | 0.05 | 0.03 | 3.38 |  | --> | 0.048 | 0 | 0.004 | 0 | 0 | Constrained, otherwise capacity available =42 kW | --> | C17 ex CASTLEBLAYNEY | Castleblayney [T41,T42] | DUNDALK |  | 54.1279 | -6.8278
082777Y | MV/LV Substation CC***777Y |  | 10 kV | _ | LV | 400 kVA :Kiosk Substation | 0.4 | --> | 0.4 | 0.318 | 2.01 |  | --> | 0.38 | 0 | 0 | 0 | 0 | Constrained, otherwise capacity available =369 kW | --> | C11 ex ABBEYLAND | Abbeyland [T41,T42] | NAVAN |  | 53.6442 | -6.7051
001375 | MV/LV Substation ST***375 |  | 10 kV | _ | LV | 630 kVA :Kiosk Substation | 0.63 | --> | 0.63 | 0.43 | 1.55 |  | --> | 0.598 | 0 | 0.052 | 0.5 | 0 |  | --> | C12 ex MONKSTOWN | Monkstown [T41,T42] | BLACKROCK |  | 53.2835 | -6.1662
066087Z | MV/LV Substation AL***087Z |  | 10 kV | _ | LV | 400 kVA :Building Structure | 0.4 | --> | 0.4 | 0 | 0 | Constrained, otherwise capacity available =292 kVA | --> | 0.38 | 0 | 0 | 0.365 | 0 |  | --> | C12 ex COLLINSTOWN | Collinstown [T41,T42] | GRANGE (DR) |  | 53.4224 | -6.2292
0304079 | MV/LV Substation BA***4079 |  | 20 kV | _ | LV | 50 kVA :Pole Substation | 0.05 | --> | 0.05 | 0 | 0 | Constrained, otherwise capacity available =43 kVA | --> | 0.048 | 0 | 0 | 0 | 0 | Constrained, otherwise capacity available =46 kW | --> | E20 ex FOXHOLE | Foxhole [T421,T422] | DUNGARVAN |  | 51.9465 | -7.969
059453X | MV/LV Substation BA***453X |  | 20 kV | _ | LV | 400 kVA :Kiosk Substation | 0.4 | --> | 0.4 | 0 | 0 | Constrained, otherwise capacity available =269 kVA | --> | 0.38 | 0 | 0.032 | 0 | 0 | Constrained, otherwise capacity available =338 kW | --> | E19 ex CAVAN | Cavan [T42,T421] | SHANKILL |  | 53.9326 | -7.4084
031282Y | MV/LV Substation FA***282Y |  | 20 kV | _ | LV | 200 kVA :Kiosk Substation | 0.2 | --> | 0.2 | 0 | 0 | Constrained, otherwise capacity available =200 kVA | --> | 0.19 | 0 | 0 | 0 | 0 | Constrained, otherwise capacity available =190 kW | --> | E12 ex KILMACTHOMAS | Kilmacthomas [T421,T422] | DUNGARVAN |  | 52.2073 | -7.4229
288771 | MV/LV Substation RA***771 |  | 10 kV | _ | LV | 50 kVA :Pole Substation | 0.05 | --> | 0.05 | 0.046 | 2.36 |  | --> | 0.048 | 0 | 0.005 | 0.043 | 0 |  | --> | C11 ex BRAY | Bray [T41,T42] | FASSAROE |  | 53.2002 | -6.1618
237697 | MV/LV Substation MI***697 |  | 10 kV | _ | LV | 50 kVA :Pole Substation | 0.05 | --> | 0.05 | 0 | 0 | Constrained, otherwise capacity available =47 kVA | --> | 0.048 | 0 | 0 | 0 | 0 | Constrained, otherwise capacity available =47 kW | --> | C12 ex KILSARAN | Kilsaran [T42] | DRYBRIDGE |  | 53.8892 | -6.3776
082136Y | MV/LV Substation HE***136Y |  | 20 kV | _ | LV | 50 kVA :Pole Substation | 0.05 | --> | 0.05 | 0 | 0 | Constrained, otherwise capacity available =44 kVA | --> | 0.048 | 0 | 0 | 0 | 0 | Constrained, otherwise capacity available =47 kW | --> | E19 ex SLANE | Slane [T421] | DRYBRIDGE |  | 53.7849 | -6.628
069641 | MV/LV Substation MO***641 |  | 10 kV | _ | LV | 400 kVA :Kiosk Substation | 0.4 | --> | 0.4 | 0.246 | 9.99 |  | --> | 0.38 | 0 | 0.011 | 0.35 | 0 |  | --> | C12 ex HAROLDS CROSS | Harolds Cross [T101,T102] | POOLBEG |  | 53.3211 | -6.289
064498Y | MV/LV Substation TI***498Y |  | 10 kV | _ | LV | 50 kVA :Pole Substation | 0.05 | --> | 0.05 | 0 | 0 | Constrained, otherwise capacity available =38 kVA | --> | 0.048 | 0 | 0.005 | 0 | 0 | Constrained, otherwise capacity available =42 kW | --> | C14 ex DRYBRIDGE | Drybridge [T41,T42] | DRYBRIDGE |  | 53.7916 | -6.424
007869Y | MV/LV Substation WE***869Y |  | 10 kV | _ | LV | 630 kVA :Kiosk Substation | 0.63 | --> | 0.63 | 0 | 0 | Constrained, otherwise capacity available =534 kVA | --> | 0.598 | 0 | 0.002 | 0 | 0 | Constrained, otherwise capacity available =584 kW | --> | C11 ex MULGANNON | Mulgannon [T41,T42] | WEXFORD |  | 52.3368 | -6.4733
068345 | MV/LV Substation R.***345 |  | 10 kV | _ | LV | 200 kVA :Pole Substation | 0.2 | --> | 0.2 | 0 | 0 | Constrained, otherwise capacity available =163 kVA | --> | 0.19 | 0 | 0 | 0.185 | 0 |  | --> | C14 ex CLONTARF | Clontarf [T42] | FINGLAS |  | 53.357 | -6.1718
136943Y | MV/LV Substation GI***943Y |  | 20 kV | _ | LV | 50 kVA :Pole Substation | 0.05 | --> | 0.05 | 0 | 0 | Constrained, otherwise capacity available =43 kVA | --> | 0.048 | 0 | 0 | 0 | 0 | Constrained, otherwise capacity available =46 kW | --> | C17 ex ROSCOMMON | Roscommon [T41,T42] | LANESBORO |  | 53.6336 | -8.2576
074038 | MV/LV Substation ST***038 |  | 10 kV | _ | LV | 200 kVA :Pole Substation | 0.2 | --> | 0.2 | 0 | 0 | Constrained, otherwise capacity available =169 kVA | --> | 0.19 | 0 | 0 | 0 | 0 | Constrained, otherwise capacity available =186 kW | --> | C14 ex CARRICK ON SHANNON | Carrick On Shannon [T41,T42] | CARRICK ON SHANNON |  | 53.9513 | -8.0854
150255X | MV/LV Substation AI***255X |  | 20 kV | _ | LV | 400 kVA :Kiosk Substation | 0.4 | --> | 0.4 | 0.363 | 3.96 |  | --> | 0.38 | 0 | 0.005 | 0 | 0 | Constrained, otherwise capacity available =371 kW | --> | E19 ex STRANORLAR | Stranorlar [T421,T422] | LETTERKENNY |  | 54.7931 | -7.8028
3654201 | MV/LV Substation SP***4201 |  | 10 kV | _ | LV | 630 kVA :Building Structure | 0.63 | --> | 0.63 | 0 | 0 | Constrained, otherwise capacity available =630 kVA | --> | 0.598 | 0 | 0 | 0.5 | 0 |  | --> | C19 ex BALLYMOUNT | Ballymount [T41,T42] | INCHICORE 220KV |  | 53.3085 | -6.3494
0824307 | MV/LV Substation KI***4307 |  | 20 kV | _ | LV | 50 kVA :Pole Substation | 0.05 | --> | 0.05 | 0 | 0 | Constrained, otherwise capacity available =50 kVA | --> | 0.048 | 0 | 0 | 0 | 0 | Constrained, otherwise capacity available =48 kW | --> | E17 ex DULEEK | Duleek [T421,T422] | DRYBRIDGE |  | 53.6674 | -6.6059
3774175 | MV/LV Substation OH***4175 |  | 20 kV | _ | LV | 100 kVA :Pole Substation | 0.1 | --> | 0.1 | 0 | 0 | Constrained, otherwise capacity available =96 kVA | --> | 0.095 | 0 | 0 | 0 | 0 | Constrained, otherwise capacity available =94 kW | --> | E17 ex GURRANEBANE | Gurranebane [T421,T422] | OUGHTRAGH |  | 51.9212 | -10.2401
063957 | MV/LV Substation WH***957 |  | 10 kV | _ | LV | 50 kVA :Pole Substation | 0.05 | --> | 0.05 | 0 | 0 | Constrained, otherwise capacity available =46 kVA | --> | 0.048 | 0 | 0 | 0 | 0 | Constrained, otherwise capacity available =47 kW | --> | C16 ex STICKILLEN | Stickillen [T41,T42] | DRYBRIDGE |  | 53.8064 | -6.4627
055319X | MV/LV Substation CA***319X |  | 10 kV | _ | LV | 50 kVA :Pole Substation | 0.05 | --> | 0.05 | 0 | 0 | Constrained, otherwise capacity available =49 kVA | --> | 0.048 | 0 | 0 | 0 | 0 | Constrained, otherwise capacity available =47 kW | --> | C15 ex RATHDOWNEY | Rathdowney [T42] | IKERRIN |  | 52.8641 | -7.5852
0504469 | MV/LV Substation BA***4469 |  | 20 kV | _ | LV | 50 kVA :Pole Substation | 0.05 | --> | 0.05 | 0 | 0 | Constrained, otherwise capacity available =50 kVA | --> | 0.048 | 0 | 0 | 0 | 0 | Constrained, otherwise capacity available =48 kW | --> | C22 ex ATHLONE | Athlone [T41,T42] | ATHLONE |  | 53.4517 | -7.9882
066845X | MV/LV Substation HA***845X |  | 20 kV | _ | LV | 200 kVA :Pole Substation | 0.2 | --> | 0.2 | 0 | 0 | Constrained, otherwise capacity available =176 kVA | --> | 0.19 | 0 | 0 | 0 | 0 | Constrained, otherwise capacity available =187 kW | --> | E20 ex BALTRASNA | Baltrasna [T121,T122] | BALTRASNA |  | 53.5272 | -6.4166
417129X | MV/LV Substation AN***129X |  | 20 kV | _ | LV | 50 kVA :Pole Substation | 0.05 | --> | 0.05 | 0.05 | 8.5 |  | --> | 0.048 | 0 | 0.01 | 0 | 0 | Constrained, otherwise capacity available =40 kW | --> | E12 ex ARIGNA | Arigna [T121] | ARIGNA |  | 54.1856 | -8.0263
127752X | MV/LV Substation ST***752X |  | 10 kV | _ | LV | 50 kVA :Pole Substation | 0.05 | --> | 0.05 | 0 | 0 | Constrained, otherwise capacity available =50 kVA | --> | 0.048 | 0 | 0 | 0 | 0 | Constrained, otherwise capacity available =47 kW | --> | C17 ex HOLYCROSS ROAD | Holycross Road [T41,T42] | THURLES |  | 52.7512 | -7.9527
007160 | MV/LV Substation BE***160 |  | 20 kV | _ | LV | 100 kVA :Pole Substation | 0.1 | --> | 0.1 | 0.087 | 16.12 |  | --> | 0.095 | 0 | 0.009 | 0.087 | 0 |  | --> | E21 ex WEXFORD | Wexford [T121,T122] | WEXFORD |  | 52.4004 | -6.3607
055121Y | MV/LV Substation MA***121Y |  | 10 kV | _ | LV | 630 kVA :Kiosk Substation | 0.63 | --> | 0.63 | 0 | 0 | Constrained, otherwise capacity available =555 kVA | --> | 0.598 | 0 | 0 | 0 | 0 | Constrained, otherwise capacity available =588 kW | --> | C22 ex TEMPLEMORE | Templemore [T41,T42] | IKERRIN |  | 52.7962 | -7.8367
068006X | MV/LV Substation LA***006X |  | 10 kV | _ | LV | 630 kVA :Kiosk Substation | 0.63 | --> | 0.63 | 0 | 0 | Constrained, otherwise capacity available =567 kVA | --> | 0.598 | 0 | 0 | 0.5 | 0 |  | --> | C17 ex NEWMARKET (DR) | Newmarket (dr) [T41] | FRANCIS STREET |  | 53.3427 | -6.2747
007105X | MV/LV Substation CO***105X |  | 20 kV | _ | LV | 100 kVA :Pole Substation | 0.1 | --> | 0.1 | 0.095 | 16.12 |  | --> | 0.095 | 0 | 0 | 0.094 | 0 |  | --> | E12 ex WEXFORD | Wexford [T121,T122] | WEXFORD |  | 52.3862 | -6.5881
019194X | MV/LV Substation MU***194X |  | 10 kV | _ | LV | 400 kVA :Kiosk Substation | 0.4 | --> | 0.4 | 0.047 | 0.05 | Constrained, otherwise capacity available =356 kVA | --> | 0.38 | 0 | 0.01 | 0 | 0 | Constrained, otherwise capacity available =366 kW | --> | C18 ex BALLYBEGGAN | Ballybeggan [T43,T44] | TRALEE |  | 52.2832 | -9.6793
005413 | MV/LV Substation TA***413 |  | 10 kV | _ | LV | 100 kVA :Pole Substation | 0.1 | --> | 0.1 | 0 | 0 | Constrained, otherwise capacity available =79 kVA | --> | 0.095 | 0 | 0 | 0 | 0 | Constrained, otherwise capacity available =92 kW | --> | C11 ex GARDEN CITY | Garden City [T41,T42] | ARKLOW |  | 52.6972 | -6.2048
0644491 | MV/LV Substation US***4491 |  | 10 kV | _ | LV | 630 kVA :Kiosk Substation | 0.63 | --> | 0.63 | 0 | 0 | Constrained, otherwise capacity available =630 kVA | --> | 0.598 | 0 | 0 | 0 | 0 | Constrained, otherwise capacity available =598 kW | --> | C22 ex TERMONFECKIN ROAD | Termonfeckin Road [T41,T42] | DRYBRIDGE |  | 53.7319 | -6.3544
216821 | MV/LV Substation KI***821 |  | 10 kV | _ | LV | 100 kVA :Pole Substation | 0.1 | --> | 0.1 | 0 | 0 | Constrained, otherwise capacity available =50 kVA | --> | 0.095 | 0 | 0 | 0 | 0 | Constrained, otherwise capacity available =88 kW | --> | C26 ex GLENTIES | Glenties [T41,T42] | BINBANE |  | 54.838 | -8.3089
015544X | MV/LV Substation MC***544X |  | 10 kV | _ | LV | 200 kVA :Pole Substation | 0.2 | --> | 0.2 | 0 | 0 | Constrained, otherwise capacity available =181 kVA | --> | 0.19 | 0 | 0 | 0 | 0 | Constrained, otherwise capacity available =187 kW | --> | E13 ex BLESSINGTON | Blessington [T421,T422] | KILTEEL |  | 53.163 | -6.5423
293837Z | MV/LV Substation MO***837Z |  | 20 kV | _ | LV | 400 kVA :Kiosk Substation | 0.4 | --> | 0.4 | 0.392 | 0.43 |  | --> | 0.38 | 0 | 0.013 | 0 | 0 | Constrained, otherwise capacity available =369 kW | --> | E12 ex TULLOW | Tullow [T421,T422] | CARLOW |  | 52.7968 | -6.7293
2384146 | MV/LV Substation CJ***4146 |  | 20 kV | _ | LV | 630 kVA :Building Structure | 0.63 | --> | 0.63 | 0 | 0 | Constrained, otherwise capacity available =630 kVA | --> | 0.598 | 0 | 0 | 0 | 0 | Constrained, otherwise capacity available =598 kW | --> | E11 ex BALLINROBE | Ballinrobe [T421,T422] | DALTON |  | 53.6195 | -9.2189
005465 | MV/LV Substation BA***465 |  | 20 kV | _ | LV | 200 kVA :Pole Substation | 0.2 | --> | 0.2 | 0.056 | 17.8 |  | --> | 0.19 | 0 | 0.008 | 0.163 | 0 |  | --> | E19 ex BANOGE | Banoge [T121,T122] | BANOGE |  | 52.6093 | -6.3036
064665 | MV/LV Substation SH***665 |  | 10 kV | _ | LV | 100 kVA :Pole Substation | 0.1 | --> | 0.1 | 0 | 0 | Constrained, otherwise capacity available =83 kVA | --> | 0.095 | 0 | 0 | 0 | 0 | Constrained, otherwise capacity available =93 kW | --> | C17 ex DRYBRIDGE | Drybridge [T41,T42] | DRYBRIDGE |  | 53.7114 | -6.412
248342X | MV/LV Substation AB***342X |  | 20 kV | _ | LV | 400 kVA :Kiosk Substation | 0.4 | --> | 0.4 | 0 | 0 | Constrained, otherwise capacity available =250 kVA | --> | 0.38 | 0 | 0.034 | 0 | 0 | Constrained, otherwise capacity available =334 kW | --> | E14 ex KILCOCK | Kilcock [T421,T422] | GRIFFINRATH |  | 53.4047 | -6.6725
081387Z | MV/LV Substation PH***387Z |  | 10 kV | _ | LV | 630 kVA :Building Structure | 0.63 | --> | 0.63 | 0.47 | 7.91 |  | --> | 0.598 | 0 | 0 | 0.5 | 0 |  | --> | C29 ex PELLETSTOWN | Pelletstown [T101,T102] | FINGLAS |  | 53.3728 | -6.335
021163 | MV/LV Substation RE***163 |  | 10 kV | _ | LV | 400 kVA :Building Structure | 0.4 | --> | 0.4 | 0 | 0 | Constrained, otherwise capacity available =255 kVA | --> | 0.38 | 0 | 0.067 | 0.31 | 0 |  | --> | C27 ex KILBARRY | Kilbarry [T101,T43] | KILBARRY |  | 51.9105 | -8.4776
093052 | MV/LV Substation SH***052 |  | 10 kV | _ | LV | 400 kVA :Kiosk Substation | 0.4 | --> | 0.4 | 0 | 0 | Constrained, otherwise capacity available =272 kVA | --> | 0.38 | 0 | 0.046 | 0.328 | 0 |  | --> | C11 ex SANTRY | Santry [T41,T42] | FINGLAS |  | 53.3897 | -6.2363
116976X | MV/LV Substation BO***976X |  | 20 kV | _ | LV | 100 kVA :Pole Substation | 0.1 | --> | 0.1 | 0.081 | 8.1 |  | --> | 0.095 | 0 | 0.005 | 0 | 0 | Constrained, otherwise capacity available =89 kW | --> | E18 ex WESTPORT | Westport [T421,T422] | CASTLEBAR |  | 53.8284 | -9.4869
368982 | MV/LV Substation KN***982 |  | 20 kV | _ | LV | 50 kVA :Pole Substation | 0.05 | --> | 0.05 | 0 | 0 | Constrained, otherwise capacity available =47 kVA | --> | 0.048 | 0 | 0 | 0 | 0 | Constrained, otherwise capacity available =47 kW | --> | C12 ex BALLYHAUNIS | Ballyhaunis [T41,T42] | DALTON |  | 53.7677 | -8.8275
238001Y | MV/LV Substation DR***001Y |  | 20 kV | _ | LV | 200 kVA :Pole Substation | 0.2 | --> | 0.2 | 0 | 0 | Constrained, otherwise capacity available =177 kVA | --> | 0.19 | 0 | 0 | 0 | 0 | Constrained, otherwise capacity available =187 kW | --> | E13 ex BALLINROBE | Ballinrobe [T421,T422] | DALTON |  | 53.7348 | -9.3202
093056Z | MV/LV Substation CE***056Z |  | 10 kV | _ | LV | 630 kVA :Building Structure | 0.63 | --> | 0.63 | 0 | 0 | Constrained, otherwise capacity available =586 kVA | --> | 0.598 | 0 | 0 | 0.5 | 0 |  | --> | C24 ex POPPINTREE | Poppintree [T101,T102] | FINGLAS |  | 53.4019 | -6.299
063571 | MV/LV Substation AR***571 |  | 10 kV | _ | LV | 50 kVA :Pole Substation | 0.05 | --> | 0.05 | 0 | 0 | Constrained, otherwise capacity available =37 kVA | --> | 0.048 | 0 | 0.01 | 0 | 0 | Constrained, otherwise capacity available =38 kW | --> | C16 ex STICKILLEN | Stickillen [T41,T42] | DRYBRIDGE |  | 53.8221 | -6.4775
067018Z | MV/LV Substation GL***018Z |  | 10 kV | _ | LV | 400 kVA :Kiosk Substation | 0.4 | --> | 0.4 | 0 | 0 | Constrained, otherwise capacity available =372 kVA | --> | 0.38 | 0 | 0.016 | 0 | 0 | Constrained, otherwise capacity available =364 kW | --> | C21 ex CASTLETROY | Castletroy [T41,T42] | ARDNACRUSHA |  | 52.6566 | -8.5645
281084Y | MV/LV Substation TH***084Y |  | 10 kV | _ | LV | 630 kVA :Kiosk Substation | 0.63 | --> | 0.63 | 0 | 0 | Constrained, otherwise capacity available =382 kVA | --> | 0.598 | 0 | 0 | 0.5 | 0 |  | --> | C21 ex BALLINCOLLIG | Ballincollig [T41,T42] | KILBARRY |  | 51.8872 | -8.5912
082349Y | MV/LV Substation BL***349Y |  | 10 kV | _ | LV | 400 kVA :Kiosk Substation | 0.4 | --> | 0.4 | 0.317 | 2.01 |  | --> | 0.38 | 0 | 0.058 | 0 | 0 | Constrained, otherwise capacity available =326 kW | --> | C12 ex ABBEYLAND | Abbeyland [T41,T42] | NAVAN |  | 53.6568 | -6.677
184228X | MV/LV Substation TH***228X |  | 10 kV | _ | LV | 100 kVA :Pole Substation | 0.1 | --> | 0.1 | 0.068 | 3.38 |  | --> | 0.095 | 0 | 0 | 0 | 0 | Constrained, otherwise capacity available =90 kW | --> | C20 ex CASTLEBLAYNEY | Castleblayney [T41,T42] | DUNDALK |  | 54.1155 | -6.7459
1564344 | MV/LV Substation NO***4344 |  | 10 kV | _ | LV | 400 kVA :Building Structure | 0.4 | --> | 0.4 | 0.363 | 2.47 |  | --> | 0.38 | 0 | 0 | 0 | 0 | Constrained, otherwise capacity available =375 kW | --> | E21 ex TELAYDON | Telaydon [T42,T421] | LISDRUM |  | 54.2535 | -6.9695
068753X | MV/LV Substation BE***753X |  | 10 kV | _ | LV | 630 kVA :Building Structure | 0.63 | --> | 0.63 | 0.475 | 2.6 |  | --> | 0.598 | 0 | 0 | 0.5 | 0 |  | --> | C18 ex WOLFE TONE STREET | Wolfe Tone Street [T101,T102] | FINGLAS |  | 53.3545 | -6.2664
003238Y | MV/LV Substation MI***238Y |  | 10 kV | _ | LV | 100 kVA :Pole Substation | 0.1 | --> | 0.1 | 0.051 | 11.58 |  | --> | 0.095 | 0 | 0.016 | 0 | 0 | Constrained, otherwise capacity available =76 kW | --> | C14 ex BALLYBEG | Ballybeg [T101,T102] | CARRICKMINES |  | 52.9945 | -6.0837
014774Z | MV/LV Substation DO***774Z |  | 20 kV | _ | LV | 200 kVA :Kiosk Substation | 0.2 | --> | 0.2 | 0 | 0 | Constrained, otherwise capacity available =125 kVA | --> | 0.19 | 0 | 0.009 | 0 | 0 | Constrained, otherwise capacity available =173 kW | --> | C14 ex KILDARE | Kildare [T41,T42] | NEWBRIDGE |  | 53.2184 | -6.9846
1174201 | MV/LV Substation ES***4201 |  | 20 kV | _ | LV | 200 kVA :Building Structure | 0.2 | --> | 0.2 | 0 | 0 | Constrained, otherwise capacity available =200 kVA | --> | 0.19 | 0 | 0 | 0 | 0 | Constrained, otherwise capacity available =190 kW | --> | E14 ex COLLOONEY | Collooney [T421,T422] | SLIGO |  | 54.1826 | -8.4857
082090 | MV/LV Substation SA***090 |  | 10 kV | _ | LV | 50 kVA :Pole Substation | 0.05 | --> | 0.05 | 0.05 | 2.01 |  | --> | 0.048 | 0 | 0 | 0 | 0 | Constrained, otherwise capacity available =48 kW | --> | C17 ex ABBEYLAND | Abbeyland [T41,T42] | NAVAN |  | 53.6567 | -6.6856
2814113 | MV/LV Substation FO***4113 |  | 10 kV | _ | LV | 400 kVA :Kiosk Substation | 0.4 | --> | 0.4 | 0 | 0 | Constrained, otherwise capacity available =286 kVA | --> | 0.38 | 0 | 0.055 | 0 | 0 | Constrained, otherwise capacity available =323 kW | --> | C22 ex KILMONEY | Kilmoney [T41,T42] | TRABEG |  | 51.8061 | -8.3887
049985Y | MV/LV Substation CA***985Y |  | 20 kV | _ | LV | 100 kVA :Pole Substation | 0.1 | --> | 0.1 | 0.056 | 0.21 |  | --> | 0.095 | 0 | 0.011 | 0 | 0 | Constrained, otherwise capacity available =81 kW | --> | E21 ex LONGFORD | Longford [T421,T422] | RICHMOND |  | 53.7633 | -7.8403
062909X | MV/LV Substation RO***909X |  | 10 kV | _ | LV | 100 kVA :Pole Substation | 0.1 | --> | 0.1 | 0.094 | 1.03 |  | --> | 0.095 | 0 | 0 | 0 | 0 | Constrained, otherwise capacity available =94 kW | --> | C18 ex LITTLE MILLS | Little Mills [T41] | DUNDALK |  | 53.9542 | -6.439
062350Y | MV/LV Substation OR***350Y |  | 10 kV | _ | LV | 400 kVA :Kiosk Substation | 0.4 | --> | 0.4 | 0.347 | 3.12 |  | --> | 0.38 | 0 | 0 | 0 | 0 | Constrained, otherwise capacity available =373 kW | --> | C12 ex MARSHES | Marshes [T41,T42] | DUNDALK |  | 53.9867 | -6.3974
005628X | MV/LV Substation GL***628X |  | 20 kV | _ | LV | 400 kVA :Kiosk Substation | 0.4 | --> | 0.4 | 0.361 | 17.8 |  | --> | 0.38 | 0 | 0.015 | 0.364 | 0 |  | --> | E13 ex BANOGE | Banoge [T121,T122] | BANOGE |  | 52.6173 | -6.2285
405107 | MV/LV Substation LR***107 |  | 20 kV | _ | LV | 400 kVA :Kiosk Substation | 0.4 | --> | 0.4 | 0.287 | 3.03 |  | --> | 0.38 | 0 | 0.009 | 0 | 0 | Constrained, otherwise capacity available =358 kW | --> | E14 ex MOVILLE | Moville [T421,T422] | TRILLICK |  | 55.1884 | -7.0431
093522Z | MV/LV Substation PA***522Z |  | 10 kV | _ | LV | 400 kVA :Kiosk Substation | 0.4 | --> | 0.4 | 0 | 0 | Constrained, otherwise capacity available =359 kVA | --> | 0.38 | 0 | 0.002 | 0.373 | 0 |  | --> | C20 ex UNIDARE | Unidare [T41,T42] | FINGLAS |  | 53.3978 | -6.2875
276756 | MV/LV Substation RI***756 |  | 10 kV | _ | LV | 200 kVA :Building Structure | 0.2 | --> | 0.2 | 0.195 | 0.76 |  | --> | 0.19 | 0 | 0 | 0 | 0 | Constrained, otherwise capacity available =189 kW | --> | C18 ex WOODFORD | Woodford [T41,T42] | KNOCKEARAGH |  | 52.0495 | -9.507
433016X | MV/LV Substation CA***016X |  | 10 kV | _ | LV | 200 kVA :Kiosk Substation | 0.2 | --> | 0.2 | 0 | 0 | Constrained, otherwise capacity available =167 kVA | --> | 0.19 | 0 | 0 | 0 | 0 | Constrained, otherwise capacity available =185 kW | --> | C12 ex BALLAGHADERREEN | Ballaghaderreen [T41,T42] | TONROE |  | 53.8984 | -8.5849
137002 | MV/LV Substation MA***002 |  | 10 kV | _ | LV | 200 kVA :Pole Substation | 0.2 | --> | 0.2 | 0.166 | 2 |  | --> | 0.19 | 0 | 0 | 0 | 0 | Constrained, otherwise capacity available =185 kW | --> | C19 ex CAUSEWAY | Causeway [T41,T42] | TRALEE |  | 52.3936 | -9.8458
252543 | MV/LV Substation SR***543 |  | 20 kV | _ | LV | 200 kVA :Pole Substation | 0.2 | --> | 0.2 | 0.114 | 1.32 |  | --> | 0.19 | 0 | 0.011 | 0.17 | 0 |  | --> | C24 ex CLIFDEN | Clifden [T41,T42] | SCREEB |  | 53.5562 | -10.1124
258048X | MV/LV Substation FI***048X |  | 20 kV | _ | LV | 100 kVA :Pole Substation | 0.1 | --> | 0.1 | 0.08 | 1.86 |  | --> | 0.095 | 0 | 0.025 | 0 | 0 | Constrained, otherwise capacity available =74 kW | --> | E17 ex CREESLOUGH | Creeslough [T421] | ARDNAGAPPARY |  | 55.1768 | -7.9742
082124 | MV/LV Substation BA***124 |  | 10 kV | _ | LV | 200 kVA :Building Structure | 0.2 | --> | 0.2 | 0.14 | 2.01 |  | --> | 0.19 | 0 | 0.235 | 0 | 0 | Constrained, otherwise capacity available =8 kW | --> | C15 ex ABBEYLAND | Abbeyland [T41,T42] | NAVAN |  | 53.6557 | -6.6938
029122Y | MV/LV Substation TD***122Y |  | 10 kV | _ | LV | 400 kVA :Building Structure | 0.4 | --> | 0.4 | 0 | 0 | Constrained, otherwise capacity available =396 kVA | --> | 0.38 | 0 | 0 | 0 | 0 | Constrained, otherwise capacity available =380 kW | --> | C22 ex KILLACLOYNE | Killacloyne [T41,T42] | MIDLETON |  | 51.9089 | -8.2761
192112X | MV/LV Substation IN***112X |  | 10 kV | _ | LV | 50 kVA :Kiosk Substation | 0.05 | --> | 0.05 | 0.046 | 1.7 |  | --> | 0.048 | 0 | 0 | 0 | 0 | Constrained, otherwise capacity available =47 kW | --> | E15 ex GWEEDORE | Gweedore [T421] | ARDNAGAPPARY |  | 55.1705 | -8.1653
108512 | MV/LV Substation DR***512 |  | 20 kV | _ | LV | 50 kVA :Pole Substation | 0.05 | --> | 0.05 | 0.048 | 1.57 |  | --> | 0.048 | 0 | 0 | 0 | 0 | Constrained, otherwise capacity available =47 kW | --> | C17 ex BALLYSHANNON | Ballyshannon [T41,T42] | CATHALEENS FALL |  | 54.5919 | -8.1155
127489Y | MV/LV Substation RO***489Y |  | 10 kV | _ | LV | 630 kVA :Kiosk Substation | 0.63 | --> | 0.63 | 0 | 0 | Constrained, otherwise capacity available =546 kVA | --> | 0.598 | 0 | 0.005 | 0 | 0 | Constrained, otherwise capacity available =583 kW | --> | C11 ex HOLYCROSS ROAD | Holycross Road [T41,T42] | THURLES |  | 52.6662 | -7.8137
003965X | MV/LV Substation TH***965X |  | 10 kV | _ | LV | 400 kVA :Kiosk Substation | 0.4 | --> | 0.4 | 0.336 | 11.58 |  | --> | 0.38 | 0 | 0.015 | 0 | 0 | Constrained, otherwise capacity available =360 kW | --> | C21 ex BALLYBEG | Ballybeg [T101,T102] | CARRICKMINES |  | 52.9876 | -6.0876
007797Z | MV/LV Substation CO***797Z |  | 10 kV | _ | LV | 400 kVA :Kiosk Substation | 0.4 | --> | 0.4 | 0.268 | 0.9 |  | --> | 0.38 | 0 | 0.024 | 0 | 0 | Constrained, otherwise capacity available =344 kW | --> | C19 ex CLONARD | Clonard [T41,T42] | WEXFORD |  | 52.3244 | -6.4963
127043 | MV/LV Substation DU***043 |  | 10 kV | _ | LV | 400 kVA :Kiosk Substation | 0.4 | --> | 0.4 | 0 | 0 | Constrained, otherwise capacity available =297 kVA | --> | 0.38 | 0 | 0.044 | 0 | 0 | Constrained, otherwise capacity available =333 kW | --> | C15 ex LOUGHTAGALLA | Loughtagalla [T41,T42] | THURLES |  | 52.679 | -7.7937
253893X | MV/LV Substation CU***893X |  | 20 kV | _ | LV | 50 kVA :Pole Substation | 0.05 | --> | 0.05 | 0 | 0 | Constrained, otherwise capacity available =50 kVA | --> | 0.048 | 0 | 0 | 0 | 0 | Constrained, otherwise capacity available =48 kW | --> | E47 ex CLAREGALWAY | Claregalway [T42,T421] | GALWAY 110KV |  | 53.43 | -8.7579
046102 | MV/LV Substation BE***102 |  | 10 kV | _ | LV | 400 kVA :Kiosk Substation | 0.4 | --> | 0.4 | 0 | 0 | Constrained, otherwise capacity available =353 kVA | --> | 0.38 | 0 | 0.005 | 0.37 | 0 |  | --> | C12 ex CRANMORE | Cranmore [T41,T42] | SLIGO |  | 54.2646 | -8.4635
156362 | MV/LV Substation TI***362 |  | 20 kV | _ | LV | 100 kVA :Pole Substation | 0.1 | --> | 0.1 | 0.1 | 2.47 |  | --> | 0.095 | 0 | 0 | 0 | 0 | Constrained, otherwise capacity available =95 kW | --> | E19 ex TELAYDON | Telaydon [T42,T421] | LISDRUM |  | 54.2797 | -6.9143
059360Y | MV/LV Substation KI***360Y |  | 10 kV | _ | LV | 50 kVA :Pole Substation | 0.05 | --> | 0.05 | 0 | 0 | Constrained, otherwise capacity available =30 kVA | --> | 0.048 | 0 | 0 | 0 | 0 | Constrained, otherwise capacity available =45 kW | --> | C15 ex DERRYCRAMPH | Derrycramph [T41,T42] | SHANKILL |  | 53.9839 | -7.3674
014006Y | MV/LV Substation DE***006Y |  | 20 kV | _ | LV | 200 kVA :Pole Substation | 0.2 | --> | 0.2 | 0 | 0 | Constrained, otherwise capacity available =200 kVA | --> | 0.19 | 0 | 0 | 0 | 0 | Constrained, otherwise capacity available =190 kW | --> | C11 ex KILDARE | Kildare [T41,T42] | NEWBRIDGE |  | 53.1591 | -7.0111
1604127 | MV/LV Substation CO***4127 |  | 10 kV | _ | LV | 200 kVA :Kiosk Substation | 0.2 | --> | 0.2 | 0 | 0 | Constrained, otherwise capacity available =162 kVA | --> | 0.19 | 0 | 0 | 0 | 0 | Constrained, otherwise capacity available =185 kW | --> | C20 ex MOUNTMELLICK | Mountmellick [T41,T42] | PORTLAOISE |  | 53.0815 | -7.2512
022448 | MV/LV Substation KI***448 |  | 20 kV | _ | LV | 50 kVA :Pole Substation | 0.05 | --> | 0.05 | 0 | 0 | Constrained, otherwise capacity available =47 kVA | --> | 0.048 | 0 | 0 | 0 | 0 | Constrained, otherwise capacity available =47 kW | --> | C18 ex SCARTEEN | Scarteen [T41,T42] | MALLOW |  | 52.1434 | -8.7202
276168 | MV/LV Substation OA***168 |  | 10 kV | _ | LV | 400 kVA :Kiosk Substation | 0.4 | --> | 0.4 | 0 | 0 | Constrained, otherwise capacity available =287 kVA | --> | 0.38 | 0 | 0 | 0 | 0 | Constrained, otherwise capacity available =364 kW | --> | C11 ex COOLCORCORAN | Coolcorcoran [T41,T42] | KNOCKEARAGH |  | 52.0627 | -9.4928
0494215 | MV/LV Substation MC***4215 |  | 20 kV | _ | LV | 50 kVA :Pole Substation | 0.05 | --> | 0.05 | 0.047 | 0.21 |  | --> | 0.048 | 0 | 0 | 0 | 0 | Constrained, otherwise capacity available =47 kW | --> | E12 ex LONGFORD | Longford [T421,T422] | RICHMOND |  | 53.7847 | -7.7966
074550X | MV/LV Substation CL***550X |  | 20 kV | _ | LV | 200 kVA :Kiosk Substation | 0.2 | --> | 0.2 | 0 | 0 | Constrained, otherwise capacity available =183 kVA | --> | 0.19 | 0 | 0 | 0 | 0 | Constrained, otherwise capacity available =188 kW | --> | C14 ex CARRICK ON SHANNON | Carrick On Shannon [T41,T42] | CARRICK ON SHANNON |  | 53.9939 | -8.0676
158401 | MV/LV Substation LE***401 |  | 10 kV | _ | LV | 50 kVA :Pole Substation | 0.05 | --> | 0.05 | 0 | 0.83 |  | --> | 0.048 | 0 | 0.008 | 0 | 0 | Constrained, otherwise capacity available =32 kW | --> | C18 ex MILLTOWN MALBAY | Milltown Malbay [T42] | TULLABRACK |  | 52.8507 | -9.412
008722Z | MV/LV Substation PR***722Z |  | 10 kV | _ | LV | 50 kVA :Pole Substation | 0.05 | --> | 0.05 | 0 | 0 | Constrained, otherwise capacity available =44 kVA | --> | 0.048 | 0 | 0 | 0 | 0 | Constrained, otherwise capacity available =47 kW | --> | E11 ex KNOCKMULLEN | Knockmullen [T42,T421] | GREAT ISLAND |  | 52.4345 | -6.8935
0394264 | MV/LV Substation LE***4264 |  | 10 kV | _ | LV | 400 kVA :Kiosk Substation | 0.4 | --> | 0.4 | 0.391 | 11.03 |  | --> | 0.38 | 0 | 0 | 0.379 | 0 |  | --> | C28 ex SALTHILL | Salthill [T101,T102] | SALTHILL |  | 53.266 | -9.1301
071908 | MV/LV Substation CH***908 |  | 10 kV | _ | LV | 400 kVA :Kiosk Substation | 0.4 | --> | 0.4 | 0 | 0 | Constrained, otherwise capacity available =331 kVA | --> | 0.38 | 0 | 0.022 | 0.354 | 0 |  | --> | C11 ex GREYSTONES | Greystones [T41,T42] | FASSAROE |  | 53.1378 | -6.0824
021012X | MV/LV Substation MI***012X |  | 10 kV | _ | LV | 400 kVA :Kiosk Substation | 0.4 | --> | 0.4 | 0 | 0 | Constrained, otherwise capacity available =328 kVA | --> | 0.38 | 0 | 0.053 | 0.331 | 0 |  | --> | C12 ex RIVERSTOWN | Riverstown [T41,T42] | KILBARRY |  | 51.9424 | -8.3974
204090X | MV/LV Substation SL***090X |  | 20 kV | _ | LV | 50 kVA :Pole Substation | 0.05 | --> | 0.05 | 0 | 0 | Constrained, otherwise capacity available =41 kVA | --> | 0.048 | 0 | 0 | 0 | 0 | Constrained, otherwise capacity available =46 kW | --> | E14 ex BUNCRANA | Buncrana [T421,T422] | TRILLICK |  | 55.1582 | -7.4544
156432Y | MV/LV Substation SH***432Y |  | 10 kV | _ | LV | 200 kVA :Pole Substation | 0.2 | --> | 0.2 | 0 | 0 | Constrained, otherwise capacity available =186 kVA | --> | 0.19 | 0 | 0 | 0 | 0 | Constrained, otherwise capacity available =188 kW | --> | C15 ex DRUMBEAR | Drumbear [T41,T42] | LISDRUM |  | 54.23 | -6.9658
253433Y | MV/LV Substation KI***433Y |  | 20 kV | _ | LV | 100 kVA :Pole Substation | 0.1 | --> | 0.1 | 0 | 0 | Constrained, otherwise capacity available =100 kVA | --> | 0.095 | 0 | 0 | 0 | 0 | Constrained, otherwise capacity available =95 kW | --> | C23 ex TUAM NORTH | Tuam North [T41,T42] | CLOON |  | 53.5656 | -9.0269
063533X | MV/LV Substation AR***533X |  | 10 kV | _ | LV | 630 kVA :Building Structure | 0.63 | --> | 0.63 | 0 | 0 | Constrained, otherwise capacity available =495 kVA | --> | 0.598 | 0 | 0.035 | 0 | 0 | Constrained, otherwise capacity available =554 kW | --> | C17 ex STICKILLEN | Stickillen [T41,T42] | DRYBRIDGE |  | 53.8551 | -6.5214
0424239 | MV/LV Substation MA***4239 |  | 10 kV | _ | LV | 50 kVA :Pole Substation | 0.05 | --> | 0.05 | 0 | 0 | Constrained, otherwise capacity available =50 kVA | --> | 0.048 | 0 | 0 | 0 | 0 | Constrained, otherwise capacity available =48 kW | --> | C20 ex KNOCKAPHUNTA | Knockaphunta [T41,T42] | CASTLEBAR |  | 53.8271 | -9.1908
233427 | MV/LV Substation CR***427 |  | 10 kV | _ | LV | 50 kVA :Pole Substation | 0.05 | --> | 0.05 | 0 | 0 | Constrained, otherwise capacity available =34 kVA | --> | 0.048 | 0 | 0.02 | 0 | 0 | Constrained, otherwise capacity available =30 kW | --> | C23 ex CASTLEISLAND | Castleisland [T41,T42] | TRALEE |  | 52.2477 | -9.4473
120481Y | MV/LV Substation BR***481Y |  | 20 kV | _ | LV | 200 kVA :Kiosk Substation | 0.2 | --> | 0.2 | 0.156 | 3.5 |  | --> | 0.19 | 0 | 0.005 | 0 | 0 | Constrained, otherwise capacity available =180 kW | --> | E12 ex DUNFIRTH | Dunfirth [T122] | DUNFIRTH |  | 53.4529 | -6.924
160136Z | MV/LV Substation PO***136Z |  | 10 kV | _ | LV | 50 kVA :Pole Substation | 0.05 | --> | 0.05 | 0 | 0 | Constrained, otherwise capacity available =48 kVA | --> | 0.048 | 0 | 0 | 0 | 0 | Constrained, otherwise capacity available =47 kW | --> | C15 ex MOUNTMELLICK | Mountmellick [T41,T42] | PORTLAOISE |  | 53.0829 | -7.3321
154653Z | MV/LV Substation ST***653Z |  | 20 kV | _ | LV | 50 kVA :Pole Substation | 0.05 | --> | 0.05 | 0 | 0 | Constrained, otherwise capacity available =43 kVA | --> | 0.048 | 0 | 0.005 | 0.043 | 0 |  | --> | C21 ex MACETOWN | Macetown [T101,T102] | MACETOWN |  | 53.4453 | -6.4358
058085X | MV/LV Substation KE***085X |  | 10 kV | _ | LV | 200 kVA :Pole Substation | 0.2 | --> | 0.2 | 0.184 | 3 |  | --> | 0.19 | 0 | 0 | 0 | 0 | Constrained, otherwise capacity available =188 kW | --> | C23 ex NENAGH | Nenagh [T41,T42] | NENAGH |  | 52.8237 | -8.1985
029755Y | MV/LV Substation CA***755Y |  | 10 kV | _ | LV | 630 kVA :Building Structure | 0.63 | --> | 0.63 | 0 | 0 | Constrained, otherwise capacity available =531 kVA | --> | 0.598 | 0 | 0 | 0 | 0 | Constrained, otherwise capacity available =585 kW | --> | C12 ex KILLACLOYNE | Killacloyne [T41,T42] | MIDLETON |  | 51.9099 | -8.2709
162409 | MV/LV Substation FR***409 |  | 10 kV | _ | LV | 50 kVA :Pole Substation | 0.05 | --> | 0.05 | 0.038 | 0.25 |  | --> | 0.048 | 0 | 0 | 0 | 0 | Constrained, otherwise capacity available =46 kW | --> | C16 ex ROSSGEIR | Rossgeir [T41,T42] | LETTERKENNY |  | 54.8805 | -7.5359
0684141 | MV/LV Substation EX***4141 |  | 10 kV | _ | LV | 1000 kVA :Building Structure | 1 | --> | 1 | 0.43 | 7.61 |  | --> | 0.95 | 0 | 0.03 | 0.5 | 0 |  | --> | C12 ex SHERIFF STREET | Sheriff Street [T41,T42] | FRANCIS STREET |  | 53.349 | -6.2467
153678 | MV/LV Substation CU***678 |  | 20 kV | _ | LV | 630 kVA :Kiosk Substation | 0.63 | --> | 0.63 | 0 | 0 | Constrained, otherwise capacity available =480 kVA | --> | 0.598 | 0 | 0.025 | 0 | 0 | Constrained, otherwise capacity available =559 kW | --> | E17 ex BIRDHILL | Birdhill [T421,T422] | ARDNACRUSHA |  | 52.8133 | -8.4373
0494274 | MV/LV Substation DO***4274 |  | 10 kV | _ | LV | 400 kVA :Kiosk Substation | 0.4 | --> | 0.4 | 0.286 | 2.8 |  | --> | 0.38 | 0 | 0 | 0 | 0 | Constrained, otherwise capacity available =364 kW | --> | C19 ex GLEBE | Glebe [T41,T42] | RICHMOND |  | 53.7336 | -7.7835
046888 | MV/LV Substation TE***888 |  | 10 kV | _ | LV | 100 kVA :Pole Substation | 0.1 | --> | 0.1 | 0.085 | 5.48 |  | --> | 0.095 | 0 | 0 | 0.093 | 0 |  | --> | C17 ex BALLYTIVNAN | Ballytivnan [T41,T42] | SLIGO |  | 54.2901 | -8.4702
252910X | MV/LV Substation ER***910X |  | 10 kV | _ | LV | 50 kVA :Pole Substation | 0.05 | --> | 0.05 | 0.05 | 2.76 |  | --> | 0.048 | 0 | 0 | 0.048 | 0 |  | --> | C19 ex RECESS | Recess [T41] | SCREEB |  | 53.3922 | -9.9304
063652X | MV/LV Substation RO***652X |  | 10 kV | _ | LV | 200 kVA :Kiosk Substation | 0.2 | --> | 0.2 | 0 | 0 | Constrained, otherwise capacity available =155 kVA | --> | 0.19 | 0 | 0.007 | 0 | 0 | Constrained, otherwise capacity available =179 kW | --> | C15 ex STICKILLEN | Stickillen [T41,T42] | DRYBRIDGE |  | 53.8478 | -6.5441
007719Y | MV/LV Substation CA***719Y |  | 20 kV | _ | LV | 100 kVA :Pole Substation | 0.1 | --> | 0.1 | 0.083 | 1.4 |  | --> | 0.095 | 0 | 0.011 | 0 | 0 | Constrained, otherwise capacity available =84 kW | --> | E13 ex KILLINICK | Killinick [T421,T422] | WEXFORD |  | 52.1986 | -6.3538
345781 | MV/LV Substation ME***781 |  | 20 kV | _ | LV | 400 kVA :Building Structure | 0.4 | --> | 0.4 | 0 | 0 | Constrained, otherwise capacity available =318 kVA | --> | 0.38 | 0 | 0 | 0.369 | 0 |  | --> | E16 ex MANORHAMILTON | Manorhamilton [T422] | SLIGO |  | 54.3038 | -8.1687
066118Y | MV/LV Substation MA***118Y |  | 20 kV | _ | LV | 400 kVA :Kiosk Substation | 0.4 | --> | 0.4 | 0 | 0 | Constrained, otherwise capacity available =312 kVA | --> | 0.38 | 0 | 0.027 | 0 | 0 | Constrained, otherwise capacity available =348 kW | --> | E17 ex BALTRASNA | Baltrasna [T121,T122] | BALTRASNA |  | 53.5094 | -6.5322
0314123 | MV/LV Substation CL***4123 |  | 20 kV | _ | LV | 50 kVA :Pole Substation | 0.05 | --> | 0.05 | 0 | 0 | Constrained, otherwise capacity available =33 kVA | --> | 0.048 | 0 | 0.005 | 0 | 0 | Constrained, otherwise capacity available =41 kW | --> | E18 ex SPRINGS | Springs [T421,T422] | DUNGARVAN |  | 52.0472 | -7.5851
0344193 | MV/LV Substation CA***4193 |  | 20 kV | _ | LV | 50 kVA :Pole Substation | 0.05 | --> | 0.05 | 0.05 | 0.49 |  | --> | 0.048 | 0 | 0 | 0 | 0 | Constrained, otherwise capacity available =48 kW | --> | E15 ex ARDFINNAN | Ardfinnan [T421] | CAHIR |  | 52.3569 | -7.8111
136897X | MV/LV Substation BA***897X |  | 10 kV | _ | LV | 50 kVA :Pole Substation | 0.05 | --> | 0.05 | 0 | 0 | Constrained, otherwise capacity available =45 kVA | --> | 0.048 | 0 | 0 | 0 | 0 | Constrained, otherwise capacity available =47 kW | --> | C17 ex ROSCOMMON | Roscommon [T41,T42] | LANESBORO |  | 53.6027 | -8.1852
433458X | MV/LV Substation CL***458X |  | 20 kV | _ | LV | 50 kVA :Pole Substation | 0.05 | --> | 0.05 | 0 | 0 | Constrained, otherwise capacity available =50 kVA | --> | 0.048 | 0 | 0 | 0 | 0 | Constrained, otherwise capacity available =48 kW | --> | C12 ex BALLAGHADERREEN | Ballaghaderreen [T41,T42] | TONROE |  | 53.8236 | -8.5878
068715X | MV/LV Substation ME***715X |  | 10 kV | _ | LV | 1000 kVA :Building Structure | 1 | --> | 1 | 0.5 | 11.14 |  | --> | 0.95 | 0 | 0 | 0.5 | 0 |  | --> | C12 ex CABRA | Cabra [T101,T102] | FINGLAS |  | 53.3772 | -6.3117
082597Y | MV/LV Substation KI***597Y |  | 20 kV | _ | LV | 50 kVA :Pole Substation | 0.05 | --> | 0.05 | 0 | 0 | Constrained, otherwise capacity available =34 kVA | --> | 0.048 | 0 | 0 | 0 | 0 | Constrained, otherwise capacity available =45 kW | --> | E15 ex ACADEMY STREET | Academy Street [T421,T422,T44] | NAVAN |  | 53.6307 | -6.6529
066558Z | MV/LV Substation BR***558Z |  | 20 kV | _ | LV | 400 kVA :Kiosk Substation | 0.4 | --> | 0.4 | 0 | 0 | Constrained, otherwise capacity available =344 kVA | --> | 0.38 | 0 | 0 | 0 | 0 | Constrained, otherwise capacity available =372 kW | --> | E16 ex ASHBOURNE | Ashbourne [T421,T422] | FINGLAS |  | 53.5143 | -6.4119
048018X | MV/LV Substation TU***018X |  | 20 kV | _ | LV | 200 kVA :Pole Substation | 0.2 | --> | 0.2 | 0.2 | 2.03 |  | --> | 0.19 | 0 | 0 | 0 | 0 | Constrained, otherwise capacity available =190 kW | --> | E15 ex MOHILL | Mohill [T421,T422] | CARRICK ON SHANNON |  | 54.0518 | -7.8017
027315 | MV/LV Substation RA***315 |  | 10 kV | _ | LV | 400 kVA :Kiosk Substation | 0.4 | --> | 0.4 | 0.235 | 7.79 |  | --> | 0.38 | 0 | 0.063 | 0 | 0 | Constrained, otherwise capacity available =310 kW | --> | C11 ex DUNMANWAY | Dunmanway [T422,T43] | DUNMANWAY |  | 51.7164 | -9.1123
149109X | MV/LV Substation KE***109X |  | 20 kV | _ | LV | 400 kVA :Kiosk Substation | 0.4 | --> | 0.4 | 0 | 0 | Constrained, otherwise capacity available =238 kVA | --> | 0.38 | 0 | 0.01 | 0 | 0 | Constrained, otherwise capacity available =350 kW | --> | C13 ex DONEGAL | Donegal [T41,T42] | CATHALEENS FALL |  | 54.6149 | -8.0883
154162Z | MV/LV Substation WO***162Z |  | 10 kV | _ | LV | 630 kVA :Kiosk Substation | 0.63 | --> | 0.63 | 0 | 0 | Constrained, otherwise capacity available =489 kVA | --> | 0.598 | 0 | 0 | 0 | 0 | Constrained, otherwise capacity available =579 kW | --> | C12 ex COOLMINE | Coolmine [T41,T42] | FINGLAS |  | 53.3881 | -6.3917
0314125 | MV/LV Substation CA***4125 |  | 10 kV | _ | LV | 50 kVA :Pole Substation | 0.05 | --> | 0.05 | 0 | 0 | Constrained, otherwise capacity available =50 kVA | --> | 0.048 | 0 | 0 | 0 | 0 | Constrained, otherwise capacity available =48 kW | --> | C17 ex COLLIGAN | Colligan [T41,T42] | DUNGARVAN |  | 52.0986 | -7.7075
082584Y | MV/LV Substation MI***584Y |  | 10 kV | _ | LV | 200 kVA :Pole Substation | 0.2 | --> | 0.2 | 0.188 | 2.01 |  | --> | 0.19 | 0 | 0 | 0 | 0 | Constrained, otherwise capacity available =188 kW | --> | C12 ex ABBEYLAND | Abbeyland [T41,T42] | NAVAN |  | 53.6716 | -6.6883
281158X | MV/LV Substation DO***158X |  | 10 kV | _ | LV | 630 kVA :Kiosk Substation | 0.63 | --> | 0.63 | 0.427 | 5.49 |  | --> | 0.598 | 0 | 0.006 | 0.5 | 0 |  | --> | C12 ex TRABEG | Trabeg [T101,T102] | TRABEG |  | 51.8849 | -8.4598
365096 | MV/LV Substation OL***096 |  | 10 kV | _ | LV | 400 kVA :Kiosk Substation | 0.4 | --> | 0.4 | 0 | 0 | Constrained, otherwise capacity available =354 kVA | --> | 0.38 | 0 | 0 | 0.374 | 0 |  | --> | C22 ex OLDBAWN | Oldbawn [T41,T42] | COOKSTOWN |  | 53.2721 | -6.3497
082449Y | MV/LV Substation CO***449Y |  | 20 kV | _ | LV | 33 kVA :Pole Substation | 0.033 | --> | 0.033 | 0.026 | 0.64 |  | --> | 0.031 | 0 | 0 | 0 | 0 | Constrained, otherwise capacity available =30 kW | --> | E14 ex RANDALSTOWN | Randalstown [T422] | NAVAN |  | 53.7302 | -6.7078
082320Y | MV/LV Substation BL***320Y |  | 10 kV | _ | LV | 200 kVA :Kiosk Substation | 0.2 | --> | 0.2 | 0.104 | 2.01 |  | --> | 0.19 | 0 | 0.009 | 0 | 0 | Constrained, otherwise capacity available =170 kW | --> | C17 ex ABBEYLAND | Abbeyland [T41,T42] | NAVAN |  | 53.6606 | -6.6867
022832X | MV/LV Substation CL***832X |  | 10 kV | _ | LV | 400 kVA :Kiosk Substation | 0.4 | --> | 0.4 | 0.294 | 4.55 |  | --> | 0.38 | 0 | 0.007 | 0 | 0 | Constrained, otherwise capacity available =360 kW | --> | C14 ex MALLOW | Mallow [T41,T42] | MALLOW |  | 52.145 | -8.6442
004090 | MV/LV Substation WO***090 |  | 10 kV | _ | LV | 200 kVA :Pole Substation | 0.2 | --> | 0.2 | 0.17 | 0.45 |  | --> | 0.19 | 0 | 0 | 0 | 0 | Constrained, otherwise capacity available =186 kW | --> | C12 ex KILMAGIG | Kilmagig [T42] | ARKLOW |  | 52.8327 | -6.2322
207154 | MV/LV Substation MU***154 |  | 10 kV | _ | LV | 50 kVA :Pole Substation | 0.05 | --> | 0.05 | 0.046 | 3.38 |  | --> | 0.048 | 0 | 0 | 0 | 0 | Constrained, otherwise capacity available =47 kW | --> | C15 ex GLENGOOLE | Glengoole [T41] | THURLES |  | 52.706 | -7.5397
069658 | MV/LV Substation SP***658 |  | 10 kV | _ | LV | 400 kVA :Kiosk Substation | 0.4 | --> | 0.4 | 0 | 0 | Constrained, otherwise capacity available =331 kVA | --> | 0.38 | 0 | 0.005 | 0.367 | 0 |  | --> | C12 ex BALLYBODEN | Ballyboden [T41,T42] | COOKSTOWN |  | 53.2788 | -6.2977
248733X | MV/LV Substation RA***733X |  | 20 kV | _ | LV | 50 kVA :Pole Substation | 0.05 | --> | 0.05 | 0 | 0 | Constrained, otherwise capacity available =44 kVA | --> | 0.048 | 0 | 0.01 | 0 | 0 | Constrained, otherwise capacity available =39 kW | --> | E19 ex KILCOCK | Kilcock [T421,T422] | GRIFFINRATH |  | 53.3367 | -6.6763
067140 | MV/LV Substation LY***140 |  | 10 kV | _ | LV | 400 kVA :Kiosk Substation | 0.4 | --> | 0.4 | 0 | 0 | Constrained, otherwise capacity available =287 kVA | --> | 0.38 | 0 | 0.01 | 0.357 | 0 |  | --> | C13 ex GARRYOWEN | Garryowen [T41,T42] | LIMERICK |  | 52.6572 | -8.6013
063404 | MV/LV Substation BO***404 |  | 10 kV | _ | LV | 100 kVA :Pole Substation | 0.1 | --> | 0.1 | 0 | 0 | Constrained, otherwise capacity available =74 kVA | --> | 0.095 | 0 | 0.015 | 0 | 0 | Constrained, otherwise capacity available =80 kW | --> | C19 ex BALLYBAILIE | Ballybailie [T41,T42] | DUNDALK |  | 53.8539 | -6.5738
305305 | MV/LV Substation S ***305 |  | 20 kV | _ | LV | 200 kVA :Pole Substation | 0.2 | --> | 0.2 | 0.136 | 4.61 |  | --> | 0.19 | 0 | 0 | 0 | 0 | Constrained, otherwise capacity available =181 kW | --> | E12 ex LUMCLOON | Lumcloon [T421,T422] | DALLOW |  | 53.2719 | -7.8149
037064 | MV/LV Substation GA***064 |  | 10 kV | _ | LV | 200 kVA :Building Structure | 0.2 | --> | 0.2 | 0.093 | 13.05 |  | --> | 0.19 | 0 | 0 | 0.175 | 0 |  | --> | C12 ex ENNIS | Ennis [T101,T102] | ENNIS |  | 52.843 | -8.9738
009022Y | MV/LV Substation GR***022Y |  | 10 kV | _ | LV | 630 kVA :Building Structure | 0.63 | --> | 0.63 | 0.5 | 0.53 | Constrained, otherwise capacity available =548 kVA | --> | 0.598 | 0 | 0 | 0 | 0 | Constrained, otherwise capacity available =587 kW | --> | C17 ex MANOR STREET | Manor Street [T41,T42] | WATERFORD |  | 52.2619 | -7.1122
153026 | MV/LV Substation N ***026 |  | 20 kV | _ | LV | 400 kVA :Kiosk Substation | 0.4 | --> | 0.4 | 0 | 0 | Constrained, otherwise capacity available =337 kVA | --> | 0.38 | 0 | 0.005 | 0 | 0 | Constrained, otherwise capacity available =368 kW | --> | E11 ex BIRDHILL | Birdhill [T421,T422] | ARDNACRUSHA |  | 52.714 | -8.4082
220245X | MV/LV Substation BA***245X |  | 20 kV | _ | LV | 50 kVA :Pole Substation | 0.05 | --> | 0.05 | 0.042 | 2.33 |  | --> | 0.048 | 0 | 0 | 0 | 0 | Constrained, otherwise capacity available =46 kW | --> | E14 ex MOY | Moy [T421,T422] | MOY |  | 54.2633 | -9.2275
064997Y | MV/LV Substation AS***997Y |  | 10 kV | _ | LV | 400 kVA :Kiosk Substation | 0.4 | --> | 0.4 | 0 | 0 | Constrained, otherwise capacity available =304 kVA | --> | 0.38 | 0 | 0.005 | 0 | 0 | Constrained, otherwise capacity available =363 kW | --> | C21 ex TERMONFECKIN ROAD | Termonfeckin Road [T41,T42] | DRYBRIDGE |  | 53.7337 | -6.3299
062806Y | MV/LV Substation ID***806Y |  | 10 kV | _ | LV | 50 kVA :Pole Substation | 0.05 | --> | 0.05 | 0.05 | 3.12 |  | --> | 0.048 | 0 | 0 | 0 | 0 | Constrained, otherwise capacity available =48 kW | --> | C15 ex MARSHES | Marshes [T41,T42] | DUNDALK |  | 53.9796 | -6.3814
036400 | MV/LV Substation BA***400 |  | 20 kV | _ | LV | 50 kVA :Pole Substation | 0.05 | --> | 0.05 | 0.025 | 1.4 |  | --> | 0.048 | 0 | 0.002 | 0 | 0 | Constrained, otherwise capacity available =43 kW | --> | E17 ex KILROSS ROAD | Kilross Road [T421] | TIPPERARY |  | 52.4153 | -8.2081
136589Y | MV/LV Substation VI***589Y |  | 20 kV | _ | LV | 50 kVA :Pole Substation | 0.05 | --> | 0.05 | 0 | 0 | Constrained, otherwise capacity available =40 kVA | --> | 0.048 | 0 | 0.01 | 0 | 0 | Constrained, otherwise capacity available =39 kW | --> | C20 ex ROSCOMMON | Roscommon [T41,T42] | LANESBORO |  | 53.7794 | -8.2528
021184Y | MV/LV Substation OR***184Y |  | 10 kV | _ | LV | 400 kVA :Kiosk Substation | 0.4 | --> | 0.4 | 0 | 0 | Constrained, otherwise capacity available =147 kVA | --> | 0.38 | 0 | 0.045 | 0.318 | 0 |  | --> | C15 ex RIVERSTOWN | Riverstown [T41,T42] | KILBARRY |  | 51.9298 | -8.3888
067092X | MV/LV Substation HA***092X |  | 20 kV | _ | LV | 50 kVA :Pole Substation | 0.05 | --> | 0.05 | 0.03 | 6.81 |  | --> | 0.048 | 0 | 0.01 | 0.037 | 0 |  | --> | C03 ex AHANE | Ahane [T102] | AHANE |  | 52.6668 | -8.5404
062111 | MV/LV Substation AN***111 |  | 10 kV | _ | LV | 400 kVA :Building Structure | 0.4 | --> | 0.4 | 0.294 | 0.72 |  | --> | 0.38 | 0 | 0.175 | 0 | 0 | Constrained, otherwise capacity available =236 kW | --> | C15 ex COES ROAD | Coes Road [T41,T42] | DUNDALK |  | 53.9983 | -6.3816
046096 | MV/LV Substation CR***096 |  | 10 kV | _ | LV | 400 kVA :Kiosk Substation | 0.4 | --> | 0.4 | 0 | 0 | Constrained, otherwise capacity available =374 kVA | --> | 0.38 | 0 | 0 | 0.376 | 0 |  | --> | C12 ex CRANMORE | Cranmore [T41,T42] | SLIGO |  | 54.2668 | -8.4626
210579X | MV/LV Substation I.***579X |  | 10 kV | _ | LV | 400 kVA :Building Structure | 0.4 | --> | 0.4 | 0 | 0 | Constrained, otherwise capacity available =369 kVA | --> | 0.38 | 0 | 0.1 | 0 | 0 | Constrained, otherwise capacity available =302 kW | --> | C18 ex CARRICKMACROSS | Carrickmacross [T41,T42] | MEATH HILL |  | 53.9814 | -6.7204
160710Y | MV/LV Substation DE***710Y |  | 10 kV | _ | LV | 50 kVA :Pole Substation | 0.05 | --> | 0.05 | 0 | 0 | Constrained, otherwise capacity available =43 kVA | --> | 0.048 | 0 | 0 | 0 | 0 | Constrained, otherwise capacity available =46 kW | --> | C20 ex MOUNTMELLICK | Mountmellick [T41,T42] | PORTLAOISE |  | 53.1174 | -7.2961
056067 | MV/LV Substation SE***067 |  | 10 kV | _ | LV | 100 kVA :Pole Substation | 0.1 | --> | 0.1 | 0.055 | 0.89 |  | --> | 0.095 | 0 | 0.02 | 0 | 0 | Constrained, otherwise capacity available =74 kW | --> | C17 ex BIRR | Birr [T41,T422] | DALLOW |  | 53.0861 | -7.9018
010598X | MV/LV Substation LI***598X |  | 20 kV | _ | LV | 200 kVA :Pole Substation | 0.2 | --> | 0.2 | 0 | 0 | Constrained, otherwise capacity available =84 kVA | --> | 0.19 | 0 | 0 | 0 | 0 | Constrained, otherwise capacity available =177 kW | --> | E11 ex BALLYHALE | Ballyhale [T42,T421] | KILKENNY |  | 52.5328 | -7.1374
055309 | MV/LV Substation SH***309 |  | 10 kV | _ | LV | 50 kVA :Pole Substation | 0.05 | --> | 0.05 | 0 | 0 | Constrained, otherwise capacity available =47 kVA | --> | 0.048 | 0 | 0 | 0 | 0 | Constrained, otherwise capacity available =47 kW | --> | C20 ex TEMPLEMORE | Templemore [T41,T42] | IKERRIN |  | 52.8593 | -7.7716
032080 | MV/LV Substation CO***080 |  | 20 kV | _ | LV | 200 kVA :Kiosk Substation | 0.2 | --> | 0.2 | 0 | 0 | Constrained, otherwise capacity available =168 kVA | --> | 0.19 | 0 | 0.015 | 0 | 0 | Constrained, otherwise capacity available =174 kW | --> | C19 ex TRAMORE | Tramore [T41,T42] | BUTLERSTOWN |  | 52.146 | -7.0038
056021 | MV/LV Substation ST***021 |  | 10 kV | _ | LV | 400 kVA :Building Structure | 0.4 | --> | 0.4 | 0.324 | 0.89 |  | --> | 0.38 | 0 | 0.012 | 0 | 0 | Constrained, otherwise capacity available =361 kW | --> | C17 ex BIRR | Birr [T41,T422] | DALLOW |  | 53.0932 | -7.9111
160018 | MV/LV Substation MA***018 |  | 10 kV | _ | LV | 400 kVA :Kiosk Substation | 0.4 | --> | 0.4 | 0 | 0 | Constrained, otherwise capacity available =204 kVA | --> | 0.38 | 0 | 0.01 | 0 | 0 | Constrained, otherwise capacity available =345 kW | --> | C15 ex PORTARLINGTON | Portarlington [T41,T42] | PORTLAOISE |  | 53.1606 | -7.1884
056859X | MV/LV Substation CR***859X |  | 10 kV | _ | LV | 50 kVA :Pole Substation | 0.05 | --> | 0.05 | 0.026 | 0.89 |  | --> | 0.048 | 0 | 0.006 | 0 | 0 | Constrained, otherwise capacity available =40 kW | --> | C21 ex BIRR | Birr [T41,T422] | DALLOW |  | 53.0809 | -7.8938
059995X | MV/LV Substation HA***995X |  | 10 kV | _ | LV | 200 kVA :Pole Substation | 0.2 | --> | 0.2 | 0 | 0 | Constrained, otherwise capacity available =131 kVA | --> | 0.19 | 0 | 0.002 | 0 | 0 | Constrained, otherwise capacity available =179 kW | --> | C22 ex CAVAN | Cavan [T42,T421] | SHANKILL |  | 53.9939 | -7.3568
151957X | MV/LV Substation CH***957X |  | 10 kV | _ | LV | 50 kVA :Pole Substation | 0.05 | --> | 0.05 | 0 | 0 | Constrained, otherwise capacity available =29 kVA | --> | 0.048 | 0 | 0 | 0 | 0 | Constrained, otherwise capacity available =44 kW | --> | C15 ex GARRYSPILLANE | Garryspillane [T41] | TIPPERARY |  | 52.3686 | -8.3431
366327X | MV/LV Substation BH***327X |  | 20 kV | _ | LV | 630 kVA :Kiosk Substation | 0.63 | --> | 0.63 | 0.446 | 0.45 | Constrained, otherwise capacity available =620 kVA | --> | 0.598 | 0 | 0.002 | 0 | 0 | Constrained, otherwise capacity available =596 kW | --> | C16 ex CARRAROE | Carraroe [T42] | SCREEB |  | 53.2627 | -9.5986
054944Y | MV/LV Substation TI***944Y |  | 20 kV | _ | LV | 50 kVA :Pole Substation | 0.05 | --> | 0.05 | 0 | 0 | Constrained, otherwise capacity available =49 kVA | --> | 0.048 | 0 | 0 | 0 | 0 | Constrained, otherwise capacity available =47 kW | --> | E12 ex PORTLAOISE | Portlaoise [T423,T424] | PORTLAOISE |  | 52.9484 | -7.2277
029072 | MV/LV Substation CH***072 |  | 10 kV | _ | LV | 400 kVA :Kiosk Substation | 0.4 | --> | 0.4 | 0 | 0 | Constrained, otherwise capacity available =128 kVA | --> | 0.38 | 0 | 0.006 | 0.337 | 0 |  | --> | C17 ex MIDLETON | Midleton [T101,T102] | MIDLETON |  | 51.9144 | -8.174
046111 | MV/LV Substation NB***111 |  | 10 kV | _ | LV | 400 kVA :Kiosk Substation | 0.4 | --> | 0.4 | 0.29 | 5.48 |  | --> | 0.38 | 0 | 0 | 0.365 | 0 |  | --> | C11 ex BALLYTIVNAN | Ballytivnan [T41,T42] | SLIGO |  | 54.2834 | -8.4663
029658 | MV/LV Substation TU***658 |  | 10 kV | _ | LV | 50 kVA :Pole Substation | 0.05 | --> | 0.05 | 0 | 0 | Constrained, otherwise capacity available =46 kVA | --> | 0.048 | 0 | 0 | 0 | 0 | Constrained, otherwise capacity available =47 kW | --> | C17 ex CARRIGTWOHILL |  |  |  | 51.9057 | -8.2821
138681 | MV/LV Substation TA***681 |  | 10 kV | _ | LV | 630 kVA :Building Structure | 0.63 | --> | 0.63 | 0.397 | 1.52 |  | --> | 0.598 | 0 | 0 | 0 | 0 | Constrained, otherwise capacity available =566 kW | --> | C19 ex SHERCOCK | Shercock [T41,T42] | MEATH HILL |  | 53.9361 | -6.8903
0644183 | MV/LV Substation MU***4183 |  | 20 kV | _ | LV | 50 kVA :Pole Substation | 0.05 | --> | 0.05 | 0 | 0 | Constrained, otherwise capacity available =41 kVA | --> | 0.048 | 0 | 0 | 0 | 0 | Constrained, otherwise capacity available =46 kW | --> | E15 ex JULIANSTOWN | Julianstown [T421,T422] | DRYBRIDGE |  | 53.6299 | -6.3043
180165Y | MV/LV Substation MO***165Y |  | 10 kV | _ | LV | 50 kVA :Pole Substation | 0.05 | --> | 0.05 | 0.05 | 3.27 |  | --> | 0.048 | 0 | 0 | 0 | 0 | Constrained, otherwise capacity available =48 kW | --> | C11 ex LLOYD | Lloyd [T41,T42] | NAVAN |  | 53.7448 | -6.9102
377030Y | MV/LV Substation GL***030Y |  | 20 kV | _ | LV | 50 kVA :Pole Substation | 0.05 | --> | 0.05 | 0 | 0 | Constrained, otherwise capacity available =47 kVA | --> | 0.048 | 0 | 0 | 0 | 0 | Constrained, otherwise capacity available =47 kW | --> | E12 ex GURRANEBANE | Gurranebane [T421,T422] | OUGHTRAGH |  | 52.0525 | -9.9431
009495Y | MV/LV Substation MA***495Y |  | 10 kV | _ | LV | 630 kVA :Building Structure | 0.63 | --> | 0.63 | 0.5 | 0.53 | Constrained, otherwise capacity available =557 kVA | --> | 0.598 | 0 | 0 | 0 | 0 | Constrained, otherwise capacity available =588 kW | --> | C20 ex MANOR STREET | Manor Street [T41,T42] | WATERFORD |  | 52.2521 | -7.1179
082106 | MV/LV Substation SP***106 |  | 10 kV | _ | LV | 200 kVA :Building Structure | 0.2 | --> | 0.2 | 0 | 0 | Constrained, otherwise capacity available =155 kVA | --> | 0.19 | 0 | 0 | 0 | 0 | Constrained, otherwise capacity available =184 kW | --> | C30 ex ACADEMY STREET | Academy Street [T421,T422,T44] | NAVAN |  | 53.6533 | -6.6795
007536 | MV/LV Substation KI***536 |  | 20 kV | _ | LV | 100 kVA :Pole Substation | 0.1 | --> | 0.1 | 0.077 | 1.4 |  | --> | 0.095 | 0 | 0 | 0 | 0 | Constrained, otherwise capacity available =92 kW | --> | E20 ex KILLINICK | Killinick [T421,T422] | WEXFORD |  | 52.2567 | -6.4552
059539X | MV/LV Substation MO***539X |  | 10 kV | _ | LV | 50 kVA :Pole Substation | 0.05 | --> | 0.05 | 0.048 | 2.57 |  | --> | 0.048 | 0 | 0 | 0 | 0 | Constrained, otherwise capacity available =47 kW | --> | C13 ex ERRIGAL | Errigal [T41,T422] | SHANKILL |  | 53.9863 | -7.1263
062441 | MV/LV Substation TA***441 |  | 20 kV | _ | LV | 50 kVA :Pole Substation | 0.05 | --> | 0.05 | 0.034 | 2.33 |  | --> | 0.048 | 0 | 0 | 0 | 0 | Constrained, otherwise capacity available =45 kW | --> | C18 ex DUNDALK | Dundalk [T41,T42] | DUNDALK |  | 54.0262 | -6.4425
1204189 | MV/LV Substation BN***4189 |  | 20 kV | _ | LV | 100 kVA :Pole Substation | 0.1 | --> | 0.1 | 0 | 0 | Constrained, otherwise capacity available =100 kVA | --> | 0.095 | 0 | 0 | 0 | 0 | Constrained, otherwise capacity available =95 kW | --> | E20 ex EDENDERRY | Edenderry [T421,T422] | BLAKE |  | 53.2819 | -7.1946
069578 | MV/LV Substation CH***578 |  | 10 kV | _ | LV | 400 kVA :Kiosk Substation | 0.4 | --> | 0.4 | 0.208 | 2.93 |  | --> | 0.38 | 0 | 0.096 | 0.282 | 0 |  | --> | C12 ex DODDER ROAD | Dodder Road [T42] | MILLTOWN (DR) |  | 53.3063 | -6.2531
235036 | MV/LV Substation AG***036 |  | 20 kV | _ | LV | 50 kVA :Pole Substation | 0.05 | --> | 0.05 | 0 | 0 | Constrained, otherwise capacity available =32 kVA | --> | 0.048 | 0 | 0 | 0 | 0 | Constrained, otherwise capacity available =45 kW | --> | E18 ex BEALNABLATH | Bealnablath [T421] | BANDON |  | 51.8825 | -8.7698
196514 | MV/LV Substation PR***514 |  | 20 kV | _ | LV | 100 kVA :Pole Substation | 0.1 | --> | 0.1 | 0.067 | 1.34 |  | --> | 0.095 | 0 | 0.03 | 0 | 0 | Constrained, otherwise capacity available =68 kW | --> | E23 ex ATHBOY | Athboy [T423] | NAVAN |  | 53.5253 | -6.8911
093071Y | MV/LV Substation CI***071Y |  | 10 kV | _ | LV | 630 kVA :Kiosk Substation | 0.63 | --> | 0.63 | 0 | 0 | Constrained, otherwise capacity available =615 kVA | --> | 0.598 | 0 | 0 | 0.5 | 0 |  | --> | C19 ex KILMORE | Kilmore [T101,T102,T103] | FINGLAS |  | 53.4075 | -6.2477
288048X | MV/LV Substation TH***048X |  | 10 kV | _ | LV | 630 kVA :Kiosk Substation | 0.63 | --> | 0.63 | 0 | 0 | Constrained, otherwise capacity available =582 kVA | --> | 0.598 | 0 | 0.016 | 0.5 | 0 |  | --> | C18 ex CARRICKMINES | Carrickmines [T41,T42] | CARRICKMINES |  | 53.2546 | -6.2082
081362X | MV/LV Substation LA***362X |  | 10 kV | _ | LV | 200 kVA :Kiosk Substation | 0.2 | --> | 0.2 | 0.104 | 7.91 |  | --> | 0.19 | 0 | 0.044 | 0.144 | 0 |  | --> | C23 ex PELLETSTOWN | Pelletstown [T101,T102] | FINGLAS |  | 53.3792 | -6.3744
250438 | MV/LV Substation SH***438 |  | 10 kV | _ | LV | 50 kVA :Pole Substation | 0.05 | --> | 0.05 | 0.044 | 0.3 |  | --> | 0.048 | 0 | 0 | 0 | 0 | Constrained, otherwise capacity available =47 kW | --> | C17 ex BANAGHER | Banagher [T41,T42] | DALLOW |  | 53.1976 | -8.0426
036038 | MV/LV Substation LA***038 |  | 10 kV | _ | LV | 630 kVA :Kiosk Substation | 0.63 | --> | 0.63 | 0.46 | 2.76 |  | --> | 0.598 | 0 | 0 | 0 | 0 | Constrained, otherwise capacity available =575 kW | --> | C16 ex KILROSS ROAD | Kilross Road [T42] | TIPPERARY |  | 52.4752 | -8.1712
009258X | MV/LV Substation BA***258X |  | 10 kV | _ | LV | 200 kVA :Pole Substation | 0.2 | --> | 0.2 | 0.141 | 0.95 |  | --> | 0.19 | 0 | 0.003 | 0 | 0 | Constrained, otherwise capacity available =180 kW | --> | C25 ex TYCOR | Tycor [T41,T42] | WATERFORD |  | 52.2643 | -7.1432
014472Z | MV/LV Substation M ***472Z |  | 20 kV | _ | LV | 50 kVA :Pole Substation | 0.05 | --> | 0.05 | 0.05 | 0.63 |  | --> | 0.048 | 0 | 0 | 0 | 0 | Constrained, otherwise capacity available =48 kW | --> | E11 ex KILCULLEN | Kilcullen [T41,T42,T424] | STRATFORD |  | 53.1196 | -6.7513
0934062 | MV/LV Substation ST***4062 |  | 10 kV | _ | LV | 400 kVA :Kiosk Substation | 0.4 | --> | 0.4 | 0.358 | 12.96 |  | --> | 0.38 | 0 | 0 | 0.374 | 0 |  | --> | C30 ex ARTANE | Artane [T101,T102] | FINGLAS |  | 53.375 | -6.1812
093266X | MV/LV Substation TI***266X |  | 10 kV | _ | LV | 400 kVA :Building Structure | 0.4 | --> | 0.4 | 0 | 0 | Constrained, otherwise capacity available =146 kVA | --> | 0.38 | 0 | 0 | 0.352 | 0 |  | --> | C23 ex KILMORE | Kilmore [T101,T102,T103] | FINGLAS |  | 53.403 | -6.2227
082031Z | MV/LV Substation CO***031Z |  | 10 kV | _ | LV | 630 kVA :Kiosk Substation | 0.63 | --> | 0.63 | 0 | 0 | Constrained, otherwise capacity available =476 kVA | --> | 0.598 | 0 | 0 | 0 | 0 | Constrained, otherwise capacity available =577 kW | --> | C26 ex ACADEMY STREET | Academy Street [T421,T422,T44] | NAVAN |  | 53.6542 | -6.6844
1564039 | MV/LV Substation TU***4039 |  | 20 kV | _ | LV | 100 kVA :Pole Substation | 0.1 | --> | 0.1 | 0.092 | 2.47 |  | --> | 0.095 | 0 | 0.034 | 0 | 0 | Constrained, otherwise capacity available =69 kW | --> | E13 ex TELAYDON | Telaydon [T42,T421] | LISDRUM |  | 54.2587 | -7.0615
160147Z | MV/LV Substation CL***147Z |  | 10 kV | _ | LV | 200 kVA :Pole Substation | 0.2 | --> | 0.2 | 0 | 0 | Constrained, otherwise capacity available =158 kVA | --> | 0.19 | 0 | 0.035 | 0 | 0 | Constrained, otherwise capacity available =158 kW | --> | C18 ex PORTARLINGTON | Portarlington [T41,T42] | PORTLAOISE |  | 53.1845 | -7.2778
026949X | MV/LV Substation SA***949X |  | 10 kV | _ | LV | 50 kVA :Pole Substation | 0.05 | --> | 0.05 | 0 | 0 | Constrained, otherwise capacity available =41 kVA | --> | 0.048 | 0 | 0 | 0 | 0 | Constrained, otherwise capacity available =46 kW | --> | C13 ex TIMOLEAGUE | Timoleague [T41] | BANDON |  | 51.6743 | -8.6884
180594X | MV/LV Substation DR***594X |  | 10 kV | _ | LV | 100 kVA :Pole Substation | 0.1 | --> | 0.1 | 0.097 | 0.68 |  | --> | 0.095 | 0 | 0 | 0 | 0 | Constrained, otherwise capacity available =95 kW | --> | C24 ex MULLAGH | Mullagh [T44] | MEATH HILL |  | 53.7644 | -6.7663
281122Z | MV/LV Substation SO***122Z |  | 10 kV | _ | LV | 200 kVA :Kiosk Substation | 0.2 | --> | 0.2 | 0.155 | 5.49 |  | --> | 0.19 | 0 | 0 | 0.184 | 0 |  | --> | C14 ex TRABEG | Trabeg [T101,T102] | TRABEG |  | 51.873 | -8.4768
0244008 | MV/LV Substation LO***4008 |  | 10 kV | _ | LV | 50 kVA :Pole Substation | 0.05 | --> | 0.05 | 0.05 | 2.14 |  | --> | 0.048 | 0 | 0 | 0 | 0 | Constrained, otherwise capacity available =48 kW | --> | C14 ex BUTTEVANT | Buttevant [T41,T42] | MALLOW |  | 52.2676 | -8.6466
138200X | MV/LV Substation GA***200X |  | 10 kV | _ | LV | 50 kVA :Pole Substation | 0.05 | --> | 0.05 | 0.047 | 2.18 |  | --> | 0.048 | 0 | 0.005 | 0 | 0 | Constrained, otherwise capacity available =43 kW | --> | C19 ex BAILIEBORO | Bailieboro [T41,T42] | MEATH HILL |  | 53.9238 | -7.0005
038454 | MV/LV Substation CL***454 |  | 20 kV | _ | LV | 100 kVA :Pole Substation | 0.1 | --> | 0.1 | 0 | 0 | Constrained, otherwise capacity available =72 kVA | --> | 0.095 | 0 | 0 | 0 | 0 | Constrained, otherwise capacity available =91 kW | --> | E13 ex GORT | Gort [T41,T42] | ENNIS |  | 53.0919 | -8.7729
120647 | MV/LV Substation DR***647 |  | 20 kV | _ | LV | 50 kVA :Pole Substation | 0.05 | --> | 0.05 | 0 | 0 | Constrained, otherwise capacity available =30 kVA | --> | 0.048 | 0 | 0 | 0 | 0 | Constrained, otherwise capacity available =45 kW | --> | E20 ex EDENDERRY | Edenderry [T421,T422] | BLAKE |  | 53.3286 | -7.0684
053957Y | MV/LV Substation ST***957Y |  | 20 kV | _ | LV | 100 kVA :Pole Substation | 0.1 | --> | 0.1 | 0 | 0 | Constrained, otherwise capacity available =98 kVA | --> | 0.095 | 0 | 0 | 0.095 | 0 |  | --> | E20 ex CLONMINCH | Clonminch [T41,T422] | THORNSBERRY |  | 53.3364 | -7.2804
063787 | MV/LV Substation FU***787 |  | 10 kV | _ | LV | 50 kVA :Pole Substation | 0.05 | --> | 0.05 | 0 | 0 | Constrained, otherwise capacity available =46 kVA | --> | 0.048 | 0 | 0 | 0 | 0 | Constrained, otherwise capacity available =47 kW | --> | C16 ex STICKILLEN | Stickillen [T41,T42] | DRYBRIDGE |  | 53.8207 | -6.5043
209060 | MV/LV Substation CA***060 |  | 20 kV | _ | LV | 200 kVA :Pole Substation | 0.2 | --> | 0.2 | 0 | 0 | Constrained, otherwise capacity available =173 kVA | --> | 0.19 | 0 | 0 | 0 | 0 | Constrained, otherwise capacity available =186 kW | --> | C14 ex MILFORD (NR) | Milford (nr) [T41,T42] | LETTERKENNY |  | 55.2034 | -7.6334
021159X | MV/LV Substation GL***159X |  | 10 kV | _ | LV | 50 kVA :Pole Substation | 0.05 | --> | 0.05 | 0 | 0 | Constrained, otherwise capacity available =49 kVA | --> | 0.048 | 0 | 0 | 0.047 | 0 |  | --> | C15 ex MAYFIELD | Mayfield [T41,T42] | KILBARRY |  | 51.9258 | -8.3942
042304 | MV/LV Substation CE***304 |  | 10 kV | _ | LV | 50 kVA :Pole Substation | 0.05 | --> | 0.05 | 0 | 0 | Constrained, otherwise capacity available =18 kVA | --> | 0.048 | 0 | 0.005 | 0 | 0 | Constrained, otherwise capacity available =39 kW | --> | C20 ex KNOCKAPHUNTA | Knockaphunta [T41,T42] | CASTLEBAR |  | 53.8501 | -9.2713
002935 | MV/LV Substation DE***935 |  | 10 kV | _ | LV | 400 kVA :Kiosk Substation | 0.4 | --> | 0.4 | 0.253 | 2.36 |  | --> | 0.38 | 0 | 0.071 | 0.307 | 0 |  | --> | C20 ex BRAY | Bray [T41,T42] | FASSAROE |  | 53.1825 | -6.1218
0024037 | MV/LV Substation ST***4037 |  | 10 kV | _ | LV | 400 kVA :Building Structure | 0.4 | --> | 0.4 | 0.307 | 4.51 |  | --> | 0.38 | 0 | 0 | 0.367 | 0 |  | --> | C21 ex BOGHALL ROAD | Boghall Road [T41,T42] | FASSAROE |  | 53.2005 | -6.0974
158161Y | MV/LV Substation BA***161Y |  | 20 kV | _ | LV | 50 kVA :Pole Substation | 0.05 | --> | 0.05 | 0 | 0 | Constrained, otherwise capacity available =46 kVA | --> | 0.048 | 0 | 0 | 0 | 0 | Constrained, otherwise capacity available =47 kW | --> | C19 ex ENNISTYMON | Ennistymon [T41,T42] | ENNIS |  | 53.1223 | -9.167
068813X | MV/LV Substation BO***813X |  | 10 kV | _ | LV | 630 kVA :Building Structure | 0.63 | --> | 0.63 | 0.5 | 3.38 |  | --> | 0.598 | 0 | 0 | 0.5 | 0 |  | --> | C13 ex MERRION SQUARE | Merrion Square [T41,T42] | RINGSEND |  | 53.3415 | -6.2538
365253Y | MV/LV Substation WH***253Y |  | 10 kV | _ | LV | 200 kVA :Kiosk Substation | 0.2 | --> | 0.2 | 0 | 0 | Constrained, otherwise capacity available =198 kVA | --> | 0.19 | 0 | 0 | 0.19 | 0 |  | --> | C19 ex WHITESTOWN | Whitestown [T41,T42] | COOKSTOWN |  | 53.2784 | -6.3803
093386X | MV/LV Substation FA***386X |  | 10 kV | _ | LV | 400 kVA :Kiosk Substation | 0.4 | --> | 0.4 | 0.33 | 2.86 |  | --> | 0.38 | 0 | 0.022 | 0.354 | 0 |  | --> | C18 ex BALLYMUN | Ballymun [T41,T42] | FINGLAS |  | 53.3826 | -6.2862
009105Y | MV/LV Substation TE***105Y |  | 10 kV | _ | LV | 630 kVA :Building Structure | 0.63 | --> | 0.63 | 0 | 0 | Constrained, otherwise capacity available =555 kVA | --> | 0.598 | 0 | 0 | 0 | 0 | Constrained, otherwise capacity available =588 kW | --> | C30 ex WATERFORD IND EST | Waterford Ind Est [T41,T42,T44] | BUTLERSTOWN |  | 52.2496 | -7.1372
1654180 | MV/LV Substation PA***4180 |  | 10 kV | _ | LV | 400 kVA :Kiosk Substation | 0.4 | --> | 0.4 | 0 | 0 | Constrained, otherwise capacity available =331 kVA | --> | 0.38 | 0 | 0.009 | 0 | 0 | Constrained, otherwise capacity available =364 kW | --> | C15 ex CLONAKILTY | Clonakilty [T41,T42] | DUNMANWAY |  | 51.6195 | -8.9026
109013 | MV/LV Substation SH***013 |  | 10 kV | _ | LV | 630 kVA :Building Structure | 0.63 | --> | 0.63 | 0 | 0 | Constrained, otherwise capacity available =570 kVA | --> | 0.598 | 0 | 0 | 0.5 | 0 |  | --> | C16 ex SHANNON | Shannon [T41,T42] | DRUMLINE |  | 52.6902 | -8.9113
377927 | MV/LV Substation BE***927 |  | 20 kV | _ | LV | 100 kVA :Pole Substation | 0.1 | --> | 0.1 | 0 | 0 | Constrained, otherwise capacity available =71 kVA | --> | 0.095 | 0 | 0.006 | 0 | 0 | Constrained, otherwise capacity available =89 kW | --> | E16 ex GURRANEBANE | Gurranebane [T421,T422] | OUGHTRAGH |  | 51.7852 | -10.0493
062622X | MV/LV Substation MA***622X |  | 20 kV | _ | LV | 100 kVA :Pole Substation | 0.1 | --> | 0.1 | 0.046 | 4.25 |  | --> | 0.095 | 0 | 0 | 0 | 0 | Constrained, otherwise capacity available =87 kW | --> | E16 ex JENKINSTOWN | Jenkinstown [T421,T422] | DUNDALK |  | 53.989 | -6.243
054016 | MV/LV Substation HE***016 |  | 10 kV | _ | LV | 400 kVA :Kiosk Substation | 0.4 | --> | 0.4 | 0 | 0 | Constrained, otherwise capacity available =300 kVA | --> | 0.38 | 0 | 0.022 | 0 | 0 | Constrained, otherwise capacity available =350 kW | --> | C17 ex PORTLAOISE | Portlaoise [T41,T42] | PORTLAOISE |  | 53.0386 | -7.2747
254545 | MV/LV Substation CN***545 |  | 20 kV | _ | LV | 200 kVA :Kiosk Substation | 0.2 | --> | 0.2 | 0 | 0 | Constrained, otherwise capacity available =190 kVA | --> | 0.19 | 0 | 0.005 | 0 | 0 | Constrained, otherwise capacity available =185 kW | --> | E47 ex CLAREGALWAY | Claregalway [T42,T421] | GALWAY 110KV |  | 53.4336 | -8.7519
248684X | MV/LV Substation RA***684X |  | 20 kV | _ | LV | 200 kVA :Building Structure | 0.2 | --> | 0.2 | 0.162 | 0.33 |  | --> | 0.19 | 0 | 0.009 | 0 | 0 | Constrained, otherwise capacity available =178 kW | --> | E33 ex TRIM | Trim [T421] | NAVAN |  | 53.4499 | -6.8401
136348Y | MV/LV Substation TO***348Y |  | 10 kV | _ | LV | 630 kVA :Kiosk Substation | 0.63 | --> | 0.63 | 0 | 0 | Constrained, otherwise capacity available =493 kVA | --> | 0.598 | 0 | 0 | 0 | 0 | Constrained, otherwise capacity available =580 kW | --> | C13 ex ROSCOMMON | Roscommon [T41,T42] | LANESBORO |  | 53.6309 | -8.1886
265931X | MV/LV Substation CA***931X |  | 20 kV | _ | LV | 400 kVA :Kiosk Substation | 0.4 | --> | 0.4 | 0.366 | 2.56 |  | --> | 0.38 | 0 | 0.006 | 0.371 | 0 |  | --> | C17 ex KILLESHANDRA | Killeshandra [T41,T42] | GORTAWEE |  | 54.0699 | -7.6206
068921 | MV/LV Substation BA***921 |  | 10 kV | _ | LV | 400 kVA :Kiosk Substation | 0.4 | --> | 0.4 | 0 | 0 | Constrained, otherwise capacity available =279 kVA | --> | 0.38 | 0 | 0.004 | 0.36 | 0 |  | --> | C17 ex WHITEHALL | Whitehall [T41] | FINGLAS |  | 53.384 | -6.2756
0134003 | MV/LV Substation KI***4003 |  | 10 kV | _ | LV | 50 kVA :Pole Substation | 0.05 | --> | 0.05 | 0.048 | 0.12 |  | --> | 0.048 | 0 | 0.008 | 0.041 | 0 |  | --> | C26 ex ATHY | Athy [T101,T102] | ATHY |  | 53.0998 | -7.0024
047169X | MV/LV Substation TH***169X |  | 10 kV | _ | LV | 50 kVA :Pole Substation | 0.05 | --> | 0.05 | 0.035 | 1.04 |  | --> | 0.048 | 0 | 0.006 | 0 | 0 | Constrained, otherwise capacity available =41 kW | --> | C15 ex BOYLE | Boyle [T41,T42] | CARRICK ON SHANNON |  | 53.9814 | -8.2921
248911X | MV/LV Substation MO***911X |  | 20 kV | _ | LV | 50 kVA :Pole Substation | 0.05 | --> | 0.05 | 0.046 | 0.33 |  | --> | 0.048 | 0 | 0 | 0 | 0 | Constrained, otherwise capacity available =47 kW | --> | E33 ex TRIM | Trim [T421] | NAVAN |  | 53.505 | -6.7981
025370 | MV/LV Substation AP***370 |  | 10 kV | _ | LV | 50 kVA :Pole Substation | 0.05 | --> | 0.05 | 0.046 | 1.05 |  | --> | 0.048 | 0 | 0 | 0 | 0 | Constrained, otherwise capacity available =47 kW | --> | C19 ex NEWCASTLEWEST | Newcastlewest [T41,T42] | RATHKEALE |  | 52.3745 | -8.9802
033401X | MV/LV Substation PI***401X |  | 10 kV | _ | LV | 50 kVA :Pole Substation | 0.05 | --> | 0.05 | 0 | 0 | Constrained, otherwise capacity available =48 kVA | --> | 0.048 | 0 | 0 | 0.047 | 0 |  | --> | C23 ex CREGG ROAD | Cregg Road [T41,T42] | BALLYDINE |  | 52.3454 | -7.3173
158281 | MV/LV Substation BE***281 |  | 10 kV | _ | LV | 200 kVA :Building Structure | 0.2 | --> | 0.2 | 0.145 | 0.83 |  | --> | 0.19 | 0 | 0 | 0 | 0 | Constrained, otherwise capacity available =182 kW | --> | C18 ex MILLTOWN MALBAY | Milltown Malbay [T42] | TULLABRACK |  | 52.8559 | -9.3965
021997X | MV/LV Substation ME***997X |  | 10 kV | _ | LV | 400 kVA :Kiosk Substation | 0.4 | --> | 0.4 | 0 | 0 | Constrained, otherwise capacity available =358 kVA | --> | 0.38 | 0 | 0.005 | 0.37 | 0 |  | --> | C21 ex MAYFIELD | Mayfield [T41,T42] | KILBARRY |  | 51.9183 | -8.451
099917 | MV/LV Substation RO***917 |  | 10 kV | _ | LV | 100 kVA :Pole Substation | 0.1 | --> | 0.1 | 0.046 | 2.96 |  | --> | 0.095 | 0 | 0.026 | 0 | 0 | Constrained, otherwise capacity available =68 kW | --> | C21 ex BALLYRAINE | Ballyraine [T41,T42] | LETTERKENNY |  | 54.9786 | -7.6787
009382 | MV/LV Substation BA***382 |  | 10 kV | _ | LV | 630 kVA :Kiosk Substation | 0.63 | --> | 0.63 | 0 | 0 | Constrained, otherwise capacity available =490 kVA | --> | 0.598 | 0 | 0.01 | 0 | 0 | Constrained, otherwise capacity available =572 kW | --> | C17 ex WATERFORD IND EST | Waterford Ind Est [T41,T42,T44] | BUTLERSTOWN |  | 52.2428 | -7.1429
015927X | MV/LV Substation CL***927X |  | 10 kV | _ | LV | 200 kVA :Kiosk Substation | 0.2 | --> | 0.2 | 0 | 0 | Constrained, otherwise capacity available =144 kVA | --> | 0.19 | 0 | 0.023 | 0 | 0 | Constrained, otherwise capacity available =165 kW | --> | C11 ex NAAS | Naas [T41,T42] | KILTEEL |  | 53.2111 | -6.656
078007 | MV/LV Substation FA***007 |  | 10 kV | _ | LV | 400 kVA :Kiosk Substation | 0.4 | --> | 0.4 | 0 | 0 | Constrained, otherwise capacity available =324 kVA | --> | 0.38 | 0 | 0.018 | 0 | 0 | Constrained, otherwise capacity available =356 kW | --> | C11 ex CHARLESTOWN | Charlestown [T41] | TONROE |  | 53.962 | -8.7983
089034 | MV/LV Substation MA***034 |  | 10 kV | _ | LV | 200 kVA :Kiosk Substation | 0.2 | --> | 0.2 | 0.049 | 2.33 |  | --> | 0.19 | 0 | 0.047 | 0 | 0 | Constrained, otherwise capacity available =134 kW | --> | E18 ex MOY | Moy [T421,T422] | MOY |  | 54.1196 | -9.1573
192788 | MV/LV Substation FO***788 |  | 10 kV | _ | LV | 200 kVA :Building Structure | 0.2 | --> | 0.2 | 0.193 | 1.56 |  | --> | 0.19 | 0 | 0 | 0 | 0 | Constrained, otherwise capacity available =189 kW | --> | C15 ex DERRYBEG | Derrybeg [T41,T42] | ARDNAGAPPARY |  | 55.0632 | -8.2795
007432Y | MV/LV Substation P ***432Y |  | 10 kV | _ | LV | 100 kVA :Pole Substation | 0.1 | --> | 0.1 | 0.078 | 0.9 |  | --> | 0.095 | 0 | 0 | 0 | 0 | Constrained, otherwise capacity available =92 kW | --> | C15 ex CLONARD | Clonard [T41,T42] | WEXFORD |  | 52.3279 | -6.4821
061549 | MV/LV Substation CA***549 |  | 10 kV | _ | LV | 50 kVA :Pole Substation | 0.05 | --> | 0.05 | 0.048 | 2.04 |  | --> | 0.048 | 0 | 0 | 0 | 0 | Constrained, otherwise capacity available =47 kW | --> | C19 ex BALLYBAY | Ballybay [T41,T42] | LISDRUM |  | 54.0816 | -6.8863
165578X | MV/LV Substation AR***578X |  | 20 kV | _ | LV | 50 kVA :Pole Substation | 0.05 | --> | 0.05 | 0 | 0 | Constrained, otherwise capacity available =47 kVA | --> | 0.048 | 0 | 0 | 0 | 0 | Constrained, otherwise capacity available =47 kW | --> | C13 ex CLONAKILTY | Clonakilty [T41,T42] | DUNMANWAY |  | 51.6043 | -8.8022
023422Y | MV/LV Substation BA***422Y |  | 10 kV | _ | LV | 400 kVA :Kiosk Substation | 0.4 | --> | 0.4 | 0 | 0 | Constrained, otherwise capacity available =345 kVA | --> | 0.38 | 0 | 0 | 0 | 0 | Constrained, otherwise capacity available =372 kW | --> | C13 ex FERMOY NORTH | Fermoy North [T41,T42] | BARRYMORE |  | 52.1481 | -8.2758
161212Y | MV/LV Substation CL***212Y |  | 20 kV | _ | LV | 50 kVA :Pole Substation | 0.05 | --> | 0.05 | 0.043 | 11.03 |  | --> | 0.048 | 0 | 0.011 | 0.038 | 0 |  | --> | C27 ex SALTHILL | Salthill [T101,T102] | SALTHILL |  | 53.3219 | -9.162
031640X | MV/LV Substation BR***640X |  | 20 kV | _ | LV | 50 kVA :Pole Substation | 0.05 | --> | 0.05 | 0 | 0 | Constrained, otherwise capacity available =49 kVA | --> | 0.048 | 0 | 0 | 0 | 0 | Constrained, otherwise capacity available =47 kW | --> | C17 ex COLLIGAN | Colligan [T41,T42] | DUNGARVAN |  | 52.0887 | -7.6881
281416Y | MV/LV Substation SA***416Y |  | 10 kV | _ | LV | 400 kVA :Kiosk Substation | 0.4 | --> | 0.4 | 0 | 0 | Constrained, otherwise capacity available =340 kVA | --> | 0.38 | 0 | 0 | 0 | 0 | Constrained, otherwise capacity available =372 kW | --> | C13 ex TOGHER | Togher [T41,T42] | TRABEG |  | 51.8771 | -8.5031
021241Z | MV/LV Substation CI***241Z |  | 10 kV | _ | LV | 400 kVA :Building Structure | 0.4 | --> | 0.4 | 0 | 0 | Constrained, otherwise capacity available =308 kVA | --> | 0.38 | 0 | 0.015 | 0.356 | 0 |  | --> | C31 ex KILBARRY | Kilbarry [T101,T43] | KILBARRY |  | 51.9275 | -8.4642
009252 | MV/LV Substation IN***252 |  | 10 kV | _ | LV | 630 kVA :Building Structure | 0.63 | --> | 0.63 | 0 | 0 | Constrained, otherwise capacity available =259 kVA | --> | 0.598 | 0 | 0 | 0 | 0 | Constrained, otherwise capacity available =557 kW | --> | C15 ex WATERFORD IND EST | Waterford Ind Est [T41,T42,T44] | BUTLERSTOWN |  | 52.2474 | -7.1483
008527 | MV/LV Substation SA***527 |  | 10 kV | _ | LV | 100 kVA :Pole Substation | 0.1 | --> | 0.1 | 0.066 | 0.2 |  | --> | 0.095 | 0 | 0.012 | 0 | 0 | Constrained, otherwise capacity available =81 kW | --> | E17 ex BEALISTOWN | Bealistown [T421,T422] | GREAT ISLAND |  | 52.2256 | -6.8351
059346Y | MV/LV Substation KI***346Y |  | 10 kV | _ | LV | 400 kVA :Kiosk Substation | 0.4 | --> | 0.4 | 0 | 0 | Constrained, otherwise capacity available =179 kVA | --> | 0.38 | 0 | 0.044 | 0 | 0 | Constrained, otherwise capacity available =316 kW | --> | C20 ex CAVAN | Cavan [T42,T421] | SHANKILL |  | 53.9863 | -7.3253
0694116 | MV/LV Substation RO***4116 |  | 10 kV | _ | LV | 1000 kVA :Building Structure | 1 | --> | 1 | 0.5 | 2.93 |  | --> | 0.95 | 0 | 0 | 0.5 | 0 |  | --> | C11 ex DODDER ROAD | Dodder Road [T42] | MILLTOWN (DR) |  | 53.3095 | -6.2686
209489X | MV/LV Substation TA***489X |  | 20 kV | _ | LV | 100 kVA :Pole Substation | 0.1 | --> | 0.1 | 0 | 0 | Constrained, otherwise capacity available =94 kVA | --> | 0.095 | 0 | 0 | 0 | 0 | Constrained, otherwise capacity available =94 kW | --> | C14 ex MILFORD (NR) | Milford (nr) [T41,T42] | LETTERKENNY |  | 55.1991 | -7.6933
081341Y | MV/LV Substation BA***341Y |  | 10 kV | _ | LV | 50 kVA :Pole Substation | 0.05 | --> | 0.05 | 0 | 0 | Constrained, otherwise capacity available =33 kVA | --> | 0.048 | 0 | 0.01 | 0 | 0 | Constrained, otherwise capacity available =38 kW | --> | C19 ex CELBRIDGE | Celbridge [T41,T42] | GRIFFINRATH |  | 53.3209 | -6.6204
067293Y | MV/LV Substation CA***293Y |  | 20 kV | _ | LV | 200 kVA :Pole Substation | 0.2 | --> | 0.2 | 0 | 0 | Constrained, otherwise capacity available =126 kVA | --> | 0.19 | 0 | 0.009 | 0 | 0 | Constrained, otherwise capacity available =173 kW | --> | E21 ex CRATLOE | Cratloe [T421,T422] | ARDNACRUSHA |  | 52.7398 | -8.776
093175 | MV/LV Substation BA***175 |  | 10 kV | _ | LV | 400 kVA :Kiosk Substation | 0.4 | --> | 0.4 | 0 | 0 | Constrained, otherwise capacity available =183 kVA | --> | 0.38 | 0 | 0.015 | 0.338 | 0 |  | --> | C20 ex MERVILLE | Merville [T41,T42] | FINGLAS |  | 53.3944 | -6.3124
066416 | MV/LV Substation DR***416 |  | 20 kV | _ | LV | 200 kVA :Pole Substation | 0.2 | --> | 0.2 | 0 | 0 | Constrained, otherwise capacity available =187 kVA | --> | 0.19 | 0 | 0.005 | 0 | 0 | Constrained, otherwise capacity available =184 kW | --> | E21 ex ASHBOURNE | Ashbourne [T421,T422] | FINGLAS |  | 53.5098 | -6.2918
099051 | MV/LV Substation L/***051 |  | 10 kV | _ | LV | 630 kVA :Kiosk Substation | 0.63 | --> | 0.63 | 0 | 0 | Constrained, otherwise capacity available =468 kVA | --> | 0.598 | 0 | 0 | 0 | 0 | Constrained, otherwise capacity available =576 kW | --> | C18 ex CULLION | Cullion [T41,T42] | LETTERKENNY |  | 54.9485 | -7.7336
068308X | MV/LV Substation HA***308X |  | 10 kV | _ | LV | 1000 kVA :Building Structure | 1 | --> | 1 | 0.5 | 11.14 |  | --> | 0.95 | 0 | 0 | 0.5 | 0 |  | --> | C11 ex CABRA | Cabra [T101,T102] | FINGLAS |  | 53.362 | -6.3023
158556X | MV/LV Substation BR***556X |  | 10 kV | _ | LV | 50 kVA :Pole Substation | 0.05 | --> | 0.05 | 0.05 | 0.83 |  | --> | 0.048 | 0 | 0 | 0 | 0 | Constrained, otherwise capacity available =47 kW | --> | C18 ex MILLTOWN MALBAY | Milltown Malbay [T42] | TULLABRACK |  | 52.8535 | -9.4286
067249X | MV/LV Substation SI***249X |  | 10 kV | _ | LV | 400 kVA :Kiosk Substation | 0.4 | --> | 0.4 | 0 | 0 | Constrained, otherwise capacity available =233 kVA | --> | 0.38 | 0 | 0.051 | 0 | 0 | Constrained, otherwise capacity available =319 kW | --> | C18 ex CORBALLY | Corbally [T41,T42] | ARDNACRUSHA |  | 52.6871 | -8.6201
021072Y | MV/LV Substation DW***072Y |  | 10 kV | _ | LV | 50 kVA :Pole Substation | 0.05 | --> | 0.05 | 0 | 0 | Constrained, otherwise capacity available =42 kVA | --> | 0.048 | 0 | 0 | 0.046 | 0 |  | --> | C15 ex RIVERSTOWN | Riverstown [T41,T42] | KILBARRY |  | 51.9302 | -8.3678
021394Z | MV/LV Substation GL***394Z |  | 10 kV | _ | LV | 400 kVA :Kiosk Substation | 0.4 | --> | 0.4 | 0 | 0 | Constrained, otherwise capacity available =354 kVA | --> | 0.38 | 0 | 0.01 | 0.366 | 0 |  | --> | C12 ex KILBARRY | Kilbarry [T101,T43] | KILBARRY |  | 51.9199 | -8.4619
050874Y | MV/LV Substation OR***874Y |  | 10 kV | _ | LV | 400 kVA :Kiosk Substation | 0.4 | --> | 0.4 | 0.291 | 6.49 |  | --> | 0.38 | 0 | 0.005 | 0 | 0 | Constrained, otherwise capacity available =361 kW | --> | C17 ex BUSHFIELD | Bushfield [T41,T42] | ATHLONE |  | 53.4357 | -7.9001
041688 | MV/LV Substation KN***688 |  | 20 kV | _ | LV | 100 kVA :Pole Substation | 0.1 | --> | 0.1 | 0 | 0 | Constrained, otherwise capacity available =95 kVA | --> | 0.095 | 0 | 0 | 0 | 0 | Constrained, otherwise capacity available =94 kW | --> | E14 ex DALTON | Dalton [T421,T422] | DALTON |  | 53.7991 | -8.918
018693 | MV/LV Substation ME***693 |  | 10 kV | _ | LV | 630 kVA :Kiosk Substation | 0.63 | --> | 0.63 | 0.5 | 3.75 |  | --> | 0.598 | 0 | 0.092 | 0 | 0 | Constrained, otherwise capacity available =525 kW | --> | C13 ex SMEARLA | Smearla [T41,T42] | TRIEN |  | 52.452 | -9.4891
009410X | MV/LV Substation MO***410X |  | 10 kV | _ | LV | 50 kVA :Pole Substation | 0.05 | --> | 0.05 | 0.049 | 13.6 |  | --> | 0.048 | 0 | 0 | 0.047 | 0 |  | --> | C22 ex KILLOTERAN | Killoteran [T101,T102] | KILLOTERAN |  | 52.2307 | -7.1651
050871Y | MV/LV Substation BU***871Y |  | 20 kV | _ | LV | 50 kVA :Pole Substation | 0.05 | --> | 0.05 | 0 | 0 | Constrained, otherwise capacity available =47 kVA | --> | 0.048 | 0 | 0 | 0 | 0 | Constrained, otherwise capacity available =47 kW | --> | C22 ex ATHLONE | Athlone [T41,T42] | ATHLONE |  | 53.4285 | -8.0227
032382 | MV/LV Substation WA***382 |  | 20 kV | _ | LV | 200 kVA :Building Structure | 0.2 | --> | 0.2 | 0 | 0 | Constrained, otherwise capacity available =128 kVA | --> | 0.19 | 0 | 0 | 0 | 0 | Constrained, otherwise capacity available =180 kW | --> | E14 ex KILCARRAGH | Kilcarragh [T421,T422] | BUTLERSTOWN |  | 52.1889 | -7.0809
0144160 | MV/LV Substation PU***4160 |  | 10 kV | _ | LV | 200 kVA :Pole Substation | 0.2 | --> | 0.2 | 0 | 0 | Constrained, otherwise capacity available =200 kVA | --> | 0.19 | 0 | 0 | 0 | 0 | Constrained, otherwise capacity available =190 kW | --> | C18 ex KILDARE | Kildare [T41,T42] | NEWBRIDGE |  | 53.1529 | -6.8927
011065 | MV/LV Substation ME***065 |  | 10 kV | _ | LV | 200 kVA :Pole Substation | 0.2 | --> | 0.2 | 0.102 | 5.05 |  | --> | 0.19 | 0 | 0.02 | 0 | 0 | Constrained, otherwise capacity available =161 kW | --> | C14 ex MCDONAGH | Mcdonagh [T41,T42] | KILKENNY |  | 52.6492 | -7.2306
067200 | MV/LV Substation LA***200 |  | 10 kV | _ | LV | 400 kVA :Kiosk Substation | 0.4 | --> | 0.4 | 0 | 0 | Constrained, otherwise capacity available =274 kVA | --> | 0.38 | 0 | 0.042 | 0 | 0 | Constrained, otherwise capacity available =331 kW | --> | C17 ex CAHERDAVIN | Caherdavin [T41,T42] | ARDNACRUSHA |  | 52.6679 | -8.6363
060410Y | MV/LV Substation GO***410Y |  | 20 kV | _ | LV | 50 kVA :Pole Substation | 0.05 | --> | 0.05 | 0 | 0 | Constrained, otherwise capacity available =48 kVA | --> | 0.048 | 0 | 0 | 0 | 0 | Constrained, otherwise capacity available =47 kW | --> | C18 ex CLONES | Clones [T41,T42] | SHANKILL |  | 54.1399 | -7.2274
176079Y | MV/LV Substation TH***079Y |  | 20 kV | _ | LV | 400 kVA :Building Structure | 0.4 | --> | 0.4 | 0.328 | 18.78 |  | --> | 0.38 | 0 | 0.11 | 0.298 | 0 |  | --> | E14 ex HARTNETTS CROSS | Hartnetts Cross [T121,T422] | MACROOM |  | 51.9443 | -9.1597
006220Y | MV/LV Substation HA***220Y |  | 20 kV | _ | LV | 50 kVA :Pole Substation | 0.05 | --> | 0.05 | 0 | 0 | Constrained, otherwise capacity available =49 kVA | --> | 0.048 | 0 | 0 | 0 | 0 | Constrained, otherwise capacity available =47 kW | --> | E16 ex CLONROCHE | Clonroche [T421,T422] | WEXFORD |  | 52.4976 | -6.6906
125149Y | MV/LV Substation O ***149Y |  | 10 kV | _ | LV | 200 kVA :Kiosk Substation | 0.2 | --> | 0.2 | 0 | 0 | Constrained, otherwise capacity available =180 kVA | --> | 0.19 | 0 | 0 | 0 | 0 | Constrained, otherwise capacity available =187 kW | --> | C20 ex CLOONLOUGH | Cloonlough [T41,T42] | BARRYMORE |  | 52.2601 | -8.2726
026418Y | MV/LV Substation CU***418Y |  | 20 kV | _ | LV | 100 kVA :Pole Substation | 0.1 | --> | 0.1 | 0 | 0 | Constrained, otherwise capacity available =80 kVA | --> | 0.095 | 0 | 0 | 0 | 0 | Constrained, otherwise capacity available =92 kW | --> | C17 ex KINSALE | Kinsale [T41,T42] | BANDON |  | 51.8042 | -8.6349
093072Z | MV/LV Substation N ***072Z |  | 10 kV | _ | LV | 630 kVA :Building Structure | 0.63 | --> | 0.63 | 0 | 0 | Constrained, otherwise capacity available =317 kVA | --> | 0.598 | 0 | 0 | 0 | 0 | Constrained, otherwise capacity available =554 kW | --> | C20 ex CLONSHAUGH | Clonshaugh [T41,T42] | FINGLAS |  | 53.4056 | -6.2184
019220 | MV/LV Substation RI***220 |  | 10 kV | _ | LV | 400 kVA :Building Structure | 0.4 | --> | 0.4 | 0.369 | 2.18 |  | --> | 0.38 | 0 | 0 | 0 | 0 | Constrained, otherwise capacity available =376 kW | --> | C11 ex BALLYRICKARD | Ballyrickard [T41,T42] | TRALEE |  | 52.2833 | -9.7075
015698X | MV/LV Substation CL***698X |  | 20 kV | _ | LV | 50 kVA :Pole Substation | 0.05 | --> | 0.05 | 0 | 0 | Constrained, otherwise capacity available =40 kVA | --> | 0.048 | 0 | 0 | 0 | 0 | Constrained, otherwise capacity available =46 kW | --> | C18 ex SALLINS | Sallins [T41,T42] | GRIFFINRATH |  | 53.3153 | -6.6839
099524X | MV/LV Substation LK***524X |  | 10 kV | _ | LV | 630 kVA :Building Structure | 0.63 | --> | 0.63 | 0 | 0 | Constrained, otherwise capacity available =533 kVA | --> | 0.598 | 0 | 0 | 0 | 0 | Constrained, otherwise capacity available =585 kW | --> | C18 ex CULLION | Cullion [T41,T42] | LETTERKENNY |  | 54.9481 | -7.7276
204006X | MV/LV Substation PO***006X |  | 20 kV | _ | LV | 200 kVA :Pole Substation | 0.2 | --> | 0.2 | 0 | 0 | Constrained, otherwise capacity available =117 kVA | --> | 0.19 | 0 | 0 | 0 | 0 | Constrained, otherwise capacity available =178 kW | --> | E17 ex BUNCRANA | Buncrana [T421,T422] | TRILLICK |  | 55.1266 | -7.1971
5904021 | MV/LV Substation KI***4021 |  | 20 kV | _ | LV | 100 kVA :Pole Substation | 0.1 | --> | 0.1 | 0.076 | 1.43 |  | --> | 0.095 | 0 | 0 | 0 | 0 | Constrained, otherwise capacity available =92 kW | --> | E18 ex CONG | Cong [T421,T422] | CLOON |  | 53.5413 | -9.4024
180078Y | MV/LV Substation TH***078Y |  | 10 kV | _ | LV | 200 kVA :Kiosk Substation | 0.2 | --> | 0.2 | 0 | 0 | Constrained, otherwise capacity available =157 kVA | --> | 0.19 | 0 | 0 | 0 | 0 | Constrained, otherwise capacity available =184 kW | --> | C17 ex ATHBOY | Athboy [T42] | NAVAN |  | 53.714 | -7.0169
066132Z | MV/LV Substation PA***132Z |  | 10 kV | _ | LV | 200 kVA :Kiosk Substation | 0.2 | --> | 0.2 | 0 | 0 | Constrained, otherwise capacity available =147 kVA | --> | 0.19 | 0 | 0.016 | 0.171 | 0 |  | --> | C18 ex MOUNTGORRY | Mountgorry [T41,T42] | GRANGE (DR) |  | 53.4446 | -6.1844
045575 | MV/LV Substation CL***575 |  | 10 kV | _ | LV | 50 kVA :Pole Substation | 0.05 | --> | 0.05 | 0.044 | 2.45 |  | --> | 0.048 | 0 | 0 | 0 | 0 | Constrained, otherwise capacity available =47 kW | --> | C18 ex GURTEEN | Gurteen [T41] | TONROE |  | 53.972 | -8.4111
120017 | MV/LV Substation TH***017 |  | 20 kV | _ | LV | 400 kVA :Building Structure | 0.4 | --> | 0.4 | 0 | 0 | Constrained, otherwise capacity available =171 kVA | --> | 0.38 | 0 | 0.059 | 0 | 0 | Constrained, otherwise capacity available =304 kW | --> | E18 ex EDENDERRY | Edenderry [T421,T422] | BLAKE |  | 53.3404 | -7.0566
196294X | MV/LV Substation KE***294X |  | 20 kV | _ | LV | 50 kVA :Pole Substation | 0.05 | --> | 0.05 | 0.05 | 1.34 |  | --> | 0.048 | 0 | 0 | 0 | 0 | Constrained, otherwise capacity available =47 kW | --> | E23 ex ATHBOY | Athboy [T423] | NAVAN |  | 53.5899 | -6.9207
0824111 | MV/LV Substation J&***4111 |  | 20 kV | _ | LV | 50 kVA :Pole Substation | 0.05 | --> | 0.05 | 0 | 0 | Constrained, otherwise capacity available =42 kVA | --> | 0.048 | 0 | 0 | 0 | 0 | Constrained, otherwise capacity available =46 kW | --> | E16 ex ACADEMY STREET | Academy Street [T421,T422,T44] | NAVAN |  | 53.6264 | -6.7157
064568X | MV/LV Substation OL***568X |  | 10 kV | _ | LV | 200 kVA :Pole Substation | 0.2 | --> | 0.2 | 0 | 0 | Constrained, otherwise capacity available =176 kVA | --> | 0.19 | 0 | 0.005 | 0 | 0 | Constrained, otherwise capacity available =183 kW | --> | C17 ex DRYBRIDGE | Drybridge [T41,T42] | DRYBRIDGE |  | 53.7163 | -6.4025
117263Y | MV/LV Substation NW***263Y |  | 20 kV | _ | LV | 630 kVA :Kiosk Substation | 0.63 | --> | 0.63 | 0 | 0 | Constrained, otherwise capacity available =481 kVA | --> | 0.598 | 0 | 0.08 | 0 | 0 | Constrained, otherwise capacity available =518 kW | --> | E18 ex COLLOONEY | Collooney [T421,T422] | SLIGO |  | 54.1803 | -8.4826
210024 | MV/LV Substation LI***024 |  | 10 kV | _ | LV | 100 kVA :Pole Substation | 0.1 | --> | 0.1 | 0 | 0 | Constrained, otherwise capacity available =85 kVA | --> | 0.095 | 0 | 0.01 | 0 | 0 | Constrained, otherwise capacity available =86 kW | --> | C17 ex CARRICKMACROSS | Carrickmacross [T41,T42] | MEATH HILL |  | 53.975 | -6.707
433484X | MV/LV Substation FO***484X |  | 10 kV | _ | LV | 200 kVA :Kiosk Substation | 0.2 | --> | 0.2 | 0 | 0 | Constrained, otherwise capacity available =168 kVA | --> | 0.19 | 0 | 0 | 0 | 0 | Constrained, otherwise capacity available =186 kW | --> | C15 ex BALLAGHADERREEN | Ballaghaderreen [T41,T42] | TONROE |  | 53.9035 | -8.568
093455 | MV/LV Substation CA***455 |  | 10 kV | _ | LV | 200 kVA :Pole Substation | 0.2 | --> | 0.2 | 0 | 0 | Constrained, otherwise capacity available =188 kVA | --> | 0.19 | 0 | 0 | 0 | 0 | Constrained, otherwise capacity available =188 kW | --> | C17 ex BALLYCOOLIN | Ballycoolin [T41,T42,T43] | FINGLAS |  | 53.3988 | -6.3497
248227X | MV/LV Substation PE***227X |  | 20 kV | _ | LV | 50 kVA :Pole Substation | 0.05 | --> | 0.05 | 0.042 | 0.33 |  | --> | 0.048 | 0 | 0 | 0 | 0 | Constrained, otherwise capacity available =46 kW | --> | E33 ex TRIM | Trim [T421] | NAVAN |  | 53.4415 | -6.8066
069257 | MV/LV Substation EA***257 |  | 10 kV | _ | LV | 400 kVA :Kiosk Substation | 0.4 | --> | 0.4 | 0.338 | 2.93 |  | --> | 0.38 | 0 | 0.021 | 0.356 | 0 |  | --> | C12 ex DODDER ROAD | Dodder Road [T42] | MILLTOWN (DR) |  | 53.3036 | -6.2625
010233 | MV/LV Substation BA***233 |  | 10 kV | _ | LV | 100 kVA :Pole Substation | 0.1 | --> | 0.1 | 0 | 0 | Constrained, otherwise capacity available =100 kVA | --> | 0.095 | 0 | 0 | 0 | 0 | Constrained, otherwise capacity available =95 kW | --> | C11 ex GRAIGUENAMANAGH | Graiguenamanagh [T41,T42] | KILKENNY |  | 52.5052 | -6.9193
281889X | MV/LV Substation AR***889X |  | 10 kV | _ | LV | 100 kVA :Pole Substation | 0.1 | --> | 0.1 | 0 | 0 | Constrained, otherwise capacity available =73 kVA | --> | 0.095 | 0 | 0.005 | 0 | 0 | Constrained, otherwise capacity available =88 kW | --> | C13 ex DOUGLAS | Douglas [T41,T42] | TRABEG |  | 51.8693 | -8.4367
029606Y | MV/LV Substation AH***606Y |  | 10 kV | _ | LV | 100 kVA :Pole Substation | 0.1 | --> | 0.1 | 0 | 0 | Constrained, otherwise capacity available =61 kVA | --> | 0.095 | 0 | 0 | 0 | 0 | Constrained, otherwise capacity available =90 kW | --> | C11 ex CARRIGTWOHILL |  |  |  | 51.8903 | -8.2119
019726 | MV/LV Substation CA***726 |  | 10 kV | _ | LV | 400 kVA :Building Structure | 0.4 | --> | 0.4 | 0.267 | 2.18 |  | --> | 0.38 | 0 | 0 | 0 | 0 | Constrained, otherwise capacity available =362 kW | --> | C19 ex BALLYRICKARD | Ballyrickard [T41,T42] | TRALEE |  | 52.2708 | -9.7063
0624113 | MV/LV Substation DU***4113 |  | 20 kV | _ | LV | 100 kVA :Pole Substation | 0.1 | --> | 0.1 | 0.1 | 2.33 |  | --> | 0.095 | 0 | 0 | 0 | 0 | Constrained, otherwise capacity available =95 kW | --> | C18 ex DUNDALK | Dundalk [T41,T42] | DUNDALK |  | 54.0661 | -6.4585
156815Y | MV/LV Substation TI***815Y |  | 20 kV | _ | LV | 50 kVA :Pole Substation | 0.05 | --> | 0.05 | 0.047 | 2.47 |  | --> | 0.048 | 0 | 0 | 0 | 0 | Constrained, otherwise capacity available =47 kW | --> | E19 ex TELAYDON | Telaydon [T42,T421] | LISDRUM |  | 54.2798 | -6.918
082348Y | MV/LV Substation SH***348Y |  | 10 kV | _ | LV | 630 kVA :Kiosk Substation | 0.63 | --> | 0.63 | 0 | 0 | Constrained, otherwise capacity available =570 kVA | --> | 0.598 | 0 | 0 | 0 | 0 | Constrained, otherwise capacity available =590 kW | --> | C32 ex ACADEMY STREET | Academy Street [T421,T422,T44] | NAVAN |  | 53.6445 | -6.6974
366482 | MV/LV Substation AR***482 |  | 10 kV | _ | LV | 400 kVA :Building Structure | 0.4 | --> | 0.4 | 0.255 | 1.47 |  | --> | 0.38 | 0 | 0 | 0.36 | 0 |  | --> | C15 ex SCREEB | Screeb [T41] | SCREEB |  | 53.3221 | -9.7345
099505 | MV/LV Substation BO***505 |  | 10 kV | _ | LV | 50 kVA :Pole Substation | 0.05 | --> | 0.05 | 0 | 0 | Constrained, otherwise capacity available =38 kVA | --> | 0.048 | 0 | 0.01 | 0 | 0 | Constrained, otherwise capacity available =38 kW | --> | C12 ex CULLION | Cullion [T41,T42] | LETTERKENNY |  | 54.9364 | -7.7792
109067 | MV/LV Substation TR***067 |  | 10 kV | _ | LV | 400 kVA :Kiosk Substation | 0.4 | --> | 0.4 | 0.288 | 0.38 |  | --> | 0.38 | 0 | 0 | 0.364 | 0 |  | --> | C15 ex RINEANNA | Rineanna [T41,T42] | DRUMLINE |  | 52.7036 | -8.8826
007204 | MV/LV Substation BA***204 |  | 20 kV | _ | LV | 50 kVA :Pole Substation | 0.05 | --> | 0.05 | 0.042 | 1.4 |  | --> | 0.048 | 0 | 0.005 | 0 | 0 | Constrained, otherwise capacity available =43 kW | --> | E20 ex KILLINICK | Killinick [T421,T422] | WEXFORD |  | 52.2716 | -6.4715
2204139 | MV/LV Substation PU***4139 |  | 20 kV | _ | LV | 200 kVA :Pole Substation | 0.2 | --> | 0.2 | 0.154 | 2.33 |  | --> | 0.19 | 0 | 0 | 0 | 0 | Constrained, otherwise capacity available =184 kW | --> | E14 ex MOY | Moy [T421,T422] | MOY |  | 54.2175 | -9.2263
038837X | MV/LV Substation BO***837X |  | 10 kV | _ | LV | 50 kVA :Pole Substation | 0.05 | --> | 0.05 | 0 | 0 | Constrained, otherwise capacity available =46 kVA | --> | 0.048 | 0 | 0 | 0 | 0 | Constrained, otherwise capacity available =47 kW | --> | C18 ex GORT | Gort [T41,T42] | ENNIS |  | 53.0541 | -8.834
0264056 | MV/LV Substation LI***4056 |  | 10 kV | _ | LV | 400 kVA :Kiosk Substation | 0.4 | --> | 0.4 | 0 | 0 | Constrained, otherwise capacity available =226 kVA | --> | 0.38 | 0 | 0.005 | 0 | 0 | Constrained, otherwise capacity available =355 kW | --> | C15 ex KINSALE | Kinsale [T41,T42] | BANDON |  | 51.708 | -8.5171
281628X | MV/LV Substation CE***628X |  | 10 kV | _ | LV | 400 kVA :Kiosk Substation | 0.4 | --> | 0.4 | 0 | 0 | Constrained, otherwise capacity available =356 kVA | --> | 0.38 | 0 | 0 | 0.374 | 0 |  | --> | C21 ex BALLINCOLLIG | Ballincollig [T41,T42] | KILBARRY |  | 51.8875 | -8.5815
009811Y | MV/LV Substation FO***811Y |  | 10 kV | _ | LV | 400 kVA :Kiosk Substation | 0.4 | --> | 0.4 | 0 | 0 | Constrained, otherwise capacity available =286 kVA | --> | 0.38 | 0 | 0.027 | 0 | 0 | Constrained, otherwise capacity available =344 kW | --> | C21 ex WATERFORD IND EST | Waterford Ind Est [T41,T42,T44] | BUTLERSTOWN |  | 52.2348 | -7.1376
025489X | MV/LV Substation DR***489X |  | 10 kV | _ | LV | 200 kVA :Pole Substation | 0.2 | --> | 0.2 | 0.18 | 1.93 |  | --> | 0.19 | 0 | 0 | 0 | 0 | Constrained, otherwise capacity available =187 kW | --> | C15 ex MILFORD (MWR) | Milford (mwr) [T41] | CHARLEVILLE |  | 52.3124 | -8.8019
0754015 | MV/LV Substation CH***4015 |  | 20 kV | _ | LV | 400 kVA :Kiosk Substation | 0.4 | --> | 0.4 | 0.344 | 4.38 |  | --> | 0.38 | 0 | 0 | 0.372 | 0 |  | --> | E18 ex CRANE | Crane [T122] | CRANE |  | 52.5076 | -6.2802
021646X | MV/LV Substation CO***646X |  | 20 kV | _ | LV | 200 kVA :Kiosk Substation | 0.2 | --> | 0.2 | 0 | 0 | Constrained, otherwise capacity available =139 kVA | --> | 0.19 | 0 | 0.005 | 0 | 0 | Constrained, otherwise capacity available =178 kW | --> | E21 ex CURRALEIGH | Curraleigh [T421,T422] | KILBARRY |  | 51.9275 | -8.5959
0024017 | MV/LV Substation HE***4017 |  | 10 kV | _ | LV | 400 kVA :Kiosk Substation | 0.4 | --> | 0.4 | 0.392 | 2.36 |  | --> | 0.38 | 0 | 0.005 | 0.375 | 0 |  | --> | C15 ex BRAY | Bray [T41,T42] | FASSAROE |  | 53.1923 | -6.1246
365542X | MV/LV Substation OL***542X |  | 10 kV | _ | LV | 200 kVA :Kiosk Substation | 0.2 | --> | 0.2 | 0 | 0 | Constrained, otherwise capacity available =152 kVA | --> | 0.19 | 0 | 0.02 | 0.169 | 0 |  | --> | C35 ex SEMPERIT | Semperit [T41,T42,T43] | GRANGE CASTLE |  | 53.3272 | -6.3452
062759Y | MV/LV Substation NC***759Y |  | 10 kV | _ | LV | 200 kVA :Kiosk Substation | 0.2 | --> | 0.2 | 0.072 | 0.72 |  | --> | 0.19 | 0 | 0.09 | 0 | 0 | Constrained, otherwise capacity available =110 kW | --> | C11 ex COES ROAD | Coes Road [T41,T42] | DUNDALK |  | 54.0052 | -6.3747
064971X | MV/LV Substation HI***971X |  | 10 kV | _ | LV | 400 kVA :Kiosk Substation | 0.4 | --> | 0.4 | 0 | 0 | Constrained, otherwise capacity available =214 kVA | --> | 0.38 | 0 | 0.042 | 0 | 0 | Constrained, otherwise capacity available =323 kW | --> | C12 ex RATHMULLAN | Rathmullan [T41,T42] | DRYBRIDGE |  | 53.7106 | -6.36
253801 | MV/LV Substation MO***801 |  | 20 kV | _ | LV | 50 kVA :Pole Substation | 0.05 | --> | 0.05 | 0 | 0 | Constrained, otherwise capacity available =49 kVA | --> | 0.048 | 0 | 0 | 0 | 0 | Constrained, otherwise capacity available =47 kW | --> | E16 ex GLENAMADDY | Glenamaddy [T422] | ATHLONE |  | 53.5005 | -8.6167
082594Y | MV/LV Substation KI***594Y |  | 20 kV | _ | LV | 50 kVA :Pole Substation | 0.05 | --> | 0.05 | 0 | 0 | Constrained, otherwise capacity available =49 kVA | --> | 0.048 | 0 | 0 | 0 | 0 | Constrained, otherwise capacity available =47 kW | --> | E15 ex ACADEMY STREET | Academy Street [T421,T422,T44] | NAVAN |  | 53.6314 | -6.6605
138026X | MV/LV Substation CI***026X |  | 10 kV | _ | LV | 200 kVA :Kiosk Substation | 0.2 | --> | 0.2 | 0.183 | 2.18 |  | --> | 0.19 | 0 | 0 | 0 | 0 | Constrained, otherwise capacity available =188 kW | --> | C26 ex BAILIEBORO | Bailieboro [T41,T42] | MEATH HILL |  | 53.9183 | -6.9728
039053 | MV/LV Substation SN***053 |  | 10 kV | _ | LV | 400 kVA :Kiosk Substation | 0.4 | --> | 0.4 | 0.361 | 11.03 |  | --> | 0.38 | 0 | 0.012 | 0.366 | 0 |  | --> | C36 ex SALTHILL | Salthill [T101,T102] | SALTHILL |  | 53.2834 | -9.071
0694126 | MV/LV Substation EL***4126 |  | 10 kV | _ | LV | 1000 kVA :Building Structure | 1 | --> | 1 | 0.5 | 0.87 | Constrained, otherwise capacity available =893 kVA | --> | 0.95 | 0 | 0.018 | 0.5 | 0 |  | --> | C18 ex GARVILLE AVENUE | Garville Avenue [T42] | MILLTOWN (DR) |  | 53.3193 | -6.279
350403 | MV/LV Substation WA***403 |  | 10 kV | _ | LV | 50 kVA :Pole Substation | 0.05 | --> | 0.05 | 0.048 | 1.57 |  | --> | 0.048 | 0 | 0.006 | 0 | 0 | Constrained, otherwise capacity available =43 kW | --> | C18 ex BUNDORAN | Bundoran [T41,T42] | CATHALEENS FALL |  | 54.465 | -8.2818
015883Y | MV/LV Substation MO***883Y |  | 10 kV | _ | LV | 200 kVA :Kiosk Substation | 0.2 | --> | 0.2 | 0 | 0 | Constrained, otherwise capacity available =171 kVA | --> | 0.19 | 0 | 0 | 0 | 0 | Constrained, otherwise capacity available =186 kW | --> | C14 ex NAAS | Naas [T41,T42] | KILTEEL |  | 53.219 | -6.6639
093436Z | MV/LV Substation HA***436Z |  | 10 kV | _ | LV | 400 kVA :Kiosk Substation | 0.4 | --> | 0.4 | 0 | 0 | Constrained, otherwise capacity available =302 kVA | --> | 0.38 | 0 | 0.014 | 0.356 | 0 |  | --> | C24 ex POPPINTREE | Poppintree [T101,T102] | FINGLAS |  | 53.4055 | -6.2855
001260 | MV/LV Substation SW***260 |  | 10 kV | _ | LV | 400 kVA :Kiosk Substation | 0.4 | --> | 0.4 | 0 | 0 | Constrained, otherwise capacity available =186 kVA | --> | 0.38 | 0 | 0.046 | 0.316 | 0 |  | --> | C15 ex DUNDRUM | Dundrum [T41,T42] | BLACKROCK |  | 53.286 | -6.2205
025651X | MV/LV Substation CO***651X |  | 20 kV | _ | LV | 50 kVA :Pole Substation | 0.05 | --> | 0.05 | 0.05 | 2.96 |  | --> | 0.048 | 0 | 0 | 0 | 0 | Constrained, otherwise capacity available =48 kW | --> | E14 ex CHARLEVILLE | Charleville [T421,T422] | CHARLEVILLE |  | 52.3509 | -8.773
461144X | MV/LV Substation KN***144X |  | 10 kV | _ | LV | 50 kVA :Pole Substation | 0.05 | --> | 0.05 | 0.03 | 2.33 |  | --> | 0.048 | 0 | 0 | 0 | 0 | Constrained, otherwise capacity available =45 kW | --> | E17 ex MOY | Moy [T421,T422] | MOY |  | 54.1053 | -9.1698
014311Z | MV/LV Substation RU***311Z |  | 10 kV | _ | LV | 200 kVA :Kiosk Substation | 0.2 | --> | 0.2 | 0 | 0 | Constrained, otherwise capacity available =159 kVA | --> | 0.19 | 0 | 0 | 0 | 0 | Constrained, otherwise capacity available =184 kW | --> | C17 ex KILDARE | Kildare [T41,T42] | NEWBRIDGE |  | 53.157 | -6.8943
039568X | MV/LV Substation MO***568X |  | 10 kV | _ | LV | 1000 kVA :Kiosk Substation | 1 | --> | 1 | 0 | 0 | Constrained, otherwise capacity available =786 kVA | --> | 0.95 | 0 | 0.15 | 0.5 | 0 |  | --> | C29 ex GALWAY 110KV | Galway 110kv [T102,T103] | GALWAY 110KV |  | 53.283 | -9.0358
006799X | MV/LV Substation MO***799X |  | 20 kV | _ | LV | 100 kVA :Pole Substation | 0.1 | --> | 0.1 | 0 | 0 | Constrained, otherwise capacity available =69 kVA | --> | 0.095 | 0 | 0 | 0 | 0 | Constrained, otherwise capacity available =91 kW | --> | E18 ex CLONROCHE | Clonroche [T421,T422] | WEXFORD |  | 52.4617 | -6.688
136021 | MV/LV Substation HE***021 |  | 10 kV | _ | LV | 400 kVA :Kiosk Substation | 0.4 | --> | 0.4 | 0 | 0 | Constrained, otherwise capacity available =280 kVA | --> | 0.38 | 0 | 0.02 | 0 | 0 | Constrained, otherwise capacity available =348 kW | --> | C12 ex ROSCOMMON | Roscommon [T41,T42] | LANESBORO |  | 53.6275 | -8.1921
069362 | MV/LV Substation MA***362 |  | 10 kV | _ | LV | 400 kVA :Kiosk Substation | 0.4 | --> | 0.4 | 0 | 0 | Constrained, otherwise capacity available =220 kVA | --> | 0.38 | 0 | 0.089 | 0.289 | 0 |  | --> | C11 ex BALLYBODEN | Ballyboden [T41,T42] | COOKSTOWN |  | 53.2831 | -6.271
093618Z | MV/LV Substation JA***618Z |  | 10 kV | _ | LV | 630 kVA :Building Structure | 0.63 | --> | 0.63 | 0 | 0 | Constrained, otherwise capacity available =630 kVA | --> | 0.598 | 0 | 0 | 0.5 | 0 |  | --> | C21 ex UNIDARE | Unidare [T41,T42] | FINGLAS |  | 53.3967 | -6.2977
054193X | MV/LV Substation C ***193X |  | 10 kV | _ | LV | 630 kVA :Building Structure | 0.63 | --> | 0.63 | 0 | 0 | Constrained, otherwise capacity available =476 kVA | --> | 0.598 | 0 | 0 | 0 | 0 | Constrained, otherwise capacity available =577 kW | --> | C26 ex PORTLAOISE | Portlaoise [T41,T42] | PORTLAOISE |  | 53.0296 | -7.3103
266723 | MV/LV Substation BA***723 |  | 20 kV | _ | LV | 100 kVA :Pole Substation | 0.1 | --> | 0.1 | 0 | 0 | Constrained, otherwise capacity available =73 kVA | --> | 0.095 | 0 | 0.01 | 0 | 0 | Constrained, otherwise capacity available =84 kW | --> | E18 ex CARNDONAGH | Carndonagh [T421,T422] | TRILLICK |  | 55.2419 | -7.2573
0084190 | MV/LV Substation NE***4190 |  | 20 kV | _ | LV | 50 kVA :Pole Substation | 0.05 | --> | 0.05 | 0 | 0 | Constrained, otherwise capacity available =33 kVA | --> | 0.048 | 0 | 0 | 0 | 0 | Constrained, otherwise capacity available =45 kW | --> | E17 ex KNOCKMULLEN | Knockmullen [T42,T421] | GREAT ISLAND |  | 52.4006 | -6.8963
503918 | MV/LV Substation BL***918 |  | 10 kV | _ | LV | 50 kVA :Pole Substation | 0.05 | --> | 0.05 | 0.037 | 1.69 |  | --> | 0.048 | 0 | 0.009 | 0 | 0 | Constrained, otherwise capacity available =39 kW | --> | C16 ex NEWTOWNCUNNINGHAM | Newtowncunningham [T41,T42] | LETTERKENNY |  | 55.007 | -7.4929
156487X | MV/LV Substation TA***487X |  | 10 kV | _ | LV | 50 kVA :Pole Substation | 0.05 | --> | 0.05 | 0 | 0 | Constrained, otherwise capacity available =44 kVA | --> | 0.048 | 0 | 0 | 0 | 0 | Constrained, otherwise capacity available =47 kW | --> | C20 ex DRUMBEAR | Drumbear [T41,T42] | LISDRUM |  | 54.2273 | -6.9573
068410X | MV/LV Substation BE***410X |  | 10 kV | _ | LV | 630 kVA :Kiosk Substation | 0.63 | --> | 0.63 | 0 | 0 | Constrained, otherwise capacity available =620 kVA | --> | 0.598 | 0 | 0 | 0.5 | 0 |  | --> | C14 ex CLONTARF | Clontarf [T42] | FINGLAS |  | 53.3677 | -6.1918
084338X | MV/LV Substation RI***338X |  | 20 kV | _ | LV | 50 kVA :Pole Substation | 0.05 | --> | 0.05 | 0 | 0 | Constrained, otherwise capacity available =44 kVA | --> | 0.048 | 0 | 0 | 0 | 0 | Constrained, otherwise capacity available =47 kW | --> | E17 ex KILCOLGAN | Kilcolgan [T42,T421] | GALWAY 110KV |  | 53.2119 | -8.8231
1804090 | MV/LV Substation TR***4090 |  | 10 kV | _ | LV | 50 kVA :Pole Substation | 0.05 | --> | 0.05 | 0 | 0 | Constrained, otherwise capacity available =50 kVA | --> | 0.048 | 0 | 0 | 0 | 0 | Constrained, otherwise capacity available =48 kW | --> | C17 ex ATHBOY | Athboy [T42] | NAVAN |  | 53.6674 | -6.9731
039326 | MV/LV Substation GA***326 |  | 10 kV | _ | LV | 630 kVA :Building Structure | 0.63 | --> | 0.63 | 0 | 0 | Constrained, otherwise capacity available =630 kVA | --> | 0.598 | 0 | 0 | 0.5 | 0 |  | --> | C14 ex GALWAY 110KV | Galway 110kv [T102,T103] | GALWAY 110KV |  | 53.2774 | -9.0139
252839X | MV/LV Substation CL***839X |  | 10 kV | _ | LV | 400 kVA :Kiosk Substation | 0.4 | --> | 0.4 | 0.379 | 1.32 |  | --> | 0.38 | 0 | 0.005 | 0.373 | 0 |  | --> | C27 ex CLIFDEN | Clifden [T41,T42] | SCREEB |  | 53.488 | -10.0201
001109X | MV/LV Substation GR***109X |  | 10 kV | _ | LV | 1000 kVA :Building Structure | 1 | --> | 1 | 0.5 | 13.42 |  | --> | 0.95 | 0 | 0 | 0.5 | 0 |  | --> | C20 ex POTTERY ROAD | Pottery Road [T101,T102] | CARRICKMINES |  | 53.269 | -6.143
2104079 | MV/LV Substation CM***4079 |  | 10 kV | _ | LV | 200 kVA :Pole Substation | 0.2 | --> | 0.2 | 0 | 0 | Constrained, otherwise capacity available =181 kVA | --> | 0.19 | 0 | 0 | 0 | 0 | Constrained, otherwise capacity available =187 kW | --> | C24 ex CARRICKMACROSS | Carrickmacross [T41,T42] | MEATH HILL |  | 53.987 | -6.7296
001160 | MV/LV Substation MA***160 |  | 10 kV | _ | LV | 400 kVA :Kiosk Substation | 0.4 | --> | 0.4 | 0 | 0 | Constrained, otherwise capacity available =105 kVA | --> | 0.38 | 0 | 0.006 | 0.333 | 0 |  | --> | C18 ex DUNDRUM | Dundrum [T41,T42] | BLACKROCK |  | 53.3104 | -6.2379
1564268 | MV/LV Substation AG***4268 |  | 20 kV | _ | LV | 50 kVA :Pole Substation | 0.05 | --> | 0.05 | 0.043 | 2.47 |  | --> | 0.048 | 0 | 0 | 0 | 0 | Constrained, otherwise capacity available =46 kW | --> | E13 ex TELAYDON | Telaydon [T42,T421] | LISDRUM |  | 54.2559 | -7.0983
153862 | MV/LV Substation CO***862 |  | 20 kV | _ | LV | 50 kVA :Pole Substation | 0.05 | --> | 0.05 | 0 | 0 | Constrained, otherwise capacity available =43 kVA | --> | 0.048 | 0 | 0 | 0 | 0 | Constrained, otherwise capacity available =46 kW | --> | E12 ex BIRDHILL | Birdhill [T421,T422] | ARDNACRUSHA |  | 52.806 | -8.474
281018X | MV/LV Substation EL***018X |  | 10 kV | _ | LV | 630 kVA :Kiosk Substation | 0.63 | --> | 0.63 | 0 | 0 | Constrained, otherwise capacity available =630 kVA | --> | 0.598 | 0 | 0 | 0 | 0 | Constrained, otherwise capacity available =598 kW | --> | C19 ex DENNEHYS CROSS | Dennehys Cross [T41,T42] | TRABEG |  | 51.8827 | -8.4925
007273 | MV/LV Substation MO***273 |  | 20 kV | _ | LV | 100 kVA :Pole Substation | 0.1 | --> | 0.1 | 0.069 | 1.4 |  | --> | 0.095 | 0 | 0 | 0 | 0 | Constrained, otherwise capacity available =91 kW | --> | E20 ex KILLINICK | Killinick [T421,T422] | WEXFORD |  | 52.257 | -6.497
220102X | MV/LV Substation LA***102X |  | 20 kV | _ | LV | 200 kVA :Pole Substation | 0.2 | --> | 0.2 | 0.171 | 2.33 |  | --> | 0.19 | 0 | 0 | 0 | 0 | Constrained, otherwise capacity available =186 kW | --> | E14 ex MOY | Moy [T421,T422] | MOY |  | 54.2298 | -9.2873
036880 | MV/LV Substation TI***880 |  | 20 kV | _ | LV | 200 kVA :Pole Substation | 0.2 | --> | 0.2 | 0 | 0 | Constrained, otherwise capacity available =180 kVA | --> | 0.19 | 0 | 0 | 0 | 0 | Constrained, otherwise capacity available =187 kW | --> | E18 ex GARRANACANTY | Garranacanty [T421,T422] | TIPPERARY |  | 52.5004 | -8.2089
024500 | MV/LV Substation GR***500 |  | 10 kV | _ | LV | 50 kVA :Pole Substation | 0.05 | --> | 0.05 | 0.046 | 2.14 |  | --> | 0.048 | 0 | 0 | 0 | 0 | Constrained, otherwise capacity available =47 kW | --> | C18 ex BUTTEVANT | Buttevant [T41,T42] | MALLOW |  | 52.1987 | -8.693
093363 | MV/LV Substation BE***363 |  | 10 kV | _ | LV | 630 kVA :Kiosk Substation | 0.63 | --> | 0.63 | 0 | 0 | Constrained, otherwise capacity available =486 kVA | --> | 0.598 | 0 | 0.012 | 0.5 | 0 |  | --> | C20 ex POPPINTREE | Poppintree [T101,T102] | FINGLAS |  | 53.4014 | -6.2818
093471Z | MV/LV Substation PO***471Z |  | 10 kV | _ | LV | 400 kVA :Kiosk Substation | 0.4 | --> | 0.4 | 0.373 | 2.86 |  | --> | 0.38 | 0 | 0 | 0.376 | 0 |  | --> | C14 ex BALLYMUN | Ballymun [T41,T42] | FINGLAS |  | 53.396 | -6.2783
214589 | MV/LV Substation KI***589 |  | 10 kV | _ | LV | 30 kVA :Pole Substation | 0.03 | --> | 0.03 | 0 | 0 | Constrained, otherwise capacity available =27 kVA | --> | 0.028 | 0 | 0 | 0 | 0 | Constrained, otherwise capacity available =28 kW | --> | C15 ex DRUMQUIN | Drumquin [T42] | ENNIS |  | 52.6747 | -9.1244
495376 | MV/LV Substation AC***376 |  | 20 kV | _ | LV | 50 kVA :Pole Substation | 0.05 | --> | 0.05 | 0.043 | 1.5 |  | --> | 0.048 | 0 | 0 | 0.047 | 0 |  | --> | E17 ex ACHILL | Achill [T422] | CARROWBEG |  | 53.9345 | -9.9098
084437 | MV/LV Substation KI***437 |  | 20 kV | _ | LV | 200 kVA :Pole Substation | 0.2 | --> | 0.2 | 0 | 0 |  | --> | 0.19 | 0 | 0.006 | 0 | 0 | Constrained, otherwise capacity available =154 kW | --> | E11 ex KILCOLGAN | Kilcolgan [T42,T421] | GALWAY 110KV |  | 53.2087 | -8.8698
089247X | MV/LV Substation CO***247X |  | 20 kV | _ | LV | 200 kVA :Pole Substation | 0.2 | --> | 0.2 | 0.176 | 9.1 |  | --> | 0.19 | 0 | 0.006 | 0 | 0 | Constrained, otherwise capacity available =182 kW | --> | E11 ex ARDNAREE | Ardnaree [T42,T421] | MOY |  | 54.1109 | -9.0305
081231X | MV/LV Substation FA***231X |  | 10 kV | _ | LV | 100 kVA :Pole Substation | 0.1 | --> | 0.1 | 0 | 0 | Constrained, otherwise capacity available =99 kVA | --> | 0.095 | 0 | 0 | 0 | 0 | Constrained, otherwise capacity available =95 kW | --> | C15 ex CASTLEKNOCK | Castleknock [T41,T42] | FINGLAS |  | 53.365 | -6.363
0714023 | MV/LV Substation HO***4023 |  | 10 kV | _ | LV | 200 kVA :Kiosk Substation | 0.2 | --> | 0.2 | 0 | 0 | Constrained, otherwise capacity available =200 kVA | --> | 0.19 | 0 | 0 | 0.19 | 0 |  | --> | C14 ex GREYSTONES | Greystones [T41,T42] | FASSAROE |  | 53.1467 | -6.1228
281161Y | MV/LV Substation SA***161Y |  | 10 kV | _ | LV | 400 kVA :Building Structure | 0.4 | --> | 0.4 | 0 | 0 | Constrained, otherwise capacity available =310 kVA | --> | 0.38 | 0 | 0.015 | 0 | 0 | Constrained, otherwise capacity available =356 kW | --> | C13 ex TOGHER | Togher [T41,T42] | TRABEG |  | 51.88 | -8.4994
007807Y | MV/LV Substation OL***807Y |  | 20 kV | _ | LV | 50 kVA :Pole Substation | 0.05 | --> | 0.05 | 0.03 | 0.14 |  | --> | 0.048 | 0 | 0.005 | 0 | 0 | Constrained, otherwise capacity available =41 kW | --> | C12 ex CARRIGLAWN | Carriglawn [T41,T42] | WEXFORD |  | 52.3792 | -6.448
062792X | MV/LV Substation DM***792X |  | 10 kV | _ | LV | 400 kVA :Kiosk Substation | 0.4 | --> | 0.4 | 0.358 | 0.72 |  | --> | 0.38 | 0 | 0 | 0 | 0 | Constrained, otherwise capacity available =374 kW | --> | C12 ex COES ROAD | Coes Road [T41,T42] | DUNDALK |  | 54.0047 | -6.3776
0034165 | MV/LV Substation WO***4165 |  | 10 kV | _ | LV | 400 kVA :Kiosk Substation | 0.4 | --> | 0.4 | 0 | 0 | Constrained, otherwise capacity available =303 kVA | --> | 0.38 | 0 | 0.013 | 0 | 0 | Constrained, otherwise capacity available =357 kW | --> | C16 ex RATHDRUM | Rathdrum [T42] | ARKLOW |  | 52.9365 | -6.2381
156698X | MV/LV Substation BR***698X |  | 20 kV | _ | LV | 50 kVA :Pole Substation | 0.05 | --> | 0.05 | 0 | 0 | Constrained, otherwise capacity available =44 kVA | --> | 0.048 | 0 | 0 | 0 | 0 | Constrained, otherwise capacity available =47 kW | --> | E12 ex EMYVALE | Emyvale [T422] | LISDRUM |  | 54.3524 | -7.0791
021486Z | MV/LV Substation AT***486Z |  | 10 kV | _ | LV | 630 kVA :Building Structure | 0.63 | --> | 0.63 | 0 | 0 | Constrained, otherwise capacity available =440 kVA | --> | 0.598 | 0 | 0 | 0 | 0 | Constrained, otherwise capacity available =572 kW | --> | C14 ex DENNEHYS CROSS | Dennehys Cross [T41,T42] | TRABEG |  | 51.8967 | -8.5134
138144X | MV/LV Substation HA***144X |  | 10 kV | _ | LV | 400 kVA :Kiosk Substation | 0.4 | --> | 0.4 | 0.386 | 2.18 |  | --> | 0.38 | 0 | 0.004 | 0 | 0 | Constrained, otherwise capacity available =375 kW | --> | C26 ex BAILIEBORO | Bailieboro [T41,T42] | MEATH HILL |  | 53.9122 | -6.9598
196071X | MV/LV Substation CR***071X |  | 20 kV | _ | LV | 50 kVA :Pole Substation | 0.05 | --> | 0.05 | 0.048 | 1.34 |  | --> | 0.048 | 0 | 0 | 0 | 0 | Constrained, otherwise capacity available =47 kW | --> | E23 ex ATHBOY | Athboy [T423] | NAVAN |  | 53.5457 | -6.9588
022773X | MV/LV Substation WI***773X |  | 10 kV | _ | LV | 630 kVA :Building Structure | 0.63 | --> | 0.63 | 0.5 | 4.55 |  | --> | 0.598 | 0 | 0 | 0 | 0 | Constrained, otherwise capacity available =590 kW | --> | C22 ex MALLOW | Mallow [T41,T42] | MALLOW |  | 52.1371 | -8.643
111300Z | MV/LV Substation DA***300Z |  | 20 kV | _ | LV | 200 kVA :Kiosk Substation | 0.2 | --> | 0.2 | 0.18 | 3.48 |  | --> | 0.19 | 0 | 0 | 0 | 0 | Constrained, otherwise capacity available =187 kW | --> | E14 ex GLENGARRIFF | Glengarriff [T421] | BALLYLICKY |  | 51.7511 | -9.5539
136026 | MV/LV Substation CO***026 |  | 10 kV | _ | LV | 200 kVA :Pole Substation | 0.2 | --> | 0.2 | 0 | 0 | Constrained, otherwise capacity available =108 kVA | --> | 0.19 | 0 | 0.005 | 0 | 0 | Constrained, otherwise capacity available =173 kW | --> | C13 ex ROSCOMMON | Roscommon [T41,T42] | LANESBORO |  | 53.6336 | -8.1794
075307Y | MV/LV Substation GR***307Y |  | 20 kV | _ | LV | 50 kVA :Pole Substation | 0.05 | --> | 0.05 | 0.05 | 1.13 |  | --> | 0.048 | 0 | 0 | 0 | 0 | Constrained, otherwise capacity available =48 kW | --> | E12 ex BUNCLODY | Bunclody [T421,T422] | CRANE |  | 52.6535 | -6.6302
281163 | MV/LV Substation AR***163 |  | 10 kV | _ | LV | 400 kVA :Kiosk Substation | 0.4 | --> | 0.4 | 0 | 0 | Constrained, otherwise capacity available =258 kVA | --> | 0.38 | 0 | 0.03 | 0.338 | 0 |  | --> | C19 ex BISHOPSTOWN | Bishopstown [T41,T42] | KILBARRY |  | 51.8745 | -8.5257
0544231 | MV/LV Substation SH***4231 |  | 10 kV | _ | LV | 400 kVA :Kiosk Substation | 0.4 | --> | 0.4 | 0 | 0 | Constrained, otherwise capacity available =358 kVA | --> | 0.38 | 0 | 0 | 0 | 0 | Constrained, otherwise capacity available =374 kW | --> | C18 ex MOUNTRATH | Mountrath [T41,T42] | PORTLAOISE |  | 52.9983 | -7.4707
276167 | MV/LV Substation RO***167 |  | 10 kV | _ | LV | 200 kVA :Kiosk Substation | 0.2 | --> | 0.2 | 0.163 | 0.76 |  | --> | 0.19 | 0 | 0.015 | 0 | 0 | Constrained, otherwise capacity available =174 kW | --> | C18 ex WOODFORD | Woodford [T41,T42] | KNOCKEARAGH |  | 52.0536 | -9.5136
244302 | MV/LV Substation AN***302 |  | 20 kV | _ | LV | 50 kVA :Pole Substation | 0.05 | --> | 0.05 | 0 | 0 | Constrained, otherwise capacity available =41 kVA | --> | 0.048 | 0 | 0 | 0 | 0 | Constrained, otherwise capacity available =46 kW | --> | E16 ex MILLTOWN (SR) | Milltown (sr) [T421,T422] | OUGHTRAGH |  | 52.1014 | -9.7569
154252Z | MV/LV Substation SC***252Z |  | 10 kV | _ | LV | 200 kVA :Kiosk Substation | 0.2 | --> | 0.2 | 0 | 0 | Constrained, otherwise capacity available =187 kVA | --> | 0.19 | 0 | 0 | 0 | 0 | Constrained, otherwise capacity available =188 kW | --> | C12 ex COOLMINE | Coolmine [T41,T42] | FINGLAS |  | 53.3863 | -6.3856
014437X | MV/LV Substation BI***437X |  | 10 kV | _ | LV | 200 kVA :Kiosk Substation | 0.2 | --> | 0.2 | 0 | 0 | Constrained, otherwise capacity available =63 kVA | --> | 0.19 | 0 | 0 | 0 | 0 | Constrained, otherwise capacity available =170 kW | --> | C20 ex KILDARE | Kildare [T41,T42] | NEWBRIDGE |  | 53.1656 | -6.9093
026842X | MV/LV Substation AR***842X |  | 10 kV | _ | LV | 200 kVA :Pole Substation | 0.2 | --> | 0.2 | 0.162 | 8.66 |  | --> | 0.19 | 0 | 0.004 | 0 | 0 | Constrained, otherwise capacity available =182 kW | --> | C14 ex BANDON | Bandon [T101,T42] | BANDON |  | 51.7494 | -8.7275
055044 | MV/LV Substation FR***044 |  | 10 kV | _ | LV | 400 kVA :Kiosk Substation | 0.4 | --> | 0.4 | 0 | 0 | Constrained, otherwise capacity available =383 kVA | --> | 0.38 | 0 | 0 | 0 | 0 | Constrained, otherwise capacity available =378 kW | --> | C12 ex ROSCREA | Roscrea [T41,T42] | IKERRIN |  | 52.9664 | -7.7884
209230 | MV/LV Substation FE***230 |  | 20 kV | _ | LV | 50 kVA :Pole Substation | 0.05 | --> | 0.05 | 0 | 0 | Constrained, otherwise capacity available =34 kVA | --> | 0.048 | 0 | 0.002 | 0 | 0 | Constrained, otherwise capacity available =44 kW | --> | C14 ex MILFORD (NR) | Milford (nr) [T41,T42] | LETTERKENNY |  | 55.1389 | -7.6569
495447X | MV/LV Substation BA***447X |  | 20 kV | _ | LV | 400 kVA :Kiosk Substation | 0.4 | --> | 0.4 | 0.36 | 1.5 |  | --> | 0.38 | 0 | 0 | 0.375 | 0 |  | --> | E18 ex ACHILL | Achill [T422] | CARROWBEG |  | 54.0255 | -9.8256
0644407 | MV/LV Substation MI***4407 |  | 20 kV | _ | LV | 50 kVA :Pole Substation | 0.05 | --> | 0.05 | 0 | 0 | Constrained, otherwise capacity available =50 kVA | --> | 0.048 | 0 | 0 | 0 | 0 | Constrained, otherwise capacity available =48 kW | --> | E21 ex SLANE | Slane [T421] | DRYBRIDGE |  | 53.7014 | -6.5337
002145 | MV/LV Substation FA***145 |  | 10 kV | _ | LV | 400 kVA :Kiosk Substation | 0.4 | --> | 0.4 | 0.333 | 2.36 |  | --> | 0.38 | 0 | 0.05 | 0.334 | 0 |  | --> | C15 ex BRAY | Bray [T41,T42] | FASSAROE |  | 53.1943 | -6.1224
093367Z | MV/LV Substation FI***367Z |  | 10 kV | _ | LV | 630 kVA :Building Structure | 0.63 | --> | 0.63 | 0 | 0 | Constrained, otherwise capacity available =572 kVA | --> | 0.598 | 0 | 0 | 0.5 | 0 |  | --> | C11 ex MERVILLE | Merville [T41,T42] | FINGLAS |  | 53.3817 | -6.2921
0134015 | MV/LV Substation AT***4015 |  | 20 kV | _ | LV | 400 kVA :Kiosk Substation | 0.4 | --> | 0.4 | 0.121 | 0.12 | Constrained, otherwise capacity available =325 kVA | --> | 0.38 | 0 | 0.012 | 0.361 | 0 |  | --> | E62 ex ATHY | Athy [T101,T102] | ATHY |  | 53.0017 | -6.9857
066858X | MV/LV Substation GR***858X |  | 10 kV | _ | LV | 50 kVA :Pole Substation | 0.05 | --> | 0.05 | 0 | 0 | Constrained, otherwise capacity available =46 kVA | --> | 0.048 | 0 | 0 | 0.047 | 0 |  | --> | C17 ex MOUNTGORRY | Mountgorry [T41,T42] | GRANGE (DR) |  | 53.4616 | -6.2021
204290 | MV/LV Substation SH***290 |  | 20 kV | _ | LV | 100 kVA :Pole Substation | 0.1 | --> | 0.1 | 0 | 0 | Constrained, otherwise capacity available =100 kVA | --> | 0.095 | 0 | 0 | 0 | 0 | Constrained, otherwise capacity available =95 kW | --> | E13 ex CARNDONAGH | Carndonagh [T421,T422] | TRILLICK |  | 55.1881 | -7.4043
015905X | MV/LV Substation RO***905X |  | 10 kV | _ | LV | 200 kVA :Kiosk Substation | 0.2 | --> | 0.2 | 0.099 | 12.6 |  | --> | 0.19 | 0 | 0.053 | 0.136 | 0 |  | --> | C12 ex MONREAD | Monread [T101,T102] | MONREAD |  | 53.2288 | -6.65
033372Y | MV/LV Substation PI***372Y |  | 10 kV | _ | LV | 50 kVA :Pole Substation | 0.05 | --> | 0.05 | 0 | 0 | Constrained, otherwise capacity available =47 kVA | --> | 0.048 | 0 | 0 | 0.047 | 0 |  | --> | C23 ex CREGG ROAD | Cregg Road [T41,T42] | BALLYDINE |  | 52.3478 | -7.3186
012138Y | MV/LV Substation TH***138Y |  | 10 kV | _ | LV | 400 kVA :Kiosk Substation | 0.4 | --> | 0.4 | 0.33 | 1.99 |  | --> | 0.38 | 0 | 0 | 0 | 0 | Constrained, otherwise capacity available =370 kW | --> | C11 ex GRAIGUE | Graigue [T41,T42] | CARLOW |  | 52.8311 | -6.9246
0584247 | MV/LV Substation KY***4247 |  | 20 kV | _ | LV | 50 kVA :Pole Substation | 0.05 | --> | 0.05 | 0 | 0 | Constrained, otherwise capacity available =36 kVA | --> | 0.048 | 0 | 0 | 0 | 0 | Constrained, otherwise capacity available =46 kW | --> | C17 ex KYLEERAGH | Kyleeragh [T41,T42] | NENAGH |  | 53.0091 | -8.1804
029999 | MV/LV Substation BA***999 |  | 20 kV | _ | LV | 200 kVA :Pole Substation | 0.2 | --> | 0.2 | 0 | 0 | Constrained, otherwise capacity available =134 kVA | --> | 0.19 | 0 | 0.011 | 0 | 0 | Constrained, otherwise capacity available =176 kW | --> | C13 ex CLOYNE | Cloyne [T41] | MIDLETON |  | 51.8654 | -8.0719
060738 | MV/LV Substation TU***738 |  | 10 kV | _ | LV | 100 kVA :Pole Substation | 0.1 | --> | 0.1 | 0.071 | 2.57 |  | --> | 0.095 | 0 | 0.005 | 0 | 0 | Constrained, otherwise capacity available =87 kW | --> | C13 ex ERRIGAL | Errigal [T41,T422] | SHANKILL |  | 54.0498 | -7.148
154495Z | MV/LV Substation DI***495Z |  | 10 kV | _ | LV | 400 kVA :Kiosk Substation | 0.4 | --> | 0.4 | 0.297 | 7.91 |  | --> | 0.38 | 0 | 0 | 0.366 | 0 |  | --> | C23 ex PELLETSTOWN | Pelletstown [T101,T102] | FINGLAS |  | 53.3689 | -6.3866
011286Z | MV/LV Substation CH***286Z |  | 10 kV | _ | LV | 400 kVA :Kiosk Substation | 0.4 | --> | 0.4 | 0 | 0 | Constrained, otherwise capacity available =355 kVA | --> | 0.38 | 0 | 0 | 0 | 0 | Constrained, otherwise capacity available =374 kW | --> | C15 ex TALBOTS INCH | Talbots Inch [T41,T42] | KILKENNY |  | 52.6711 | -7.2711
164510X | MV/LV Substation MA***510X |  | 10 kV | _ | LV | 100 kVA :Pole Substation | 0.1 | --> | 0.1 | 0 | 0 | Constrained, otherwise capacity available =96 kVA | --> | 0.095 | 0 | 0 | 0 | 0 | Constrained, otherwise capacity available =94 kW | --> | C12 ex SKIBBEREEN | Skibbereen [T41,T42] | DUNMANWAY |  | 51.5559 | -9.2699
066356Z | MV/LV Substation DO***356Z |  | 20 kV | _ | LV | 400 kVA :Building Structure | 0.4 | --> | 0.4 | 0 | 0 | Constrained, otherwise capacity available =313 kVA | --> | 0.38 | 0 | 0.009 | 0 | 0 | Constrained, otherwise capacity available =361 kW | --> | E11 ex GLASMORE | Glasmore [T421,T422] | GLASMORE |  | 53.4899 | -6.1421
288721 | MV/LV Substation SC***721 |  | 10 kV | _ | LV | 100 kVA :Pole Substation | 0.1 | --> | 0.1 | 0.041 | 0.04 | Constrained, otherwise capacity available =93 kVA | --> | 0.095 | 0 | 0 | 0.094 | 0 |  | --> | C21 ex LITTLE BRAY | Little Bray [T41,T42] | FASSAROE |  | 53.2214 | -6.1815
065439X | MV/LV Substation PU***439X |  | 20 kV | _ | LV | 50 kVA :Pole Substation | 0.05 | --> | 0.05 | 0 | 0 | Constrained, otherwise capacity available =41 kVA | --> | 0.048 | 0 | 0 | 0 | 0 | Constrained, otherwise capacity available =46 kW | --> | E23 ex BALTRASNA | Baltrasna [T121,T122] | BALTRASNA |  | 53.5638 | -6.3897
067503Y | MV/LV Substation CO***503Y |  | 20 kV | _ | LV | 400 kVA :Kiosk Substation | 0.4 | --> | 0.4 | 0.254 | 6.81 |  | --> | 0.38 | 0 | 0.111 | 0.277 | 0 |  | --> | C03 ex AHANE | Ahane [T102] | AHANE |  | 52.6645 | -8.5403
251884 | MV/LV Substation SU***884 |  | 10 kV | _ | LV | 50 kVA :Pole Substation | 0.05 | --> | 0.05 | 0 | 0 | Constrained, otherwise capacity available =29 kVA | --> | 0.048 | 0 | 0.006 | 0 | 0 | Constrained, otherwise capacity available =40 kW | --> | C28 ex CLAREGALWAY | Claregalway [T42,T421] | GALWAY 110KV |  | 53.3482 | -8.9427
0674371 | MV/LV Substation GR***4371 |  | 10 kV | _ | LV | 630 kVA :Kiosk Substation | 0.63 | --> | 0.63 | 0 | 0 | Constrained, otherwise capacity available =585 kVA | --> | 0.598 | 0 | 0 | 0 | 0 | Constrained, otherwise capacity available =592 kW | --> | C20 ex DOCK ROAD | Dock Road [T41,T42] | LIMERICK |  | 52.6467 | -8.6492
068354 | MV/LV Substation FE***354 |  | 10 kV | _ | LV | 1000 kVA :Building Structure | 1 | --> | 1 | 0.5 | 7.2 |  | --> | 0.95 | 0 | 0 | 0.5 | 0 |  | --> | C26 ex TRINITY | Trinity [T101,T102] | POOLBEG |  | 53.341 | -6.2486
281832Z | MV/LV Substation DE***832Z |  | 10 kV | _ | LV | 400 kVA :Kiosk Substation | 0.4 | --> | 0.4 | 0.378 | 7.88 |  | --> | 0.38 | 0 | 0 | 0.377 | 0 |  | --> | C17 ex LIBERTY STREET | Liberty Street [T101,T102] | LIBERTY STREET |  | 51.8899 | -8.4798
065807 | MV/LV Substation ST***807 |  | 10 kV | _ | LV | 630 kVA :Kiosk Substation | 0.63 | --> | 0.63 | 0 | 0 | Constrained, otherwise capacity available =473 kVA | --> | 0.598 | 0 | 0.027 | 0 | 0 | Constrained, otherwise capacity available =557 kW | --> | C15 ex LOUGHSHINNY | Loughshinny [T41,T42] | GLASMORE |  | 53.5368 | -6.0966
081206Z | MV/LV Substation MT***206Z |  | 10 kV | _ | LV | 200 kVA :Kiosk Substation | 0.2 | --> | 0.2 | 0 | 0 | Constrained, otherwise capacity available =177 kVA | --> | 0.19 | 0 | 0.005 | 0.183 | 0 |  | --> | C13 ex LIFFEY VALLEY | Liffey Valley [T41,T42] | INCHICORE 220KV |  | 53.3563 | -6.4123
034344Y | MV/LV Substation SP***344Y |  | 10 kV | _ | LV | 630 kVA :Building Structure | 0.63 | --> | 0.63 | 0.5 | 5.88 |  | --> | 0.598 | 0 | 0 | 0 | 0 | Constrained, otherwise capacity available =588 kW | --> | C12 ex ARDGEEHA | Ardgeeha [T41,T42] | DOON |  | 52.3551 | -7.6905
069624 | MV/LV Substation WO***624 |  | 10 kV | _ | LV | 400 kVA :Kiosk Substation | 0.4 | --> | 0.4 | 0 | 0 | Constrained, otherwise capacity available =266 kVA | --> | 0.38 | 0 | 0.032 | 0.338 | 0 |  | --> | C12 ex BALLYBODEN | Ballyboden [T41,T42] | COOKSTOWN |  | 53.2778 | -6.3127
039360X | MV/LV Substation OR***360X |  | 10 kV | _ | LV | 630 kVA :Building Structure | 0.63 | --> | 0.63 | 0 | 0 | Constrained, otherwise capacity available =425 kVA | --> | 0.598 | 0 | 0.12 | 0 | 0 | Constrained, otherwise capacity available =481 kW | --> | C18 ex ORANMORE | Oranmore [T41,T44] | GALWAY 110KV |  | 53.2781 | -8.9315
011953Y | MV/LV Substation CA***953Y |  | 10 kV | _ | LV | 200 kVA :Kiosk Substation | 0.2 | --> | 0.2 | 0 | 0 | Constrained, otherwise capacity available =110 kVA | --> | 0.19 | 0 | 0.007 | 0 | 0 | Constrained, otherwise capacity available =172 kW | --> | C19 ex ROSEHILL | Rosehill [T41,T42] | KILKENNY |  | 52.6442 | -7.2516
293527Y | MV/LV Substation CA***527Y |  | 20 kV | _ | LV | 50 kVA :Pole Substation | 0.05 | --> | 0.05 | 0.05 | 0.43 |  | --> | 0.048 | 0 | 0 | 0 | 0 | Constrained, otherwise capacity available =48 kW | --> | E12 ex TULLOW | Tullow [T421,T422] | CARLOW |  | 52.746 | -6.7397
288236 | MV/LV Substation CO***236 |  | 10 kV | _ | LV | 200 kVA :Kiosk Substation | 0.2 | --> | 0.2 | 0.041 | 0.04 | Constrained, otherwise capacity available =53 kVA | --> | 0.19 | 0 | 0.04 | 0.139 | 0 |  | --> | C20 ex LITTLE BRAY | Little Bray [T41,T42] | FASSAROE |  | 53.2107 | -6.1105
020486 | MV/LV Substation GO***486 |  | 10 kV | _ | LV | 100 kVA :Pole Substation | 0.1 | --> | 0.1 | 0 | 0 | Constrained, otherwise capacity available =57 kVA | --> | 0.095 | 0 | 0 | 0 | 0 | Constrained, otherwise capacity available =89 kW | --> | C18 ex COOLCORCORAN | Coolcorcoran [T41,T42] | KNOCKEARAGH |  | 52.0615 | -9.5642
0434057 | MV/LV Substation HA***4057 |  | 20 kV | _ | LV | 200 kVA :Pole Substation | 0.2 | --> | 0.2 | 0.184 | 0.43 |  | --> | 0.19 | 0 | 0 | 0 | 0 | Constrained, otherwise capacity available =188 kW | --> | C20 ex SWINFORD | Swinford [T41,T42] | CASTLEBAR |  | 53.8624 | -8.8467
1924120 | MV/LV Substation TO***4120 |  | 10 kV | _ | LV | 200 kVA :Pole Substation | 0.2 | --> | 0.2 | 0 | 0 | Constrained, otherwise capacity available =200 kVA | --> | 0.19 | 0 | 0 | 0 | 0 | Constrained, otherwise capacity available =190 kW | --> | C00 ex TORY ISLAND |  |  |  | 55.2651 | -8.2275
429162 | MV/LV Substation MI***162 |  | 10 kV | _ | LV | 50 kVA :Pole Substation | 0.05 | --> | 0.05 | 0.048 | 0.33 |  | --> | 0.048 | 0 | 0 | 0 | 0 | Constrained, otherwise capacity available =47 kW | --> | C12 ex ABBEYFEALE | Abbeyfeale [T42] | TRIEN |  | 52.3097 | -9.1493
007427 | MV/LV Substation BA***427 |  | 20 kV | _ | LV | 100 kVA :Pole Substation | 0.1 | --> | 0.1 | 0.084 | 0.14 |  | --> | 0.095 | 0 | 0.005 | 0 | 0 | Constrained, otherwise capacity available =89 kW | --> | C12 ex CARRIGLAWN | Carriglawn [T41,T42] | WEXFORD |  | 52.3708 | -6.4482
069663 | MV/LV Substation TH***663 |  | 10 kV | _ | LV | 630 kVA :Kiosk Substation | 0.63 | --> | 0.63 | 0.5 | 7.75 |  | --> | 0.598 | 0 | 0 | 0.5 | 0 |  | --> | C19 ex MILLTOWN (DR) | Milltown (dr) [T101,T102] | POOLBEG |  | 53.3153 | -6.2472
069271 | MV/LV Substation BA***271 |  | 10 kV | _ | LV | 630 kVA :Kiosk Substation | 0.63 | --> | 0.63 | 0.206 | 9.99 |  | --> | 0.598 | 0 | 0.044 | 0.5 | 0 |  | --> | C19 ex HAROLDS CROSS | Harolds Cross [T101,T102] | POOLBEG |  | 53.3209 | -6.2979
136472 | MV/LV Substation LI***472 |  | 10 kV | _ | LV | 200 kVA :Pole Substation | 0.2 | --> | 0.2 | 0 | 0 | Constrained, otherwise capacity available =125 kVA | --> | 0.19 | 0 | 0 | 0 | 0 | Constrained, otherwise capacity available =180 kW | --> | C12 ex ROSCOMMON | Roscommon [T41,T42] | LANESBORO |  | 53.6241 | -8.2024
082488 | MV/LV Substation HA***488 |  | 20 kV | _ | LV | 50 kVA :Pole Substation | 0.05 | --> | 0.05 | 0 | 0 | Constrained, otherwise capacity available =44 kVA | --> | 0.048 | 0 | 0 | 0 | 0 | Constrained, otherwise capacity available =47 kW | --> | E17 ex DULEEK | Duleek [T421,T422] | DRYBRIDGE |  | 53.6682 | -6.5994
1304099 | MV/LV Substation LI***4099 |  | 20 kV | _ | LV | 400 kVA :Kiosk Substation | 0.4 | --> | 0.4 | 0.391 | 2.55 |  | --> | 0.38 | 0 | 0 | 0 | 0 | Constrained, otherwise capacity available =379 kW | --> | E18 ex EDGEWORTHSTOWN | Edgeworthstown [T421,T422] | RICHMOND |  | 53.6954 | -7.6093
093385Z | MV/LV Substation ST***385Z |  | 10 kV | _ | LV | 200 kVA :Kiosk Substation | 0.2 | --> | 0.2 | 0 | 0 | Constrained, otherwise capacity available =184 kVA | --> | 0.19 | 0 | 0 | 0.188 | 0 |  | --> | C28 ex KILMORE | Kilmore [T101,T102,T103] | FINGLAS |  | 53.4091 | -6.172
118304 | MV/LV Substation GU***304 |  | 10 kV | _ | LV | 400 kVA :Kiosk Substation | 0.4 | --> | 0.4 | 0.241 | 2 |  | --> | 0.38 | 0 | 0 | 0 | 0 | Constrained, otherwise capacity available =358 kW | --> | C11 ex BALLINASLOE | Ballinasloe [T41,T42] | SOMERSET |  | 53.3311 | -8.2221
158071X | MV/LV Substation KI***071X |  | 20 kV | _ | LV | 200 kVA :Pole Substation | 0.2 | --> | 0.2 | 0 | 0 | Constrained, otherwise capacity available =124 kVA | --> | 0.19 | 0 | 0.009 | 0 | 0 | Constrained, otherwise capacity available =173 kW | --> | C22 ex ENNISTYMON | Ennistymon [T41,T42] | ENNIS |  | 52.9901 | -9.2187
068234 | MV/LV Substation RO***234 |  | 10 kV | _ | LV | 1000 kVA :Building Structure | 1 | --> | 1 | 0.5 | 3.38 |  | --> | 0.95 | 0 | 0 | 0.5 | 0 |  | --> | C14 ex MERRION SQUARE | Merrion Square [T41,T42] | RINGSEND |  | 53.3375 | -6.253
0814168 | MV/LV Substation HE***4168 |  | 10 kV | _ | LV | 400 kVA :Building Structure | 0.4 | --> | 0.4 | 0 | 0 | Constrained, otherwise capacity available =400 kVA | --> | 0.38 | 0 | 0 | 0.38 | 0 |  | --> | C15 ex SEMPERIT | Semperit [T41,T42,T43] | GRANGE CASTLE |  | 53.3335 | -6.361
158069X | MV/LV Substation KI***069X |  | 20 kV | _ | LV | 100 kVA :Pole Substation | 0.1 | --> | 0.1 | 0 | 0 | Constrained, otherwise capacity available =86 kVA | --> | 0.095 | 0 | 0 | 0 | 0 | Constrained, otherwise capacity available =93 kW | --> | C22 ex ENNISTYMON | Ennistymon [T41,T42] | ENNIS |  | 52.9902 | -9.2219
054203Z | MV/LV Substation LI***203Z |  | 20 kV | _ | LV | 630 kVA :Building Structure | 0.63 | --> | 0.63 | 0 | 0 | Constrained, otherwise capacity available =429 kVA | --> | 0.598 | 0 | 0 | 0 | 0 | Constrained, otherwise capacity available =570 kW | --> | E19 ex PORTLAOISE | Portlaoise [T423,T424] | PORTLAOISE |  | 53.0294 | -7.2881
093393X | MV/LV Substation SE***393X |  | 10 kV | _ | LV | 200 kVA :Kiosk Substation | 0.2 | --> | 0.2 | 0 | 0 | Constrained, otherwise capacity available =141 kVA | --> | 0.19 | 0 | 0.014 | 0.171 | 0 |  | --> | C18 ex SUTTON | Sutton [T41,T42] | GRANGE (DR) |  | 53.3978 | -6.1333
041488X | MV/LV Substation KN***488X |  | 20 kV | _ | LV | 50 kVA :Pole Substation | 0.05 | --> | 0.05 | 0 | 0 | Constrained, otherwise capacity available =45 kVA | --> | 0.048 | 0 | 0 | 0 | 0 | Constrained, otherwise capacity available =47 kW | --> | E14 ex DALTON | Dalton [T421,T422] | DALTON |  | 53.792 | -8.9223
253012 | MV/LV Substation GA***012 |  | 20 kV | _ | LV | 100 kVA :Pole Substation | 0.1 | --> | 0.1 | 0 | 0 | Constrained, otherwise capacity available =50 kVA | --> | 0.095 | 0 | 0.01 | 0 | 0 | Constrained, otherwise capacity available =80 kW | --> | E21 ex GLENAMADDY | Glenamaddy [T422] | ATHLONE |  | 53.6196 | -8.7429
011078 | MV/LV Substation AB***078 |  | 10 kV | _ | LV | 630 kVA :Kiosk Substation | 0.63 | --> | 0.63 | 0.39 | 5.05 |  | --> | 0.598 | 0 | 0.005 | 0 | 0 | Constrained, otherwise capacity available =561 kW | --> | C19 ex MCDONAGH | Mcdonagh [T41,T42] | KILKENNY |  | 52.6548 | -7.2555
248239 | MV/LV Substation TH***239 |  | 20 kV | _ | LV | 50 kVA :Pole Substation | 0.05 | --> | 0.05 | 0.045 | 0.33 |  | --> | 0.048 | 0 | 0 | 0 | 0 | Constrained, otherwise capacity available =47 kW | --> | E33 ex TRIM | Trim [T421] | NAVAN |  | 53.4706 | -6.7491
039240X | MV/LV Substation MU***240X |  | 10 kV | _ | LV | 400 kVA :Building Structure | 0.4 | --> | 0.4 | 0 | 0 | Constrained, otherwise capacity available =215 kVA | --> | 0.38 | 0 | 0 | 0.366 | 0 |  | --> | C28 ex GALWAY 110KV | Galway 110kv [T102,T103] | GALWAY 110KV |  | 53.2908 | -9.0227
365398X | MV/LV Substation PR***398X |  | 10 kV | _ | LV | 200 kVA :Building Structure | 0.2 | --> | 0.2 | 0 | 0 | Constrained, otherwise capacity available =132 kVA | --> | 0.19 | 0 | 0 | 0.18 | 0 |  | --> | C17 ex BELGARD | Belgard [T41,T42] | COOKSTOWN |  | 53.2952 | -6.3736
021349X | MV/LV Substation KI***349X |  | 20 kV | _ | LV | 200 kVA :Pole Substation | 0.2 | --> | 0.2 | 0 | 0 | Constrained, otherwise capacity available =183 kVA | --> | 0.19 | 0 | 0 | 0 | 0 | Constrained, otherwise capacity available =188 kW | --> | E18 ex WHITECHURCH | Whitechurch [T421,T422] | KILBARRY |  | 51.9714 | -8.6449
011605X | MV/LV Substation WA***605X |  | 10 kV | _ | LV | 50 kVA :Pole Substation | 0.05 | --> | 0.05 | 0.042 | 2.8 |  | --> | 0.048 | 0 | 0.011 | 0 | 0 | Constrained, otherwise capacity available =38 kW | --> | C13 ex PURCELLS INCH | Purcells Inch [T41,T42] | KILKENNY |  | 52.628 | -7.2156
365206X | MV/LV Substation CL***206X |  | 10 kV | _ | LV | 630 kVA :Kiosk Substation | 0.63 | --> | 0.63 | 0 | 0 | Constrained, otherwise capacity available =466 kVA | --> | 0.598 | 0 | 0 | 0.5 | 0 |  | --> | C12 ex WHITESTOWN | Whitestown [T41,T42] | COOKSTOWN |  | 53.2798 | -6.4015
069710 | MV/LV Substation MI***710 |  | 10 kV | _ | LV | 630 kVA :Kiosk Substation | 0.63 | --> | 0.63 | 0.422 | 7.75 |  | --> | 0.598 | 0 | 0.027 | 0.5 | 0 |  | --> | C12 ex MILLTOWN (DR) | Milltown (dr) [T101,T102] | INCHICORE 220KV |  | 53.3151 | -6.2523
067536Y | MV/LV Substation OA***536Y |  | 10 kV | _ | LV | 400 kVA :Kiosk Substation | 0.4 | --> | 0.4 | 0 | 0 | Constrained, otherwise capacity available =278 kVA | --> | 0.38 | 0 | 0.005 | 0.359 | 0 |  | --> | C20 ex RAHEEN | Raheen [T41,T42] | LIMERICK |  | 52.6282 | -8.6418
004296Y | MV/LV Substation T/***296Y |  | 10 kV | _ | LV | 50 kVA :Pole Substation | 0.05 | --> | 0.05 | 0 | 0 | Constrained, otherwise capacity available =42 kVA | --> | 0.048 | 0 | 0 | 0 | 0 | Constrained, otherwise capacity available =46 kW | --> | C23 ex TINAHASK | Tinahask [T41,T42] | ARKLOW |  | 52.7936 | -6.2246
127790X | MV/LV Substation BO***790X |  | 10 kV | _ | LV | 100 kVA :Pole Substation | 0.1 | --> | 0.1 | 0 | 0 | Constrained, otherwise capacity available =77 kVA | --> | 0.095 | 0 | 0 | 0 | 0 | Constrained, otherwise capacity available =92 kW | --> | C17 ex HOLYCROSS ROAD | Holycross Road [T41,T42] | THURLES |  | 52.7515 | -7.9514
0104048 | MV/LV Substation KN***4048 |  | 10 kV | _ | LV | 50 kVA :Pole Substation | 0.05 | --> | 0.05 | 0 | 0 | Constrained, otherwise capacity available =50 kVA | --> | 0.048 | 0 | 0 | 0 | 0 | Constrained, otherwise capacity available =48 kW | --> | C17 ex GRAIGUENAMANAGH | Graiguenamanagh [T41,T42] | KILKENNY |  | 52.5521 | -6.9449
248386 | MV/LV Substation FE***386 |  | 20 kV | _ | LV | 200 kVA :Kiosk Substation | 0.2 | --> | 0.2 | 0 | 0 | Constrained, otherwise capacity available =154 kVA | --> | 0.19 | 0 | 0 | 0 | 0 | Constrained, otherwise capacity available =184 kW | --> | E14 ex KILCOCK | Kilcock [T421,T422] | GRIFFINRATH |  | 53.4264 | -6.7038
064156 | MV/LV Substation AL***156 |  | 20 kV | _ | LV | 400 kVA :Kiosk Substation | 0.4 | --> | 0.4 | 0 | 0 | Constrained, otherwise capacity available =306 kVA | --> | 0.38 | 0 | 0.014 | 0 | 0 | Constrained, otherwise capacity available =357 kW | --> | E16 ex JULIANSTOWN | Julianstown [T421,T422] | DRYBRIDGE |  | 53.6812 | -6.2428
237876 | MV/LV Substation BL***876 |  | 20 kV | _ | LV | 50 kVA :Pole Substation | 0.05 | --> | 0.05 | 0 | 0 | Constrained, otherwise capacity available =49 kVA | --> | 0.048 | 0 | 0.005 | 0 | 0 | Constrained, otherwise capacity available =44 kW | --> | C12 ex DUNLEER | Dunleer [T41,T42] | DRYBRIDGE |  | 53.783 | -6.3015
069161 | MV/LV Substation CO***161 |  | 10 kV | _ | LV | 1000 kVA :Building Structure | 1 | --> | 1 | 0.5 | 7.75 |  | --> | 0.95 | 0 | 0.041 | 0.5 | 0 |  | --> | C12 ex MILLTOWN (DR) | Milltown (dr) [T101,T102] | INCHICORE 220KV |  | 53.3157 | -6.2633
109081 | MV/LV Substation GL***081 |  | 10 kV | _ | LV | 200 kVA :Kiosk Substation | 0.2 | --> | 0.2 | 0.13 | 0.38 |  | --> | 0.19 | 0 | 0.018 | 0.167 | 0 |  | --> | C15 ex RINEANNA | Rineanna [T41,T42] | DRUMLINE |  | 52.7038 | -8.8704
2504050 | MV/LV Substation TR***4050 |  | 10 kV | _ | LV | 50 kVA :Pole Substation | 0.05 | --> | 0.05 | 0.042 | 1.26 |  | --> | 0.048 | 0 | 0 | 0 | 0 | Constrained, otherwise capacity available =46 kW | --> | C27 ex BALLYCROSSAUN | Ballycrossaun [T421,T422] | SOMERSET |  | 53.1458 | -8.2872
008929X | MV/LV Substation WE***929X |  | 20 kV | _ | LV | 200 kVA :Pole Substation | 0.2 | --> | 0.2 | 0.193 | 0.2 |  | --> | 0.19 | 0 | 0 | 0 | 0 | Constrained, otherwise capacity available =189 kW | --> | E15 ex BEALISTOWN | Bealistown [T421,T422] | GREAT ISLAND |  | 52.269 | -6.7549
084798 | MV/LV Substation KI***798 |  | 20 kV | _ | LV | 50 kVA :Pole Substation | 0.05 | --> | 0.05 | 0 | 0 | Constrained, otherwise capacity available =42 kVA | --> | 0.048 | 0 | 0 | 0 | 0 | Constrained, otherwise capacity available =46 kW | --> | E17 ex KILCOLGAN | Kilcolgan [T42,T421] | GALWAY 110KV |  | 53.178 | -8.8437
093227Z | MV/LV Substation ST***227Z |  | 10 kV | _ | LV | 400 kVA :Building Structure | 0.4 | --> | 0.4 | 0 | 0 | Constrained, otherwise capacity available =365 kVA | --> | 0.38 | 0 | 0 | 0.375 | 0 |  | --> | C11 ex HOWTH JUNCTION | Howth Junction [T41,T42] | GRANGE (DR) |  | 53.3749 | -6.1369
1494015 | MV/LV Substation TI***4015 |  | 10 kV | _ | LV | 50 kVA :Pole Substation | 0.05 | --> | 0.05 | 0 | 0 | Constrained, otherwise capacity available =50 kVA | --> | 0.048 | 0 | 0 | 0 | 0 | Constrained, otherwise capacity available =47 kW | --> | C13 ex DONEGAL | Donegal [T41,T42] | CATHALEENS FALL |  | 54.6619 | -8.0788
154337 | MV/LV Substation CL***337 |  | 10 kV | _ | LV | 400 kVA :Kiosk Substation | 0.4 | --> | 0.4 | 0 | 0 | Constrained, otherwise capacity available =320 kVA | --> | 0.38 | 0 | 0.026 | 0.35 | 0 |  | --> | C20 ex COLLEGE PARK | College Park [T101,T102,T103] | COLLEGE PARK |  | 53.387 | -6.3828
053199X | MV/LV Substation CL***199X |  | 10 kV | _ | LV | 200 kVA :Kiosk Substation | 0.2 | --> | 0.2 | 0 | 0 | Constrained, otherwise capacity available =149 kVA | --> | 0.19 | 0 | 0 | 0.183 | 0 |  | --> | C23 ex CLONMINCH | Clonminch [T41,T422] | THORNSBERRY |  | 53.2686 | -7.4742
021410Z | MV/LV Substation GR***410Z |  | 20 kV | _ | LV | 200 kVA :Pole Substation | 0.2 | --> | 0.2 | 0 | 0 | Constrained, otherwise capacity available =188 kVA | --> | 0.19 | 0 | 0 | 0 | 0 | Constrained, otherwise capacity available =188 kW | --> | E16 ex CURRALEIGH | Curraleigh [T421,T422] | KILBARRY |  | 51.9128 | -8.7249
210697X | MV/LV Substation ES***697X |  | 10 kV | _ | LV | 400 kVA :Kiosk Substation | 0.4 | --> | 0.4 | 0 | 0 | Constrained, otherwise capacity available =396 kVA | --> | 0.38 | 0 | 0 | 0 | 0 | Constrained, otherwise capacity available =380 kW | --> | C17 ex CARRICKMACROSS | Carrickmacross [T41,T42] | MEATH HILL |  | 53.9732 | -6.643
093581 | MV/LV Substation GR***581 |  | 10 kV | _ | LV | 200 kVA :Pole Substation | 0.2 | --> | 0.2 | 0 | 0 | Constrained, otherwise capacity available =176 kVA | --> | 0.19 | 0 | 0 | 0.187 | 0 |  | --> | C25 ex POPPINTREE | Poppintree [T101,T102] | FINGLAS |  | 53.4121 | -6.3002
015453Z | MV/LV Substation NA***453Z |  | 10 kV | _ | LV | 630 kVA :Building Structure | 0.63 | --> | 0.63 | 0 | 0 | Constrained, otherwise capacity available =489 kVA | --> | 0.598 | 0 | 0 | 0 | 0 | Constrained, otherwise capacity available =579 kW | --> | C15 ex JOHNSTOWN | Johnstown [T41,T42] | KILTEEL |  | 53.2325 | -6.6404
065172Z | MV/LV Substation LA***172Z |  | 10 kV | _ | LV | 200 kVA :Kiosk Substation | 0.2 | --> | 0.2 | 0 | 0 | Constrained, otherwise capacity available =109 kVA | --> | 0.19 | 0 | 0.01 | 0 | 0 | Constrained, otherwise capacity available =170 kW | --> | C15 ex LOUGHSHINNY | Loughshinny [T41,T42] | GLASMORE |  | 53.5312 | -6.0924
248852X | MV/LV Substation CR***852X |  | 20 kV | _ | LV | 50 kVA :Pole Substation | 0.05 | --> | 0.05 | 0 | 0 | Constrained, otherwise capacity available =48 kVA | --> | 0.048 | 0 | 0 | 0 | 0 | Constrained, otherwise capacity available =47 kW | --> | E13 ex KILCOCK | Kilcock [T421,T422] | GRIFFINRATH |  | 53.5127 | -6.6153
127594Y | MV/LV Substation PR***594Y |  | 10 kV | _ | LV | 50 kVA :Pole Substation | 0.05 | --> | 0.05 | 0.044 | 5.89 |  | --> | 0.048 | 0 | 0 | 0 | 0 | Constrained, otherwise capacity available =47 kW | --> | C11 ex CASHEL | Cashel [T41,T42] | CAHIR |  | 52.4926 | -7.8664
154475Z | MV/LV Substation CA***475Z |  | 10 kV | _ | LV | 400 kVA :Kiosk Substation | 0.4 | --> | 0.4 | 0 | 0 | Constrained, otherwise capacity available =325 kVA | --> | 0.38 | 0 | 0.055 | 0 | 0 | Constrained, otherwise capacity available =329 kW | --> | C21 ex MONEYCOOLEY | Moneycooley [T41,T42,T44] | GRIFFINRATH |  | 53.3844 | -6.5882
0664516 | MV/LV Substation HA***4516 |  | 10 kV | _ | LV | 630 kVA :Kiosk Substation | 0.63 | --> | 0.63 | 0 | 0 | Constrained, otherwise capacity available =618 kVA | --> | 0.598 | 0 | 0.006 | 0 | 0 | Constrained, otherwise capacity available =592 kW | --> | C13 ex MALAHIDE | Malahide [T41,T42] | GLASMORE |  | 53.4249 | -6.1766
039393 | MV/LV Substation WO***393 |  | 10 kV | _ | LV | 630 kVA :Kiosk Substation | 0.63 | --> | 0.63 | 0.5 | 11.03 |  | --> | 0.598 | 0 | 0.017 | 0.5 | 0 |  | --> | C28 ex SALTHILL | Salthill [T101,T102] | SALTHILL |  | 53.2612 | -9.1254
068729X | MV/LV Substation ST***729X |  | 10 kV | _ | LV | 630 kVA :Building Structure | 0.63 | --> | 0.63 | 0.5 | 20.78 |  | --> | 0.598 | 0 | 0 | 0.5 | 0 |  | --> | C14 ex HEUSTON SQUARE | Heuston Square [T101,T102] | INCHICORE 220KV |  | 53.3415 | -6.2983
012659 | MV/LV Substation BU***659 |  | 10 kV | _ | LV | 200 kVA :Kiosk Substation | 0.2 | --> | 0.2 | 0 | 0 | Constrained, otherwise capacity available =112 kVA | --> | 0.19 | 0 | 0.018 | 0 | 0 | Constrained, otherwise capacity available =164 kW | --> | C19 ex POLLERTON | Pollerton [T41,T42] | CARLOW |  | 52.8286 | -6.9218
021555 | MV/LV Substation CL***555 |  | 20 kV | _ | LV | 200 kVA :Pole Substation | 0.2 | --> | 0.2 | 0 | 0 | Constrained, otherwise capacity available =190 kVA | --> | 0.19 | 0 | 0 | 0 | 0 | Constrained, otherwise capacity available =189 kW | --> | E18 ex CURRALEIGH | Curraleigh [T421,T422] | KILBARRY |  | 51.9112 | -8.5463
007470 | MV/LV Substation AL***470 |  | 10 kV | _ | LV | 200 kVA :Kiosk Substation | 0.2 | --> | 0.2 | 0.143 | 0.14 | Constrained, otherwise capacity available =187 kVA | --> | 0.19 | 0 | 0.017 | 0 | 0 | Constrained, otherwise capacity available =176 kW | --> | C16 ex CARRIGLAWN | Carriglawn [T41,T42] | WEXFORD |  | 52.3502 | -6.4915
495514X | MV/LV Substation DO***514X |  | 20 kV | _ | LV | 50 kVA :Pole Substation | 0.05 | --> | 0.05 | 0.05 | 1.5 |  | --> | 0.048 | 0 | 0 | 0.047 | 0 |  | --> | E17 ex ACHILL | Achill [T422] | CARROWBEG |  | 53.9808 | -10.0394
253247X | MV/LV Substation WE***247X |  | 10 kV | _ | LV | 200 kVA :Kiosk Substation | 0.2 | --> | 0.2 | 0 | 0 | Constrained, otherwise capacity available =167 kVA | --> | 0.19 | 0 | 0 | 0 | 0 | Constrained, otherwise capacity available =185 kW | --> | C13 ex TUAM SOUTH | Tuam South [T42] | CLOON |  | 53.5136 | -8.8612
062119 | MV/LV Substation BA***119 |  | 10 kV | _ | LV | 200 kVA :Pole Substation | 0.2 | --> | 0.2 | 0.113 | 0.72 |  | --> | 0.19 | 0 | 0.026 | 0 | 0 | Constrained, otherwise capacity available =158 kW | --> | C15 ex COES ROAD | Coes Road [T41,T42] | DUNDALK |  | 53.9947 | -6.376
196025 | MV/LV Substation AV***025 |  | 10 kV | _ | LV | 400 kVA :Kiosk Substation | 0.4 | --> | 0.4 | 0 | 0 | Constrained, otherwise capacity available =292 kVA | --> | 0.38 | 0 | 0.011 | 0 | 0 | Constrained, otherwise capacity available =357 kW | --> | C15 ex TRIM | Trim [T41,T42] | NAVAN |  | 53.5592 | -6.7966
075260Y | MV/LV Substation KI***260Y |  | 20 kV | _ | LV | 100 kVA :Pole Substation | 0.1 | --> | 0.1 | 0.069 | 0.58 |  | --> | 0.095 | 0 | 0 | 0 | 0 | Constrained, otherwise capacity available =91 kW | --> | E17 ex FERNS | Ferns [T421] | CRANE |  | 52.6215 | -6.4392
426816 | MV/LV Substation VE***816 |  | 20 kV | _ | LV | 50 kVA :Pole Substation | 0.05 | --> | 0.05 | 0 | 0 | Constrained, otherwise capacity available =44 kVA | --> | 0.048 | 0 | 0.005 | 0 | 0 | Constrained, otherwise capacity available =43 kW | --> | E15 ex DINGLE | Dingle [T421,T422] | OUGHTRAGH |  | 52.1259 | -10.3825
060229X | MV/LV Substation LA***229X |  | 20 kV | _ | LV | 50 kVA :Pole Substation | 0.05 | --> | 0.05 | 0.041 | 2.57 |  | --> | 0.048 | 0 | 0 | 0 | 0 | Constrained, otherwise capacity available =46 kW | --> | E14 ex ERRIGAL | Errigal [T41,T422] | SHANKILL |  | 54.0125 | -7.0563
1534028 | MV/LV Substation CO***4028 |  | 10 kV | _ | LV | 50 kVA :Pole Substation | 0.05 | --> | 0.05 | 0.041 | 3 |  | --> | 0.048 | 0 | 0 | 0 | 0 | Constrained, otherwise capacity available =46 kW | --> | C23 ex NENAGH | Nenagh [T41,T42] | NENAGH |  | 52.8136 | -8.2614
0344208 | MV/LV Substation LA***4208 |  | 20 kV | _ | LV | 100 kVA :Pole Substation | 0.1 | --> | 0.1 | 0.089 | 0.57 |  | --> | 0.095 | 0 | 0 | 0 | 0 | Constrained, otherwise capacity available =94 kW | --> | E19 ex LAWLESSTOWN | Lawlesstown [T42,T421] | DOON |  | 52.3778 | -7.7289
014733X | MV/LV Substation CR***733X |  | 20 kV | _ | LV | 50 kVA :Pole Substation | 0.05 | --> | 0.05 | 0 | 0 | Constrained, otherwise capacity available =50 kVA | --> | 0.048 | 0 | 0 | 0 | 0 | Constrained, otherwise capacity available =48 kW | --> | C11 ex KILDARE | Kildare [T41,T42] | NEWBRIDGE |  | 53.1592 | -6.96
065323Z | MV/LV Substation CE***323Z |  | 10 kV | _ | LV | 400 kVA :Kiosk Substation | 0.4 | --> | 0.4 | 0 | 0 | Constrained, otherwise capacity available =383 kVA | --> | 0.38 | 0 | 0 | 0 | 0 | Constrained, otherwise capacity available =378 kW | --> | C18 ex LOUGHSHINNY | Loughshinny [T41,T42] | GLASMORE |  | 53.5212 | -6.1067
093301 | MV/LV Substation GL***301 |  | 10 kV | _ | LV | 630 kVA :Kiosk Substation | 0.63 | --> | 0.63 | 0 | 0 | Constrained, otherwise capacity available =559 kVA | --> | 0.598 | 0 | 0.014 | 0.5 | 0 |  | --> | C11 ex MERVILLE | Merville [T41,T42] | FINGLAS |  | 53.3809 | -6.313
118942X | MV/LV Substation DU***942X |  | 20 kV | _ | LV | 400 kVA :Building Structure | 0.4 | --> | 0.4 | 0 | 0 | Constrained, otherwise capacity available =379 kVA | --> | 0.38 | 0 | 0 | 0 | 0 | Constrained, otherwise capacity available =377 kW | --> | E15 ex CREAGH | Creagh [T421,T422] | ATHLONE |  | 53.3298 | -8.19
034315 | MV/LV Substation CL***315 |  | 20 kV | _ | LV | 50 kVA :Pole Substation | 0.05 | --> | 0.05 | 0.027 | 0.57 |  | --> | 0.048 | 0 | 0 | 0 | 0 | Constrained, otherwise capacity available =44 kW | --> | E23 ex LAWLESSTOWN | Lawlesstown [T42,T421] | DOON |  | 52.3689 | -7.7206
066201Y | MV/LV Substation BE***201Y |  | 20 kV | _ | LV | 200 kVA :Kiosk Substation | 0.2 | --> | 0.2 | 0 | 0 | Constrained, otherwise capacity available =118 kVA | --> | 0.19 | 0 | 0.081 | 0 | 0 | Constrained, otherwise capacity available =118 kW | --> | E11 ex GLASMORE | Glasmore [T421,T422] | GLASMORE |  | 53.4954 | -6.1478
017388X | MV/LV Substation B/***388X |  | 20 kV | _ | LV | 630 kVA :Building Structure | 0.63 | --> | 0.63 | 0.5 | 1.98 |  | --> | 0.598 | 0 | 0 | 0 | 0 | Constrained, otherwise capacity available =589 kW | --> | E14 ex RATHKEALE | Rathkeale [T421,T422] | RATHKEALE |  | 52.5102 | -8.7993
1514020 | MV/LV Substation BA***4020 |  | 20 kV | _ | LV | 50 kVA :Pole Substation | 0.05 | --> | 0.05 | 0 | 0 | Constrained, otherwise capacity available =45 kVA | --> | 0.048 | 0 | 0 | 0.047 | 0 |  | --> | E15 ex BRUFF | Bruff [T42,T421] | LIMERICK |  | 52.5647 | -8.5245
003049 | MV/LV Substation KI***049 |  | 10 kV | _ | LV | 200 kVA :Pole Substation | 0.2 | --> | 0.2 | 0.072 | 11.58 |  | --> | 0.19 | 0 | 0.065 | 0 | 0 | Constrained, otherwise capacity available =124 kW | --> | C22 ex BALLYBEG | Ballybeg [T101,T102] | CARRICKMINES |  | 52.9777 | -6.0326
127266 | MV/LV Substation UP***266 |  | 10 kV | _ | LV | 200 kVA :Pole Substation | 0.2 | --> | 0.2 | 0 | 0 | Constrained, otherwise capacity available =156 kVA | --> | 0.19 | 0 | 0 | 0 | 0 | Constrained, otherwise capacity available =184 kW | --> | C11 ex TEMPLEMORE | Templemore [T41,T42] | IKERRIN |  | 52.7531 | -7.9593
004473X | MV/LV Substation RA***473X |  | 10 kV | _ | LV | 50 kVA :Pole Substation | 0.05 | --> | 0.05 | 0 | 0 | Constrained, otherwise capacity available =43 kVA | --> | 0.048 | 0 | 0 | 0 | 0 | Constrained, otherwise capacity available =47 kW | --> | C23 ex TINAHASK | Tinahask [T41,T42] | ARKLOW |  | 52.7703 | -6.2884
073407 | MV/LV Substation KI***407 |  | 20 kV | _ | LV | 100 kVA :Pole Substation | 0.1 | --> | 0.1 | 0 | 0 | Constrained, otherwise capacity available =86 kVA | --> | 0.095 | 0 | 0 | 0 | 0 | Constrained, otherwise capacity available =93 kW | --> | C16 ex MOATE | Moate [T41,T42] | ATHLONE |  | 53.4275 | -7.6439
069744 | MV/LV Substation MT***744 |  | 10 kV | _ | LV | 630 kVA :Building Structure | 0.63 | --> | 0.63 | 0.5 | 2.93 |  | --> | 0.598 | 0 | 0 | 0.5 | 0 |  | --> | C11 ex DODDER ROAD | Dodder Road [T42] | MILLTOWN (DR) |  | 53.3049 | -6.2654
176846 | MV/LV Substation BA***846 |  | 20 kV | _ | LV | 200 kVA :Pole Substation | 0.2 | --> | 0.2 | 0.176 | 18.78 |  | --> | 0.19 | 0 | 0.02 | 0.172 | 0 |  | --> | E14 ex HARTNETTS CROSS | Hartnetts Cross [T121,T422] | MACROOM |  | 51.9378 | -9.15
281893 | MV/LV Substation LA***893 |  | 10 kV | _ | LV | 400 kVA :Building Structure | 0.4 | --> | 0.4 | 0.268 | 7.88 |  | --> | 0.38 | 0 | 0 | 0.362 | 0 |  | --> | C22 ex LIBERTY STREET | Liberty Street [T101,T102] | LIBERTY STREET |  | 51.8971 | -8.4798
056909X | MV/LV Substation PB***909X |  | 20 kV | _ | LV | 50 kVA :Pole Substation | 0.05 | --> | 0.05 | 0.05 | 0.89 |  | --> | 0.048 | 0 | 0 | 0 | 0 | Constrained, otherwise capacity available =48 kW | --> | E12 ex BIRR | Birr [T41,T422] | DALLOW |  | 53.107 | -7.6356
001631 | MV/LV Substation WE***631 |  | 10 kV | _ | LV | 400 kVA :Kiosk Substation | 0.4 | --> | 0.4 | 0.282 | 1.55 |  | --> | 0.38 | 0 | 0.095 | 0.293 | 0 |  | --> | C21 ex MONKSTOWN | Monkstown [T41,T42] | BLACKROCK |  | 53.2766 | -6.1893
150604 | MV/LV Substation AR***604 |  | 20 kV | _ | LV | 200 kVA :Pole Substation | 0.2 | --> | 0.2 | 0.124 | 3.96 |  | --> | 0.19 | 0 | 0 | 0 | 0 | Constrained, otherwise capacity available =179 kW | --> | E19 ex STRANORLAR | Stranorlar [T421,T422] | LETTERKENNY |  | 54.8097 | -7.7679
021058Z | MV/LV Substation AR***058Z |  | 10 kV | _ | LV | 200 kVA :Kiosk Substation | 0.2 | --> | 0.2 | 0 | 0 | Constrained, otherwise capacity available =105 kVA | --> | 0.19 | 0 | 0.01 | 0.169 | 0 |  | --> | C21 ex MAYFIELD | Mayfield [T41,T42] | KILBARRY |  | 51.9192 | -8.4279
184008 | MV/LV Substation MA***008 |  | 10 kV | _ | LV | 200 kVA :Pole Substation | 0.2 | --> | 0.2 | 0.136 | 3.38 |  | --> | 0.19 | 0 | 0 | 0 | 0 | Constrained, otherwise capacity available =181 kW | --> | C18 ex CASTLEBLAYNEY | Castleblayney [T41,T42] | DUNDALK |  | 54.1206 | -6.7328
012382Y | MV/LV Substation RE***382Y |  | 10 kV | _ | LV | 400 kVA :Kiosk Substation | 0.4 | --> | 0.4 | 0.324 | 1.99 |  | --> | 0.38 | 0 | 0 | 0 | 0 | Constrained, otherwise capacity available =370 kW | --> | C18 ex GRAIGUE | Graigue [T41,T42] | CARLOW |  | 52.8448 | -6.9437
158924X | MV/LV Substation FA***924X |  | 10 kV | _ | LV | 200 kVA :Pole Substation | 0.2 | --> | 0.2 | 0 | 0 | Constrained, otherwise capacity available =52 kVA | --> | 0.19 | 0 | 0.014 | 0 | 0 | Constrained, otherwise capacity available =158 kW | --> | C15 ex ENNISTYMON | Ennistymon [T41,T42] | ENNIS |  | 52.9392 | -9.2912
243115 | MV/LV Substation CA***115 |  | 20 kV | _ | LV | 200 kVA :Kiosk Substation | 0.2 | --> | 0.2 | 0 | 0 | Constrained, otherwise capacity available =106 kVA | --> | 0.19 | 0 | 0.038 | 0 | 0 | Constrained, otherwise capacity available =149 kW | --> | E17 ex INCH | Inch [T421,T422] | OUGHTRAGH |  | 52.2556 | -10.0188
002992 | MV/LV Substation MA***992 |  | 10 kV | _ | LV | 400 kVA :Kiosk Substation | 0.4 | --> | 0.4 | 0.356 | 2.36 |  | --> | 0.38 | 0 | 0.005 | 0.37 | 0 |  | --> | C19 ex BRAY | Bray [T41,T42] | FASSAROE |  | 53.1979 | -6.1095
0224113 | MV/LV Substation IR***4113 |  | 10 kV | _ | LV | 50 kVA :Pole Substation | 0.05 | --> | 0.05 | 0.05 | 4.55 |  | --> | 0.048 | 0 | 0 | 0 | 0 | Constrained, otherwise capacity available =48 kW | --> | C14 ex MALLOW | Mallow [T41,T42] | MALLOW |  | 52.1521 | -8.6469
042203 | MV/LV Substation CO***203 |  | 20 kV | _ | LV | 400 kVA :Kiosk Substation | 0.4 | --> | 0.4 | 0 | 0 | Constrained, otherwise capacity available =330 kVA | --> | 0.38 | 0 | 0.019 | 0 | 0 | Constrained, otherwise capacity available =356 kW | --> | E17 ex WINDSOR | Windsor [T421,T422] | CASTLEBAR |  | 53.8076 | -9.1352
0674399 | MV/LV Substation LO***4399 |  | 10 kV | _ | LV | 630 kVA :Building Structure | 0.63 | --> | 0.63 | 0 | 0 | Constrained, otherwise capacity available =475 kVA | --> | 0.598 | 0 | 0 | 0.5 | 0 |  | --> | C16 ex RAHEEN | Raheen [T41,T42] | LIMERICK |  | 52.6174 | -8.6651
014182Z | MV/LV Substation ST***182Z |  | 10 kV | _ | LV | 200 kVA :Pole Substation | 0.2 | --> | 0.2 | 0 | 0 | Constrained, otherwise capacity available =182 kVA | --> | 0.19 | 0 | 0 | 0 | 0 | Constrained, otherwise capacity available =188 kW | --> | C20 ex KILDARE | Kildare [T41,T42] | NEWBRIDGE |  | 53.169 | -6.8417
052183Z | MV/LV Substation PO***183Z |  | 20 kV | _ | LV | 100 kVA :Pole Substation | 0.1 | --> | 0.1 | 0.052 | 1.25 |  | --> | 0.095 | 0 | 0.006 | 0 | 0 | Constrained, otherwise capacity available =84 kW | --> | C16 ex LOUGHANALLA | Loughanalla [T41,T42] | MULLINGAR |  | 53.6712 | -7.2873
034057 | MV/LV Substation JA***057 |  | 10 kV | _ | LV | 200 kVA :Kiosk Substation | 0.2 | --> | 0.2 | 0.145 | 0.57 |  | --> | 0.19 | 0 | 0.014 | 0 | 0 | Constrained, otherwise capacity available =172 kW | --> | C16 ex LAWLESSTOWN | Lawlesstown [T42,T421] | DOON |  | 52.3552 | -7.7273
022292 | MV/LV Substation BA***292 |  | 10 kV | _ | LV | 50 kVA :Pole Substation | 0.05 | --> | 0.05 | 0.047 | 2.24 |  | --> | 0.048 | 0 | 0 | 0 | 0 | Constrained, otherwise capacity available =47 kW | --> | C13 ex CASTLETOWNROCHE | Castletownroche [T41] | MALLOW |  | 52.1398 | -8.4894
0394138 | MV/LV Substation RA***4138 |  | 10 kV | _ | LV | 400 kVA :Kiosk Substation | 0.4 | --> | 0.4 | 0 | 0 | Constrained, otherwise capacity available =345 kVA | --> | 0.38 | 0 | 0.032 | 0 | 0 | Constrained, otherwise capacity available =349 kW | --> | C12 ex ORANMORE | Oranmore [T41,T44] | GALWAY 110KV |  | 53.2721 | -8.9734
004307Y | MV/LV Substation BA***307Y |  | 10 kV | _ | LV | 50 kVA :Pole Substation | 0.05 | --> | 0.05 | 0.044 | 0.45 |  | --> | 0.048 | 0 | 0 | 0 | 0 | Constrained, otherwise capacity available =47 kW | --> | C15 ex KILMAGIG | Kilmagig [T42] | ARKLOW |  | 52.8419 | -6.2838
060828 | MV/LV Substation TU***828 |  | 10 kV | _ | LV | 50 kVA :Pole Substation | 0.05 | --> | 0.05 | 0.036 | 2.57 |  | --> | 0.048 | 0 | 0 | 0 | 0 | Constrained, otherwise capacity available =46 kW | --> | C13 ex ERRIGAL | Errigal [T41,T422] | SHANKILL |  | 54.0097 | -7.2054
006897X | MV/LV Substation CH***897X |  | 10 kV | _ | LV | 400 kVA :Kiosk Substation | 0.4 | --> | 0.4 | 0.349 | 3.12 |  | --> | 0.38 | 0 | 0.006 | 0 | 0 | Constrained, otherwise capacity available =368 kW | --> | C11 ex BELLFIELD | Bellfield [T41,T42] | CRANE |  | 52.5049 | -6.5865
184007 | MV/LV Substation MU***007 |  | 10 kV | _ | LV | 400 kVA :Kiosk Substation | 0.4 | --> | 0.4 | 0.276 | 3.38 |  | --> | 0.38 | 0 | 0.005 | 0 | 0 | Constrained, otherwise capacity available =359 kW | --> | C13 ex CASTLEBLAYNEY | Castleblayney [T41,T42] | DUNDALK |  | 54.1222 | -6.7349
015780Y | MV/LV Substation CR***780Y |  | 10 kV | _ | LV | 50 kVA :Pole Substation | 0.05 | --> | 0.05 | 0 | 0 | Constrained, otherwise capacity available =28 kVA | --> | 0.048 | 0 | 0 | 0 | 0 | Constrained, otherwise capacity available =44 kW | --> | C11 ex NAAS | Naas [T41,T42] | KILTEEL |  | 53.1893 | -6.6421
0674219 | MV/LV Substation BU***4219 |  | 10 kV | _ | LV | 400 kVA :Kiosk Substation | 0.4 | --> | 0.4 | 0 | 0 | Constrained, otherwise capacity available =400 kVA | --> | 0.38 | 0 | 0 | 0 | 0 | Constrained, otherwise capacity available =380 kW | --> | C14 ex DOCK ROAD | Dock Road [T41,T42] | LIMERICK |  | 52.6531 | -8.6712
049945Y | MV/LV Substation SL***945Y |  | 10 kV | _ | LV | 50 kVA :Pole Substation | 0.05 | --> | 0.05 | 0.034 | 2.8 |  | --> | 0.048 | 0 | 0 | 0 | 0 | Constrained, otherwise capacity available =45 kW | --> | C18 ex GLEBE | Glebe [T41,T42] | RICHMOND |  | 53.716 | -7.8029
003948 | MV/LV Substation MI***948 |  | 10 kV | _ | LV | 50 kVA :Pole Substation | 0.05 | --> | 0.05 | 0.028 | 11.58 |  | --> | 0.048 | 0 | 0.02 | 0 | 0 | Constrained, otherwise capacity available =30 kW | --> | C19 ex BALLYBEG | Ballybeg [T101,T102] | CARRICKMINES |  | 52.9968 | -6.1007
1544171 | MV/LV Substation MA***4171 |  | 10 kV | _ | LV | 400 kVA :Kiosk Substation | 0.4 | --> | 0.4 | 0 | 0 | Constrained, otherwise capacity available =306 kVA | --> | 0.38 | 0 | 0.132 | 0 | 0 | Constrained, otherwise capacity available =269 kW | --> | C21 ex MONEYCOOLEY | Moneycooley [T41,T42,T44] | GRIFFINRATH |  | 53.3858 | -6.5931
012132Y | MV/LV Substation DO***132Y |  | 20 kV | _ | LV | 200 kVA :Kiosk Substation | 0.2 | --> | 0.2 | 0.182 | 1.99 |  | --> | 0.19 | 0 | 0 | 0 | 0 | Constrained, otherwise capacity available =188 kW | --> | C19 ex GRAIGUE | Graigue [T41,T42] | CARLOW |  | 52.8129 | -6.9523
001350 | MV/LV Substation KY***350 |  | 10 kV | _ | LV | 200 kVA :Kiosk Substation | 0.2 | --> | 0.2 | 0 | 4.01 |  | --> | 0.19 | 0 | 0.044 | 0.126 | 0 |  | --> | C19 ex BALLINCLEA | Ballinclea [T41] | CHERRYWOOD |  | 53.2607 | -6.1297
324623X | MV/LV Substation TH***623X |  | 10 kV | _ | LV | 200 kVA :Kiosk Substation | 0.2 | --> | 0.2 | 0 | 0 | Constrained, otherwise capacity available =178 kVA | --> | 0.19 | 0 | 0.007 | 0 | 0 | Constrained, otherwise capacity available =182 kW | --> | C20 ex BALLYGAR | Ballygar [T41,T42] | ATHLONE |  | 53.5669 | -8.2496
007262X | MV/LV Substation SO***262X |  | 20 kV | _ | LV | 100 kVA :Pole Substation | 0.1 | --> | 0.1 | 0.059 | 1.4 |  | --> | 0.095 | 0 | 0 | 0 | 0 | Constrained, otherwise capacity available =89 kW | --> | E11 ex KILLINICK | Killinick [T421,T422] | WEXFORD |  | 52.1739 | -6.5908
012558Y | MV/LV Substation BE***558Y |  | 10 kV | _ | LV | 100 kVA :Pole Substation | 0.1 | --> | 0.1 | 0 | 0 | Constrained, otherwise capacity available =91 kVA | --> | 0.095 | 0 | 0 | 0 | 0 | Constrained, otherwise capacity available =94 kW | --> | C20 ex POLLERTON | Pollerton [T41,T42] | CARLOW |  | 52.8307 | -6.8685
044684 | MV/LV Substation O ***684 |  | 20 kV | _ | LV | 100 kVA :Pole Substation | 0.1 | --> | 0.1 | 0.098 | 2.33 |  | --> | 0.095 | 0 | 0 | 0 | 0 | Constrained, otherwise capacity available =95 kW | --> | E13 ex MOY | Moy [T421,T422] | MOY |  | 53.9882 | -9.1231
074159X | MV/LV Substation SH***159X |  | 10 kV | _ | LV | 400 kVA :Kiosk Substation | 0.4 | --> | 0.4 | 0 | 0 | Constrained, otherwise capacity available =334 kVA | --> | 0.38 | 0 | 0.008 | 0 | 0 | Constrained, otherwise capacity available =365 kW | --> | C14 ex CARRICK ON SHANNON | Carrick On Shannon [T41,T42] | CARRICK ON SHANNON |  | 53.9537 | -8.0945
1584183 | MV/LV Substation WA***4183 |  | 10 kV | _ | LV | 50 kVA :Pole Substation | 0.05 | --> | 0.05 | 0 | 0 | Constrained, otherwise capacity available =50 kVA | --> | 0.048 | 0 | 0 | 0 | 0 | Constrained, otherwise capacity available =48 kW | --> | C16 ex ENNISTYMON | Ennistymon [T41,T42] | ENNIS |  | 52.9413 | -9.3908
281372Y | MV/LV Substation BR***372Y |  | 10 kV | _ | LV | 400 kVA :Kiosk Substation | 0.4 | --> | 0.4 | 0 | 0 | Constrained, otherwise capacity available =279 kVA | --> | 0.38 | 0 | 0.071 | 0 | 0 | Constrained, otherwise capacity available =311 kW | --> | C18 ex DOUGLAS | Douglas [T41,T42] | TRABEG |  | 51.8655 | -8.407
015146 | MV/LV Substation VI***146 |  | 10 kV | _ | LV | 400 kVA :Kiosk Substation | 0.4 | --> | 0.4 | 0 | 0 | Constrained, otherwise capacity available =373 kVA | --> | 0.38 | 0 | 0 | 0 | 0 | Constrained, otherwise capacity available =376 kW | --> | C18 ex NAAS | Naas [T41,T42] | KILTEEL |  | 53.1697 | -6.7026
011072 | MV/LV Substation BU***072 |  | 10 kV | _ | LV | 630 kVA :Kiosk Substation | 0.63 | --> | 0.63 | 0 | 0 | Constrained, otherwise capacity available =494 kVA | --> | 0.598 | 0 | 0.01 | 0 | 0 | Constrained, otherwise capacity available =572 kW | --> | C16 ex TALBOTS INCH | Talbots Inch [T41,T42] | KILKENNY |  | 52.6568 | -7.2602
090251 | MV/LV Substation SH***251 |  | 10 kV | _ | LV | 50 kVA :Pole Substation | 0.05 | --> | 0.05 | 0.038 | 3.16 |  | --> | 0.048 | 0 | 0 | 0 | 0 | Constrained, otherwise capacity available =46 kW | --> | C22 ex ENNISKEANE | Enniskeane [T41,T42] | BANDON |  | 51.7147 | -8.9729
0394044 | MV/LV Substation S ***4044 |  | 10 kV | _ | LV | 400 kVA :Building Structure | 0.4 | --> | 0.4 | 0.115 | 11.03 |  | --> | 0.38 | 0 | 0 | 0.339 | 0 |  | --> | C36 ex SALTHILL | Salthill [T101,T102] | SALTHILL |  | 53.2881 | -9.0688
046054 | MV/LV Substation KE***054 |  | 10 kV | _ | LV | 400 kVA :Kiosk Substation | 0.4 | --> | 0.4 | 0.308 | 5.78 |  | --> | 0.38 | 0 | 0.067 | 0.318 | 0 |  | --> | C20 ex OAKFIELD | Oakfield [T41,T42] | SLIGO |  | 54.2706 | -8.5025
495873 | MV/LV Substation DO***873 |  | 20 kV | _ | LV | 200 kVA :Pole Substation | 0.2 | --> | 0.2 | 0.152 | 1.5 |  | --> | 0.19 | 0 | 0.006 | 0.179 | 0 |  | --> | E17 ex ACHILL | Achill [T422] | CARROWBEG |  | 53.9753 | -10.1289
082785Y | MV/LV Substation JO***785Y |  | 20 kV | _ | LV | 400 kVA :Kiosk Substation | 0.4 | --> | 0.4 | 0 | 0 | Constrained, otherwise capacity available =306 kVA | --> | 0.38 | 0 | 0.029 | 0 | 0 | Constrained, otherwise capacity available =346 kW | --> | E12 ex ACADEMY STREET | Academy Street [T421,T422,T44] | NAVAN |  | 53.6445 | -6.6551
039150 | MV/LV Substation EG***150 |  | 10 kV | _ | LV | 630 kVA :Kiosk Substation | 0.63 | --> | 0.63 | 0 | 0 | Constrained, otherwise capacity available =373 kVA | --> | 0.598 | 0 | 0 | 0 | 0 | Constrained, otherwise capacity available =562 kW | --> | C12 ex HEADFORD ROAD | Headford Road [T41,T42] | GALWAY 110KV |  | 53.2746 | -9.0514
237042X | MV/LV Substation ST***042X |  | 20 kV | _ | LV | 200 kVA :Kiosk Substation | 0.2 | --> | 0.2 | 0 | 0 | Constrained, otherwise capacity available =137 kVA | --> | 0.19 | 0 | 0.034 | 0 | 0 | Constrained, otherwise capacity available =156 kW | --> | C12 ex DUNLEER | Dunleer [T41,T42] | DRYBRIDGE |  | 53.782 | -6.2455
004499 | MV/LV Substation HI***499 |  | 20 kV | _ | LV | 50 kVA :Pole Substation | 0.05 | --> | 0.05 | 0 | 0 | Constrained, otherwise capacity available =38 kVA | --> | 0.048 | 0 | 0.028 | 0 | 0 | Constrained, otherwise capacity available =25 kW | --> | E13 ex SHILLELAGH | Shillelagh [T421,T422] | CARLOW |  | 52.748 | -6.4497
153242 | MV/LV Substation RU***242 |  | 20 kV | _ | LV | 50 kVA :Pole Substation | 0.05 | --> | 0.05 | 0 | 0 | Constrained, otherwise capacity available =48 kVA | --> | 0.048 | 0 | 0.01 | 0 | 0 | Constrained, otherwise capacity available =40 kW | --> | E18 ex BIRDHILL | Birdhill [T421,T422] | ARDNACRUSHA |  | 52.698 | -8.5064
0824419 | MV/LV Substation BR***4419 |  | 20 kV | _ | LV | 100 kVA :Pole Substation | 0.1 | --> | 0.1 | 0 | 0 | Constrained, otherwise capacity available =100 kVA | --> | 0.095 | 0 | 0 | 0 | 0 | Constrained, otherwise capacity available =95 kW | --> | E17 ex DULEEK | Duleek [T421,T422] | DRYBRIDGE |  | 53.6316 | -6.552
066279X | MV/LV Substation CH***279X |  | 10 kV | _ | LV | 400 kVA :Kiosk Substation | 0.4 | --> | 0.4 | 0 | 0 | Constrained, otherwise capacity available =224 kVA | --> | 0.38 | 0 | 0.023 | 0 | 0 | Constrained, otherwise capacity available =338 kW | --> | E12 ex GLASMORE | Glasmore [T421,T422] | GLASMORE |  | 53.4525 | -6.2403
034026Y | MV/LV Substation NE***026Y |  | 10 kV | _ | LV | 100 kVA :Pole Substation | 0.1 | --> | 0.1 | 0.094 | 0.95 |  | --> | 0.095 | 0 | 0 | 0 | 0 | Constrained, otherwise capacity available =94 kW | --> | C18 ex SPA ROAD | Spa Road [T41,T42] | DOON |  | 52.3734 | -7.6378
054542 | MV/LV Substation RA***542 |  | 20 kV | _ | LV | 100 kVA :Pole Substation | 0.1 | --> | 0.1 | 0 | 0 | Constrained, otherwise capacity available =84 kVA | --> | 0.095 | 0 | 0.02 | 0 | 0 | Constrained, otherwise capacity available =78 kW | --> | E19 ex PORTLAOISE | Portlaoise [T423,T424] | PORTLAOISE |  | 53.0247 | -7.2687
081362Z | MV/LV Substation RA***362Z |  | 10 kV | _ | LV | 400 kVA :Kiosk Substation | 0.4 | --> | 0.4 | 0 | 0 | Constrained, otherwise capacity available =317 kVA | --> | 0.38 | 0 | 0.005 | 0.365 | 0 |  | --> | C17 ex BALGADDY | Balgaddy [T41,T42] | GRANGE CASTLE |  | 53.3234 | -6.4231
007072X | MV/LV Substation BA***072X |  | 20 kV | _ | LV | 50 kVA :Pole Substation | 0.05 | --> | 0.05 | 0.034 | 1.4 |  | --> | 0.048 | 0 | 0 | 0 | 0 | Constrained, otherwise capacity available =45 kW | --> | E11 ex KILLINICK | Killinick [T421,T422] | WEXFORD |  | 52.1977 | -6.5183
165724 | MV/LV Substation CL***724 |  | 10 kV | _ | LV | 50 kVA :Pole Substation | 0.05 | --> | 0.05 | 0.036 | 0.88 |  | --> | 0.048 | 0 | 0 | 0 | 0 | Constrained, otherwise capacity available =46 kW | --> | C21 ex ROSS CARBERY | Ross Carbery [T41,T42] | DUNMANWAY |  | 51.6454 | -8.9973
1564056 | MV/LV Substation AG***4056 |  | 20 kV | _ | LV | 50 kVA :Pole Substation | 0.05 | --> | 0.05 | 0.05 | 2.47 |  | --> | 0.048 | 0 | 0 | 0 | 0 | Constrained, otherwise capacity available =48 kW | --> | E19 ex TELAYDON | Telaydon [T42,T421] | LISDRUM |  | 54.3003 | -6.9058
154171Z | MV/LV Substation BA***171Z |  | 10 kV | _ | LV | 400 kVA :Building Structure | 0.4 | --> | 0.4 | 0 | 0 | Constrained, otherwise capacity available =329 kVA | --> | 0.38 | 0 | 0.1 | 0 | 0 | Constrained, otherwise capacity available =296 kW | --> | C18 ex BALLYCOOLIN | Ballycoolin [T41,T42,T43] | FINGLAS |  | 53.412 | -6.3575
368003 | MV/LV Substation KN***003 |  | 10 kV | _ | LV | 200 kVA :Kiosk Substation | 0.2 | --> | 0.2 | 0 | 0 | Constrained, otherwise capacity available =139 kVA | --> | 0.19 | 0 | 0 | 0 | 0 | Constrained, otherwise capacity available =182 kW | --> | C17 ex BALLYHAUNIS | Ballyhaunis [T41,T42] | DALTON |  | 53.7645 | -8.7634
052263 | MV/LV Substation BR***263 |  | 20 kV | _ | LV | 200 kVA :Pole Substation | 0.2 | --> | 0.2 | 0 | 0 | Constrained, otherwise capacity available =190 kVA | --> | 0.19 | 0 | 0 | 0 | 0 | Constrained, otherwise capacity available =189 kW | --> | C15 ex DELVIN | Delvin [T41,T42] | MULLINGAR |  | 53.5709 | -7.0894
151186X | MV/LV Substation CA***186X |  | 20 kV | _ | LV | 50 kVA :Pole Substation | 0.05 | --> | 0.05 | 0 | 0 | Constrained, otherwise capacity available =30 kVA | --> | 0.048 | 0 | 0 | 0.045 | 0 |  | --> | E15 ex BRUFF | Bruff [T42,T421] | LIMERICK |  | 52.5711 | -8.4487
0054242 | MV/LV Substation MA***4242 |  | 20 kV | _ | LV | 200 kVA :Pole Substation | 0.2 | --> | 0.2 | 0.188 | 17.8 |  | --> | 0.19 | 0 | 0 | 0.188 | 0 |  | --> | E21 ex BANOGE | Banoge [T121,T122] | BANOGE |  | 52.7202 | -6.3545
054473Y | MV/LV Substation BI***473Y |  | 10 kV | _ | LV | 200 kVA :Kiosk Substation | 0.2 | --> | 0.2 | 0 | 0 | Constrained, otherwise capacity available =79 kVA | --> | 0.19 | 0 | 0.015 | 0 | 0 | Constrained, otherwise capacity available =162 kW | --> | C12 ex PALLAS | Pallas [T41,T42] | PORTLAOISE |  | 53.0375 | -7.3174
365930X | MV/LV Substation PE***930X |  | 10 kV | _ | LV | 400 kVA :Building Structure | 0.4 | --> | 0.4 | 0 | 0 | Constrained, otherwise capacity available =355 kVA | --> | 0.38 | 0 | 0 | 0.374 | 0 |  | --> | C13 ex FORTUNESTOWN | Fortunestown [T101,T102] | INCHICORE 220KV |  | 53.2816 | -6.4135
0684265 | MV/LV Substation BO***4265 |  | 10 kV | _ | LV | 1000 kVA :Building Structure | 1 | --> | 1 | 0.5 | 9.28 |  | --> | 0.95 | 0 | 0 | 0.5 | 0 |  | --> | C12 ex PEMBROKE | Pembroke [T41,T42,T43,T44] | RINGSEND |  | 53.3411 | -6.2369
002001 | MV/LV Substation MA***001 |  | 10 kV | _ | LV | 630 kVA :Kiosk Substation | 0.63 | --> | 0.63 | 0.231 | 2.36 |  | --> | 0.598 | 0 | 0.02 | 0.5 | 0 |  | --> | C13 ex BRAY | Bray [T41,T42] | FASSAROE |  | 53.2001 | -6.1107
4614020 | MV/LV Substation PR***4020 |  | 10 kV | _ | LV | 630 kVA :Kiosk Substation | 0.63 | --> | 0.63 | 0.5 | 2.33 |  | --> | 0.598 | 0 | 0 | 0 | 0 | Constrained, otherwise capacity available =595 kW | --> | E17 ex MOY | Moy [T421,T422] | MOY |  | 54.1123 | -9.1608
118585X | MV/LV Substation CA***585X |  | 20 kV | _ | LV | 100 kVA :Pole Substation | 0.1 | --> | 0.1 | 0 | 0 | Constrained, otherwise capacity available =71 kVA | --> | 0.095 | 0 | 0 | 0 | 0 | Constrained, otherwise capacity available =91 kW | --> | E18 ex CREAGH | Creagh [T421,T422] | ATHLONE |  | 53.4357 | -8.4369
037073 | MV/LV Substation CR***073 |  | 10 kV | _ | LV | 50 kVA :Pole Substation | 0.05 | --> | 0.05 | 0.034 | 13.05 |  | --> | 0.048 | 0 | 0.027 | 0.025 | 0 |  | --> | C21 ex ENNIS | Ennis [T101,T102] | ENNIS |  | 52.8891 | -8.9547
060267X | MV/LV Substation RE***267X |  | 10 kV | _ | LV | 400 kVA :Kiosk Substation | 0.4 | --> | 0.4 | 0 | 0 | Constrained, otherwise capacity available =329 kVA | --> | 0.38 | 0 | 0.019 | 0 | 0 | Constrained, otherwise capacity available =356 kW | --> | C16 ex CLONES | Clones [T41,T42] | SHANKILL |  | 54.1876 | -7.2376
082003Z | MV/LV Substation PO***003Z |  | 10 kV | _ | LV | 630 kVA :Building Structure | 0.63 | --> | 0.63 | 0 | 0 | Constrained, otherwise capacity available =519 kVA | --> | 0.598 | 0 | 0 | 0 | 0 | Constrained, otherwise capacity available =583 kW | --> | C26 ex ACADEMY STREET | Academy Street [T421,T422,T44] | NAVAN |  | 53.655 | -6.6813
071902 | MV/LV Substation CH***902 |  | 10 kV | _ | LV | 630 kVA :Kiosk Substation | 0.63 | --> | 0.63 | 0 | 0 | Constrained, otherwise capacity available =599 kVA | --> | 0.598 | 0 | 0.04 | 0.5 | 0 |  | --> | C22 ex GREYSTONES | Greystones [T41,T42] | FASSAROE |  | 53.125 | -6.0763
010212X | MV/LV Substation ST***212X |  | 20 kV | _ | LV | 200 kVA :Pole Substation | 0.2 | --> | 0.2 | 0 | 0 | Constrained, otherwise capacity available =116 kVA | --> | 0.19 | 0 | 0.005 | 0 | 0 | Constrained, otherwise capacity available =174 kW | --> | E11 ex BALLYHALE | Ballyhale [T42,T421] | KILKENNY |  | 52.5365 | -7.2262
001179 | MV/LV Substation BA***179 |  | 10 kV | _ | LV | 400 kVA :Kiosk Substation | 0.4 | --> | 0.4 | 0.301 | 4.01 |  | --> | 0.38 | 0 | 0.055 | 0.326 | 0 |  | --> | C19 ex BALLINCLEA | Ballinclea [T41] | CHERRYWOOD |  | 53.269 | -6.1196
068710 | MV/LV Substation GL***710 |  | 10 kV | _ | LV | 630 kVA :Kiosk Substation | 0.63 | --> | 0.63 | 0 | 0 | Constrained, otherwise capacity available =376 kVA | --> | 0.598 | 0 | 0.021 | 0.5 | 0 |  | --> | C12 ex GLASNEVIN | Glasnevin [T41] | FINGLAS |  | 53.3682 | -6.2603
153821 | MV/LV Substation NE***821 |  | 20 kV | _ | LV | 100 kVA :Pole Substation | 0.1 | --> | 0.1 | 0 | 0 | Constrained, otherwise capacity available =70 kVA | --> | 0.095 | 0 | 0.016 | 0 | 0 | Constrained, otherwise capacity available =79 kW | --> | E12 ex BIRDHILL | Birdhill [T421,T422] | ARDNACRUSHA |  | 52.7991 | -8.4472
149654 | MV/LV Substation BA***654 |  | 10 kV | _ | LV | 100 kVA :Pole Substation | 0.1 | --> | 0.1 | 0 | 0 | Constrained, otherwise capacity available =73 kVA | --> | 0.095 | 0 | 0.005 | 0 | 0 | Constrained, otherwise capacity available =88 kW | --> | C11 ex DONEGAL | Donegal [T41,T42] | CATHALEENS FALL |  | 54.6418 | -8.1991
068388 | MV/LV Substation AU***388 |  | 10 kV | _ | LV | 630 kVA :Building Structure | 0.63 | --> | 0.63 | 0 | 0 | Constrained, otherwise capacity available =292 kVA | --> | 0.598 | 0 | 0.029 | 0.5 | 0 |  | --> | C16 ex WATLING STREET | Watling Street [T41,T42] | FRANCIS STREET |  | 53.3535 | -6.286
158022 | MV/LV Substation LI***022 |  | 20 kV | _ | LV | 100 kVA :Pole Substation | 0.1 | --> | 0.1 | 0 | 0 | Constrained, otherwise capacity available =50 kVA | --> | 0.095 | 0 | 0 | 0 | 0 | Constrained, otherwise capacity available =88 kW | --> | C19 ex ENNISTYMON | Ennistymon [T41,T42] | ENNIS |  | 53.0284 | -9.2976
281982Y | MV/LV Substation TU***982Y |  | 20 kV | _ | LV | 100 kVA :Pole Substation | 0.1 | --> | 0.1 | 0 | 0 | Constrained, otherwise capacity available =87 kVA | --> | 0.095 | 0 | 0 | 0 | 0 | Constrained, otherwise capacity available =93 kW | --> | C15 ex KILMONEY | Kilmoney [T41,T42] | TRABEG |  | 51.8226 | -8.5223
160698X | MV/LV Substation BA***698X |  | 10 kV | _ | LV | 100 kVA :Pole Substation | 0.1 | --> | 0.1 | 0 | 0 | Constrained, otherwise capacity available =87 kVA | --> | 0.095 | 0 | 0.003 | 0 | 0 | Constrained, otherwise capacity available =91 kW | --> | C12 ex MOUNTRATH | Mountrath [T41,T42] | PORTLAOISE |  | 53.0522 | -7.4214
007466Y | MV/LV Substation MU***466Y |  | 20 kV | _ | LV | 100 kVA :Pole Substation | 0.1 | --> | 0.1 | 0.08 | 16.12 |  | --> | 0.095 | 0 | 0.005 | 0.088 | 0 |  | --> | E20 ex WEXFORD | Wexford [T121,T122] | WEXFORD |  | 52.2865 | -6.522
029503Y | MV/LV Substation WE***503Y |  | 10 kV | _ | LV | 200 kVA :Kiosk Substation | 0.2 | --> | 0.2 | 0 | 0 | Constrained, otherwise capacity available =174 kVA | --> | 0.19 | 0 | 0.01 | 0.179 | 0 |  | --> | C17 ex MIDLETON | Midleton [T101,T102] | MIDLETON |  | 51.9133 | -8.1799
015063Z | MV/LV Substation TH***063Z |  | 10 kV | _ | LV | 400 kVA :Kiosk Substation | 0.4 | --> | 0.4 | 0 | 0 | Constrained, otherwise capacity available =303 kVA | --> | 0.38 | 0 | 0.034 | 0 | 0 | Constrained, otherwise capacity available =341 kW | --> | C19 ex JOHNSTOWN | Johnstown [T41,T42] | KILTEEL |  | 53.2272 | -6.645
099420 | MV/LV Substation MA***420 |  | 10 kV | _ | LV | 100 kVA :Pole Substation | 0.1 | --> | 0.1 | 0 | 0 | Constrained, otherwise capacity available =23 kVA | --> | 0.095 | 0 | 0.004 | 0 | 0 | Constrained, otherwise capacity available =81 kW | --> | C15 ex CULLION | Cullion [T41,T42] | LETTERKENNY |  | 54.9527 | -7.6208
0934226 | MV/LV Substation VA***4226 |  | 10 kV | _ | LV | 400 kVA :Building Structure | 0.4 | --> | 0.4 | 0 | 0 | Constrained, otherwise capacity available =400 kVA | --> | 0.38 | 0 | 0 | 0.38 | 0 |  | --> | C17 ex UNIDARE | Unidare [T41,T42] | FINGLAS |  | 53.4163 | -6.32
156782Y | MV/LV Substation CO***782Y |  | 20 kV | _ | LV | 100 kVA :Pole Substation | 0.1 | --> | 0.1 | 0.077 | 2.47 |  | --> | 0.095 | 0 | 0 | 0 | 0 | Constrained, otherwise capacity available =92 kW | --> | E13 ex TELAYDON | Telaydon [T42,T421] | LISDRUM |  | 54.3068 | -7.1299
117169Y | MV/LV Substation ME***169Y |  | 20 kV | _ | LV | 400 kVA :Kiosk Substation | 0.4 | --> | 0.4 | 0 | 0 | Constrained, otherwise capacity available =398 kVA | --> | 0.38 | 0 | 0 | 0 | 0 | Constrained, otherwise capacity available =380 kW | --> | E20 ex COLLOONEY | Collooney [T421,T422] | SLIGO |  | 54.2106 | -8.5107
011894X | MV/LV Substation GR***894X |  | 10 kV | _ | LV | 100 kVA :Pole Substation | 0.1 | --> | 0.1 | 0 | 0 | Constrained, otherwise capacity available =88 kVA | --> | 0.095 | 0 | 0 | 0 | 0 | Constrained, otherwise capacity available =93 kW | --> | C17 ex ROSEHILL | Rosehill [T41,T42] | KILKENNY |  | 52.601 | -7.2452
008781Y | MV/LV Substation GO***781Y |  | 10 kV | _ | LV | 50 kVA :Pole Substation | 0.05 | --> | 0.05 | 0.04 | 0.24 |  | --> | 0.048 | 0 | 0 | 0 | 0 | Constrained, otherwise capacity available =46 kW | --> | C14 ex ROSBERCON | Rosbercon [T41,T42] | WATERFORD |  | 52.4027 | -6.9735
014490X | MV/LV Substation MI***490X |  | 20 kV | _ | LV | 100 kVA :Pole Substation | 0.1 | --> | 0.1 | 0.074 | 0.63 |  | --> | 0.095 | 0 | 0 | 0 | 0 | Constrained, otherwise capacity available =91 kW | --> | E11 ex KILCULLEN | Kilcullen [T41,T42,T424] | STRATFORD |  | 53.0552 | -6.7119
281232Y | MV/LV Substation PL***232Y |  | 10 kV | _ | LV | 50 kVA :Pole Substation | 0.05 | --> | 0.05 | 0 | 0 | Constrained, otherwise capacity available =50 kVA | --> | 0.048 | 0 | 0 | 0.047 | 0 |  | --> | C17 ex BISHOPSTOWN | Bishopstown [T41,T42] | KILBARRY |  | 51.8909 | -8.5681
074951 | MV/LV Substation CH***951 |  | 20 kV | _ | LV | 100 kVA :Pole Substation | 0.1 | --> | 0.1 | 0.07 | 8.5 |  | --> | 0.095 | 0 | 0 | 0 | 0 | Constrained, otherwise capacity available =91 kW | --> | E14 ex ARIGNA | Arigna [T121] | ARIGNA |  | 54.0492 | -8.038
405257 | MV/LV Substation TA***257 |  | 20 kV | _ | LV | 100 kVA :Pole Substation | 0.1 | --> | 0.1 | 0.068 | 3.03 |  | --> | 0.095 | 0 | 0.005 | 0 | 0 | Constrained, otherwise capacity available =87 kW | --> | E12 ex MOVILLE | Moville [T421,T422] | TRILLICK |  | 55.2085 | -6.9704
350946 | MV/LV Substation PU***946 |  | 10 kV | _ | LV | 50 kVA :Pole Substation | 0.05 | --> | 0.05 | 0.05 | 1.57 |  | --> | 0.048 | 0 | 0 | 0 | 0 | Constrained, otherwise capacity available =48 kW | --> | C15 ex BUNDORAN | Bundoran [T41,T42] | CATHALEENS FALL |  | 54.4704 | -8.3305
1084025 | MV/LV Substation AG***4025 |  | 20 kV | _ | LV | 200 kVA :Pole Substation | 0.2 | --> | 0.2 | 0.2 | 1.57 |  | --> | 0.19 | 0 | 0.205 | 0 | 0 | Constrained, otherwise capacity available =38 kW | --> | C17 ex BALLYSHANNON | Ballyshannon [T41,T42] | CATHALEENS FALL |  | 54.5757 | -8.1194
007688Y | MV/LV Substation BL***688Y |  | 20 kV | _ | LV | 50 kVA :Pole Substation | 0.05 | --> | 0.05 | 0.047 | 16.12 |  | --> | 0.048 | 0 | 0 | 0.047 | 0 |  | --> | E12 ex WEXFORD | Wexford [T121,T122] | WEXFORD |  | 52.3706 | -6.6194
281717 | MV/LV Substation BA***717 |  | 10 kV | _ | LV | 50 kVA :Pole Substation | 0.05 | --> | 0.05 | 0 | 0 | Constrained, otherwise capacity available =20 kVA | --> | 0.048 | 0 | 0 | 0 | 0 | Constrained, otherwise capacity available =43 kW | --> | C24 ex KILMONEY | Kilmoney [T41,T42] | TRABEG |  | 51.838 | -8.4825
051005 | MV/LV Substation WE***005 |  | 10 kV | _ | LV | 200 kVA :Kiosk Substation | 0.2 | --> | 0.2 | 0.132 | 2.22 |  | --> | 0.19 | 0 | 0.015 | 0.169 | 0 |  | --> | E14 ex CLARA | Clara [T421,T422] | THORNSBERRY |  | 53.3407 | -7.6203
031046 | MV/LV Substation SH***046 |  | 10 kV | _ | LV | 400 kVA :Kiosk Substation | 0.4 | --> | 0.4 | 0 | 0 | Constrained, otherwise capacity available =287 kVA | --> | 0.38 | 0 | 0.046 | 0 | 0 | Constrained, otherwise capacity available =330 kW | --> | C14 ex COLLIGAN | Colligan [T41,T42] | DUNGARVAN |  | 52.0902 | -7.6122
070050X | MV/LV Substation PA***050X |  | 20 kV | _ | LV | 50 kVA :Pole Substation | 0.05 | --> | 0.05 | 0.05 | 0.76 |  | --> | 0.048 | 0 | 0 | 0 | 0 | Constrained, otherwise capacity available =48 kW | --> | E15 ex RATHMORE | Rathmore [T42,T421] | KNOCKEARAGH |  | 52.1247 | -9.2027
4054065 | MV/LV Substation FO***4065 |  | 20 kV | _ | LV | 50 kVA :Pole Substation | 0.05 | --> | 0.05 | 0.05 | 3.03 |  | --> | 0.048 | 0 | 0 | 0 | 0 | Constrained, otherwise capacity available =48 kW | --> | E14 ex MOVILLE | Moville [T421,T422] | TRILLICK |  | 55.1569 | -7.1525
065131Z | MV/LV Substation RA***131Z |  | 20 kV | _ | LV | 100 kVA :Pole Substation | 0.1 | --> | 0.1 | 0 | 0 | Constrained, otherwise capacity available =98 kVA | --> | 0.095 | 0 | 0 | 0 | 0 | Constrained, otherwise capacity available =95 kW | --> | C11 ex LOUGHSHINNY | Loughshinny [T41,T42] | GLASMORE |  | 53.5289 | -6.1525
0064063 | MV/LV Substation CO***4063 |  | 20 kV | _ | LV | 50 kVA :Pole Substation | 0.05 | --> | 0.05 | 0.046 | 4.38 |  | --> | 0.048 | 0 | 0.015 | 0.036 | 0 |  | --> | E13 ex CRANE | Crane [T122] | CRANE |  | 52.419 | -6.4858
165853X | MV/LV Substation TA***853X |  | 10 kV | _ | LV | 200 kVA :Kiosk Substation | 0.2 | --> | 0.2 | 0 | 0 | Constrained, otherwise capacity available =184 kVA | --> | 0.19 | 0 | 0 | 0 | 0 | Constrained, otherwise capacity available =188 kW | --> | C15 ex CLONAKILTY | Clonakilty [T41,T42] | DUNMANWAY |  | 51.6211 | -8.9033
039929 | MV/LV Substation GO***929 |  | 20 kV | _ | LV | 50 kVA :Pole Substation | 0.05 | --> | 0.05 | 0.025 | 11.03 |  | --> | 0.048 | 0 | 0 | 0.044 | 0 |  | --> | C36 ex SALTHILL | Salthill [T101,T102] | SALTHILL |  | 53.2981 | -9.1101
099067 | MV/LV Substation WO***067 |  | 10 kV | _ | LV | 400 kVA :Kiosk Substation | 0.4 | --> | 0.4 | 0 | 0 | Constrained, otherwise capacity available =282 kVA | --> | 0.38 | 0 | 0.031 | 0 | 0 | Constrained, otherwise capacity available =340 kW | --> | C12 ex CULLION | Cullion [T41,T42] | LETTERKENNY |  | 54.9349 | -7.7353
160584Y | MV/LV Substation BO***584Y |  | 10 kV | _ | LV | 400 kVA :Building Structure | 0.4 | --> | 0.4 | 0 | 0 | Constrained, otherwise capacity available =226 kVA | --> | 0.38 | 0 | 0 | 0 | 0 | Constrained, otherwise capacity available =361 kW | --> | C15 ex PORTARLINGTON | Portarlington [T41,T42] | PORTLAOISE |  | 53.1642 | -7.1963
149922 | MV/LV Substation GR***922 |  | 10 kV | _ | LV | 50 kVA :Pole Substation | 0.05 | --> | 0.05 | 0 | 0 | Constrained, otherwise capacity available =49 kVA | --> | 0.048 | 0 | 0 | 0 | 0 | Constrained, otherwise capacity available =47 kW | --> | C13 ex DONEGAL | Donegal [T41,T42] | CATHALEENS FALL |  | 54.7239 | -8.0482
0424125 | MV/LV Substation N5***4125 |  | 10 kV | _ | LV | 400 kVA :Building Structure | 0.4 | --> | 0.4 | 0.315 | 1.93 |  | --> | 0.38 | 0 | 0 | 0 | 0 | Constrained, otherwise capacity available =368 kW | --> | C18 ex TURLOUGH ROAD | Turlough Road [T41,T42] | CASTLEBAR |  | 53.8816 | -9.1967
093501Z | MV/LV Substation MA***501Z |  | 10 kV | _ | LV | 1000 kVA :Building Structure | 1 | --> | 1 | 0 | 0 | Constrained, otherwise capacity available =788 kVA | --> | 0.95 | 0 | 0 | 0.5 | 0 |  | --> | C28 ex KILMORE | Kilmore [T101,T102,T103] | FINGLAS |  | 53.4043 | -6.1814
2814345 | MV/LV Substation CO***4345 |  | 10 kV | _ | LV | 100 kVA :Pole Substation | 0.1 | --> | 0.1 | 0 | 0 | Constrained, otherwise capacity available =100 kVA | --> | 0.095 | 0 | 0 | 0 | 0 | Constrained, otherwise capacity available =95 kW | --> | C17 ex CARRIGALINE | Carrigaline [T41,T42] | BARNAHELY |  | 51.786 | -8.3
021299Z | MV/LV Substation WA***299Z |  | 10 kV | _ | LV | 400 kVA :Building Structure | 0.4 | --> | 0.4 | 0.312 | 6.78 |  | --> | 0.38 | 0 | 0 | 0.368 | 0 |  | --> | C13 ex CASTLEVIEW | Castleview [T101,T102] | CASTLEVIEW |  | 51.8937 | -8.3638
009784X | MV/LV Substation AS***784X |  | 10 kV | _ | LV | 400 kVA :Kiosk Substation | 0.4 | --> | 0.4 | 0.242 | 0.95 |  | --> | 0.38 | 0 | 0.038 | 0 | 0 | Constrained, otherwise capacity available =330 kW | --> | C22 ex TYCOR | Tycor [T41,T42] | WATERFORD |  | 52.2577 | -7.1433
156013 | MV/LV Substation OL***013 |  | 10 kV | _ | LV | 400 kVA :Building Structure | 0.4 | --> | 0.4 | 0.211 | 2.47 |  | --> | 0.38 | 0 | 0.01 | 0 | 0 | Constrained, otherwise capacity available =346 kW | --> | E21 ex TELAYDON | Telaydon [T42,T421] | LISDRUM |  | 54.2469 | -6.9647
150358 | MV/LV Substation SA***358 |  | 20 kV | _ | LV | 200 kVA :Pole Substation | 0.2 | --> | 0.2 | 0.19 | 3.96 |  | --> | 0.19 | 0 | 0 | 0 | 0 | Constrained, otherwise capacity available =189 kW | --> | E19 ex STRANORLAR | Stranorlar [T421,T422] | LETTERKENNY |  | 54.8055 | -7.7737
0014218 | MV/LV Substation LO***4218 |  | 10 kV | _ | LV | 630 kVA :Kiosk Substation | 0.63 | --> | 0.63 | 0 | 0 | Constrained, otherwise capacity available =630 kVA | --> | 0.598 | 0 | 0 | 0.5 | 0 |  | --> | C11 ex LOUGHLINSTOWN | Loughlinstown [T41,T42] | CARRICKMINES |  | 53.2449 | -6.1266
252032 | MV/LV Substation KE***032 |  | 10 kV | _ | LV | 50 kVA :Pole Substation | 0.05 | --> | 0.05 | 0.013 | 1.32 |  | --> | 0.048 | 0 | 0 | 0.042 | 0 |  | --> | C15 ex CLIFDEN | Clifden [T41,T42] | SCREEB |  | 53.4314 | -10.0764
026312 | MV/LV Substation SK***312 |  | 10 kV | _ | LV | 50 kVA :Pole Substation | 0.05 | --> | 0.05 | 0 | 0 | Constrained, otherwise capacity available =34 kVA | --> | 0.048 | 0 | 0 | 0 | 0 | Constrained, otherwise capacity available =45 kW | --> | C12 ex TIMOLEAGUE | Timoleague [T41] | BANDON |  | 51.6908 | -8.7889
093068Z | MV/LV Substation TH***068Z |  | 10 kV | _ | LV | 400 kVA :Kiosk Substation | 0.4 | --> | 0.4 | 0.296 | 5.82 |  | --> | 0.38 | 0 | 0 | 0.366 | 0 |  | --> | C22 ex COOLOCK | Coolock [T41,T42] | FINGLAS |  | 53.3887 | -6.1791
015865X | MV/LV Substation CL***865X |  | 10 kV | _ | LV | 200 kVA :Pole Substation | 0.2 | --> | 0.2 | 0 | 0 | Constrained, otherwise capacity available =179 kVA | --> | 0.19 | 0 | 0.008 | 0 | 0 | Constrained, otherwise capacity available =181 kW | --> | C17 ex SALLINS | Sallins [T41,T42] | GRIFFINRATH |  | 53.2898 | -6.6921
288070 | MV/LV Substation CH***070 |  | 10 kV | _ | LV | 200 kVA :Pole Substation | 0.2 | --> | 0.2 | 0.041 | 0.04 | Constrained, otherwise capacity available =141 kVA | --> | 0.19 | 0 | 0.034 | 0.156 | 0 |  | --> | C16 ex LITTLE BRAY | Little Bray [T41,T42] | FASSAROE |  | 53.2385 | -6.1384
0664489 | MV/LV Substation CO***4489 |  | 20 kV | _ | LV | 630 kVA :Kiosk Substation | 0.63 | --> | 0.63 | 0 | 0 | Constrained, otherwise capacity available =630 kVA | --> | 0.598 | 0 | 0 | 0 | 0 | Constrained, otherwise capacity available =598 kW | --> | E15 ex ASHBOURNE | Ashbourne [T421,T422] | FINGLAS |  | 53.5011 | -6.3947
007150X | MV/LV Substation FI***150X |  | 10 kV | _ | LV | 200 kVA :Kiosk Substation | 0.2 | --> | 0.2 | 0.19 | 0.9 |  | --> | 0.19 | 0 | 0 | 0 | 0 | Constrained, otherwise capacity available =189 kW | --> | C15 ex CLONARD | Clonard [T41,T42] | WEXFORD |  | 52.3314 | -6.4791
003507 | MV/LV Substation BA***507 |  | 10 kV | _ | LV | 100 kVA :Pole Substation | 0.1 | --> | 0.1 | 0.075 | 11.58 |  | --> | 0.095 | 0 | 0.008 | 0 | 0 | Constrained, otherwise capacity available =86 kW | --> | C18 ex BALLYBEG | Ballybeg [T101,T102] | CARRICKMINES |  | 52.9602 | -6.1567
027798X | MV/LV Substation DR***798X |  | 20 kV | _ | LV | 400 kVA :Kiosk Substation | 0.4 | --> | 0.4 | 0.3 | 7.79 |  | --> | 0.38 | 0 | 0.005 | 0 | 0 | Constrained, otherwise capacity available =362 kW | --> | E12 ex DUNMANWAY | Dunmanway [T422,T43] | DUNMANWAY |  | 51.6586 | -9.263
066850X | MV/LV Substation RO***850X |  | 20 kV | _ | LV | 100 kVA :Pole Substation | 0.1 | --> | 0.1 | 0 | 0 | Constrained, otherwise capacity available =83 kVA | --> | 0.095 | 0 | 0 | 0 | 0 | Constrained, otherwise capacity available =93 kW | --> | E18 ex GLASMORE | Glasmore [T421,T422] | GLASMORE |  | 53.4796 | -6.27
277014Y | MV/LV Substation DO***014Y |  | 10 kV | _ | LV | 200 kVA :Building Structure | 0.2 | --> | 0.2 | 0 | 0 | Constrained, otherwise capacity available =120 kVA | --> | 0.19 | 0 | 0.006 | 0.174 | 0 |  | --> | C18 ex GRANGE (DR) | Grange (dr) [T41,T42] | GRANGE (DR) |  | 53.3957 | -6.162
1584135 | MV/LV Substation CA***4135 |  | 10 kV | _ | LV | 50 kVA :Pole Substation | 0.05 | --> | 0.05 | 0 | 0 | Constrained, otherwise capacity available =50 kVA | --> | 0.048 | 0 | 0 | 0 | 0 | Constrained, otherwise capacity available =48 kW | --> | C15 ex ENNISTYMON | Ennistymon [T41,T42] | ENNIS |  | 52.9505 | -9.2876
1204128 | MV/LV Substation GA***4128 |  | 20 kV | _ | LV | 100 kVA :Pole Substation | 0.1 | --> | 0.1 | 0 | 0 | Constrained, otherwise capacity available =82 kVA | --> | 0.095 | 0 | 0.026 | 0 | 0 | Constrained, otherwise capacity available =73 kW | --> | E20 ex EDENDERRY | Edenderry [T421,T422] | BLAKE |  | 53.2635 | -7.0861
0154011 | MV/LV Substation EA***4011 |  | 10 kV | _ | LV | 200 kVA :Building Structure | 0.2 | --> | 0.2 | 0 | 0 | Constrained, otherwise capacity available =200 kVA | --> | 0.19 | 0 | 0 | 0 | 0 | Constrained, otherwise capacity available =190 kW | --> | C11 ex JOHNSTOWN | Johnstown [T41,T42] | KILTEEL |  | 53.2026 | -6.6005
139735Y | MV/LV Substation GR***735Y |  | 10 kV | _ | LV | 200 kVA :Kiosk Substation | 0.2 | --> | 0.2 | 0.181 | 4 |  | --> | 0.19 | 0 | 0.009 | 0 | 0 | Constrained, otherwise capacity available =181 kW | --> | C18 ex BALLYJAMESDUFF | Ballyjamesduff [T41,T42] | SHANKILL |  | 53.8649 | -7.203
281086Y | MV/LV Substation CR***086Y |  | 20 kV | _ | LV | 400 kVA :Kiosk Substation | 0.4 | --> | 0.4 | 0.311 | 17.47 |  | --> | 0.38 | 0 | 0 | 0.368 | 0 |  | --> | E13 ex COOLROE | Coolroe [T121,T122] | COOLROE |  | 51.8691 | -8.6553
237054X | MV/LV Substation BI***054X |  | 20 kV | _ | LV | 200 kVA :Kiosk Substation | 0.2 | --> | 0.2 | 0 | 0 | Constrained, otherwise capacity available =154 kVA | --> | 0.19 | 0 | 0 | 0 | 0 | Constrained, otherwise capacity available =184 kW | --> | C12 ex DUNLEER | Dunleer [T41,T42] | DRYBRIDGE |  | 53.7919 | -6.2396
021134Z | MV/LV Substation BA***134Z |  | 10 kV | _ | LV | 50 kVA :Pole Substation | 0.05 | --> | 0.05 | 0 | 0 | Constrained, otherwise capacity available =40 kVA | --> | 0.048 | 0 | 0.006 | 0.042 | 0 |  | --> | C31 ex KILBARRY | Kilbarry [T101,T43] | KILBARRY |  | 51.9484 | -8.4418
154128Y | MV/LV Substation MO***128Y |  | 10 kV | _ | LV | 200 kVA :Pole Substation | 0.2 | --> | 0.2 | 0 | 0 | Constrained, otherwise capacity available =198 kVA | --> | 0.19 | 0 | 0 | 0 | 0 | Constrained, otherwise capacity available =190 kW | --> | C21 ex MONEYCOOLEY | Moneycooley [T41,T42,T44] | GRIFFINRATH |  | 53.396 | -6.5808
014900 | MV/LV Substation PO***900 |  | 10 kV | _ | LV | 100 kVA :Pole Substation | 0.1 | --> | 0.1 | 0 | 0 | Constrained, otherwise capacity available =84 kVA | --> | 0.095 | 0 | 0 | 0 | 0 | Constrained, otherwise capacity available =93 kW | --> | C20 ex KILDARE | Kildare [T41,T42] | NEWBRIDGE |  | 53.1736 | -6.8392
063867X | MV/LV Substation PA***867X |  | 10 kV | _ | LV | 50 kVA :Pole Substation | 0.05 | --> | 0.05 | 0 | 0 | Constrained, otherwise capacity available =39 kVA | --> | 0.048 | 0 | 0.025 | 0 | 0 | Constrained, otherwise capacity available =28 kW | --> | C16 ex STICKILLEN | Stickillen [T41,T42] | DRYBRIDGE |  | 53.8292 | -6.4801
058097Y | MV/LV Substation CO***097Y |  | 10 kV | _ | LV | 200 kVA :Kiosk Substation | 0.2 | --> | 0.2 | 0 | 0 | Constrained, otherwise capacity available =176 kVA | --> | 0.19 | 0 | 0 | 0 | 0 | Constrained, otherwise capacity available =187 kW | --> | C11 ex KYLEERAGH | Kyleeragh [T41,T42] | NENAGH |  | 52.8683 | -8.2104
137301 | MV/LV Substation A/***301 |  | 10 kV | _ | LV | 400 kVA :Kiosk Substation | 0.4 | --> | 0.4 | 0.227 | 3.74 |  | --> | 0.38 | 0 | 0.005 | 0 | 0 | Constrained, otherwise capacity available =352 kW | --> | C11 ex KILFLYNN | Kilflynn [T41,T42] | TRALEE |  | 52.3449 | -9.6884
089339 | MV/LV Substation TA***339 |  | 20 kV | _ | LV | 50 kVA :Pole Substation | 0.05 | --> | 0.05 | 0.05 | 3.56 |  | --> | 0.048 | 0 | 0 | 0 | 0 | Constrained, otherwise capacity available =48 kW | --> | E22 ex ENNISCRONE | Enniscrone [T421,T422] | MOY |  | 54.2638 | -8.9305
041998X | MV/LV Substation PA***998X |  | 20 kV | _ | LV | 50 kVA :Pole Substation | 0.05 | --> | 0.05 | 0 | 0 | Constrained, otherwise capacity available =50 kVA | --> | 0.048 | 0 | 0 | 0 | 0 | Constrained, otherwise capacity available =47 kW | --> | E21 ex DALTON | Dalton [T421,T422] | DALTON |  | 53.7468 | -9.0243
089053X | MV/LV Substation MA***053X |  | 20 kV | _ | LV | 400 kVA :Kiosk Substation | 0.4 | --> | 0.4 | 0.4 | 3.56 |  | --> | 0.38 | 0 | 0 | 0 | 0 | Constrained, otherwise capacity available =380 kW | --> | E20 ex ENNISCRONE | Enniscrone [T421,T422] | MOY |  | 54.2147 | -9.0938
0544255 | MV/LV Substation CL***4255 |  | 10 kV | _ | LV | 50 kVA :Pole Substation | 0.05 | --> | 0.05 | 0.041 | 2.78 |  | --> | 0.048 | 0 | 0 | 0 | 0 | Constrained, otherwise capacity available =46 kW | --> | E16 ex BALLYRAGGET | Ballyragget [T421,T422] | BALLYRAGGET |  | 52.8542 | -7.3522
368148X | MV/LV Substation WA***148X |  | 10 kV | _ | LV | 100 kVA :Pole Substation | 0.1 | --> | 0.1 | 0 | 0 | Constrained, otherwise capacity available =77 kVA | --> | 0.095 | 0 | 0.006 | 0 | 0 | Constrained, otherwise capacity available =87 kW | --> | C17 ex BALLYHAUNIS | Ballyhaunis [T41,T42] | DALTON |  | 53.7662 | -8.7671
142312 | MV/LV Substation GL***312 |  | 20 kV | _ | LV | 100 kVA :Pole Substation | 0.1 | --> | 0.1 | 0 | 0 | Constrained, otherwise capacity available =81 kVA | --> | 0.095 | 0 | 0.009 | 0 | 0 | Constrained, otherwise capacity available =86 kW | --> | E21 ex ATHENRY | Athenry [T423] | GALWAY 110KV |  | 53.3786 | -8.7067
066476Z | MV/LV Substation AS***476Z |  | 20 kV | _ | LV | 630 kVA :Building Structure | 0.63 | --> | 0.63 | 0 | 0 | Constrained, otherwise capacity available =322 kVA | --> | 0.598 | 0 | 0 | 0 | 0 | Constrained, otherwise capacity available =555 kW | --> | E15 ex ASHBOURNE | Ashbourne [T421,T422] | FINGLAS |  | 53.5108 | -6.4009
049287Y | MV/LV Substation LI***287Y |  | 20 kV | _ | LV | 50 kVA :Pole Substation | 0.05 | --> | 0.05 | 0.043 | 1.31 |  | --> | 0.048 | 0 | 0 | 0 | 0 | Constrained, otherwise capacity available =46 kW | --> | C17 ex ROOSKY | Roosky [T41] | RICHMOND |  | 53.7721 | -8.1134
1604112 | MV/LV Substation TI***4112 |  | 10 kV | _ | LV | 50 kVA :Pole Substation | 0.05 | --> | 0.05 | 0 | 0 | Constrained, otherwise capacity available =33 kVA | --> | 0.048 | 0 | 0.01 | 0 | 0 | Constrained, otherwise capacity available =38 kW | --> | C20 ex MOUNTMELLICK | Mountmellick [T41,T42] | PORTLAOISE |  | 53.1236 | -7.2565
071901 | MV/LV Substation ED***901 |  | 10 kV | _ | LV | 1000 kVA :Building Structure | 1 | --> | 1 | 0 | 0 | Constrained, otherwise capacity available =973 kVA | --> | 0.95 | 0 | 0 | 0.5 | 0 | Constrained, otherwise capacity available =946 kW | --> | C22 ex GREYSTONES | Greystones [T41,T42] | FASSAROE |  | 53.1251 | -6.0778
0754356 | MV/LV Substation MU***4356 |  | 20 kV | _ | LV | 50 kVA :Pole Substation | 0.05 | --> | 0.05 | 0.05 | 0.58 |  | --> | 0.048 | 0 | 0 | 0 | 0 | Constrained, otherwise capacity available =48 kW | --> | E12 ex FERNS | Ferns [T421] | CRANE |  | 52.5842 | -6.5485
142882 | MV/LV Substation WI***882 |  | 10 kV | _ | LV | 50 kVA :Pole Substation | 0.05 | --> | 0.05 | 0 | 0 | Constrained, otherwise capacity available =38 kVA | --> | 0.048 | 0 | 0 | 0 | 0 | Constrained, otherwise capacity available =46 kW | --> | C11 ex ATHENRY | Athenry [T41,T42] | GALWAY 110KV |  | 53.2714 | -8.7745
0034109 | MV/LV Substation BA***4109 |  | 10 kV | _ | LV | 50 kVA :Pole Substation | 0.05 | --> | 0.05 | 0 | 0 | Constrained, otherwise capacity available =50 kVA | --> | 0.048 | 0 | 0 | 0 | 0 | Constrained, otherwise capacity available =48 kW | --> | C11 ex RATHDRUM | Rathdrum [T42] | ARKLOW |  | 52.9087 | -6.2788
3654200 | MV/LV Substation CO***4200 |  | 10 kV | _ | LV | 1000 kVA :Building Structure | 1 | --> | 1 | 0.5 | 13.91 |  | --> | 0.95 | 0 | 0 | 0.5 | 0 |  | --> | C22 ex COOKSTOWN | Cookstown [T101,T102] | CARRICKMINES |  | 53.294 | -6.3841
033688 | MV/LV Substation AH***688 |  | 10 kV | _ | LV | 50 kVA :Pole Substation | 0.05 | --> | 0.05 | 0.032 | 0.04 |  | --> | 0.048 | 0 | 0 | 0 | 0 | Constrained, otherwise capacity available =45 kW | --> | C18 ex CALLAN | Callan [T41,T42] | KILKENNY |  | 52.525 | -7.432
4334130 | MV/LV Substation AG***4130 |  | 20 kV | _ | LV | 50 kVA :Pole Substation | 0.05 | --> | 0.05 | 0 | 0 | Constrained, otherwise capacity available =37 kVA | --> | 0.048 | 0 | 0 | 0 | 0 | Constrained, otherwise capacity available =46 kW | --> | C12 ex BALLAGHADERREEN | Ballaghaderreen [T41,T42] | TONROE |  | 53.847 | -8.5787
045611 | MV/LV Substation SE***611 |  | 10 kV | _ | LV | 50 kVA :Pole Substation | 0.05 | --> | 0.05 | 0.037 | 2.45 |  | --> | 0.048 | 0 | 0 | 0 | 0 | Constrained, otherwise capacity available =46 kW | --> | C20 ex GURTEEN | Gurteen [T41] | TONROE |  | 53.9972 | -8.5187
065193Z | MV/LV Substation HE***193Z |  | 20 kV | _ | LV | 50 kVA :Pole Substation | 0.05 | --> | 0.05 | 0 | 0 | Constrained, otherwise capacity available =48 kVA | --> | 0.048 | 0 | 0 | 0 | 0 | Constrained, otherwise capacity available =47 kW | --> | C11 ex LOUGHSHINNY | Loughshinny [T41,T42] | GLASMORE |  | 53.5623 | -6.1454
065407X | MV/LV Substation WY***407X |  | 20 kV | _ | LV | 50 kVA :Pole Substation | 0.05 | --> | 0.05 | 0 | 0 | Constrained, otherwise capacity available =43 kVA | --> | 0.048 | 0 | 0.01 | 0 | 0 | Constrained, otherwise capacity available =39 kW | --> | E21 ex ASHBOURNE | Ashbourne [T421,T422] | FINGLAS |  | 53.5472 | -6.3597
293393Z | MV/LV Substation CA***393Z |  | 20 kV | _ | LV | 50 kVA :Pole Substation | 0.05 | --> | 0.05 | 0 | 0 | Constrained, otherwise capacity available =49 kVA | --> | 0.048 | 0 | 0 | 0 | 0 | Constrained, otherwise capacity available =47 kW | --> | E13 ex BALTINGLASS | Baltinglass [T421,T422] | STRATFORD |  | 52.9055 | -6.8325
047290 | MV/LV Substation PU***290 |  | 10 kV | _ | LV | 50 kVA :Pole Substation | 0.05 | --> | 0.05 | 0.049 | 1.04 |  | --> | 0.048 | 0 | 0 | 0 | 0 | Constrained, otherwise capacity available =47 kW | --> | C16 ex BOYLE | Boyle [T41,T42] | CARRICK ON SHANNON |  | 53.9843 | -8.2808
2814075 | MV/LV Substation BA***4075 |  | 10 kV | _ | LV | 50 kVA :Pole Substation | 0.05 | --> | 0.05 | 0 | 0 | Constrained, otherwise capacity available =50 kVA | --> | 0.048 | 0 | 0 | 0 | 0 | Constrained, otherwise capacity available =48 kW | --> | C24 ex KILMONEY | Kilmoney [T41,T42] | TRABEG |  | 51.8223 | -8.474
095031 | MV/LV Substation SH***031 |  | 10 kV | _ | LV | 100 kVA :Pole Substation | 0.1 | --> | 0.1 | 0.091 | 0.7 |  | --> | 0.095 | 0 | 0 | 0 | 0 | Constrained, otherwise capacity available =94 kW | --> | C14 ex KILRUSH | Kilrush [T41,T42] | TULLABRACK |  | 52.6435 | -9.4892
0124174 | MV/LV Substation CR***4174 |  | 20 kV | _ | LV | 50 kVA :Pole Substation | 0.05 | --> | 0.05 | 0.05 | 1.99 |  | --> | 0.048 | 0 | 0 | 0 | 0 | Constrained, otherwise capacity available =48 kW | --> | C19 ex GRAIGUE | Graigue [T41,T42] | CARLOW |  | 52.7597 | -6.9815
067205Z | MV/LV Substation LO***205Z |  | 10 kV | _ | LV | 400 kVA :Kiosk Substation | 0.4 | --> | 0.4 | 0 | 0 | Constrained, otherwise capacity available =364 kVA | --> | 0.38 | 0 | 0.014 | 0 | 0 | Constrained, otherwise capacity available =365 kW | --> | C20 ex DOCK ROAD | Dock Road [T41,T42] | LIMERICK |  | 52.6457 | -8.6483
039398X | MV/LV Substation BL***398X |  | 10 kV | _ | LV | 400 kVA :Kiosk Substation | 0.4 | --> | 0.4 | 0.338 | 11.03 |  | --> | 0.38 | 0 | 0 | 0.372 | 0 |  | --> | C24 ex SALTHILL | Salthill [T101,T102] | SALTHILL |  | 53.2592 | -9.0939
009691 | MV/LV Substation MU***691 |  | 10 kV | _ | LV | 50 kVA :Pole Substation | 0.05 | --> | 0.05 | 0 | 0 | Constrained, otherwise capacity available =23 kVA | --> | 0.048 | 0 | 0 | 0 | 0 | Constrained, otherwise capacity available =44 kW | --> | C14 ex BALLYHALE | Ballyhale [T42,T421] | KILKENNY |  | 52.3676 | -7.1722
127028 | MV/LV Substation TH***028 |  | 10 kV | _ | LV | 400 kVA :Kiosk Substation | 0.4 | --> | 0.4 | 0 | 0 | Constrained, otherwise capacity available =234 kVA | --> | 0.38 | 0 | 0.016 | 0 | 0 | Constrained, otherwise capacity available =345 kW | --> | C15 ex LOUGHTAGALLA | Loughtagalla [T41,T42] | THURLES |  | 52.6767 | -7.8118
377517 | MV/LV Substation PO***517 |  | 20 kV | _ | LV | 200 kVA :Pole Substation | 0.2 | --> | 0.2 | 0 | 0 | Constrained, otherwise capacity available =104 kVA | --> | 0.19 | 0 | 0.015 | 0 | 0 | Constrained, otherwise capacity available =165 kW | --> | E18 ex GURRANEBANE | Gurranebane [T421,T422] | OUGHTRAGH |  | 51.8849 | -10.3657
136428Y | MV/LV Substation CR***428Y |  | 10 kV | _ | LV | 200 kVA :Pole Substation | 0.2 | --> | 0.2 | 0 | 0 | Constrained, otherwise capacity available =165 kVA | --> | 0.19 | 0 | 0.022 | 0 | 0 | Constrained, otherwise capacity available =169 kW | --> | C17 ex ROSCOMMON | Roscommon [T41,T42] | LANESBORO |  | 53.6207 | -8.2013
011906Z | MV/LV Substation BA***906Z |  | 10 kV | _ | LV | 200 kVA :Pole Substation | 0.2 | --> | 0.2 | 0.2 | 5.05 |  | --> | 0.19 | 0 | 0 | 0 | 0 | Constrained, otherwise capacity available =190 kW | --> | C14 ex MCDONAGH | Mcdonagh [T41,T42] | KILKENNY |  | 52.6384 | -7.1606
0054253 | MV/LV Substation BA***4253 |  | 10 kV | _ | LV | 50 kVA :Pole Substation | 0.05 | --> | 0.05 | 0 | 0 | Constrained, otherwise capacity available =50 kVA | --> | 0.048 | 0 | 0 | 0 | 0 | Constrained, otherwise capacity available =48 kW | --> | C11 ex GARDEN CITY | Garden City [T41,T42] | ARKLOW |  | 52.7079 | -6.2996
293367 | MV/LV Substation DA***367 |  | 20 kV | _ | LV | 50 kVA :Pole Substation | 0.05 | --> | 0.05 | 0 | 0 | Constrained, otherwise capacity available =39 kVA | --> | 0.048 | 0 | 0.002 | 0 | 0 | Constrained, otherwise capacity available =44 kW | --> | E12 ex BALTINGLASS | Baltinglass [T421,T422] | STRATFORD |  | 52.988 | -6.6141
066777 | MV/LV Substation ST***777 |  | 20 kV | _ | LV | 50 kVA :Pole Substation | 0.05 | --> | 0.05 | 0 | 0 | Constrained, otherwise capacity available =13 kVA | --> | 0.048 | 0 | 0.011 | 0 | 0 | Constrained, otherwise capacity available =34 kW | --> | E15 ex BATTER LANE TEMPORARY | Batter Lane Temporary 38kv [T421] | GLASMORE |  | 53.5159 | -6.1905
142757X | MV/LV Substation TH***757X |  | 10 kV | _ | LV | 200 kVA :Kiosk Substation | 0.2 | --> | 0.2 | 0 | 0 | Constrained, otherwise capacity available =172 kVA | --> | 0.19 | 0 | 0.002 | 0 | 0 | Constrained, otherwise capacity available =185 kW | --> | C16 ex ATHENRY | Athenry [T41,T42] | GALWAY 110KV |  | 53.3057 | -8.748
064164Z | MV/LV Substation FL***164Z |  | 10 kV | _ | LV | 200 kVA :Kiosk Substation | 0.2 | --> | 0.2 | 0 | 0 | Constrained, otherwise capacity available =173 kVA | --> | 0.19 | 0 | 0 | 0 | 0 | Constrained, otherwise capacity available =186 kW | --> | C22 ex TERMONFECKIN ROAD | Termonfeckin Road [T41,T42] | DRYBRIDGE |  | 53.7248 | -6.3437
049239Z | MV/LV Substation BA***239Z |  | 10 kV | _ | LV | 200 kVA :Pole Substation | 0.2 | --> | 0.2 | 0.133 | 0.13 | Constrained, otherwise capacity available =148 kVA | --> | 0.19 | 0 | 0 | 0 | 0 | Constrained, otherwise capacity available =183 kW | --> | C18 ex BALLYMAHON | Ballymahon [T41,T42] | ATHLONE |  | 53.5637 | -7.7617
027847X | MV/LV Substation DR***847X |  | 10 kV | _ | LV | 50 kVA :Pole Substation | 0.05 | --> | 0.05 | 0.041 | 7.79 |  | --> | 0.048 | 0 | 0 | 0 | 0 | Constrained, otherwise capacity available =46 kW | --> | C11 ex DUNMANWAY | Dunmanway [T422,T43] | DUNMANWAY |  | 51.7214 | -9.148
1424026 | MV/LV Substation TE***4026 |  | 10 kV | _ | LV | 50 kVA :Pole Substation | 0.05 | --> | 0.05 | 0 | 0 |  | --> | 0.048 | 0 | 0 | 0 | 0 | Constrained, otherwise capacity available =31 kW | --> | C11 ex ATHENRY | Athenry [T41,T42] | GALWAY 110KV |  | 53.2883 | -8.761
031027 | MV/LV Substation AB***027 |  | 10 kV | _ | LV | 630 kVA :Kiosk Substation | 0.63 | --> | 0.63 | 0 | 0 | Constrained, otherwise capacity available =364 kVA | --> | 0.598 | 0 | 0.089 | 0 | 0 | Constrained, otherwise capacity available =495 kW | --> | C14 ex COLLIGAN | Colligan [T41,T42] | DUNGARVAN |  | 52.0931 | -7.6132
116563X | MV/LV Substation AN***563X |  | 20 kV | _ | LV | 50 kVA :Pole Substation | 0.05 | --> | 0.05 | 0.039 | 8.1 |  | --> | 0.048 | 0 | 0 | 0 | 0 | Constrained, otherwise capacity available =46 kW | --> | E16 ex WESTPORT | Westport [T421,T422] | CASTLEBAR |  | 53.5934 | -9.6921
009063 | MV/LV Substation ME***063 |  | 10 kV | _ | LV | 630 kVA :Building Structure | 0.63 | --> | 0.63 | 0.24 | 0.53 |  | --> | 0.598 | 0 | 0.004 | 0 | 0 | Constrained, otherwise capacity available =540 kW | --> | C17 ex MANOR STREET | Manor Street [T41,T42] | WATERFORD |  | 52.263 | -7.1147
062133 | MV/LV Substation SO***133 |  | 10 kV | _ | LV | 200 kVA :Building Structure | 0.2 | --> | 0.2 | 0.115 | 0.72 |  | --> | 0.19 | 0 | 0.1 | 0 | 0 | Constrained, otherwise capacity available =104 kW | --> | C11 ex COES ROAD | Coes Road [T41,T42] | DUNDALK |  | 54.0015 | -6.3792
063598X | MV/LV Substation CL***598X |  | 10 kV | _ | LV | 50 kVA :Pole Substation | 0.05 | --> | 0.05 | 0 | 0 | Constrained, otherwise capacity available =48 kVA | --> | 0.048 | 0 | 0 | 0 | 0 | Constrained, otherwise capacity available =47 kW | --> | C15 ex STICKILLEN | Stickillen [T41,T42] | DRYBRIDGE |  | 53.8474 | -6.6563
047955 | MV/LV Substation AB***955 |  | 10 kV | _ | LV | 630 kVA :Kiosk Substation | 0.63 | --> | 0.63 | 0.487 | 1.04 |  | --> | 0.598 | 0 | 0.01 | 0 | 0 | Constrained, otherwise capacity available =571 kW | --> | C15 ex BOYLE | Boyle [T41,T42] | CARRICK ON SHANNON |  | 53.9741 | -8.2934
0014126 | MV/LV Substation JO***4126 |  | 10 kV | _ | LV | 630 kVA :Kiosk Substation | 0.63 | --> | 0.63 | 0.5 | 13.42 |  | --> | 0.598 | 0 | 0 | 0.5 | 0 |  | --> | C17 ex POTTERY ROAD | Pottery Road [T101,T102] | CARRICKMINES |  | 53.2699 | -6.1455
233157X | MV/LV Substation LA***157X |  | 10 kV | _ | LV | 50 kVA :Pole Substation | 0.05 | --> | 0.05 | 0 | 0 | Constrained, otherwise capacity available =49 kVA | --> | 0.048 | 0 | 0.005 | 0 | 0 | Constrained, otherwise capacity available =44 kW | --> | C23 ex CASTLEISLAND | Castleisland [T41,T42] | TRALEE |  | 52.2649 | -9.4929
118158 | MV/LV Substation BN***158 |  | 20 kV | _ | LV | 50 kVA :Pole Substation | 0.05 | --> | 0.05 | 0 | 0 | Constrained, otherwise capacity available =50 kVA | --> | 0.048 | 0 | 0 | 0 | 0 | Constrained, otherwise capacity available =48 kW | --> | E15 ex CREAGH | Creagh [T421,T422] | ATHLONE |  | 53.3275 | -8.0089
095300 | MV/LV Substation TA***300 |  | 10 kV | _ | LV | 200 kVA :Pole Substation | 0.2 | --> | 0.2 | 0 | 0 | Constrained, otherwise capacity available =198 kVA | --> | 0.19 | 0 | 0 | 0 | 0 | Constrained, otherwise capacity available =190 kW | --> | C15 ex CRANNY | Cranny [T41] | ENNIS |  | 52.7251 | -9.2072
071191 | MV/LV Substation CA***191 |  | 10 kV | _ | LV | 400 kVA :Kiosk Substation | 0.4 | --> | 0.4 | 0.355 | 5.58 |  | --> | 0.38 | 0 | 0.045 | 0.34 | 0 |  | --> | C12 ex KILCOOLE | Kilcoole [T41,T42] | FASSAROE |  | 53.1094 | -6.0627
127441 | MV/LV Substation NE***441 |  | 10 kV | _ | LV | 400 kVA :Kiosk Substation | 0.4 | --> | 0.4 | 0 | 0 | Constrained, otherwise capacity available =372 kVA | --> | 0.38 | 0 | 0 | 0 | 0 | Constrained, otherwise capacity available =376 kW | --> | C11 ex LOUGHTAGALLA | Loughtagalla [T41,T42] | THURLES |  | 52.6737 | -7.7097
016049Z | MV/LV Substation PU***049Z |  | 10 kV | _ | LV | 50 kVA :Pole Substation | 0.05 | --> | 0.05 | 0 | 0 | Constrained, otherwise capacity available =50 kVA | --> | 0.048 | 0 | 0 | 0 | 0 | Constrained, otherwise capacity available =48 kW | --> | C17 ex LEIXLIP | Leixlip [T41,T42] | GRIFFINRATH |  | 53.3583 | -6.5062
026893X | MV/LV Substation SA***893X |  | 10 kV | _ | LV | 50 kVA :Pole Substation | 0.05 | --> | 0.05 | 0 | 0 | Constrained, otherwise capacity available =48 kVA | --> | 0.048 | 0 | 0 | 0 | 0 | Constrained, otherwise capacity available =47 kW | --> | C13 ex TIMOLEAGUE | Timoleague [T41] | BANDON |  | 51.6756 | -8.6874
062086 | MV/LV Substation BO***086 |  | 10 kV | _ | LV | 630 kVA :Kiosk Substation | 0.63 | --> | 0.63 | 0.491 | 2.33 |  | --> | 0.598 | 0 | 0.027 | 0 | 0 | Constrained, otherwise capacity available =559 kW | --> | C21 ex DUNDALK | Dundalk [T41,T42] | DUNDALK |  | 54.0047 | -6.4189
149577 | MV/LV Substation MA***577 |  | 20 kV | _ | LV | 630 kVA :Building Structure | 0.63 | --> | 0.63 | 0 | 0 | Constrained, otherwise capacity available =610 kVA | --> | 0.598 | 0 | 0 | 0 | 0 | Constrained, otherwise capacity available =596 kW | --> | C13 ex DONEGAL | Donegal [T41,T42] | CATHALEENS FALL |  | 54.6136 | -8.091
111748Y | MV/LV Substation SC***748Y |  | 20 kV | _ | LV | 200 kVA :Pole Substation | 0.2 | --> | 0.2 | 0 | 0 | Constrained, otherwise capacity available =165 kVA | --> | 0.19 | 0 | 0 | 0 | 0 | Constrained, otherwise capacity available =185 kW | --> | E16 ex BALLYDEHOB | Ballydehob [T421] | DUNMANWAY |  | 51.5243 | -9.5453
020547X | MV/LV Substation CA***547X |  | 10 kV | _ | LV | 50 kVA :Pole Substation | 0.05 | --> | 0.05 | 0 | 0 | Constrained, otherwise capacity available =47 kVA | --> | 0.048 | 0 | 0 | 0 | 0 | Constrained, otherwise capacity available =47 kW | --> | C18 ex COOLCORCORAN | Coolcorcoran [T41,T42] | KNOCKEARAGH |  | 52.0513 | -9.6711
2814372 | MV/LV Substation CI***4372 |  | 10 kV | _ | LV | 630 kVA :Building Structure | 0.63 | --> | 0.63 | 0.098 | 6.78 |  | --> | 0.598 | 0 | 0 | 0.5 | 0 |  | --> | C26 ex CASTLEVIEW | Castleview [T101,T102] | CASTLEVIEW |  | 51.8886 | -8.4079
055832 | MV/LV Substation SH***832 |  | 20 kV | _ | LV | 45 kVA :Pole Substation | 0.045 | --> | 0.045 | 0 | 0 | Constrained, otherwise capacity available =29 kVA | --> | 0.043 | 0 | 0 | 0 | 0 | Constrained, otherwise capacity available =41 kW | --> | E22 ex ROSCREA | Roscrea [T41,T42] | IKERRIN |  | 52.9801 | -7.9312
151982X | MV/LV Substation TR***982X |  | 10 kV | _ | LV | 200 kVA :Kiosk Substation | 0.2 | --> | 0.2 | 0 | 0 | Constrained, otherwise capacity available =181 kVA | --> | 0.19 | 0 | 0 | 0 | 0 | Constrained, otherwise capacity available =188 kW | --> | C16 ex GARRYSPILLANE | Garryspillane [T41] | TIPPERARY |  | 52.3585 | -8.4641
066334X | MV/LV Substation ME***334X |  | 10 kV | _ | LV | 200 kVA :Kiosk Substation | 0.2 | --> | 0.2 | 0 | 0 | Constrained, otherwise capacity available =113 kVA | --> | 0.19 | 0 | 0.023 | 0.161 | 0 |  | --> | C16 ex MOUNTGORRY | Mountgorry [T41,T42] | GRANGE (DR) |  | 53.4462 | -6.2061
011325Z | MV/LV Substation EV***325Z |  | 10 kV | _ | LV | 50 kVA :Pole Substation | 0.05 | --> | 0.05 | 0 | 0 | Constrained, otherwise capacity available =39 kVA | --> | 0.048 | 0 | 0 | 0 | 0 | Constrained, otherwise capacity available =46 kW | --> | C17 ex ROSEHILL | Rosehill [T41,T42] | KILKENNY |  | 52.5957 | -7.2629
046337X | MV/LV Substation OY***337X |  | 10 kV | _ | LV | 200 kVA :Kiosk Substation | 0.2 | --> | 0.2 | 0.193 | 5.48 |  | --> | 0.19 | 0 | 0.006 | 0.184 | 0 |  | --> | C17 ex BALLYTIVNAN | Ballytivnan [T41,T42] | SLIGO |  | 54.3079 | -8.552
081581X | MV/LV Substation SU***581X |  | 10 kV | _ | LV | 1000 kVA :Building Structure | 1 | --> | 1 | 0 | 0 | Constrained, otherwise capacity available =665 kVA | --> | 0.95 | 0 | 0 | 0.5 | 0 |  | --> | C15 ex LUCAN EAST | Lucan East [T41,T42] | GRANGE CASTLE |  | 53.3491 | -6.453
0554149 | MV/LV Substation AS***4149 |  | 10 kV | _ | LV | 400 kVA :Kiosk Substation | 0.4 | --> | 0.4 | 0 | 0 | Constrained, otherwise capacity available =307 kVA | --> | 0.38 | 0 | 0.01 | 0 | 0 | Constrained, otherwise capacity available =360 kW | --> | C12 ex ROSCREA | Roscrea [T41,T42] | IKERRIN |  | 52.9652 | -7.7877
0604064 | MV/LV Substation DU***4064 |  | 20 kV | _ | LV | 200 kVA :Pole Substation | 0.2 | --> | 0.2 | 0 | 0 | Constrained, otherwise capacity available =186 kVA | --> | 0.19 | 0 | 0 | 0 | 0 | Constrained, otherwise capacity available =188 kW | --> | C18 ex CLONES | Clones [T41,T42] | SHANKILL |  | 54.1491 | -7.2055
021911X | MV/LV Substation GR***911X |  | 10 kV | _ | LV | 400 kVA :Building Structure | 0.4 | --> | 0.4 | 0 | 0 | Constrained, otherwise capacity available =260 kVA | --> | 0.38 | 0 | 0 | 0.36 | 0 |  | --> | C13 ex KILBARRY | Kilbarry [T101,T43] | KILBARRY |  | 51.9123 | -8.4716
066300 | MV/LV Substation TO***300 |  | 10 kV | _ | LV | 400 kVA :Building Structure | 0.4 | --> | 0.4 | 0.287 | 5.82 |  | --> | 0.38 | 0 | 0.026 | 0.345 | 0 |  | --> | C22 ex COOLOCK | Coolock [T41,T42] | FINGLAS |  | 53.3907 | -6.1707
050902X | MV/LV Substation UT***902X |  | 10 kV | _ | LV | 630 kVA :Building Structure | 0.63 | --> | 0.63 | 0.5 | 7.61 |  | --> | 0.598 | 0 | 0 | 0 | 0 | Constrained, otherwise capacity available =593 kW | --> | C12 ex GARRYCASTLE | Garrycastle [T41,T42] | ATHLONE |  | 53.4146 | -7.8943
018696 | MV/LV Substation TR***696 |  | 10 kV | _ | LV | 100 kVA :Pole Substation | 0.1 | --> | 0.1 | 0.077 | 3.75 |  | --> | 0.095 | 0 | 0 | 0 | 0 | Constrained, otherwise capacity available =92 kW | --> | C12 ex SMEARLA | Smearla [T41,T42] | TRIEN |  | 52.4333 | -9.5396
047963 | MV/LV Substation CA***963 |  | 10 kV | _ | LV | 100 kVA :Pole Substation | 0.1 | --> | 0.1 | 0.072 | 1.04 |  | --> | 0.095 | 0 | 0.014 | 0 | 0 | Constrained, otherwise capacity available =81 kW | --> | C17 ex BOYLE | Boyle [T41,T42] | CARRICK ON SHANNON |  | 53.9701 | -8.2824
029644 | MV/LV Substation BA***644 |  | 10 kV | _ | LV | 50 kVA :Pole Substation | 0.05 | --> | 0.05 | 0 | 0 | Constrained, otherwise capacity available =45 kVA | --> | 0.048 | 0 | 0 | 0 | 0 | Constrained, otherwise capacity available =47 kW | --> | C11 ex CARRIGTWOHILL |  |  |  | 51.8962 | -8.2377
365433X | MV/LV Substation MO***433X |  | 10 kV | _ | LV | 200 kVA :Kiosk Substation | 0.2 | --> | 0.2 | 0 | 0 | Constrained, otherwise capacity available =125 kVA | --> | 0.19 | 0 | 0.01 | 0.172 | 0 |  | --> | C34 ex CLONDALKIN | Clondalkin [T41,T42,T44] | INCHICORE 220KV |  | 53.3214 | -6.373
1424082 | MV/LV Substation NO***4082 |  | 10 kV | _ | LV | 630 kVA :Kiosk Substation | 0.63 | --> | 0.63 | 0 | 0 | Constrained, otherwise capacity available =615 kVA | --> | 0.598 | 0 | 0 | 0 | 0 | Constrained, otherwise capacity available =596 kW | --> | C17 ex ATHENRY |  |  |  | 53.3003 | -8.7469
002011X | MV/LV Substation SA***011X |  | 10 kV | _ | LV | 400 kVA :Kiosk Substation | 0.4 | --> | 0.4 | 0.31 | 4.51 |  | --> | 0.38 | 0 | 0.008 | 0.362 | 0 |  | --> | C19 ex BOGHALL ROAD | Boghall Road [T41,T42] | FASSAROE |  | 53.183 | -6.1289
136546Y | MV/LV Substation HA***546Y |  | 10 kV | _ | LV | 200 kVA :Kiosk Substation | 0.2 | --> | 0.2 | 0 | 0 | Constrained, otherwise capacity available =176 kVA | --> | 0.19 | 0 | 0 | 0 | 0 | Constrained, otherwise capacity available =187 kW | --> | C17 ex ROSCOMMON | Roscommon [T41,T42] | LANESBORO |  | 53.6233 | -8.1689
136490Y | MV/LV Substation BA***490Y |  | 20 kV | _ | LV | 50 kVA :Pole Substation | 0.05 | --> | 0.05 | 0 | 0 | Constrained, otherwise capacity available =50 kVA | --> | 0.048 | 0 | 0 | 0 | 0 | Constrained, otherwise capacity available =48 kW | --> | C20 ex ROSCOMMON | Roscommon [T41,T42] | LANESBORO |  | 53.7725 | -8.2649
007895X | MV/LV Substation JO***895X |  | 20 kV | _ | LV | 100 kVA :Pole Substation | 0.1 | --> | 0.1 | 0.036 | 16.12 |  | --> | 0.095 | 0 | 0.1 | 0.012 | 0 |  | --> | E21 ex WEXFORD | Wexford [T121,T122] | WEXFORD |  | 52.3758 | -6.4155
281110 | MV/LV Substation UC***110 |  | 10 kV | _ | LV | 630 kVA :Building Structure | 0.63 | --> | 0.63 | 0 | 0 | Constrained, otherwise capacity available =15 kVA | --> | 0.598 | 0 | 0.01 | 0 | 0 | Constrained, otherwise capacity available =502 kW | --> | C17 ex DENNEHYS CROSS | Dennehys Cross [T41,T42] | TRABEG |  | 51.8934 | -8.5011
288315 | MV/LV Substation MO***315 |  | 10 kV | _ | LV | 200 kVA :Pole Substation | 0.2 | --> | 0.2 | 0.041 | 0.04 | Constrained, otherwise capacity available =125 kVA | --> | 0.19 | 0 | 0.034 | 0.154 | 0 |  | --> | C21 ex LITTLE BRAY | Little Bray [T41,T42] | FASSAROE |  | 53.2011 | -6.1703
063703X | MV/LV Substation CL***703X |  | 10 kV | _ | LV | 400 kVA :Kiosk Substation | 0.4 | --> | 0.4 | 0 | 0 | Constrained, otherwise capacity available =308 kVA | --> | 0.38 | 0 | 0.011 | 0 | 0 | Constrained, otherwise capacity available =359 kW | --> | C18 ex STICKILLEN | Stickillen [T41,T42] | DRYBRIDGE |  | 53.8538 | -6.5282
377606 | MV/LV Substation GA***606 |  | 20 kV | _ | LV | 50 kVA :Pole Substation | 0.05 | --> | 0.05 | 0 | 0 | Constrained, otherwise capacity available =39 kVA | --> | 0.048 | 0 | 0.01 | 0 | 0 | Constrained, otherwise capacity available =39 kW | --> | E17 ex GURRANEBANE | Gurranebane [T421,T422] | OUGHTRAGH |  | 51.9367 | -10.2403
014405Z | MV/LV Substation CA***405Z |  | 10 kV | _ | LV | 400 kVA :Kiosk Substation | 0.4 | --> | 0.4 | 0.253 | 0.63 |  | --> | 0.38 | 0 | 0.083 | 0 | 0 | Constrained, otherwise capacity available =298 kW | --> | C17 ex KILCULLEN | Kilcullen [T41,T42,T424] | STRATFORD |  | 53.1301 | -6.7552
065167Z | MV/LV Substation TR***167Z |  | 20 kV | _ | LV | 100 kVA :Pole Substation | 0.1 | --> | 0.1 | 0 | 0 | Constrained, otherwise capacity available =90 kVA | --> | 0.095 | 0 | 0 | 0.094 | 0 |  | --> | C26 ex STEPHENSTOWN | Stephenstown [T101,T102] | FINGLAS |  | 53.5947 | -6.2182
127737Y | MV/LV Substation CU***737Y |  | 10 kV | _ | LV | 50 kVA :Pole Substation | 0.05 | --> | 0.05 | 0 | 0 | Constrained, otherwise capacity available =50 kVA | --> | 0.048 | 0 | 0 | 0 | 0 | Constrained, otherwise capacity available =48 kW | --> | C12 ex LOUGHTAGALLA | Loughtagalla [T41,T42] | THURLES |  | 52.6132 | -7.7782
127244Y | MV/LV Substation RO***244Y |  | 10 kV | _ | LV | 400 kVA :Kiosk Substation | 0.4 | --> | 0.4 | 0 | 0 | Constrained, otherwise capacity available =374 kVA | --> | 0.38 | 0 | 0.003 | 0 | 0 | Constrained, otherwise capacity available =374 kW | --> | C11 ex HOLYCROSS ROAD | Holycross Road [T41,T42] | THURLES |  | 52.6683 | -7.8114
069185 | MV/LV Substation TE***185 |  | 10 kV | _ | LV | 630 kVA :Kiosk Substation | 0.63 | --> | 0.63 | 0.457 | 0.91 |  | --> | 0.598 | 0 | 0.016 | 0.5 | 0 |  | --> | C12 ex KIMMAGE | Kimmage [T41,T42] | INCHICORE 220KV |  | 53.311 | -6.2964
029513Y | MV/LV Substation CH***513Y |  | 10 kV | _ | LV | 400 kVA :Kiosk Substation | 0.4 | --> | 0.4 | 0 | 0 | Constrained, otherwise capacity available =352 kVA | --> | 0.38 | 0 | 0.005 | 0.37 | 0 |  | --> | C22 ex MIDLETON | Midleton [T101,T102] | MIDLETON |  | 51.9005 | -8.1701
1564299 | MV/LV Substation ID***4299 |  | 10 kV | _ | LV | 400 kVA :Building Structure | 0.4 | --> | 0.4 | 0.4 | 2.47 |  | --> | 0.38 | 0 | 0 | 0 | 0 | Constrained, otherwise capacity available =380 kW | --> | C12 ex TELAYDON | Telaydon [T42,T421] | LISDRUM |  | 54.2628 | -6.9447
065098 | MV/LV Substation HO***098 |  | 10 kV | _ | LV | 400 kVA :Kiosk Substation | 0.4 | --> | 0.4 | 0 | 0 | Constrained, otherwise capacity available =334 kVA | --> | 0.38 | 0 | 0.021 | 0 | 0 | Constrained, otherwise capacity available =355 kW | --> | C16 ex LOUGHSHINNY | Loughshinny [T41,T42] | GLASMORE |  | 53.5808 | -6.1128
160880Y | MV/LV Substation TR***880Y |  | 20 kV | _ | LV | 50 kVA :Pole Substation | 0.05 | --> | 0.05 | 0 | 0 | Constrained, otherwise capacity available =28 kVA | --> | 0.048 | 0 | 0 | 0 | 0 | Constrained, otherwise capacity available =44 kW | --> | E11 ex PORTLAOISE |  |  |  | 53.1141 | -7.1532
066313Z | MV/LV Substation HE***313Z |  | 10 kV | _ | LV | 200 kVA :Kiosk Substation | 0.2 | --> | 0.2 | 0 | 0 | Constrained, otherwise capacity available =200 kVA | --> | 0.19 | 0 | 0 | 0 | 0 | Constrained, otherwise capacity available =190 kW | --> | C12 ex SWORDS | Swords [T41,T42] | GLASMORE |  | 53.4594 | -6.2072
051943 | MV/LV Substation KI***943 |  | 20 kV | _ | LV | 200 kVA :Pole Substation | 0.2 | --> | 0.2 | 0.194 | 2.22 |  | --> | 0.19 | 0 | 0 | 0.189 | 0 |  | --> | E17 ex CLARA | Clara [T421,T422] | THORNSBERRY |  | 53.3851 | -7.4988
025758Y | MV/LV Substation DE***758Y |  | 10 kV | _ | LV | 400 kVA :Kiosk Substation | 0.4 | --> | 0.4 | 0.357 | 2.96 |  | --> | 0.38 | 0 | 0 | 0 | 0 | Constrained, otherwise capacity available =374 kW | --> | E17 ex CHARLEVILLE | Charleville [T421,T422] | CHARLEVILLE |  | 52.3627 | -8.6902
059789Y | MV/LV Substation DI***789Y |  | 20 kV | _ | LV | 630 kVA :Building Structure | 0.63 | --> | 0.63 | 0 | 0 | Constrained, otherwise capacity available =487 kVA | --> | 0.598 | 0 | 0.005 | 0 | 0 | Constrained, otherwise capacity available =575 kW | --> | E17 ex CAVAN | Cavan [T42,T421] | SHANKILL |  | 54.0998 | -7.444
026280 | MV/LV Substation CR***280 |  | 10 kV | _ | LV | 200 kVA :Pole Substation | 0.2 | --> | 0.2 | 0.133 | 8.66 |  | --> | 0.19 | 0 | 0.011 | 0 | 0 | Constrained, otherwise capacity available =172 kW | --> | C18 ex BANDON | Bandon [T101,T42] | BANDON |  | 51.8015 | -8.6458
052920Y | MV/LV Substation CO***920Y |  | 20 kV | _ | LV | 50 kVA :Pole Substation | 0.05 | --> | 0.05 | 0.042 | 10.9 |  | --> | 0.048 | 0 | 0 | 0.046 | 0 |  | --> | C25 ex MULLINGAR | Mullingar [T101,T102] | MULLINGAR |  | 53.5565 | -7.4721
058209 | MV/LV Substation TH***209 |  | 10 kV | _ | LV | 100 kVA :Pole Substation | 0.1 | --> | 0.1 | 0.096 | 0.18 |  | --> | 0.095 | 0 | 0 | 0 | 0 | Constrained, otherwise capacity available =94 kW | --> | C16 ex TOOMEVARA | Toomevara [T42] | NENAGH |  | 52.8567 | -7.946
149821 | MV/LV Substation DR***821 |  | 10 kV | _ | LV | 100 kVA :Pole Substation | 0.1 | --> | 0.1 | 0 | 0 | Constrained, otherwise capacity available =71 kVA | --> | 0.095 | 0 | 0 | 0 | 0 | Constrained, otherwise capacity available =91 kW | --> | C14 ex DONEGAL | Donegal [T41,T42] | CATHALEENS FALL |  | 54.6596 | -8.1069
093053Z | MV/LV Substation LI***053Z |  | 10 kV | _ | LV | 400 kVA :Building Structure | 0.4 | --> | 0.4 | 0 | 0 | Constrained, otherwise capacity available =319 kVA | --> | 0.38 | 0 | 0 | 0.369 | 0 |  | --> | C24 ex UNIDARE | Unidare [T41,T42] | FINGLAS |  | 53.4002 | -6.3025
069612 | MV/LV Substation CH***612 |  | 10 kV | _ | LV | 400 kVA :Kiosk Substation | 0.4 | --> | 0.4 | 0.261 | 7.75 |  | --> | 0.38 | 0 | 0 | 0.361 | 0 |  | --> | C26 ex MILLTOWN (DR) | Milltown (dr) [T101,T102] | INCHICORE 220KV |  | 53.2921 | -6.2582
033734 | MV/LV Substation KI***734 |  | 10 kV | _ | LV | 100 kVA :Pole Substation | 0.1 | --> | 0.1 | 0 | 0 | Constrained, otherwise capacity available =55 kVA | --> | 0.095 | 0 | 0.006 | 0 | 0 | Constrained, otherwise capacity available =84 kW | --> | C18 ex BALLYHALE | Ballyhale [T42,T421] | KILKENNY |  | 52.4626 | -7.3286
281742Z | MV/LV Substation WH***742Z |  | 10 kV | _ | LV | 400 kVA :Kiosk Substation | 0.4 | --> | 0.4 | 0 | 0 | Constrained, otherwise capacity available =282 kVA | --> | 0.38 | 0 | 0.07 | 0 | 0 | Constrained, otherwise capacity available =312 kW | --> | C22 ex KILMONEY | Kilmoney [T41,T42] | TRABEG |  | 51.8033 | -8.4054
033706Y | MV/LV Substation ER***706Y |  | 10 kV | _ | LV | 50 kVA :Pole Substation | 0.05 | --> | 0.05 | 0 | 0 | Constrained, otherwise capacity available =36 kVA | --> | 0.048 | 0 | 0 | 0 | 0 | Constrained, otherwise capacity available =46 kW | --> | C16 ex DEERPARK | Deerpark [T41,T42] | BALLYDINE |  | 52.3898 | -7.5425
0354174 | MV/LV Substation WH***4174 |  | 10 kV | _ | LV | 50 kVA :Pole Substation | 0.05 | --> | 0.05 | 0.05 | 6.17 |  | --> | 0.048 | 0 | 0 | 0 | 0 | Constrained, otherwise capacity available =48 kW | --> | C20 ex CAHIR | Cahir [T41,T42] | CAHIR |  | 52.36 | -7.9863
068162X | MV/LV Substation JE***162X |  | 10 kV | _ | LV | 1000 kVA :Building Structure | 1 | --> | 1 | 0.5 | 2.6 |  | --> | 0.95 | 0 | 0 | 0.5 | 0 |  | --> | C15 ex WOLFE TONE STREET | Wolfe Tone Street [T101,T102] | FINGLAS |  | 53.3479 | -6.2643
029350Y | MV/LV Substation AR***350Y |  | 10 kV | _ | LV | 200 kVA :Kiosk Substation | 0.2 | --> | 0.2 | 0 | 0 | Constrained, otherwise capacity available =178 kVA | --> | 0.19 | 0 | 0 | 0.187 | 0 |  | --> | C22 ex MIDLETON | Midleton [T101,T102] | MIDLETON |  | 51.9021 | -8.1702
161052 | MV/LV Substation AI***052 |  | 20 kV | _ | LV | 50 kVA :Pole Substation | 0.05 | --> | 0.05 | 0 | 0 | Constrained, otherwise capacity available =46 kVA | --> | 0.048 | 0 | 0.006 | 0 | 0 | Constrained, otherwise capacity available =42 kW | --> | C12 ex SPIDDAL |  |  |  | 53.2464 | -9.3793
156238X | MV/LV Substation GO***238X |  | 20 kV | _ | LV | 200 kVA :Pole Substation | 0.2 | --> | 0.2 | 0 | 0 | Constrained, otherwise capacity available =192 kVA | --> | 0.19 | 0 | 0 | 0 | 0 | Constrained, otherwise capacity available =189 kW | --> | E12 ex EMYVALE | Emyvale [T422] | LISDRUM |  | 54.3455 | -7.0615
046148X | MV/LV Substation YE***148X |  | 10 kV | _ | LV | 400 kVA :Kiosk Substation | 0.4 | --> | 0.4 | 0.345 | 5.48 |  | --> | 0.38 | 0 | 0 | 0.372 | 0 |  | --> | C15 ex BALLYTIVNAN | Ballytivnan [T41,T42] | SLIGO |  | 54.2801 | -8.4524
277064 | MV/LV Substation MA***064 |  | 10 kV | _ | LV | 400 kVA :Kiosk Substation | 0.4 | --> | 0.4 | 0 | 0 | Constrained, otherwise capacity available =350 kVA | --> | 0.38 | 0 | 0 | 0.373 | 0 |  | --> | C13 ex GRANGE (DR) | Grange (dr) [T41,T42] | GRANGE (DR) |  | 53.3992 | -6.1907
049905Y | MV/LV Substation CL***905Y |  | 20 kV | _ | LV | 630 kVA :Kiosk Substation | 0.63 | --> | 0.63 | 0.213 | 0.21 | Constrained, otherwise capacity available =479 kVA | --> | 0.598 | 0 | 0.009 | 0 | 0 | Constrained, otherwise capacity available =571 kW | --> | E21 ex LONGFORD | Longford [T421,T422] | RICHMOND |  | 53.7671 | -7.8326
068640 | MV/LV Substation ST***640 |  | 10 kV | _ | LV | 630 kVA :Kiosk Substation | 0.63 | --> | 0.63 | 0 | 0 | Constrained, otherwise capacity available =212 kVA | --> | 0.598 | 0 | 0.027 | 0.5 | 0 |  | --> | C14 ex DRUMCONDRA | Drumcondra [T41,T42] | MCDERMOTT |  | 53.3617 | -6.2481
120201Y | MV/LV Substation CA***201Y |  | 20 kV | _ | LV | 400 kVA :Kiosk Substation | 0.4 | --> | 0.4 | 0 | 0 | Constrained, otherwise capacity available =323 kVA | --> | 0.38 | 0 | 0.009 | 0 | 0 | Constrained, otherwise capacity available =363 kW | --> | E11 ex EDENDERRY | Edenderry [T421,T422] | BLAKE |  | 53.3498 | -7.0562
036100Y | MV/LV Substation RO***100Y |  | 20 kV | _ | LV | 400 kVA :Kiosk Substation | 0.4 | --> | 0.4 | 0 | 0 | Constrained, otherwise capacity available =375 kVA | --> | 0.38 | 0 | 0 | 0 | 0 | Constrained, otherwise capacity available =377 kW | --> | E18 ex GARRANACANTY | Garranacanty [T421,T422] | TIPPERARY |  | 52.486 | -8.1478
1534029 | MV/LV Substation MA***4029 |  | 20 kV | _ | LV | 50 kVA :Pole Substation | 0.05 | --> | 0.05 | 0 | 0 | Constrained, otherwise capacity available =42 kVA | --> | 0.048 | 0 | 0 | 0 | 0 | Constrained, otherwise capacity available =46 kW | --> | E14 ex BIRDHILL | Birdhill [T421,T422] | ARDNACRUSHA |  | 52.8326 | -8.2354
233214X | MV/LV Substation SC***214X |  | 10 kV | _ | LV | 400 kVA :Building Structure | 0.4 | --> | 0.4 | 0 | 0 | Constrained, otherwise capacity available =246 kVA | --> | 0.38 | 0 | 0 | 0 | 0 | Constrained, otherwise capacity available =358 kW | --> | C22 ex CASTLEISLAND | Castleisland [T41,T42] | TRALEE |  | 52.2287 | -9.4636
007594 | MV/LV Substation KI***594 |  | 20 kV | _ | LV | 200 kVA :Pole Substation | 0.2 | --> | 0.2 | 0.098 | 1.4 |  | --> | 0.19 | 0 | 0.011 | 0 | 0 | Constrained, otherwise capacity available =167 kW | --> | E11 ex KILLINICK | Killinick [T421,T422] | WEXFORD |  | 52.2043 | -6.5491
3664131 | MV/LV Substation UD***4131 |  | 10 kV | _ | LV | 400 kVA :Building Structure | 0.4 | --> | 0.4 | 0.4 | 0.45 |  | --> | 0.38 | 0 | 0 | 0 | 0 | Constrained, otherwise capacity available =380 kW | --> | C12 ex CARRAROE | Carraroe [T42] | SCREEB |  | 53.2909 | -9.5511
037653 | MV/LV Substation NO***653 |  | 20 kV | _ | LV | 50 kVA :Pole Substation | 0.05 | --> | 0.05 | 0.039 | 13.05 |  | --> | 0.048 | 0 | 0.011 | 0.038 | 0 |  | --> | C19 ex ENNIS | Ennis [T101,T102] | ENNIS |  | 52.8348 | -8.9158
068278X | MV/LV Substation PA***278X |  | 10 kV | _ | LV | 1000 kVA :Building Structure | 1 | --> | 1 | 0.5 | 4.6 |  | --> | 0.95 | 0 | 0 | 0.5 | 0 |  | --> | C18 ex KINGSBRIDGE | Kingsbridge [T41,T42] | INCHICORE 220KV |  | 53.3476 | -6.2955
111009Z | MV/LV Substation GR***009Z |  | 20 kV | _ | LV | 200 kVA :Pole Substation | 0.2 | --> | 0.2 | 0 | 0 | Constrained, otherwise capacity available =166 kVA | --> | 0.19 | 0 | 0.004 | 0 | 0 | Constrained, otherwise capacity available =182 kW | --> | E16 ex BALLYDEHOB | Ballydehob [T421] | DUNMANWAY |  | 51.525 | -9.5492
068731 | MV/LV Substation OL***731 |  | 10 kV | _ | LV | 630 kVA :Kiosk Substation | 0.63 | --> | 0.63 | 0 | 0 | Constrained, otherwise capacity available =625 kVA | --> | 0.598 | 0 | 0 | 0.5 | 0 |  | --> | C13 ex GLASNEVIN | Glasnevin [T41] | FINGLAS |  | 53.3779 | -6.2772
0734114 | MV/LV Substation CA***4114 |  | 20 kV | _ | LV | 50 kVA :Pole Substation | 0.05 | --> | 0.05 | 0 | 0 | Constrained, otherwise capacity available =50 kVA | --> | 0.048 | 0 | 0 | 0 | 0 | Constrained, otherwise capacity available =48 kW | --> | C15 ex MOATE | Moate [T41,T42] | ATHLONE |  | 53.3912 | -7.753
066204 | MV/LV Substation HO***204 |  | 20 kV | _ | LV | 200 kVA :Pole Substation | 0.2 | --> | 0.2 | 0 | 0 | Constrained, otherwise capacity available =172 kVA | --> | 0.19 | 0 | 0 | 0 | 0 | Constrained, otherwise capacity available =186 kW | --> | E11 ex GLASMORE | Glasmore [T421,T422] | GLASMORE |  | 53.4909 | -6.113
081654Y | MV/LV Substation BR***654Y |  | 10 kV | _ | LV | 400 kVA :Kiosk Substation | 0.4 | --> | 0.4 | 0 | 0 | Constrained, otherwise capacity available =360 kVA | --> | 0.38 | 0 | 0.003 | 0 | 0 | Constrained, otherwise capacity available =372 kW | --> | C20 ex MONEYCOOLEY | Moneycooley [T41,T42,T44] | GRIFFINRATH |  | 53.3697 | -6.5997
021482Z | MV/LV Substation WA***482Z |  | 10 kV | _ | LV | 400 kVA :Kiosk Substation | 0.4 | --> | 0.4 | 0.372 | 6.78 |  | --> | 0.38 | 0 | 0 | 0.376 | 0 |  | --> | C31 ex CASTLEVIEW | Castleview [T101,T102] | CASTLEVIEW |  | 51.893 | -8.3708
2144008 | MV/LV Substation LI***4008 |  | 20 kV | _ | LV | 50 kVA :Pole Substation | 0.05 | --> | 0.05 | 0 | 0 | Constrained, otherwise capacity available =46 kVA | --> | 0.048 | 0 | 0 | 0 | 0 | Constrained, otherwise capacity available =47 kW | --> | C11 ex DRUMQUIN | Drumquin [T42] | ENNIS |  | 52.788 | -9.0836
093234X | MV/LV Substation AN***234X |  | 10 kV | _ | LV | 400 kVA :Building Structure | 0.4 | --> | 0.4 | 0 | 0 | Constrained, otherwise capacity available =329 kVA | --> | 0.38 | 0 | 0 | 0.37 | 0 |  | --> | C11 ex GRANGE (DR) | Grange (dr) [T41,T42] | GRANGE (DR) |  | 53.393 | -6.1529
069897 | MV/LV Substation ST***897 |  | 10 kV | _ | LV | 400 kVA :Kiosk Substation | 0.4 | --> | 0.4 | 0 | 0 | Constrained, otherwise capacity available =396 kVA | --> | 0.38 | 0 | 0 | 0.38 | 0 |  | --> | C17 ex BALLYBODEN | Ballyboden [T41,T42] | COOKSTOWN |  | 53.2738 | -6.308
137429 | MV/LV Substation BA***429 |  | 10 kV | _ | LV | 200 kVA :Pole Substation | 0.2 | --> | 0.2 | 0.176 | 2 |  | --> | 0.19 | 0 | 0.006 | 0 | 0 | Constrained, otherwise capacity available =182 kW | --> | C14 ex CAUSEWAY | Causeway [T41,T42] | TRALEE |  | 52.4577 | -9.6606
062793X | MV/LV Substation CA***793X |  | 20 kV | _ | LV | 100 kVA :Pole Substation | 0.1 | --> | 0.1 | 0.099 | 4.25 |  | --> | 0.095 | 0 | 0 | 0 | 0 | Constrained, otherwise capacity available =95 kW | --> | E15 ex JENKINSTOWN | Jenkinstown [T421,T422] | DUNDALK |  | 54.0933 | -6.3528
001532 | MV/LV Substation FA***532 |  | 10 kV | _ | LV | 200 kVA :Kiosk Substation | 0.2 | --> | 0.2 | 0.093 | 4.01 |  | --> | 0.19 | 0 | 0.064 | 0.127 | 0 |  | --> | C15 ex BALLINCLEA | Ballinclea [T41] | CHERRYWOOD |  | 53.2744 | -6.118
093185Z | MV/LV Substation MI***185Z |  | 10 kV | _ | LV | 630 kVA :Building Structure | 0.63 | --> | 0.63 | 0 | 0 | Constrained, otherwise capacity available =500 kVA | --> | 0.598 | 0 | 0 | 0 | 0 | Constrained, otherwise capacity available =580 kW | --> | C25 ex BALLYCOOLIN | Ballycoolin [T41,T42,T43] | FINGLAS |  | 53.4096 | -6.3444
039336X | MV/LV Substation SC***336X |  | 10 kV | _ | LV | 50 kVA :Pole Substation | 0.05 | --> | 0.05 | 0.028 | 11.03 |  | --> | 0.048 | 0 | 0.023 | 0.027 | 0 |  | --> | C28 ex SALTHILL | Salthill [T101,T102] | SALTHILL |  | 53.2536 | -9.1462
0664070 | MV/LV Substation BU***4070 |  | 20 kV | _ | LV | 50 kVA :Pole Substation | 0.05 | --> | 0.05 | 0 | 0 | Constrained, otherwise capacity available =49 kVA | --> | 0.048 | 0 | 0 | 0 | 0 | Constrained, otherwise capacity available =47 kW | --> | E11 ex ASHBOURNE | Ashbourne [T421,T422] | FINGLAS |  | 53.4796 | -6.3681
154105Z | MV/LV Substation ST***105Z |  | 10 kV | _ | LV | 200 kVA :Kiosk Substation | 0.2 | --> | 0.2 | 0 | 0 | Constrained, otherwise capacity available =184 kVA | --> | 0.19 | 0 | 0.005 | 0 | 0 | Constrained, otherwise capacity available =184 kW | --> | C11 ex COOLMINE | Coolmine [T41,T42] | FINGLAS |  | 53.3805 | -6.3966
055523Y | MV/LV Substation MO***523Y |  | 10 kV | _ | LV | 50 kVA :Pole Substation | 0.05 | --> | 0.05 | 0 | 0 | Constrained, otherwise capacity available =48 kVA | --> | 0.048 | 0 | 0 | 0 | 0 | Constrained, otherwise capacity available =47 kW | --> | C17 ex ROSCREA | Roscrea [T41,T42] | IKERRIN |  | 52.933 | -7.7889
026083 | MV/LV Substation KN***083 |  | 10 kV | _ | LV | 50 kVA :Pole Substation | 0.05 | --> | 0.05 | 0 | 0 | Constrained, otherwise capacity available =47 kVA | --> | 0.048 | 0 | 0.01 | 0 | 0 | Constrained, otherwise capacity available =40 kW | --> | C12 ex TIMOLEAGUE | Timoleague [T41] | BANDON |  | 51.7246 | -8.7857
093065Y | MV/LV Substation TE***065Y |  | 10 kV | _ | LV | 400 kVA :Kiosk Substation | 0.4 | --> | 0.4 | 0 | 0 | Constrained, otherwise capacity available =138 kVA | --> | 0.38 | 0 | 0.086 | 0.279 | 0 |  | --> | C13 ex GRANGE (DR) | Grange (dr) [T41,T42] | GRANGE (DR) |  | 53.3992 | -6.1781
069129 | MV/LV Substation AN***129 |  | 10 kV | _ | LV | 630 kVA :Kiosk Substation | 0.63 | --> | 0.63 | 0.5 | 4.47 |  | --> | 0.598 | 0 | 0.047 | 0.5 | 0 |  | --> | C13 ex TEMPLEOGUE | Templeogue [T41,T42] | MILLTOWN (DR) |  | 53.2917 | -6.3042
016191Z | MV/LV Substation AV***191Z |  | 10 kV | _ | LV | 400 kVA :Kiosk Substation | 0.4 | --> | 0.4 | 0 | 0 | Constrained, otherwise capacity available =356 kVA | --> | 0.38 | 0 | 0 | 0.374 | 0 |  | --> | C23 ex MACETOWN | Macetown [T101,T102] | MACETOWN |  | 53.4206 | -6.4757
068074 | MV/LV Substation WH***074 |  | 10 kV | _ | LV | 630 kVA :Building Structure | 0.63 | --> | 0.63 | 0 | 0 | Constrained, otherwise capacity available =54 kVA | --> | 0.598 | 0 | 0.05 | 0.49 | 0 |  | --> | C13 ex WHITEHALL | Whitehall [T41] | FINGLAS |  | 53.375 | -6.2503
244744 | MV/LV Substation CA***744 |  | 20 kV | _ | LV | 200 kVA :Pole Substation | 0.2 | --> | 0.2 | 0 | 0 | Constrained, otherwise capacity available =112 kVA | --> | 0.19 | 0 | 0.011 | 0 | 0 | Constrained, otherwise capacity available =170 kW | --> | E11 ex MILLTOWN (SR) | Milltown (sr) [T421,T422] | OUGHTRAGH |  | 52.1703 | -9.7009
265913X | MV/LV Substation GA***913X |  | 20 kV | _ | LV | 100 kVA :Pole Substation | 0.1 | --> | 0.1 | 0.066 | 0.07 | Constrained, otherwise capacity available =93 kVA | --> | 0.095 | 0 | 0 | 0 | 0 | Constrained, otherwise capacity available =94 kW | --> | E17 ex BALLYCONNELL | Ballyconnell [T421,T422] | GORTAWEE |  | 54.1909 | -7.7018
022733X | MV/LV Substation CO***733X |  | 10 kV | _ | LV | 50 kVA :Pole Substation | 0.05 | --> | 0.05 | 0 | 0 | Constrained, otherwise capacity available =33 kVA | --> | 0.048 | 0 | 0 | 0 | 0 | Constrained, otherwise capacity available =45 kW | --> | C18 ex SCARTEEN | Scarteen [T41,T42] | MALLOW |  | 52.168 | -8.7371
165835X | MV/LV Substation MO***835X |  | 10 kV | _ | LV | 50 kVA :Pole Substation | 0.05 | --> | 0.05 | 0 | 0 | Constrained, otherwise capacity available =50 kVA | --> | 0.048 | 0 | 0 | 0 | 0 | Constrained, otherwise capacity available =48 kW | --> | C14 ex CLONAKILTY | Clonakilty [T41,T42] | DUNMANWAY |  | 51.5821 | -8.8891
064996Y | MV/LV Substation AS***996Y |  | 10 kV | _ | LV | 400 kVA :Kiosk Substation | 0.4 | --> | 0.4 | 0 | 0 | Constrained, otherwise capacity available =339 kVA | --> | 0.38 | 0 | 0.011 | 0 | 0 | Constrained, otherwise capacity available =363 kW | --> | C16 ex TERMONFECKIN ROAD | Termonfeckin Road [T41,T42] | DRYBRIDGE |  | 53.7322 | -6.3306
0684531 | MV/LV Substation MA***4531 |  | 10 kV | _ | LV | 1000 kVA :Building Structure | 1 | --> | 1 | 0.5 | 6.65 |  | --> | 0.95 | 0 | 0 | 0.5 | 0 |  | --> | C11 ex EAST WALL ROAD | East Wall Road [T41,T42] | MCDERMOTT |  | 53.3497 | -6.2339
032379 | MV/LV Substation MA***379 |  | 10 kV | _ | LV | 200 kVA :Pole Substation | 0.2 | --> | 0.2 | 0 | 0 | Constrained, otherwise capacity available =200 kVA | --> | 0.19 | 0 | 0 | 0 | 0 | Constrained, otherwise capacity available =190 kW | --> | C18 ex TRAMORE | Tramore [T41,T42] | BUTLERSTOWN |  | 52.1755 | -7.2254
2884139 | MV/LV Substation ME***4139 |  | 10 kV | _ | LV | 630 kVA :Kiosk Substation | 0.63 | --> | 0.63 | 0 | 0 | Constrained, otherwise capacity available =630 kVA | --> | 0.598 | 0 | 0 | 0.5 | 0 |  | --> | C18 ex LOUGHLINSTOWN | Loughlinstown [T41,T42] | CARRICKMINES |  | 53.2457 | -6.1596
011842 | MV/LV Substation TU***842 |  | 10 kV | _ | LV | 50 kVA :Pole Substation | 0.05 | --> | 0.05 | 0 | 0 | Constrained, otherwise capacity available =42 kVA | --> | 0.048 | 0 | 0 | 0 | 0 | Constrained, otherwise capacity available =46 kW | --> | C15 ex TALBOTS INCH | Talbots Inch [T41,T42] | KILKENNY |  | 52.6645 | -7.4256
0144095 | MV/LV Substation TE***4095 |  | 10 kV | _ | LV | 400 kVA :Building Structure | 0.4 | --> | 0.4 | 0 | 0 | Constrained, otherwise capacity available =365 kVA | --> | 0.38 | 0 | 0 | 0 | 0 | Constrained, otherwise capacity available =375 kW | --> | C13 ex KILDARE | Kildare [T41,T42] | NEWBRIDGE |  | 53.1568 | -6.9187
244733 | MV/LV Substation ST***733 |  | 20 kV | _ | LV | 100 kVA :Pole Substation | 0.1 | --> | 0.1 | 0 | 0 | Constrained, otherwise capacity available =74 kVA | --> | 0.095 | 0 | 0 | 0 | 0 | Constrained, otherwise capacity available =91 kW | --> | E16 ex MILLTOWN (SR) | Milltown (sr) [T421,T422] | OUGHTRAGH |  | 52.1156 | -9.7812
365144 | MV/LV Substation CO***144 |  | 10 kV | _ | LV | 50 kVA :Pole Substation | 0.05 | --> | 0.05 | 0 | 0 | Constrained, otherwise capacity available =50 kVA | --> | 0.048 | 0 | 0 | 0.048 | 0 |  | --> | C15 ex SAGGART | Saggart [T41,T42] | GRANGE CASTLE |  | 53.2748 | -6.4136
244356 | MV/LV Substation KI***356 |  | 20 kV | _ | LV | 100 kVA :Pole Substation | 0.1 | --> | 0.1 | 0 | 0 | Constrained, otherwise capacity available =76 kVA | --> | 0.095 | 0 | 0 | 0 | 0 | Constrained, otherwise capacity available =92 kW | --> | E16 ex MILLTOWN (SR) | Milltown (sr) [T421,T422] | OUGHTRAGH |  | 52.1172 | -9.7791
069154 | MV/LV Substation BU***154 |  | 10 kV | _ | LV | 400 kVA :Kiosk Substation | 0.4 | --> | 0.4 | 0 | 0 | Constrained, otherwise capacity available =222 kVA | --> | 0.38 | 0 | 0.092 | 0.287 | 0 |  | --> | C18 ex BALLYBODEN | Ballyboden [T41,T42] | COOKSTOWN |  | 53.2922 | -6.2926
009071 | MV/LV Substation UP***071 |  | 10 kV | _ | LV | 400 kVA :Kiosk Substation | 0.4 | --> | 0.4 | 0.368 | 0.53 |  | --> | 0.38 | 0 | 0.01 | 0 | 0 | Constrained, otherwise capacity available =368 kW | --> | C16 ex MANOR STREET | Manor Street [T41,T42] | WATERFORD |  | 52.2478 | -7.1027
3654170 | MV/LV Substation ML***4170 |  | 10 kV | _ | LV | 630 kVA :Building Structure | 0.63 | --> | 0.63 | 0 | 0 | Constrained, otherwise capacity available =131 kVA | --> | 0.598 | 0 | 0.005 | 0.5 | 0 |  | --> | C22 ex FORTUNESTOWN | Fortunestown [T101,T102] | INCHICORE 220KV |  | 53.2888 | -6.4557
1674187 | MV/LV Substation VI***4187 |  | 20 kV | _ | LV | 400 kVA :Kiosk Substation | 0.4 | --> | 0.4 | 0 | 0 | Constrained, otherwise capacity available =379 kVA | --> | 0.38 | 0 | 0 | 0 | 0 | Constrained, otherwise capacity available =377 kW | --> | E15 ex WHITECHURCH | Whitechurch [T421,T422] | KILBARRY |  | 51.9813 | -8.5131
039627 | MV/LV Substation BA***627 |  | 10 kV | _ | LV | 630 kVA :Building Structure | 0.63 | --> | 0.63 | 0 | 0 | Constrained, otherwise capacity available =277 kVA | --> | 0.598 | 0 | 0.05 | 0.5 | 0 |  | --> | C26 ex GALWAY 110KV | Galway 110kv [T102,T103] | GALWAY 110KV |  | 53.291 | -9.0073
136483Y | MV/LV Substation FU***483Y |  | 20 kV | _ | LV | 100 kVA :Pole Substation | 0.1 | --> | 0.1 | 0 | 0 | Constrained, otherwise capacity available =99 kVA | --> | 0.095 | 0 | 0 | 0 | 0 | Constrained, otherwise capacity available =95 kW | --> | C17 ex ROSCOMMON | Roscommon [T41,T42] | LANESBORO |  | 53.59 | -8.3104
461091X | MV/LV Substation TO***091X |  | 20 kV | _ | LV | 200 kVA :Kiosk Substation | 0.2 | --> | 0.2 | 0.167 | 2.33 |  | --> | 0.19 | 0 | 0.01 | 0 | 0 | Constrained, otherwise capacity available =178 kW | --> | E14 ex MOY | Moy [T421,T422] | MOY |  | 54.137 | -9.1681
037789X | MV/LV Substation WE***789X |  | 10 kV | _ | LV | 400 kVA :Kiosk Substation | 0.4 | --> | 0.4 | 0 | 0 | Constrained, otherwise capacity available =335 kVA | --> | 0.38 | 0 | 0.005 | 0 | 0 | Constrained, otherwise capacity available =367 kW | --> | C16 ex CAHIRCALLA | Cahircalla [T41,T42] | ENNIS |  | 52.8418 | -8.9947
0314225 | MV/LV Substation CA***4225 |  | 20 kV | _ | LV | 50 kVA :Pole Substation | 0.05 | --> | 0.05 | 0 | 0 | Constrained, otherwise capacity available =50 kVA | --> | 0.048 | 0 | 0 | 0 | 0 | Constrained, otherwise capacity available =48 kW | --> | E16 ex KILMACTHOMAS | Kilmacthomas [T421,T422] | DUNGARVAN |  | 52.1454 | -7.4674
2534238 | MV/LV Substation VA***4238 |  | 10 kV | _ | LV | 630 kVA :Kiosk Substation | 0.63 | --> | 0.63 | 0 | 0 | Constrained, otherwise capacity available =470 kVA | --> | 0.598 | 0 | 0.04 | 0 | 0 | Constrained, otherwise capacity available =547 kW | --> | C12 ex TUAM SOUTH | Tuam South [T42] | CLOON |  | 53.522 | -8.8446
293036 | MV/LV Substation CO***036 |  | 20 kV | _ | LV | 400 kVA :Kiosk Substation | 0.4 | --> | 0.4 | 0.312 | 0.43 |  | --> | 0.38 | 0 | 0.01 | 0 | 0 | Constrained, otherwise capacity available =360 kW | --> | E15 ex TULLOW | Tullow [T421,T422] | CARLOW |  | 52.8002 | -6.7314
093080Y | MV/LV Substation WA***080Y |  | 10 kV | _ | LV | 630 kVA :Kiosk Substation | 0.63 | --> | 0.63 | 0.461 | 5.82 |  | --> | 0.598 | 0 | 0 | 0.5 | 0 |  | --> | C21 ex COOLOCK | Coolock [T41,T42] | FINGLAS |  | 53.3962 | -6.1955
035401X | MV/LV Substation BA***401X |  | 10 kV | _ | LV | 50 kVA :Pole Substation | 0.05 | --> | 0.05 | 0.01 | 6.17 |  | --> | 0.048 | 0 | 0 | 0 | 0 | Constrained, otherwise capacity available =42 kW | --> | C24 ex CAHIR | Cahir [T41,T42] | CAHIR |  | 52.4564 | -7.8513
365233 | MV/LV Substation MO***233 |  | 10 kV | _ | LV | 630 kVA :Building Structure | 0.63 | --> | 0.63 | 0 | 0 | Constrained, otherwise capacity available =424 kVA | --> | 0.598 | 0 | 0.03 | 0.5 | 0 |  | --> | C17 ex BELGARD | Belgard [T41,T42] | COOKSTOWN |  | 53.2939 | -6.3702
069131 | MV/LV Substation SH***131 |  | 10 kV | _ | LV | 1000 kVA :Building Structure | 1 | --> | 1 | 0.5 | 0.91 |  | --> | 0.95 | 0 | 0.057 | 0.5 | 0 |  | --> | C14 ex KIMMAGE | Kimmage [T41,T42] | INCHICORE 220KV |  | 53.3138 | -6.3087
014069Z | MV/LV Substation MI***069Z |  | 20 kV | _ | LV | 50 kVA :Pole Substation | 0.05 | --> | 0.05 | 0.049 | 0.63 |  | --> | 0.048 | 0 | 0 | 0 | 0 | Constrained, otherwise capacity available =47 kW | --> | E11 ex KILCULLEN | Kilcullen [T41,T42,T424] | STRATFORD |  | 53.1206 | -6.7496
120243Y | MV/LV Substation FR***243Y |  | 10 kV | _ | LV | 400 kVA :Kiosk Substation | 0.4 | --> | 0.4 | 0 | 0 | Constrained, otherwise capacity available =245 kVA | --> | 0.38 | 0 | 0.013 | 0 | 0 | Constrained, otherwise capacity available =349 kW | --> | C18 ex BLAKE | Blake [T41,T42] | BLAKE |  | 53.27 | -6.8178
095032 | MV/LV Substation DO***032 |  | 10 kV | _ | LV | 200 kVA :Pole Substation | 0.2 | --> | 0.2 | 0.164 | 1.1 |  | --> | 0.19 | 0 | 0.013 | 0 | 0 | Constrained, otherwise capacity available =175 kW | --> | C26 ex KILKEE | Kilkee [T41] | TULLABRACK |  | 52.6861 | -9.641
009120 | MV/LV Substation BI***120 |  | 10 kV | _ | LV | 400 kVA :Building Structure | 0.4 | --> | 0.4 | 0.314 | 8.16 |  | --> | 0.38 | 0 | 0.014 | 0 | 0 | Constrained, otherwise capacity available =358 kW | --> | C13 ex MOUNT MISERY | Mount Misery [T41,T42] | WATERFORD |  | 52.266 | -7.1065
093236Z | MV/LV Substation HE***236Z |  | 10 kV | _ | LV | 200 kVA :Kiosk Substation | 0.2 | --> | 0.2 | 0 | 0 | Constrained, otherwise capacity available =120 kVA | --> | 0.19 | 0 | 0 | 0 | 0 | Constrained, otherwise capacity available =179 kW | --> | C13 ex MALAHIDE | Malahide [T41,T42] | GLASMORE |  | 53.4146 | -6.1759
255465 | MV/LV Substation DR***465 |  | 10 kV | _ | LV | 50 kVA :Pole Substation | 0.05 | --> | 0.05 | 0 | 0 | Constrained, otherwise capacity available =20 kVA | --> | 0.048 | 0 | 0.006 | 0 | 0 | Constrained, otherwise capacity available =39 kW | --> | E12 ex KILLYBEGS | Killybegs [T422] | BINBANE |  | 54.6472 | -8.2756
1274362 | MV/LV Substation LA***4362 |  | 10 kV | _ | LV | 50 kVA :Pole Substation | 0.05 | --> | 0.05 | 0 | 0 | Constrained, otherwise capacity available =45 kVA | --> | 0.048 | 0 | 0 | 0 | 0 | Constrained, otherwise capacity available =47 kW | --> | C14 ex TEMPLEMORE | Templemore [T41,T42] | IKERRIN |  | 52.7971 | -7.568
037053Y | MV/LV Substation GA***053Y |  | 10 kV | _ | LV | 200 kVA :Pole Substation | 0.2 | --> | 0.2 | 0.183 | 13.05 |  | --> | 0.19 | 0 | 0 | 0.188 | 0 |  | --> | C19 ex ENNIS | Ennis [T101,T102] | ENNIS |  | 52.86 | -8.9344
0014161 | MV/LV Substation SA***4161 |  | 10 kV | _ | LV | 400 kVA :Kiosk Substation | 0.4 | --> | 0.4 | 0.4 | 4.01 |  | --> | 0.38 | 0 | 0 | 0.38 | 0 |  | --> | C15 ex BALLINCLEA | Ballinclea [T41] | CHERRYWOOD |  | 53.2734 | -6.1173
277062 | MV/LV Substation MA***062 |  | 10 kV | _ | LV | 400 kVA :Kiosk Substation | 0.4 | --> | 0.4 | 0 | 0 | Constrained, otherwise capacity available =343 kVA | --> | 0.38 | 0 | 0.004 | 0.369 | 0 |  | --> | C13 ex GRANGE (DR) | Grange (dr) [T41,T42] | GRANGE (DR) |  | 53.3994 | -6.1925
142052 | MV/LV Substation MI***052 |  | 10 kV | _ | LV | 200 kVA :Pole Substation | 0.2 | --> | 0.2 | 0 | 0 | Constrained, otherwise capacity available =195 kVA | --> | 0.19 | 0 | 0 | 0 | 0 | Constrained, otherwise capacity available =189 kW | --> | C17 ex ATHENRY |  |  |  | 53.2958 | -8.7433
0684471 | MV/LV Substation CH***4471 |  | 10 kV | _ | LV | 1000 kVA :Building Structure | 1 | --> | 1 | 0.274 | 9.99 |  | --> | 0.95 | 0 | 0.011 | 0.5 | 0 |  | --> | C13 ex HAROLDS CROSS | Harolds Cross [T101,T102] | POOLBEG |  | 53.3315 | -6.2622
0264315 | MV/LV Substation RA***4315 |  | 10 kV | _ | LV | 400 kVA :Kiosk Substation | 0.4 | --> | 0.4 | 0 | 0 | Constrained, otherwise capacity available =400 kVA | --> | 0.38 | 0 | 0 | 0 | 0 | Constrained, otherwise capacity available =380 kW | --> | C15 ex KINSALE | Kinsale [T41,T42] | BANDON |  | 51.7121 | -8.5226
0654287 | MV/LV Substation CA***4287 |  | 10 kV | _ | LV | 630 kVA :Kiosk Substation | 0.63 | --> | 0.63 | 0 | 0 | Constrained, otherwise capacity available =511 kVA | --> | 0.598 | 0 | 0.107 | 0.5 | 0 |  | --> | C29 ex STEPHENSTOWN | Stephenstown [T101,T102] | FINGLAS |  | 53.5975 | -6.1766
064272Y | MV/LV Substation BE***272Y |  | 20 kV | _ | LV | 400 kVA :Kiosk Substation | 0.4 | --> | 0.4 | 0 | 0 | Constrained, otherwise capacity available =262 kVA | --> | 0.38 | 0 | 0.041 | 0 | 0 | Constrained, otherwise capacity available =330 kW | --> | E16 ex JULIANSTOWN | Julianstown [T421,T422] | DRYBRIDGE |  | 53.688 | -6.2432
029999X | MV/LV Substation BR***999X |  | 10 kV | _ | LV | 400 kVA :Kiosk Substation | 0.4 | --> | 0.4 | 0 | 0 | Constrained, otherwise capacity available =369 kVA | --> | 0.38 | 0 | 0.025 | 0.357 | 0 |  | --> | C22 ex MIDLETON | Midleton [T101,T102] | MIDLETON |  | 51.9179 | -8.1697
066544Z | MV/LV Substation FE***544Z |  | 10 kV | _ | LV | 400 kVA :Kiosk Substation | 0.4 | --> | 0.4 | 0 | 0 | Constrained, otherwise capacity available =353 kVA | --> | 0.38 | 0 | 0 | 0.374 | 0 |  | --> | C16 ex MOUNTGORRY | Mountgorry [T41,T42] | GRANGE (DR) |  | 53.4472 | -6.2077
068586 | MV/LV Substation RI***586 |  | 10 kV | _ | LV | 400 kVA :Building Structure | 0.4 | --> | 0.4 | 0.224 | 1.47 |  | --> | 0.38 | 0 | 0.008 | 0.349 | 0 |  | --> | C15 ex MARROWBONE LANE | Marrowbone Lane [T42] | INCHICORE 220KV |  | 53.3376 | -6.2948
064419X | MV/LV Substation HI***419X |  | 20 kV | _ | LV | 50 kVA :Pole Substation | 0.05 | --> | 0.05 | 0 | 0 | Constrained, otherwise capacity available =33 kVA | --> | 0.048 | 0 | 0 | 0 | 0 | Constrained, otherwise capacity available =45 kW | --> | E18 ex JULIANSTOWN | Julianstown [T421,T422] | DRYBRIDGE |  | 53.6521 | -6.3524
1394191 | MV/LV Substation DO***4191 |  | 20 kV | _ | LV | 50 kVA :Pole Substation | 0.05 | --> | 0.05 | 0 | 0 | Constrained, otherwise capacity available =50 kVA | --> | 0.048 | 0 | 0 | 0 | 0 | Constrained, otherwise capacity available =48 kW | --> | E16 ex FINEA | Finea [T421,T422] | SHANKILL |  | 53.823 | -7.4189
082619 | MV/LV Substation CO***619 |  | 20 kV | _ | LV | 200 kVA :Kiosk Substation | 0.2 | --> | 0.2 | 0 | 0 | Constrained, otherwise capacity available =191 kVA | --> | 0.19 | 0 | 0 | 0 | 0 | Constrained, otherwise capacity available =189 kW | --> | E11 ex ACADEMY STREET | Academy Street [T421,T422,T44] | NAVAN |  | 53.5681 | -6.5317
005124Y | MV/LV Substation BA***124Y |  | 10 kV | _ | LV | 50 kVA :Pole Substation | 0.05 | --> | 0.05 | 0.05 | 3.03 |  | --> | 0.048 | 0 | 0 | 0 | 0 | Constrained, otherwise capacity available =48 kW | --> | C17 ex RAMSTOWN | Ramstown [T41,T42] | CRANE |  | 52.6536 | -6.3082
233205X | MV/LV Substation GO***205X |  | 20 kV | _ | LV | 100 kVA :Pole Substation | 0.1 | --> | 0.1 | 0 | 0 | Constrained, otherwise capacity available =87 kVA | --> | 0.095 | 0 | 0 | 0 | 0 | Constrained, otherwise capacity available =93 kW | --> | C21 ex CASTLEISLAND | Castleisland [T41,T42] | TRALEE |  | 52.1955 | -9.5352
288818 | MV/LV Substation KI***818 |  | 10 kV | _ | LV | 100 kVA :Pole Substation | 0.1 | --> | 0.1 | 0.014 | 2.36 |  | --> | 0.095 | 0 | 0.017 | 0.07 | 0 |  | --> | C11 ex BRAY | Bray [T41,T42] | FASSAROE |  | 53.1935 | -6.1738
001657 | MV/LV Substation OA***657 |  | 10 kV | _ | LV | 400 kVA :Kiosk Substation | 0.4 | --> | 0.4 | 0.292 | 4.01 |  | --> | 0.38 | 0 | 0.057 | 0.323 | 0 |  | --> | C19 ex BALLINCLEA | Ballinclea [T41] | CHERRYWOOD |  | 53.2684 | -6.1267
1604439 | MV/LV Substation GA***4439 |  | 20 kV | _ | LV | 50 kVA :Pole Substation | 0.05 | --> | 0.05 | 0 | 0 | Constrained, otherwise capacity available =50 kVA | --> | 0.048 | 0 | 0 | 0 | 0 | Constrained, otherwise capacity available =48 kW | --> | C11 ex MOUNTMELLICK | Mountmellick [T41,T42] | PORTLAOISE |  | 53.1413 | -7.6257
154139Z | MV/LV Substation CO***139Z |  | 10 kV | _ | LV | 200 kVA :Kiosk Substation | 0.2 | --> | 0.2 | 0 | 0 | Constrained, otherwise capacity available =148 kVA | --> | 0.19 | 0 | 0 | 0 | 0 | Constrained, otherwise capacity available =183 kW | --> | C20 ex COOLMINE | Coolmine [T41,T42] | FINGLAS |  | 53.3822 | -6.4037
065386Z | MV/LV Substation KV***386Z |  | 10 kV | _ | LV | 400 kVA :Building Structure | 0.4 | --> | 0.4 | 0 | 0 | Constrained, otherwise capacity available =346 kVA | --> | 0.38 | 0 | 0 | 0 | 0 | Constrained, otherwise capacity available =373 kW | --> | C14 ex BALBRIGGAN | Balbriggan [T42] | GLASMORE |  | 53.6052 | -6.1886
007705 | MV/LV Substation CA***705 |  | 20 kV | _ | LV | 200 kVA :Pole Substation | 0.2 | --> | 0.2 | 0.166 | 1.4 |  | --> | 0.19 | 0 | 0.013 | 0 | 0 | Constrained, otherwise capacity available =176 kW | --> | E13 ex KILLINICK | Killinick [T421,T422] | WEXFORD |  | 52.1985 | -6.3673
119380 | MV/LV Substation BA***380 |  | 20 kV | _ | LV | 100 kVA :Pole Substation | 0.1 | --> | 0.1 | 0 | 0 | Constrained, otherwise capacity available =84 kVA | --> | 0.095 | 0 | 0.02 | 0 | 0 | Constrained, otherwise capacity available =78 kW | --> | C18 ex KANTURK | Kanturk [T41,T42] | GLENLARA |  | 52.1292 | -8.8998
012480 | MV/LV Substation WE***480 |  | 10 kV | _ | LV | 400 kVA :Kiosk Substation | 0.4 | --> | 0.4 | 0 | 0 | Constrained, otherwise capacity available =312 kVA | --> | 0.38 | 0 | 0.02 | 0 | 0 | Constrained, otherwise capacity available =353 kW | --> | C20 ex POLLERTON | Pollerton [T41,T42] | CARLOW |  | 52.8212 | -6.8964
008920Y | MV/LV Substation LA***920Y |  | 10 kV | _ | LV | 200 kVA :Pole Substation | 0.2 | --> | 0.2 | 0 | 0 | Constrained, otherwise capacity available =184 kVA | --> | 0.19 | 0 | 0.006 | 0 | 0 | Constrained, otherwise capacity available =183 kW | --> | C14 ex KNOCKMULLEN | Knockmullen [T42,T421] | GREAT ISLAND |  | 52.3998 | -6.9288
067610Y | MV/LV Substation CA***610Y |  | 10 kV | _ | LV | 630 kVA :Building Structure | 0.63 | --> | 0.63 | 0 | 0 | Constrained, otherwise capacity available =552 kVA | --> | 0.598 | 0 | 0 | 0.5 | 0 |  | --> | C11 ex GARRYOWEN | Garryowen [T41,T42] | LIMERICK |  | 52.6509 | -8.5986
154101Z | MV/LV Substation WE***101Z |  | 10 kV | _ | LV | 1000 kVA :Kiosk Substation | 1 | --> | 1 | 0 | 0 | Constrained, otherwise capacity available =778 kVA | --> | 0.95 | 0 | 0 | 0.5 | 0 |  | --> | C20 ex COLLEGE PARK | College Park [T101,T102,T103] | COLLEGE PARK |  | 53.3891 | -6.3902
073064X | MV/LV Substation LA***064X |  | 20 kV | _ | LV | 50 kVA :Pole Substation | 0.05 | --> | 0.05 | 0.048 | 7.61 |  | --> | 0.048 | 0 | 0 | 0 | 0 | Constrained, otherwise capacity available =47 kW | --> | C18 ex GARRYCASTLE | Garrycastle [T41,T42] | ATHLONE |  | 53.3977 | -7.8563
074998 | MV/LV Substation DR***998 |  | 20 kV | _ | LV | 50 kVA :Pole Substation | 0.05 | --> | 0.05 | 0 | 0 | Constrained, otherwise capacity available =48 kVA | --> | 0.048 | 0 | 0 | 0 | 0 | Constrained, otherwise capacity available =47 kW | --> | C14 ex CARRICK ON SHANNON | Carrick On Shannon [T41,T42] | CARRICK ON SHANNON |  | 54.0014 | -8.089
082328Y | MV/LV Substation CL***328Y |  | 10 kV | _ | LV | 400 kVA :Kiosk Substation | 0.4 | --> | 0.4 | 0.288 | 2.01 |  | --> | 0.38 | 0 | 0 | 0 | 0 | Constrained, otherwise capacity available =364 kW | --> | C11 ex ABBEYLAND | Abbeyland [T41,T42] | NAVAN |  | 53.6477 | -6.7011
039246 | MV/LV Substation U.***246 |  | 10 kV | _ | LV | 630 kVA :Kiosk Substation | 0.63 | --> | 0.63 | 0.5 | 11.03 |  | --> | 0.598 | 0 | 0 | 0.5 | 0 |  | --> | C31 ex SALTHILL | Salthill [T101,T102] | SALTHILL |  | 53.2855 | -9.0652
021569Z | MV/LV Substation TO***569Z |  | 10 kV | _ | LV | 200 kVA :Kiosk Substation | 0.2 | --> | 0.2 | 0 | 0 | Constrained, otherwise capacity available =200 kVA | --> | 0.19 | 0 | 0 | 0.19 | 0 |  | --> | C16 ex RIVERSTOWN | Riverstown [T41,T42] | KILBARRY |  | 51.9398 | -8.3789
067018 | MV/LV Substation CA***018 |  | 10 kV | _ | LV | 400 kVA :Building Structure | 0.4 | --> | 0.4 | 0.287 | 13.8 |  | --> | 0.38 | 0 | 0.032 | 0.341 | 0 |  | --> | C18 ex SINGLAND | Singland [T101,T102] | SINGLAND |  | 52.6647 | -8.5706
012550Y | MV/LV Substation RA***550Y |  | 20 kV | _ | LV | 50 kVA :Pole Substation | 0.05 | --> | 0.05 | 0.046 | 2.83 |  | --> | 0.048 | 0 | 0 | 0 | 0 | Constrained, otherwise capacity available =47 kW | --> | E17 ex BAGENALSTOWN | Bagenalstown [T421,T422] | CARLOW |  | 52.7338 | -6.9672
064242Z | MV/LV Substation BU***242Z |  | 10 kV | _ | LV | 400 kVA :Kiosk Substation | 0.4 | --> | 0.4 | 0 | 0 | Constrained, otherwise capacity available =339 kVA | --> | 0.38 | 0 | 0 | 0 | 0 | Constrained, otherwise capacity available =372 kW | --> | C11 ex MORNINGTON ROAD | Mornington Road [T41,T42] | DRYBRIDGE |  | 53.7103 | -6.3575
0814183 | MV/LV Substation MU***4183 |  | 10 kV | _ | LV | 630 kVA :Kiosk Substation | 0.63 | --> | 0.63 | 0 | 0 | Constrained, otherwise capacity available =582 kVA | --> | 0.598 | 0 | 0.06 | 0 | 0 | Constrained, otherwise capacity available =548 kW | --> | C16 ex MONEYCOOLEY | Moneycooley [T41,T42,T44] | GRIFFINRATH |  | 53.3675 | -6.5861
233170 | MV/LV Substation CO***170 |  | 10 kV | _ | LV | 400 kVA :Building Structure | 0.4 | --> | 0.4 | 0 | 0 | Constrained, otherwise capacity available =345 kVA | --> | 0.38 | 0 | 0.005 | 0 | 0 | Constrained, otherwise capacity available =369 kW | --> | C22 ex CASTLEISLAND | Castleisland [T41,T42] | TRALEE |  | 52.2274 | -9.4562
153438X | MV/LV Substation TU***438X |  | 20 kV | _ | LV | 50 kVA :Pole Substation | 0.05 | --> | 0.05 | 0 | 0 | Constrained, otherwise capacity available =41 kVA | --> | 0.048 | 0 | 0 | 0 | 0 | Constrained, otherwise capacity available =46 kW | --> | E11 ex BIRDHILL | Birdhill [T421,T422] | ARDNACRUSHA |  | 52.7046 | -8.4021
1564399 | MV/LV Substation DR***4399 |  | 20 kV | _ | LV | 50 kVA :Pole Substation | 0.05 | --> | 0.05 | 0.043 | 2.47 |  | --> | 0.048 | 0 | 0 | 0 | 0 | Constrained, otherwise capacity available =47 kW | --> | E13 ex TELAYDON | Telaydon [T42,T421] | LISDRUM |  | 54.3043 | -7.1118
281397 | MV/LV Substation IR***397 |  | 10 kV | _ | LV | 400 kVA :Building Structure | 0.4 | --> | 0.4 | 0 | 0 | Constrained, otherwise capacity available =396 kVA | --> | 0.38 | 0 | 0 | 0.38 | 0 |  | --> | C24 ex BISHOPSTOWN | Bishopstown [T41,T42] | KILBARRY |  | 51.8703 | -8.5393
074603X | MV/LV Substation DE***603X |  | 20 kV | _ | LV | 200 kVA :Pole Substation | 0.2 | --> | 0.2 | 0.184 | 8.5 |  | --> | 0.19 | 0 | 0 | 0 | 0 | Constrained, otherwise capacity available =188 kW | --> | E14 ex ARIGNA | Arigna [T121] | ARIGNA |  | 54.052 | -8.0271
045065X | MV/LV Substation RA***065X |  | 10 kV | _ | LV | 200 kVA :Pole Substation | 0.2 | --> | 0.2 | 0.199 | 2.45 |  | --> | 0.19 | 0 | 0 | 0 | 0 | Constrained, otherwise capacity available =190 kW | --> | C20 ex GURTEEN | Gurteen [T41] | TONROE |  | 53.9948 | -8.5245
156427X | MV/LV Substation LA***427X |  | 10 kV | _ | LV | 630 kVA :Building Structure | 0.63 | --> | 0.63 | 0.5 | 2.47 |  | --> | 0.598 | 0 | 0.2 | 0 | 0 | Constrained, otherwise capacity available =443 kW | --> | E21 ex TELAYDON | Telaydon [T42,T421] | LISDRUM |  | 54.248 | -6.9488
093095Z | MV/LV Substation NO***095Z |  | 10 kV | _ | LV | 630 kVA :Building Structure | 0.63 | --> | 0.63 | 0 | 0 | Constrained, otherwise capacity available =459 kVA | --> | 0.598 | 0 | 0 | 0 | 0 | Constrained, otherwise capacity available =575 kW | --> | C31 ex CLONSHAUGH | Clonshaugh [T41,T42] | FINGLAS |  | 53.396 | -6.2125
068792X | MV/LV Substation TH***792X |  | 10 kV | _ | LV | 1000 kVA :Building Structure | 1 | --> | 1 | 0.5 | 9.02 |  | --> | 0.95 | 0 | 0 | 0.5 | 0 |  | --> | C20 ex MISERY HILL | Misery Hill [T101,T102] | POOLBEG |  | 53.346 | -6.2437
033719Y | MV/LV Substation CL***719Y |  | 10 kV | _ | LV | 50 kVA :Pole Substation | 0.05 | --> | 0.05 | 0 | 0 | Constrained, otherwise capacity available =28 kVA | --> | 0.048 | 0 | 0.005 | 0.041 | 0 |  | --> | C25 ex CREGG ROAD | Cregg Road [T41,T42] | BALLYDINE |  | 52.351 | -7.4061
340707 | MV/LV Substation MI***707 |  | 10 kV | _ | LV | 50 kVA :Pole Substation | 0.05 | --> | 0.05 | 0 | 0 | Constrained, otherwise capacity available =30 kVA | --> | 0.048 | 0 | 0.013 | 0 | 0 | Constrained, otherwise capacity available =35 kW | --> | C16 ex DUNGLOE | Dungloe [T41,T42] | ARDNAGAPPARY |  | 54.9532 | -8.3687
161879X | MV/LV Substation TU***879X |  | 20 kV | _ | LV | 200 kVA :Kiosk Substation | 0.2 | --> | 0.2 | 0.175 | 0.45 |  | --> | 0.19 | 0 | 0 | 0 | 0 | Constrained, otherwise capacity available =187 kW | --> | C14 ex CARRAROE | Carraroe [T42] | SCREEB |  | 53.2377 | -9.4894
038929X | MV/LV Substation AL***929X |  | 10 kV | _ | LV | 400 kVA :Kiosk Substation | 0.4 | --> | 0.4 | 0 | 0 | Constrained, otherwise capacity available =351 kVA | --> | 0.38 | 0 | 0 | 0 | 0 | Constrained, otherwise capacity available =373 kW | --> | C16 ex GORT | Gort [T41,T42] | ENNIS |  | 53.0655 | -8.817
081191 | MV/LV Substation LU***191 |  | 10 kV | _ | LV | 400 kVA :Kiosk Substation | 0.4 | --> | 0.4 | 0 | 0 | Constrained, otherwise capacity available =282 kVA | --> | 0.38 | 0 | 0.049 | 0.327 | 0 |  | --> | C15 ex LUCAN EAST | Lucan East [T41,T42] | GRANGE CASTLE |  | 53.3567 | -6.441
018273 | MV/LV Substation TA***273 |  | 20 kV | _ | LV | 200 kVA :Pole Substation | 0.2 | --> | 0.2 | 0.126 | 3.75 |  | --> | 0.19 | 0 | 0.017 | 0 | 0 | Constrained, otherwise capacity available =167 kW | --> | C14 ex SMEARLA | Smearla [T41,T42] | TRIEN |  | 52.5714 | -9.3762
149946 | MV/LV Substation M ***946 |  | 20 kV | _ | LV | 100 kVA :Pole Substation | 0.1 | --> | 0.1 | 0 | 0 | Constrained, otherwise capacity available =70 kVA | --> | 0.095 | 0 | 0 | 0 | 0 | Constrained, otherwise capacity available =91 kW | --> | C13 ex DONEGAL | Donegal [T41,T42] | CATHALEENS FALL |  | 54.6044 | -8.1298
368131X | MV/LV Substation CL***131X |  | 20 kV | _ | LV | 100 kVA :Pole Substation | 0.1 | --> | 0.1 | 0 | 0 | Constrained, otherwise capacity available =93 kVA | --> | 0.095 | 0 | 0 | 0 | 0 | Constrained, otherwise capacity available =94 kW | --> | C15 ex BALLYHAUNIS | Ballyhaunis [T41,T42] | DALTON |  | 53.6797 | -8.7438
019343 | MV/LV Substation MA***343 |  | 10 kV | _ | LV | 200 kVA :Kiosk Substation | 0.2 | --> | 0.2 | 0.13 | 1.54 |  | --> | 0.19 | 0 | 0.054 | 0 | 0 | Constrained, otherwise capacity available =140 kW | --> | C17 ex BALLYARD | Ballyard [T41,T42] | TRALEE |  | 52.2588 | -9.6837
136593X | MV/LV Substation CL***593X |  | 10 kV | _ | LV | 200 kVA :Pole Substation | 0.2 | --> | 0.2 | 0.198 | 1.28 |  | --> | 0.19 | 0 | 0 | 0 | 0 | Constrained, otherwise capacity available =190 kW | --> | C21 ex CASTLEREA | Castlerea [T41,T42] | CARRICK ON SHANNON |  | 53.6883 | -8.4006
039521 | MV/LV Substation RE***521 |  | 10 kV | _ | LV | 400 kVA :Building Structure | 0.4 | --> | 0.4 | 0 | 0 | Constrained, otherwise capacity available =346 kVA | --> | 0.38 | 0 | 0 | 0 | 0 | Constrained, otherwise capacity available =373 kW | --> | C22 ex ORANMORE | Oranmore [T41,T44] | GALWAY 110KV |  | 53.2806 | -8.925
1564018 | MV/LV Substation TI***4018 |  | 20 kV | _ | LV | 50 kVA :Pole Substation | 0.05 | --> | 0.05 | 0 | 0 | Constrained, otherwise capacity available =50 kVA | --> | 0.048 | 0 | 0 | 0 | 0 | Constrained, otherwise capacity available =48 kW | --> | E14 ex EMYVALE | Emyvale [T422] | LISDRUM |  | 54.339 | -6.9904
016138Z | MV/LV Substation CA***138Z |  | 10 kV | _ | LV | 630 kVA :Kiosk Substation | 0.63 | --> | 0.63 | 0 | 0 | Constrained, otherwise capacity available =462 kVA | --> | 0.598 | 0 | 0.061 | 0 | 0 | Constrained, otherwise capacity available =530 kW | --> | C17 ex LEIXLIP | Leixlip [T41,T42] | GRIFFINRATH |  | 53.3635 | -6.507
238183 | MV/LV Substation CA***183 |  | 20 kV | _ | LV | 50 kVA :Pole Substation | 0.05 | --> | 0.05 | 0 | 0 | Constrained, otherwise capacity available =33 kVA | --> | 0.048 | 0 | 0.02 | 0 | 0 | Constrained, otherwise capacity available =30 kW | --> | E13 ex BALLINROBE | Ballinrobe [T421,T422] | DALTON |  | 53.676 | -9.27
368328X | MV/LV Substation DO***328X |  | 10 kV | _ | LV | 100 kVA :Pole Substation | 0.1 | --> | 0.1 | 0 | 0 | Constrained, otherwise capacity available =88 kVA | --> | 0.095 | 0 | 0 | 0 | 0 | Constrained, otherwise capacity available =93 kW | --> | C17 ex BALLYHAUNIS | Ballyhaunis [T41,T42] | DALTON |  | 53.7677 | -8.7701
050697X | MV/LV Substation ST***697X |  | 20 kV | _ | LV | 100 kVA :Pole Substation | 0.1 | --> | 0.1 | 0 | 0 | Constrained, otherwise capacity available =88 kVA | --> | 0.095 | 0 | 0 | 0 | 0 | Constrained, otherwise capacity available =93 kW | --> | C22 ex ATHLONE | Athlone [T41,T42] | ATHLONE |  | 53.4857 | -8.0283
340691 | MV/LV Substation HO***691 |  | 10 kV | _ | LV | 630 kVA :Kiosk Substation | 0.63 | --> | 0.63 | 0 | 0 | Constrained, otherwise capacity available =604 kVA | --> | 0.598 | 0 | 0 | 0 | 0 | Constrained, otherwise capacity available =595 kW | --> | C16 ex DUNGLOE | Dungloe [T41,T42] | ARDNAGAPPARY |  | 54.9526 | -8.3662
026273Z | MV/LV Substation MA***273Z |  | 10 kV | _ | LV | 400 kVA :Kiosk Substation | 0.4 | --> | 0.4 | 0 | 0 | Constrained, otherwise capacity available =341 kVA | --> | 0.38 | 0 | 0.027 | 0 | 0 | Constrained, otherwise capacity available =352 kW | --> | C15 ex KINSALE | Kinsale [T41,T42] | BANDON |  | 51.7132 | -8.5189
007459X | MV/LV Substation KI***459X |  | 10 kV | _ | LV | 630 kVA :Kiosk Substation | 0.63 | --> | 0.63 | 0.5 | 0.9 |  | --> | 0.598 | 0 | 0.021 | 0 | 0 | Constrained, otherwise capacity available =572 kW | --> | C16 ex CLONARD | Clonard [T41,T42] | WEXFORD |  | 52.3254 | -6.4885
034328Y | MV/LV Substation PU***328Y |  | 10 kV | _ | LV | 50 kVA :Pole Substation | 0.05 | --> | 0.05 | 0.037 | 0.95 |  | --> | 0.048 | 0 | 0 | 0 | 0 | Constrained, otherwise capacity available =46 kW | --> | C15 ex SPA ROAD | Spa Road [T41,T42] | DOON |  | 52.3485 | -7.7333
1184094 | MV/LV Substation TC***4094 |  | 20 kV | _ | LV | 50 kVA :Pole Substation | 0.05 | --> | 0.05 | 0 | 0 | Constrained, otherwise capacity available =49 kVA | --> | 0.048 | 0 | 0 | 0 | 0 | Constrained, otherwise capacity available =47 kW | --> | E11 ex CREAGH | Creagh [T421,T422] | ATHLONE |  | 53.4032 | -8.1519
093441Z | MV/LV Substation BU***441Z |  | 10 kV | _ | LV | 630 kVA :Building Structure | 0.63 | --> | 0.63 | 0 | 0 | Constrained, otherwise capacity available =598 kVA | --> | 0.598 | 0 | 0 | 0.5 | 0 |  | --> | C22 ex GRANGE (DR) | Grange (dr) [T41,T42] | GRANGE (DR) |  | 53.4036 | -6.1807
035060 | MV/LV Substation DE***060 |  | 10 kV | _ | LV | 100 kVA :Pole Substation | 0.1 | --> | 0.1 | 0.1 | 6.17 |  | --> | 0.095 | 0 | 0 | 0 | 0 | Constrained, otherwise capacity available =95 kW | --> | C17 ex CAHIR | Cahir [T41,T42] | CAHIR |  | 52.3857 | -7.9285
139214X | MV/LV Substation AN***214X |  | 10 kV | _ | LV | 50 kVA :Pole Substation | 0.05 | --> | 0.05 | 0.047 | 2.18 |  | --> | 0.048 | 0 | 0 | 0 | 0 | Constrained, otherwise capacity available =47 kW | --> | C19 ex BAILIEBORO | Bailieboro [T41,T42] | MEATH HILL |  | 53.8726 | -7.0534
009910Y | MV/LV Substation VI***910Y |  | 10 kV | _ | LV | 400 kVA :Kiosk Substation | 0.4 | --> | 0.4 | 0 | 0 | Constrained, otherwise capacity available =338 kVA | --> | 0.38 | 0 | 0.036 | 0 | 0 | Constrained, otherwise capacity available =345 kW | --> | C17 ex GRANGE (SR) | Grange (sr) [T41,T42] | BUTLERSTOWN |  | 52.2448 | -7.0734
164012X | MV/LV Substation CA***012X |  | 10 kV | _ | LV | 630 kVA :Kiosk Substation | 0.63 | --> | 0.63 | 0 | 0 | Constrained, otherwise capacity available =575 kVA | --> | 0.598 | 0 | 0 | 0 | 0 | Constrained, otherwise capacity available =591 kW | --> | C15 ex SKIBBEREEN | Skibbereen [T41,T42] | DUNMANWAY |  | 51.5443 | -9.2625
049980X | MV/LV Substation BN***980X |  | 10 kV | _ | LV | 50 kVA :Pole Substation | 0.05 | --> | 0.05 | 0.05 | 0.13 |  | --> | 0.048 | 0 | 0 | 0 | 0 | Constrained, otherwise capacity available =48 kW | --> | C12 ex BALLYMAHON | Ballymahon [T41,T42] | ATHLONE |  | 53.6288 | -7.9107
160629Y | MV/LV Substation LO***629Y |  | 10 kV | _ | LV | 400 kVA :Kiosk Substation | 0.4 | --> | 0.4 | 0 | 0 | Constrained, otherwise capacity available =284 kVA | --> | 0.38 | 0 | 0.034 | 0 | 0 | Constrained, otherwise capacity available =339 kW | --> | C23 ex PORTARLINGTON | Portarlington [T43] | BLAKE |  | 53.1512 | -7.1704
281162 | MV/LV Substation WE***162 |  | 10 kV | _ | LV | 400 kVA :Building Structure | 0.4 | --> | 0.4 | 0 | 0 | Constrained, otherwise capacity available =184 kVA | --> | 0.38 | 0 | 0.029 | 0.328 | 0 |  | --> | C20 ex BISHOPSTOWN | Bishopstown [T41,T42] | KILBARRY |  | 51.8789 | -8.5215
062557X | MV/LV Substation DR***557X |  | 10 kV | _ | LV | 50 kVA :Pole Substation | 0.05 | --> | 0.05 | 0.048 | 1.03 |  | --> | 0.048 | 0 | 0 | 0 | 0 | Constrained, otherwise capacity available =47 kW | --> | C18 ex LITTLE MILLS | Little Mills [T41] | DUNDALK |  | 53.9355 | -6.4087
069359 | MV/LV Substation NA***359 |  | 10 kV | _ | LV | 400 kVA :Building Structure | 0.4 | --> | 0.4 | 0.387 | 3 |  | --> | 0.38 | 0 | 0 | 0.378 | 0 |  | --> | C31 ex INCHICORE CENTRAL | Inchicore Central [T43,T45] | INCHICORE 220KV |  | 53.3272 | -6.3376
253418Y | MV/LV Substation MA***418Y |  | 10 kV | _ | LV | 200 kVA :Kiosk Substation | 0.2 | --> | 0.2 | 0 | 0 | Constrained, otherwise capacity available =59 kVA | --> | 0.19 | 0 | 0 | 0 | 0 | Constrained, otherwise capacity available =170 kW | --> | C18 ex HEADFORD | Headford [T41,T42] | CLOON |  | 53.4701 | -9.105
210595X | MV/LV Substation DO***595X |  | 10 kV | _ | LV | 50 kVA :Pole Substation | 0.05 | --> | 0.05 | 0.05 | 1.15 |  | --> | 0.048 | 0 | 0 | 0 | 0 | Constrained, otherwise capacity available =48 kW | --> | C15 ex TULLYNAMALRA | Tullynamalra [T41,T42] | MEATH HILL |  | 54.043 | -6.751
067295Z | MV/LV Substation CA***295Z |  | 20 kV | _ | LV | 50 kVA :Pole Substation | 0.05 | --> | 0.05 | 0.047 | 13.8 |  | --> | 0.048 | 0 | 0.01 | 0.04 | 0 |  | --> | C14 ex SINGLAND | Singland [T101,T102] | SINGLAND |  | 52.6156 | -8.5334
013891 | MV/LV Substation BU***891 |  | 20 kV | _ | LV | 50 kVA :Pole Substation | 0.05 | --> | 0.05 | 0.042 | 0.12 |  | --> | 0.048 | 0 | 0 | 0.046 | 0 |  | --> | C12 ex ATHY | Athy [T101,T102] | ATHY |  | 52.9954 | -6.8712
020593X | MV/LV Substation WA***593X |  | 10 kV | _ | LV | 400 kVA :Kiosk Substation | 0.4 | --> | 0.4 | 0 | 0 | Constrained, otherwise capacity available =236 kVA | --> | 0.38 | 0 | 0 | 0 | 0 | Constrained, otherwise capacity available =357 kW | --> | C18 ex COOLCORCORAN | Coolcorcoran [T41,T42] | KNOCKEARAGH |  | 52.0874 | -9.5517
052227Y | MV/LV Substation WA***227Y |  | 20 kV | _ | LV | 50 kVA :Pole Substation | 0.05 | --> | 0.05 | 0 | 0 | Constrained, otherwise capacity available =41 kVA | --> | 0.048 | 0 | 0.024 | 0 | 0 | Constrained, otherwise capacity available =28 kW | --> | E18 ex BALLINDERRY | Ballinderry [T41,T422] | MULLINGAR |  | 53.5158 | -7.1014
069695 | MV/LV Substation SH***695 |  | 10 kV | _ | LV | 1000 kVA :Building Structure | 1 | --> | 1 | 0.5 | 9.28 |  | --> | 0.95 | 0 | 0.071 | 0.5 | 0 |  | --> | C21 ex PEMBROKE | Pembroke [T41,T42,T43,T44] | RINGSEND |  | 53.3317 | -6.2304
066222X | MV/LV Substation DO***222X |  | 10 kV | _ | LV | 400 kVA :Kiosk Substation | 0.4 | --> | 0.4 | 0 | 0 | Constrained, otherwise capacity available =308 kVA | --> | 0.38 | 0 | 0.015 | 0.356 | 0 |  | --> | C19 ex GRANGE (DR) | Grange (dr) [T41,T42] | GRANGE (DR) |  | 53.3932 | -6.1725
066859Z | MV/LV Substation AP***859Z |  | 20 kV | _ | LV | 200 kVA :Kiosk Substation | 0.2 | --> | 0.2 | 0 | 0 | Constrained, otherwise capacity available =187 kVA | --> | 0.19 | 0 | 0 | 0 | 0 | Constrained, otherwise capacity available =188 kW | --> | E13 ex GLASMORE | Glasmore [T421,T422] | GLASMORE |  | 53.4724 | -6.2342
068301 | MV/LV Substation CH***301 |  | 10 kV | _ | LV | 1000 kVA :Building Structure | 1 | --> | 1 | 0.5 | 1.37 |  | --> | 0.95 | 0 | 0 | 0.5 | 0 |  | --> | C17 ex SOUTH KING STREET | South King Street [T41,T42] | FRANCIS STREET |  | 53.3408 | -6.2624
066275Z | MV/LV Substation MA***275Z |  | 20 kV | _ | LV | 50 kVA :Pole Substation | 0.05 | --> | 0.05 | 0 | 0 | Constrained, otherwise capacity available =41 kVA | --> | 0.048 | 0 | 0 | 0 | 0 | Constrained, otherwise capacity available =46 kW | --> | E11 ex ASHBOURNE | Ashbourne [T421,T422] | FINGLAS |  | 53.4759 | -6.3562
164008 | MV/LV Substation RA***008 |  | 10 kV | _ | LV | 50 kVA :Pole Substation | 0.05 | --> | 0.05 | 0 | 0 | Constrained, otherwise capacity available =42 kVA | --> | 0.048 | 0 | 0 | 0 | 0 | Constrained, otherwise capacity available =46 kW | --> | C17 ex SKIBBEREEN | Skibbereen [T41,T42] | DUNMANWAY |  | 51.5337 | -9.2106
026705Y | MV/LV Substation DU***705Y |  | 10 kV | _ | LV | 100 kVA :Pole Substation | 0.1 | --> | 0.1 | 0 | 0 | Constrained, otherwise capacity available =57 kVA | --> | 0.095 | 0 | 0.007 | 0 | 0 | Constrained, otherwise capacity available =84 kW | --> | C17 ex KINSALE | Kinsale [T41,T42] | BANDON |  | 51.7275 | -8.5917
154087Z | MV/LV Substation NO***087Z |  | 10 kV | _ | LV | 630 kVA :Building Structure | 0.63 | --> | 0.63 | 0 | 0 | Constrained, otherwise capacity available =592 kVA | --> | 0.598 | 0 | 0 | 0 | 0 | Constrained, otherwise capacity available =593 kW | --> | C18 ex BALLYCOOLIN | Ballycoolin [T41,T42,T43] | FINGLAS |  | 53.4113 | -6.3477
176382Y | MV/LV Substation CO***382Y |  | 20 kV | _ | LV | 100 kVA :Pole Substation | 0.1 | --> | 0.1 | 0.083 | 18.78 |  | --> | 0.095 | 0 | 0.004 | 0.09 | 0 |  | --> | E13 ex HARTNETTS CROSS | Hartnetts Cross [T121,T422] | HARTNETTS CROSS |  | 51.844 | -9.1193
064131 | MV/LV Substation JA***131 |  | 10 kV | _ | LV | 400 kVA :Building Structure | 0.4 | --> | 0.4 | 0 | 0 | Constrained, otherwise capacity available =296 kVA | --> | 0.38 | 0 | 0.05 | 0 | 0 | Constrained, otherwise capacity available =328 kW | --> | C15 ex RATHMULLAN | Rathmullan [T41,T42] | DRYBRIDGE |  | 53.7053 | -6.3691
082418Y | MV/LV Substation B+***418Y |  | 20 kV | _ | LV | 200 kVA :Pole Substation | 0.2 | --> | 0.2 | 0.146 | 0.64 |  | --> | 0.19 | 0 | 0 | 0 | 0 | Constrained, otherwise capacity available =182 kW | --> | E14 ex RANDALSTOWN | Randalstown [T422] | NAVAN |  | 53.7049 | -6.6841
244523X | MV/LV Substation BR***523X |  | 20 kV | _ | LV | 50 kVA :Pole Substation | 0.05 | --> | 0.05 | 0 | 0 | Constrained, otherwise capacity available =45 kVA | --> | 0.048 | 0 | 0 | 0 | 0 | Constrained, otherwise capacity available =47 kW | --> | E18 ex MILLTOWN (SR) | Milltown (sr) [T421,T422] | OUGHTRAGH |  | 52.1583 | -9.6749
003179Y | MV/LV Substation BA***179Y |  | 10 kV | _ | LV | 50 kVA :Pole Substation | 0.05 | --> | 0.05 | 0 | 0 | Constrained, otherwise capacity available =50 kVA | --> | 0.048 | 0 | 0 | 0 | 0 | Constrained, otherwise capacity available =47 kW | --> | C11 ex RATHDRUM | Rathdrum [T42] | ARKLOW |  | 52.8717 | -6.222
108801 | MV/LV Substation TO***801 |  | 10 kV | _ | LV | 50 kVA :Pole Substation | 0.05 | --> | 0.05 | 0.043 | 1.57 |  | --> | 0.048 | 0 | 0.005 | 0 | 0 | Constrained, otherwise capacity available =43 kW | --> | C17 ex BALLYSHANNON | Ballyshannon [T41,T42] | CATHALEENS FALL |  | 54.4967 | -8.175
011048Z | MV/LV Substation KI***048Z |  | 10 kV | _ | LV | 100 kVA :Pole Substation | 0.1 | --> | 0.1 | 0 | 0 | Constrained, otherwise capacity available =79 kVA | --> | 0.095 | 0 | 0 | 0 | 0 | Constrained, otherwise capacity available =92 kW | --> | C11 ex ROSEHILL | Rosehill [T41,T42] | KILKENNY |  | 52.6516 | -7.2787
039155X | MV/LV Substation FO***155X |  | 10 kV | _ | LV | 200 kVA :Pole Substation | 0.2 | --> | 0.2 | 0.166 | 11.03 |  | --> | 0.19 | 0 | 0.028 | 0.164 | 0 |  | --> | C28 ex SALTHILL | Salthill [T101,T102] | SALTHILL |  | 53.25 | -9.2077
0664296 | MV/LV Substation WE***4296 |  | 20 kV | _ | LV | 630 kVA :Kiosk Substation | 0.63 | --> | 0.63 | 0 | 0 | Constrained, otherwise capacity available =606 kVA | --> | 0.598 | 0 | 0.078 | 0 | 0 | Constrained, otherwise capacity available =537 kW | --> | E13 ex GLASMORE | Glasmore [T421,T422] | GLASMORE |  | 53.474 | -6.2451
0114299 | MV/LV Substation DR***4299 |  | 10 kV | _ | LV | 50 kVA :Pole Substation | 0.05 | --> | 0.05 | 0 | 0 | Constrained, otherwise capacity available =37 kVA | --> | 0.048 | 0 | 0 | 0 | 0 | Constrained, otherwise capacity available =46 kW | --> | C15 ex TALBOTS INCH | Talbots Inch [T41,T42] | KILKENNY |  | 52.6625 | -7.3658
069541 | MV/LV Substation ST***541 |  | 10 kV | _ | LV | 400 kVA :Kiosk Substation | 0.4 | --> | 0.4 | 0.32 | 0.91 |  | --> | 0.38 | 0 | 0.018 | 0.356 | 0 |  | --> | C14 ex KIMMAGE | Kimmage [T41,T42] | INCHICORE 220KV |  | 53.3114 | -6.305
365606 | MV/LV Substation PE***606 |  | 10 kV | _ | LV | 400 kVA :Kiosk Substation | 0.4 | --> | 0.4 | 0 | 0 | Constrained, otherwise capacity available =291 kVA | --> | 0.38 | 0 | 0.006 | 0.36 | 0 |  | --> | C12 ex SAGGART | Saggart [T41,T42] | GRANGE CASTLE |  | 53.2777 | -6.4704
016186Z | MV/LV Substation OL***186Z |  | 10 kV | _ | LV | 200 kVA :Kiosk Substation | 0.2 | --> | 0.2 | 0 | 0 | Constrained, otherwise capacity available =85 kVA | --> | 0.19 | 0 | 0.018 | 0 | 0 | Constrained, otherwise capacity available =160 kW | --> | C12 ex MONEYCOOLEY | Moneycooley [T41,T42,T44] | GRIFFINRATH |  | 53.3456 | -6.5558
154527 | MV/LV Substation EL***527 |  | 10 kV | _ | LV | 200 kVA :Kiosk Substation | 0.2 | --> | 0.2 | 0 | 0 | Constrained, otherwise capacity available =123 kVA | --> | 0.19 | 0 | 0.024 | 0 | 0 | Constrained, otherwise capacity available =161 kW | --> | C15 ex COOLMINE | Coolmine [T41,T42] | FINGLAS |  | 53.3917 | -6.4245
071212 | MV/LV Substation KN***212 |  | 10 kV | _ | LV | 100 kVA :Pole Substation | 0.1 | --> | 0.1 | 0.082 | 5.58 |  | --> | 0.095 | 0 | 0 | 0.092 | 0 |  | --> | C14 ex KILCOOLE | Kilcoole [T41,T42] | FASSAROE |  | 53.1175 | -6.0683
0624347 | MV/LV Substation NU***4347 |  | 10 kV | _ | LV | 400 kVA :Building Structure | 0.4 | --> | 0.4 | 0.338 | 3.12 |  | --> | 0.38 | 0 | 0 | 0 | 0 | Constrained, otherwise capacity available =371 kW | --> | C18 ex MARSHES | Marshes [T41,T42] | DUNDALK |  | 53.9813 | -6.3864
067586 | MV/LV Substation SH***586 |  | 10 kV | _ | LV | 100 kVA :Pole Substation | 0.1 | --> | 0.1 | 0 | 0 | Constrained, otherwise capacity available =28 kVA | --> | 0.095 | 0 | 0.011 | 0 | 0 | Constrained, otherwise capacity available =76 kW | --> | C16 ex GILLOGUE | Gillogue [T41,T42] | ARDNACRUSHA |  | 52.6897 | -8.603
011984Y | MV/LV Substation KE***984Y |  | 10 kV | _ | LV | 400 kVA :Building Structure | 0.4 | --> | 0.4 | 0 | 0 | Constrained, otherwise capacity available =330 kVA | --> | 0.38 | 0 | 0 | 0 | 0 | Constrained, otherwise capacity available =370 kW | --> | C23 ex GORESBRIDGE | Goresbridge [T41,T42] | KILKENNY |  | 52.6914 | -7.0461
009763Y | MV/LV Substation BA***763Y |  | 10 kV | _ | LV | 200 kVA :Kiosk Substation | 0.2 | --> | 0.2 | 0 | 0 | Constrained, otherwise capacity available =200 kVA | --> | 0.19 | 0 | 0 | 0 | 0 | Constrained, otherwise capacity available =190 kW | --> | C17 ex WATERFORD IND EST | Waterford Ind Est [T41,T42,T44] | BUTLERSTOWN |  | 52.2395 | -7.1425
005773X | MV/LV Substation SE***773X |  | 20 kV | _ | LV | 400 kVA :Kiosk Substation | 0.4 | --> | 0.4 | 0.328 | 17.8 |  | --> | 0.38 | 0 | 0 | 0.37 | 0 |  | --> | E13 ex BANOGE | Banoge [T121,T122] | BANOGE |  | 52.6427 | -6.2293
405203 | MV/LV Substation BA***203 |  | 20 kV | _ | LV | 50 kVA :Pole Substation | 0.05 | --> | 0.05 | 0.048 | 3.03 |  | --> | 0.048 | 0 | 0 | 0 | 0 | Constrained, otherwise capacity available =47 kW | --> | E12 ex MOVILLE | Moville [T421,T422] | TRILLICK |  | 55.1946 | -7.0387
093014Z | MV/LV Substation TR***014Z |  | 10 kV | _ | LV | 400 kVA :Kiosk Substation | 0.4 | --> | 0.4 | 0.253 | 12.96 |  | --> | 0.38 | 0 | 0.035 | 0.334 | 0 |  | --> | C22 ex ARTANE | Artane [T101,T102] | FINGLAS |  | 53.3928 | -6.2126
277003 | MV/LV Substation GR***003 |  | 10 kV | _ | LV | 400 kVA :Kiosk Substation | 0.4 | --> | 0.4 | 0 | 0 | Constrained, otherwise capacity available =302 kVA | --> | 0.38 | 0 | 0.028 | 0.346 | 0 |  | --> | C18 ex GRANGE (DR) | Grange (dr) [T41,T42] | GRANGE (DR) |  | 53.3971 | -6.1636
127811 | MV/LV Substation DR***811 |  | 10 kV | _ | LV | 200 kVA :Pole Substation | 0.2 | --> | 0.2 | 0 | 0 | Constrained, otherwise capacity available =126 kVA | --> | 0.19 | 0 | 0 | 0 | 0 | Constrained, otherwise capacity available =180 kW | --> | C17 ex HOLYCROSS ROAD | Holycross Road [T41,T42] | THURLES |  | 52.734 | -7.9731
052360Z | MV/LV Substation KE***360Z |  | 20 kV | _ | LV | 50 kVA :Pole Substation | 0.05 | --> | 0.05 | 0.045 | 10.9 |  | --> | 0.048 | 0 | 0 | 0.047 | 0 |  | --> | C25 ex MULLINGAR | Mullingar [T101,T102] | MULLINGAR |  | 53.5528 | -7.4156
150279X | MV/LV Substation GO***279X |  | 20 kV | _ | LV | 50 kVA :Pole Substation | 0.05 | --> | 0.05 | 0.05 | 3.96 |  | --> | 0.048 | 0 | 0 | 0 | 0 | Constrained, otherwise capacity available =47 kW | --> | E18 ex STRANORLAR | Stranorlar [T421,T422] | LETTERKENNY |  | 54.7578 | -7.7472
154262Z | MV/LV Substation ST***262Z |  | 10 kV | _ | LV | 400 kVA :Kiosk Substation | 0.4 | --> | 0.4 | 0 | 0 | Constrained, otherwise capacity available =339 kVA | --> | 0.38 | 0 | 0.01 | 0.364 | 0 |  | --> | C22 ex MACETOWN | Macetown [T101,T102] | MACETOWN |  | 53.3933 | -6.4326
281465 | MV/LV Substation HA***465 |  | 10 kV | _ | LV | 400 kVA :Kiosk Substation | 0.4 | --> | 0.4 | 0 | 0 | Constrained, otherwise capacity available =389 kVA | --> | 0.38 | 0 | 0 | 0.378 | 0 |  | --> | C22 ex BISHOPSTOWN | Bishopstown [T41,T42] | KILBARRY |  | 51.8732 | -8.5356
081127Z | MV/LV Substation ES***127Z |  | 10 kV | _ | LV | 400 kVA :Kiosk Substation | 0.4 | --> | 0.4 | 0 | 0 | Constrained, otherwise capacity available =277 kVA | --> | 0.38 | 0 | 0 | 0 | 0 | Constrained, otherwise capacity available =363 kW | --> | C13 ex PALMERSTOWN | Palmerstown [T41,T42] | FINGLAS |  | 53.3458 | -6.3703
209856X | MV/LV Substation KE***856X |  | 20 kV | _ | LV | 50 kVA :Pole Substation | 0.05 | --> | 0.05 | 0 | 0 | Constrained, otherwise capacity available =50 kVA | --> | 0.048 | 0 | 0 | 0 | 0 | Constrained, otherwise capacity available =48 kW | --> | C21 ex MILFORD (NR) | Milford (nr) [T41,T42] | LETTERKENNY |  | 55.1578 | -7.7172
1824222 | MV/LV Substation TO***4222 |  | 20 kV | _ | LV | 50 kVA :Pole Substation | 0.05 | --> | 0.05 | 0 | 0 | Constrained, otherwise capacity available =50 kVA | --> | 0.048 | 0 | 0 | 0 | 0 | Constrained, otherwise capacity available =48 kW | --> | C12 ex SCARIFF | Scariff [T42] | ENNIS |  | 52.9215 | -8.5224
052735Z | MV/LV Substation BA***735Z |  | 20 kV | _ | LV | 50 kVA :Pole Substation | 0.05 | --> | 0.05 | 0 | 0 | Constrained, otherwise capacity available =34 kVA | --> | 0.048 | 0 | 0 | 0 | 0 | Constrained, otherwise capacity available =45 kW | --> | C18 ex NEWBROOK | Newbrook [T42] | MULLINGAR |  | 53.5083 | -7.4143
054354Y | MV/LV Substation BL***354Y |  | 10 kV | _ | LV | 200 kVA :Pole Substation | 0.2 | --> | 0.2 | 0 | 0 | Constrained, otherwise capacity available =200 kVA | --> | 0.19 | 0 | 0 | 0 | 0 | Constrained, otherwise capacity available =190 kW | --> | E14 ex ABBEYLEIX | Abbeyleix [T422] | PORTLAOISE |  | 52.9257 | -7.2867
066189X | MV/LV Substation RI***189X |  | 10 kV | _ | LV | 630 kVA :Kiosk Substation | 0.63 | --> | 0.63 | 0 | 0 | Constrained, otherwise capacity available =526 kVA | --> | 0.598 | 0 | 0.005 | 0 | 0 | Constrained, otherwise capacity available =580 kW | --> | E11 ex ASHBOURNE | Ashbourne [T421,T422] | FINGLAS |  | 53.4536 | -6.2902
210327Y | MV/LV Substation RA***327Y |  | 10 kV | _ | LV | 50 kVA :Pole Substation | 0.05 | --> | 0.05 | 0 | 0 | Constrained, otherwise capacity available =44 kVA | --> | 0.048 | 0 | 0 | 0 | 0 | Constrained, otherwise capacity available =47 kW | --> | C20 ex CARRICKMACROSS | Carrickmacross [T41,T42] | MEATH HILL |  | 53.98 | -6.8598
136509 | MV/LV Substation HO***509 |  | 10 kV | _ | LV | 100 kVA :Pole Substation | 0.1 | --> | 0.1 | 0 | 0 | Constrained, otherwise capacity available =87 kVA | --> | 0.095 | 0 | 0 | 0 | 0 | Constrained, otherwise capacity available =93 kW | --> | C12 ex AGHAMORE | Aghamore [T41,T42] | LANESBORO |  | 53.6734 | -7.9852
156205Y | MV/LV Substation KA***205Y |  | 20 kV | _ | LV | 630 kVA :Kiosk Substation | 0.63 | --> | 0.63 | 0.5 | 2.1 |  | --> | 0.598 | 0 | 0 | 0 | 0 | Constrained, otherwise capacity available =593 kW | --> | E16 ex LISDRUM | Lisdrum [T422] | LISDRUM |  | 54.2539 | -6.8718
014957 | MV/LV Substation DO***957 |  | 10 kV | _ | LV | 100 kVA :Pole Substation | 0.1 | --> | 0.1 | 0 | 0 | Constrained, otherwise capacity available =57 kVA | --> | 0.095 | 0 | 0.005 | 0 | 0 | Constrained, otherwise capacity available =85 kW | --> | C16 ex MORRISTOWN | Morristown [T41,T42] | NEWBRIDGE |  | 53.1908 | -6.8241
429184 | MV/LV Substation WA***184 |  | 10 kV | _ | LV | 100 kVA :Pole Substation | 0.1 | --> | 0.1 | 0.05 | 0.33 |  | --> | 0.095 | 0 | 0.005 | 0 | 0 | Constrained, otherwise capacity available =84 kW | --> | C12 ex ABBEYFEALE | Abbeyfeale [T42] | TRIEN |  | 52.3745 | -9.303
405205 | MV/LV Substation CH***205 |  | 20 kV | _ | LV | 200 kVA :Pole Substation | 0.2 | --> | 0.2 | 0.127 | 3.03 |  | --> | 0.19 | 0 | 0.031 | 0 | 0 | Constrained, otherwise capacity available =157 kW | --> | E12 ex MOVILLE | Moville [T421,T422] | TRILLICK |  | 55.1913 | -7.0355
069655 | MV/LV Substation RA***655 |  | 10 kV | _ | LV | 400 kVA :Kiosk Substation | 0.4 | --> | 0.4 | 0.198 | 0.91 |  | --> | 0.38 | 0 | 0.016 | 0.34 | 0 |  | --> | C16 ex KIMMAGE | Kimmage [T41,T42] | INCHICORE 220KV |  | 53.3146 | -6.3013
154337Z | MV/LV Substation VI***337Z |  | 20 kV | _ | LV | 200 kVA :Pole Substation | 0.2 | --> | 0.2 | 0 | 0 | Constrained, otherwise capacity available =172 kVA | --> | 0.19 | 0 | 0 | 0.186 | 0 |  | --> | C21 ex MACETOWN | Macetown [T101,T102] | MACETOWN |  | 53.4691 | -6.5349
066039Y | MV/LV Substation TH***039Y |  | 10 kV | _ | LV | 200 kVA :Kiosk Substation | 0.2 | --> | 0.2 | 0 | 0 | Constrained, otherwise capacity available =152 kVA | --> | 0.19 | 0 | 0.01 | 0 | 0 | Constrained, otherwise capacity available =176 kW | --> | E17 ex GLASMORE | Glasmore [T421,T422] | GLASMORE |  | 53.4481 | -6.2362
0084364 | MV/LV Substation BA***4364 |  | 10 kV | _ | LV | 50 kVA :Pole Substation | 0.05 | --> | 0.05 | 0.047 | 0.24 |  | --> | 0.048 | 0 | 0 | 0 | 0 | Constrained, otherwise capacity available =47 kW | --> | C14 ex ROSBERCON | Rosbercon [T41,T42] | WATERFORD |  | 52.4376 | -6.997
082845 | MV/LV Substation AR***845 |  | 10 kV | _ | LV | 50 kVA :Pole Substation | 0.05 | --> | 0.05 | 0.039 | 2.01 |  | --> | 0.048 | 0 | 0 | 0 | 0 | Constrained, otherwise capacity available =46 kW | --> | C18 ex ABBEYLAND | Abbeyland [T41,T42] | NAVAN |  | 53.646 | -6.7518
068097X | MV/LV Substation MO***097X |  | 10 kV | _ | LV | 400 kVA :Building Structure | 0.4 | --> | 0.4 | 0 | 0 | Constrained, otherwise capacity available =262 kVA | --> | 0.38 | 0 | 0 | 0.361 | 0 |  | --> | C19 ex GLOUCESTER PLACE | Gloucester Place [T41,T42] | MCDERMOTT |  | 53.3554 | -6.2571
0074357 | MV/LV Substation KE***4357 |  | 10 kV | _ | LV | 630 kVA :Kiosk Substation | 0.63 | --> | 0.63 | 0 | 0 | Constrained, otherwise capacity available =538 kVA | --> | 0.598 | 0 | 0 | 0 | 0 | Constrained, otherwise capacity available =586 kW | --> | C18 ex MULGANNON | Mulgannon [T41,T42] | WEXFORD |  | 52.3178 | -6.454
136429 | MV/LV Substation CA***429 |  | 20 kV | _ | LV | 50 kVA :Pole Substation | 0.05 | --> | 0.05 | 0 | 0 | Constrained, otherwise capacity available =42 kVA | --> | 0.048 | 0 | 0 | 0 | 0 | Constrained, otherwise capacity available =46 kW | --> | C17 ex ROSCOMMON | Roscommon [T41,T42] | LANESBORO |  | 53.6083 | -8.2938
152556 | MV/LV Substation AB***556 |  | 10 kV | _ | LV | 50 kVA :Pole Substation | 0.05 | --> | 0.05 | 0 | 0 | Constrained, otherwise capacity available =39 kVA | --> | 0.048 | 0 | 0.01 | 0 | 0 | Constrained, otherwise capacity available =38 kW | --> | C12 ex CAPPAMORE | Cappamore [T41,T42] | ARDNACRUSHA |  | 52.6345 | -8.4317
015178Y | MV/LV Substation DR***178Y |  | 10 kV | _ | LV | 400 kVA :Kiosk Substation | 0.4 | --> | 0.4 | 0 | 0 | Constrained, otherwise capacity available =120 kVA | --> | 0.38 | 0 | 0.015 | 0 | 0 | Constrained, otherwise capacity available =330 kW | --> | C16 ex JOHNSTOWN | Johnstown [T41,T42] | KILTEEL |  | 53.2475 | -6.5929
1494052 | MV/LV Substation LU***4052 |  | 10 kV | _ | LV | 200 kVA :Pole Substation | 0.2 | --> | 0.2 | 0 | 0 | Constrained, otherwise capacity available =191 kVA | --> | 0.19 | 0 | 0.005 | 0 | 0 | Constrained, otherwise capacity available =185 kW | --> | C13 ex DONEGAL | Donegal [T41,T42] | CATHALEENS FALL |  | 54.6392 | -8.1143
144770X | MV/LV Substation TH***770X |  | 10 kV | _ | LV | 200 kVA :Kiosk Substation | 0.2 | --> | 0.2 | 0 | 0 | Constrained, otherwise capacity available =168 kVA | --> | 0.19 | 0 | 0.015 | 0 | 0 | Constrained, otherwise capacity available =174 kW | --> | C11 ex CASTLECOMER | Castlecomer [T41,T42] | BALLYRAGGET |  | 52.7978 | -7.2138
025884 | MV/LV Substation RA***884 |  | 20 kV | _ | LV | 200 kVA :Pole Substation | 0.2 | --> | 0.2 | 0.181 | 2.96 |  | --> | 0.19 | 0 | 0 | 0 | 0 | Constrained, otherwise capacity available =187 kW | --> | E11 ex CHARLEVILLE | Charleville [T421,T422] | CHARLEVILLE |  | 52.3465 | -8.6551
0044169 | MV/LV Substation AR***4169 |  | 10 kV | _ | LV | 400 kVA :Building Structure | 0.4 | --> | 0.4 | 0.4 | 18.08 |  | --> | 0.38 | 0 | 0 | 0.38 | 0 |  | --> | C17 ex ARKLOW | Arklow [T101,T102] | ARKLOW |  | 52.7973 | -6.1434
2104209 | MV/LV Substation RO***4209 |  | 20 kV | _ | LV | 50 kVA :Pole Substation | 0.05 | --> | 0.05 | 0 | 0 | Constrained, otherwise capacity available =50 kVA | --> | 0.048 | 0 | 0 | 0 | 0 | Constrained, otherwise capacity available =48 kW | --> | C17 ex CARRICKMACROSS | Carrickmacross [T41,T42] | MEATH HILL |  | 53.9952 | -6.6126
366416X | MV/LV Substation SR***416X |  | 20 kV | _ | LV | 630 kVA :Building Structure | 0.63 | --> | 0.63 | 0.446 | 0.45 | Constrained, otherwise capacity available =606 kVA | --> | 0.598 | 0 | 0.005 | 0 | 0 | Constrained, otherwise capacity available =592 kW | --> | C16 ex CARRAROE | Carraroe [T42] | SCREEB |  | 53.262 | -9.6031
053059Z | MV/LV Substation CO***059Z |  | 10 kV | _ | LV | 200 kVA :Kiosk Substation | 0.2 | --> | 0.2 | 0.152 | 2.39 |  | --> | 0.19 | 0 | 0 | 0 | 0 | Constrained, otherwise capacity available =183 kW | --> | C18 ex SRAH | Srah [T41,T42] | THORNSBERRY |  | 53.2858 | -7.5225
081605Z | MV/LV Substation RO***605Z |  | 10 kV | _ | LV | 50 kVA :Pole Substation | 0.05 | --> | 0.05 | 0 | 0 | Constrained, otherwise capacity available =50 kVA | --> | 0.048 | 0 | 0 | 0 | 0 | Constrained, otherwise capacity available =47 kW | --> | C15 ex MONEYCOOLEY | Moneycooley [T41,T42,T44] | GRIFFINRATH |  | 53.3383 | -6.5895
022733 | MV/LV Substation KI***733 |  | 10 kV | _ | LV | 50 kVA :Pole Substation | 0.05 | --> | 0.05 | 0.045 | 2.24 |  | --> | 0.048 | 0 | 0 | 0 | 0 | Constrained, otherwise capacity available =47 kW | --> | C19 ex CASTLETOWNROCHE | Castletownroche [T41] | MALLOW |  | 52.2381 | -8.5151
281506X | MV/LV Substation GE***506X |  | 10 kV | _ | LV | 630 kVA :Kiosk Substation | 0.63 | --> | 0.63 | 0 | 0 | Constrained, otherwise capacity available =349 kVA | --> | 0.598 | 0 | 0 | 0 | 0 | Constrained, otherwise capacity available =559 kW | --> | C20 ex DENNEHYS CROSS | Dennehys Cross [T41,T42] | TRABEG |  | 51.8808 | -8.511
277055 | MV/LV Substation GR***055 |  | 10 kV | _ | LV | 400 kVA :Kiosk Substation | 0.4 | --> | 0.4 | 0 | 0 | Constrained, otherwise capacity available =226 kVA | --> | 0.38 | 0 | 0.02 | 0.341 | 0 |  | --> | C19 ex GRANGE (DR) | Grange (dr) [T41,T42] | GRANGE (DR) |  | 53.399 | -6.1558
429464 | MV/LV Substation PR***464 |  | 10 kV | _ | LV | 100 kVA :Pole Substation | 0.1 | --> | 0.1 | 0.091 | 0.33 |  | --> | 0.095 | 0 | 0 | 0 | 0 | Constrained, otherwise capacity available =94 kW | --> | C20 ex ABBEYFEALE | Abbeyfeale [T42] | TRIEN |  | 52.4579 | -9.2868
429265 | MV/LV Substation AT***265 |  | 10 kV | _ | LV | 50 kVA :Pole Substation | 0.05 | --> | 0.05 | 0.036 | 0.33 |  | --> | 0.048 | 0 | 0 | 0 | 0 | Constrained, otherwise capacity available =46 kW | --> | C20 ex ABBEYFEALE | Abbeyfeale [T42] | TRIEN |  | 52.4585 | -9.2888
093259Z | MV/LV Substation GR***259Z |  | 10 kV | _ | LV | 400 kVA :Kiosk Substation | 0.4 | --> | 0.4 | 0 | 0 | Constrained, otherwise capacity available =243 kVA | --> | 0.38 | 0 | 0.044 | 0.325 | 0 |  | --> | C19 ex GRANGE (DR) | Grange (dr) [T41,T42] | GRANGE (DR) |  | 53.3972 | -6.1705
061522 | MV/LV Substation G.***522 |  | 10 kV | _ | LV | 100 kVA :Pole Substation | 0.1 | --> | 0.1 | 0.052 | 2.04 |  | --> | 0.095 | 0 | 0 | 0 | 0 | Constrained, otherwise capacity available =88 kW | --> | C12 ex BALLYBAY | Ballybay [T41,T42] | LISDRUM |  | 54.1183 | -6.9546
039529X | MV/LV Substation GO***529X |  | 10 kV | _ | LV | 200 kVA :Kiosk Substation | 0.2 | --> | 0.2 | 0.2 | 11.03 |  | --> | 0.19 | 0 | 0 | 0.19 | 0 |  | --> | C26 ex SALTHILL | Salthill [T101,T102] | SALTHILL |  | 53.269 | -9.1027
495600 | MV/LV Substation MU***600 |  | 20 kV | _ | LV | 200 kVA :Pole Substation | 0.2 | --> | 0.2 | 0.103 | 1.5 |  | --> | 0.19 | 0 | 0.034 | 0.151 | 0 |  | --> | E18 ex ACHILL | Achill [T422] | CARROWBEG |  | 53.9065 | -9.7766
081143Z | MV/LV Substation JF***143Z |  | 10 kV | _ | LV | 400 kVA :Building Structure | 0.4 | --> | 0.4 | 0 | 0 | Constrained, otherwise capacity available =346 kVA | --> | 0.38 | 0 | 0 | 0.373 | 0 |  | --> | C22 ex SEMPERIT | Semperit [T41,T42,T43] | GRANGE CASTLE |  | 53.3279 | -6.3578
015692 | MV/LV Substation PH***692 |  | 10 kV | _ | LV | 50 kVA :Pole Substation | 0.05 | --> | 0.05 | 0 | 0 | Constrained, otherwise capacity available =40 kVA | --> | 0.048 | 0 | 0 | 0 | 0 | Constrained, otherwise capacity available =46 kW | --> | C11 ex JOHNSTOWN | Johnstown [T41,T42] | KILTEEL |  | 53.1946 | -6.5607
067968 | MV/LV Substation RO***968 |  | 20 kV | _ | LV | 100 kVA :Pole Substation | 0.1 | --> | 0.1 | 0.082 | 13.8 |  | --> | 0.095 | 0 | 0.01 | 0.085 | 0 |  | --> | C14 ex SINGLAND | Singland [T101,T102] | SINGLAND |  | 52.6418 | -8.5289
0644384 | MV/LV Substation AN***4384 |  | 10 kV | _ | LV | 630 kVA :Kiosk Substation | 0.63 | --> | 0.63 | 0 | 0 | Constrained, otherwise capacity available =472 kVA | --> | 0.598 | 0 | 0 | 0 | 0 | Constrained, otherwise capacity available =577 kW | --> | C11 ex MORNINGTON ROAD | Mornington Road [T41,T42] | DRYBRIDGE |  | 53.7107 | -6.3547
009729Y | MV/LV Substation RA***729Y |  | 10 kV | _ | LV | 630 kVA :Building Structure | 0.63 | --> | 0.63 | 0.5 | 0.53 |  | --> | 0.598 | 0 | 0 | 0 | 0 | Constrained, otherwise capacity available =584 kW | --> | C11 ex MANOR STREET | Manor Street [T41,T42] | WATERFORD |  | 52.2555 | -7.1115
0294360 | MV/LV Substation KN***4360 |  | 10 kV | _ | LV | 400 kVA :Kiosk Substation | 0.4 | --> | 0.4 | 0 | 0 | Constrained, otherwise capacity available =400 kVA | --> | 0.38 | 0 | 0 | 0.38 | 0 |  | --> | C22 ex MIDLETON | Midleton [T101,T102] | MIDLETON |  | 51.9197 | -8.1876
288081 | MV/LV Substation PO***081 |  | 10 kV | _ | LV | 400 kVA :Building Structure | 0.4 | --> | 0.4 | 0.201 | 2.36 |  | --> | 0.38 | 0 | 0 | 0.352 | 0 |  | --> | C11 ex BRAY | Bray [T41,T42] | FASSAROE |  | 53.1847 | -6.188
009184 | MV/LV Substation BE***184 |  | 10 kV | _ | LV | 630 kVA :Kiosk Substation | 0.63 | --> | 0.63 | 0.5 | 8.16 |  | --> | 0.598 | 0 | 0.004 | 0 | 0 | Constrained, otherwise capacity available =587 kW | --> | C12 ex MOUNT MISERY | Mount Misery [T41,T42] | WATERFORD |  | 52.2702 | -7.0983
030640 | MV/LV Substation KI***640 |  | 20 kV | _ | LV | 50 kVA :Pole Substation | 0.05 | --> | 0.05 | 0 | 0 | Constrained, otherwise capacity available =40 kVA | --> | 0.048 | 0 | 0 | 0 | 0 | Constrained, otherwise capacity available =46 kW | --> | E19 ex FOXHOLE | Foxhole [T421,T422] | DUNGARVAN |  | 51.9786 | -7.9023
067129 | MV/LV Substation DI***129 |  | 10 kV | _ | LV | 400 kVA :Building Structure | 0.4 | --> | 0.4 | 0 | 0 | Constrained, otherwise capacity available =306 kVA | --> | 0.38 | 0 | 0.011 | 0 | 0 | Constrained, otherwise capacity available =359 kW | --> | C18 ex CORBALLY | Corbally [T41,T42] | ARDNACRUSHA |  | 52.6824 | -8.6152
058349X | MV/LV Substation BA***349X |  | 10 kV | _ | LV | 50 kVA :Pole Substation | 0.05 | --> | 0.05 | 0.035 | 3 |  | --> | 0.048 | 0 | 0 | 0 | 0 | Constrained, otherwise capacity available =45 kW | --> | C25 ex NENAGH | Nenagh [T41,T42] | NENAGH |  | 52.8731 | -8.0912
255011X | MV/LV Substation SE***011X |  | 10 kV | _ | LV | 50 kVA :Pole Substation | 0.05 | --> | 0.05 | 0 | 0 | Constrained, otherwise capacity available =47 kVA | --> | 0.048 | 0 | 0 | 0 | 0 | Constrained, otherwise capacity available =47 kW | --> | E12 ex KILLYBEGS | Killybegs [T422] | BINBANE |  | 54.672 | -8.4182
1394154 | MV/LV Substation OL***4154 |  | 10 kV | _ | LV | 50 kVA :Pole Substation | 0.05 | --> | 0.05 | 0.05 | 4 |  | --> | 0.048 | 0 | 0 | 0 | 0 | Constrained, otherwise capacity available =48 kW | --> | C18 ex BALLYJAMESDUFF | Ballyjamesduff [T41,T42] | SHANKILL |  | 53.853 | -7.199
1604419 | MV/LV Substation FR***4419 |  | 10 kV | _ | LV | 400 kVA :Kiosk Substation | 0.4 | --> | 0.4 | 0 | 0 | Constrained, otherwise capacity available =400 kVA | --> | 0.38 | 0 | 0 | 0 | 0 | Constrained, otherwise capacity available =380 kW | --> | C15 ex MOUNTMELLICK | Mountmellick [T41,T42] | PORTLAOISE |  | 53.1191 | -7.3339
093614 | MV/LV Substation MA***614 |  | 10 kV | _ | LV | 200 kVA :Pole Substation | 0.2 | --> | 0.2 | 0 | 0 | Constrained, otherwise capacity available =146 kVA | --> | 0.19 | 0 | 0 | 0.183 | 0 |  | --> | C17 ex GRANGE (DR) | Grange (dr) [T41,T42] | GRANGE (DR) |  | 53.4084 | -6.1431
1204296 | MV/LV Substation DE***4296 |  | 20 kV | _ | LV | 50 kVA :Pole Substation | 0.05 | --> | 0.05 | 0 | 0 | Constrained, otherwise capacity available =40 kVA | --> | 0.048 | 0 | 0 | 0 | 0 | Constrained, otherwise capacity available =46 kW | --> | E14 ex EDENDERRY | Edenderry [T421,T422] | BLAKE |  | 53.3448 | -6.9427
0934336 | MV/LV Substation RE***4336 |  | 10 kV | _ | LV | 630 kVA :Kiosk Substation | 0.63 | --> | 0.63 | 0 | 0 | Constrained, otherwise capacity available =630 kVA | --> | 0.598 | 0 | 0 | 0.5 | 0 |  | --> | C18 ex SUTTON | Sutton [T41,T42] | GRANGE (DR) |  | 53.4005 | -6.1364
162966 | MV/LV Substation TU***966 |  | 10 kV | _ | LV | 50 kVA :Pole Substation | 0.05 | --> | 0.05 | 0.045 | 0.25 |  | --> | 0.048 | 0 | 0 | 0 | 0 | Constrained, otherwise capacity available =47 kW | --> | C16 ex ROSSGEIR | Rossgeir [T41,T42] | LETTERKENNY |  | 54.869 | -7.5156
0664306 | MV/LV Substation SP***4306 |  | 20 kV | _ | LV | 50 kVA :Pole Substation | 0.05 | --> | 0.05 | 0 | 0 | Constrained, otherwise capacity available =50 kVA | --> | 0.048 | 0 | 0 | 0 | 0 | Constrained, otherwise capacity available =48 kW | --> | E16 ex ASHBOURNE | Ashbourne [T421,T422] | FINGLAS |  | 53.4972 | -6.3851
1544002 | MV/LV Substation CA***4002 |  | 10 kV | _ | LV | 400 kVA :Kiosk Substation | 0.4 | --> | 0.4 | 0 | 0 | Constrained, otherwise capacity available =264 kVA | --> | 0.38 | 0 | 0.03 | 0 | 0 | Constrained, otherwise capacity available =339 kW | --> | C21 ex MONEYCOOLEY | Moneycooley [T41,T42,T44] | GRIFFINRATH |  | 53.3867 | -6.585
350376 | MV/LV Substation CA***376 |  | 10 kV | _ | LV | 200 kVA :Pole Substation | 0.2 | --> | 0.2 | 0.168 | 1.57 |  | --> | 0.19 | 0 | 0 | 0 | 0 | Constrained, otherwise capacity available =186 kW | --> | C13 ex BUNDORAN | Bundoran [T41,T42] | CATHALEENS FALL |  | 54.4781 | -8.273
2884150 | MV/LV Substation BA***4150 |  | 10 kV | _ | LV | 1000 kVA :Building Structure | 1 | --> | 1 | 0 | 0 | Constrained, otherwise capacity available =1000 kVA | --> | 0.95 | 0 | 0 | 0.5 | 0 |  | --> | C14 ex CARRICKMINES | Carrickmines [T41,T42] | CARRICKMINES |  | 53.2544 | -6.1997
082756Y | MV/LV Substation SH***756Y |  | 10 kV | _ | LV | 630 kVA :Kiosk Substation | 0.63 | --> | 0.63 | 0.458 | 2.01 |  | --> | 0.598 | 0 | 0 | 0 | 0 | Constrained, otherwise capacity available =575 kW | --> | C15 ex ABBEYLAND | Abbeyland [T41,T42] | NAVAN |  | 53.6528 | -6.6892
029882X | MV/LV Substation RO***882X |  | 10 kV | _ | LV | 400 kVA :Kiosk Substation | 0.4 | --> | 0.4 | 0 | 0 | Constrained, otherwise capacity available =389 kVA | --> | 0.38 | 0 | 0.016 | 0 | 0 | Constrained, otherwise capacity available =367 kW | --> | C17 ex CARRIGTWOHILL |  |  |  | 51.8968 | -8.2484
050525Y | MV/LV Substation CR***525Y |  | 10 kV | _ | LV | 200 kVA :Kiosk Substation | 0.2 | --> | 0.2 | 0.057 | 7.61 |  | --> | 0.19 | 0 | 0 | 0 | 0 | Constrained, otherwise capacity available =170 kW | --> | C19 ex GARRYCASTLE | Garrycastle [T41,T42] | ATHLONE |  | 53.404 | -7.8849
025939 | MV/LV Substation ST***939 |  | 20 kV | _ | LV | 100 kVA :Pole Substation | 0.1 | --> | 0.1 | 0.092 | 2.96 |  | --> | 0.095 | 0 | 0 | 0 | 0 | Constrained, otherwise capacity available =94 kW | --> | E12 ex CHARLEVILLE | Charleville [T421,T422] | CHARLEVILLE |  | 52.3487 | -8.6648
365563X | MV/LV Substation LI***563X |  | 10 kV | _ | LV | 200 kVA :Kiosk Substation | 0.2 | --> | 0.2 | 0 | 0 | Constrained, otherwise capacity available =162 kVA | --> | 0.19 | 0 | 0 | 0.185 | 0 |  | --> | C12 ex TYMON | Tymon [T41,T42] | COOKSTOWN |  | 53.3069 | -6.3581
007143X | MV/LV Substation LI***143X |  | 10 kV | _ | LV | 400 kVA :Kiosk Substation | 0.4 | --> | 0.4 | 0 | 0 | Constrained, otherwise capacity available =386 kVA | --> | 0.38 | 0 | 0 | 0 | 0 | Constrained, otherwise capacity available =378 kW | --> | C18 ex MULGANNON | Mulgannon [T41,T42] | WEXFORD |  | 52.3123 | -6.4576
237512 | MV/LV Substation KA***512 |  | 10 kV | _ | LV | 200 kVA :Pole Substation | 0.2 | --> | 0.2 | 0 | 0 | Constrained, otherwise capacity available =144 kVA | --> | 0.19 | 0 | 0.015 | 0 | 0 | Constrained, otherwise capacity available =171 kW | --> | C11 ex KILSARAN | Kilsaran [T42] | DRYBRIDGE |  | 53.8884 | -6.3909
068869X | MV/LV Substation NC***869X |  | 10 kV | _ | LV | 1000 kVA :Building Structure | 1 | --> | 1 | 0.5 | 14.34 |  | --> | 0.95 | 0 | 0 | 0.5 | 0 |  | --> | C24 ex NORTH QUAYS | North Quays [T101,T102,T103] | POOLBEG |  | 53.3484 | -6.2423
365937X | MV/LV Substation CA***937X |  | 10 kV | _ | LV | 400 kVA :Kiosk Substation | 0.4 | --> | 0.4 | 0 | 0 | Constrained, otherwise capacity available =310 kVA | --> | 0.38 | 0 | 0.009 | 0.361 | 0 |  | --> | C14 ex FORTUNESTOWN | Fortunestown [T101,T102] | INCHICORE 220KV |  | 53.2826 | -6.4293
069617 | MV/LV Substation CL***617 |  | 10 kV | _ | LV | 630 kVA :Building Structure | 0.63 | --> | 0.63 | 0 | 0 | Constrained, otherwise capacity available =582 kVA | --> | 0.598 | 0 | 0 | 0.5 | 0 |  | --> | C12 ex DONNYBROOK | Donnybrook [T41,T42] | MILLTOWN (DR) |  | 53.314 | -6.2353
025564X | MV/LV Substation BU***564X |  | 10 kV | _ | LV | 50 kVA :Pole Substation | 0.05 | --> | 0.05 | 0 | 0 | Constrained, otherwise capacity available =26 kVA | --> | 0.048 | 0 | 0.006 | 0 | 0 | Constrained, otherwise capacity available =40 kW | --> | C11 ex KILMALLOCK | Kilmallock [T41,T42] | CHARLEVILLE |  | 52.4219 | -8.5268
069717 | MV/LV Substation WH***717 |  | 10 kV | _ | LV | 630 kVA :Kiosk Substation | 0.63 | --> | 0.63 | 0.498 | 0.91 |  | --> | 0.598 | 0 | 0 | 0.5 | 0 |  | --> | C13 ex KIMMAGE | Kimmage [T41,T42] | INCHICORE 220KV |  | 53.3092 | -6.3123
031097 | MV/LV Substation BA***097 |  | 20 kV | _ | LV | 50 kVA :Pole Substation | 0.05 | --> | 0.05 | 0 | 0 | Constrained, otherwise capacity available =40 kVA | --> | 0.048 | 0 | 0.056 | 0 | 0 | Constrained, otherwise capacity available =5 kW | --> | E18 ex SPRINGS | Springs [T421,T422] | DUNGARVAN |  | 52.0506 | -7.5817
3774078 | MV/LV Substation AR***4078 |  | 20 kV | _ | LV | 50 kVA :Pole Substation | 0.05 | --> | 0.05 | 0.05 | 0.76 |  | --> | 0.048 | 0 | 0 | 0 | 0 | Constrained, otherwise capacity available =48 kW | --> | E19 ex KENMARE | Kenmare [T421] | KNOCKEARAGH |  | 51.8035 | -9.9843
1654171 | MV/LV Substation CO***4171 |  | 20 kV | _ | LV | 200 kVA :Kiosk Substation | 0.2 | --> | 0.2 | 0 | 0 | Constrained, otherwise capacity available =152 kVA | --> | 0.19 | 0 | 0 | 0 | 0 | Constrained, otherwise capacity available =183 kW | --> | C11 ex TIMOLEAGUE | Timoleague [T41] | BANDON |  | 51.6502 | -8.7862
001714 | MV/LV Substation HA***714 |  | 10 kV | _ | LV | 200 kVA :Building Structure | 0.2 | --> | 0.2 | 0.131 | 4.37 |  | --> | 0.19 | 0 | 0 | 0.18 | 0 |  | --> | C19 ex DUN LAOGHAIRE | Dun Laoghaire [T41,T42] | BLACKROCK |  | 53.2956 | -6.1369
063899 | MV/LV Substation GR***899 |  | 10 kV | _ | LV | 100 kVA :Pole Substation | 0.1 | --> | 0.1 | 0 | 0 | Constrained, otherwise capacity available =100 kVA | --> | 0.095 | 0 | 0 | 0 | 0 | Constrained, otherwise capacity available =95 kW | --> | C19 ex BALLYBAILIE | Ballybailie [T41,T42] | DUNDALK |  | 53.853 | -6.5486
238871X | MV/LV Substation TO***871X |  | 20 kV | _ | LV | 100 kVA :Pole Substation | 0.1 | --> | 0.1 | 0 | 0 | Constrained, otherwise capacity available =73 kVA | --> | 0.095 | 0 | 0 | 0 | 0 | Constrained, otherwise capacity available =91 kW | --> | E11 ex BALLINROBE | Ballinrobe [T421,T422] | DALTON |  | 53.6135 | -9.2168
082048 | MV/LV Substation SI***048 |  | 20 kV | _ | LV | 100 kVA :Pole Substation | 0.1 | --> | 0.1 | 0 | 0 | Constrained, otherwise capacity available =75 kVA | --> | 0.095 | 0 | 0.017 | 0 | 0 | Constrained, otherwise capacity available =79 kW | --> | E16 ex ACADEMY STREET | Academy Street [T421,T422,T44] | NAVAN |  | 53.6401 | -6.6879
008923Y | MV/LV Substation FE***923Y |  | 10 kV | _ | LV | 100 kVA :Pole Substation | 0.1 | --> | 0.1 | 0.032 | 0.2 |  | --> | 0.095 | 0 | 0.044 | 0 | 0 | Constrained, otherwise capacity available =53 kW | --> | E17 ex BEALISTOWN | Bealistown [T421,T422] | GREAT ISLAND |  | 52.1893 | -6.8411
237194X | MV/LV Substation BU***194X |  | 10 kV | _ | LV | 630 kVA :Kiosk Substation | 0.63 | --> | 0.63 | 0 | 0 | Constrained, otherwise capacity available =547 kVA | --> | 0.598 | 0 | 0 | 0 | 0 | Constrained, otherwise capacity available =587 kW | --> | C18 ex DUNLEER | Dunleer [T41,T42] | DRYBRIDGE |  | 53.8304 | -6.4042
021858X | MV/LV Substation TE***858X |  | 10 kV | _ | LV | 200 kVA :Building Structure | 0.2 | --> | 0.2 | 0.156 | 6.78 |  | --> | 0.19 | 0 | 0 | 0.184 | 0 |  | --> | C39 ex CASTLEVIEW | Castleview [T101,T102] | CASTLEVIEW |  | 51.9034 | -8.3514
064168 | MV/LV Substation DO***168 |  | 20 kV | _ | LV | 100 kVA :Pole Substation | 0.1 | --> | 0.1 | 0 | 0 | Constrained, otherwise capacity available =64 kVA | --> | 0.095 | 0 | 0.008 | 0 | 0 | Constrained, otherwise capacity available =84 kW | --> | C13 ex MORNINGTON ROAD | Mornington Road [T41,T42] | DRYBRIDGE |  | 53.7115 | -6.278
1764235 | MV/LV Substation RY***4235 |  | 20 kV | _ | LV | 50 kVA :Pole Substation | 0.05 | --> | 0.05 | 0 | 0 | Constrained, otherwise capacity available =38 kVA | --> | 0.048 | 0 | 0 | 0 | 0 | Constrained, otherwise capacity available =46 kW | --> | E11 ex MACROOM | Macroom [T422] | MACROOM |  | 51.9836 | -8.8412
082772Y | MV/LV Substation CA***772Y |  | 20 kV | _ | LV | 400 kVA :Kiosk Substation | 0.4 | --> | 0.4 | 0 | 0 | Constrained, otherwise capacity available =357 kVA | --> | 0.38 | 0 | 0.01 | 0 | 0 | Constrained, otherwise capacity available =367 kW | --> | E16 ex ACADEMY STREET | Academy Street [T421,T422,T44] | NAVAN |  | 53.6382 | -6.6928
127653 | MV/LV Substation BE***653 |  | 20 kV | _ | LV | 50 kVA :Pole Substation | 0.05 | --> | 0.05 | 0 | 0 | Constrained, otherwise capacity available =40 kVA | --> | 0.048 | 0 | 0 | 0 | 0 | Constrained, otherwise capacity available =46 kW | --> | C16 ex HOLYCROSS ROAD | Holycross Road [T41,T42] | THURLES |  | 52.665 | -7.846
055018Y | MV/LV Substation LI***018Y |  | 20 kV | _ | LV | 400 kVA :Kiosk Substation | 0.4 | --> | 0.4 | 0 | 0 | Constrained, otherwise capacity available =382 kVA | --> | 0.38 | 0 | 0 | 0 | 0 | Constrained, otherwise capacity available =378 kW | --> | E22 ex ROSCREA | Roscrea [T41,T42] | IKERRIN |  | 52.9839 | -7.9265
050275X | MV/LV Substation BR***275X |  | 10 kV | _ | LV | 400 kVA :Kiosk Substation | 0.4 | --> | 0.4 | 0.14 | 7.61 |  | --> | 0.38 | 0 | 0.005 | 0 | 0 | Constrained, otherwise capacity available =339 kW | --> | C11 ex GARRYCASTLE | Garrycastle [T41,T42] | ATHLONE |  | 53.4212 | -7.9262
031098 | MV/LV Substation GA***098 |  | 20 kV | _ | LV | 100 kVA :Pole Substation | 0.1 | --> | 0.1 | 0 | 0 | Constrained, otherwise capacity available =99 kVA | --> | 0.095 | 0 | 0 | 0 | 0 | Constrained, otherwise capacity available =95 kW | --> | E18 ex SPRINGS | Springs [T421,T422] | DUNGARVAN |  | 52.0475 | -7.5687
068620 | MV/LV Substation IN***620 |  | 10 kV | _ | LV | 630 kVA :Building Structure | 0.63 | --> | 0.63 | 0.185 | 1.47 |  | --> | 0.598 | 0 | 0.007 | 0.5 | 0 |  | --> | C20 ex MARROWBONE LANE | Marrowbone Lane [T42] | INCHICORE 220KV |  | 53.3421 | -6.3173
030159 | MV/LV Substation B/***159 |  | 20 kV | _ | LV | 50 kVA :Pole Substation | 0.05 | --> | 0.05 | 0 | 0 | Constrained, otherwise capacity available =43 kVA | --> | 0.048 | 0 | 0 | 0 | 0 | Constrained, otherwise capacity available =46 kW | --> | C13 ex CLOYNE | Cloyne [T41] | MIDLETON |  | 51.8737 | -7.9904
108632 | MV/LV Substation PI***632 |  | 20 kV | _ | LV | 50 kVA :Pole Substation | 0.05 | --> | 0.05 | 0.046 | 1.57 |  | --> | 0.048 | 0 | 0 | 0 | 0 | Constrained, otherwise capacity available =47 kW | --> | C17 ex BALLYSHANNON | Ballyshannon [T41,T42] | CATHALEENS FALL |  | 54.5373 | -8.0853
365737X | MV/LV Substation CO***737X |  | 10 kV | _ | LV | 400 kVA :Kiosk Substation | 0.4 | --> | 0.4 | 0 | 0 | Constrained, otherwise capacity available =60 kVA | --> | 0.38 | 0 | 0.041 | 0.3 | 0 |  | --> | C17 ex SAGGART | Saggart [T41,T42] | GRANGE CASTLE |  | 53.2766 | -6.4245
252513X | MV/LV Substation CL***513X |  | 10 kV | _ | LV | 630 kVA :Building Structure | 0.63 | --> | 0.63 | 0.432 | 1.32 |  | --> | 0.598 | 0 | 0 | 0.5 | 0 |  | --> | C27 ex CLIFDEN | Clifden [T41,T42] | SCREEB |  | 53.4885 | -10.0168
021637Z | MV/LV Substation WA***637Z |  | 20 kV | _ | LV | 630 kVA :Building Structure | 0.63 | --> | 0.63 | 0 | 0 | Constrained, otherwise capacity available =503 kVA | --> | 0.598 | 0 | 0 | 0.5 | 0 |  | --> | C11 ex RIVERSTOWN | Riverstown [T41,T42] | KILBARRY |  | 52.0066 | -8.323
008699Z | MV/LV Substation BA***699Z |  | 10 kV | _ | LV | 50 kVA :Pole Substation | 0.05 | --> | 0.05 | 0.046 | 0.2 |  | --> | 0.048 | 0 | 0 | 0 | 0 | Constrained, otherwise capacity available =47 kW | --> | E17 ex BEALISTOWN | Bealistown [T421,T422] | GREAT ISLAND |  | 52.2649 | -6.8522
005111 | MV/LV Substation TA***111 |  | 10 kV | _ | LV | 100 kVA :Pole Substation | 0.1 | --> | 0.1 | 0.091 | 17.8 |  | --> | 0.095 | 0 | 0 | 0.094 | 0 |  | --> | E24 ex BANOGE | Banoge [T121,T122] | BANOGE |  | 52.6714 | -6.2138
059038 | MV/LV Substation DU***038 |  | 10 kV | _ | LV | 200 kVA :Pole Substation | 0.2 | --> | 0.2 | 0 | 0 | Constrained, otherwise capacity available =136 kVA | --> | 0.19 | 0 | 0 | 0 | 0 | Constrained, otherwise capacity available =181 kW | --> | C16 ex DERRYCRAMPH | Derrycramph [T41,T42] | SHANKILL |  | 53.982 | -7.3577
009338Y | MV/LV Substation IN***338Y |  | 10 kV | _ | LV | 630 kVA :Building Structure | 0.63 | --> | 0.63 | 0.5 | 0.53 | Constrained, otherwise capacity available =552 kVA | --> | 0.598 | 0 | 0 | 0 | 0 | Constrained, otherwise capacity available =588 kW | --> | C14 ex MANOR STREET | Manor Street [T41,T42] | WATERFORD |  | 52.2531 | -7.1088
081638X | MV/LV Substation BE***638X |  | 20 kV | _ | LV | 400 kVA :Kiosk Substation | 0.4 | --> | 0.4 | 0 | 0 | Constrained, otherwise capacity available =169 kVA | --> | 0.38 | 0 | 0.102 | 0.272 | 0 |  | --> | E20 ex ADAMSTOWN | Adamstown [T121,T122] | INCHICORE 220KV |  | 53.3417 | -6.4508
204428 | MV/LV Substation AG***428 |  | 20 kV | _ | LV | 50 kVA :Pole Substation | 0.05 | --> | 0.05 | 0 | 0 | Constrained, otherwise capacity available =44 kVA | --> | 0.048 | 0 | 0.01 | 0 | 0 | Constrained, otherwise capacity available =39 kW | --> | E17 ex BUNCRANA | Buncrana [T421,T422] | TRILLICK |  | 55.1319 | -7.4287
281038Y | MV/LV Substation GL***038Y |  | 10 kV | _ | LV | 400 kVA :Kiosk Substation | 0.4 | --> | 0.4 | 0.314 | 5.49 |  | --> | 0.38 | 0 | 0 | 0.368 | 0 |  | --> | C20 ex TRABEG | Trabeg [T101,T102] | TRABEG |  | 51.8773 | -8.4486
0334211 | MV/LV Substation BA***4211 |  | 20 kV | _ | LV | 50 kVA :Pole Substation | 0.05 | --> | 0.05 | 0 | 0 | Constrained, otherwise capacity available =40 kVA | --> | 0.048 | 0 | 0.006 | 0 | 0 | Constrained, otherwise capacity available =42 kW | --> | E17 ex KILMACTHOMAS | Kilmacthomas [T421,T422] | DUNGARVAN |  | 52.2533 | -7.4113
281915Z | MV/LV Substation B ***915Z |  | 20 kV | _ | LV | 1000 kVA :Building Structure | 1 | --> | 1 | 0.5 | 17.47 |  | --> | 0.95 | 0 | 0.02 | 0.5 | 0 |  | --> | E11 ex COOLROE | Coolroe [T121,T122] | COOLROE |  | 51.8895 | -8.5903
153141X | MV/LV Substation BA***141X |  | 20 kV | _ | LV | 100 kVA :Pole Substation | 0.1 | --> | 0.1 | 0 | 0 | Constrained, otherwise capacity available =91 kVA | --> | 0.095 | 0 | 0 | 0 | 0 | Constrained, otherwise capacity available =94 kW | --> | E13 ex BIRDHILL | Birdhill [T421,T422] | ARDNACRUSHA |  | 52.783 | -8.5591
051431X | MV/LV Substation KN***431X |  | 20 kV | _ | LV | 100 kVA :Pole Substation | 0.1 | --> | 0.1 | 0.096 | 2.22 |  | --> | 0.095 | 0 | 0 | 0.094 | 0 |  | --> | E17 ex CLARA | Clara [T421,T422] | THORNSBERRY |  | 53.4025 | -7.452
067105 | MV/LV Substation GR***105 |  | 10 kV | _ | LV | 400 kVA :Kiosk Substation | 0.4 | --> | 0.4 | 0 | 0 | Constrained, otherwise capacity available =365 kVA | --> | 0.38 | 0 | 0 | 0 | 0 | Constrained, otherwise capacity available =375 kW | --> | C16 ex CORBALLY | Corbally [T41,T42] | ARDNACRUSHA |  | 52.6663 | -8.6234
066018Y | MV/LV Substation HI***018Y |  | 10 kV | _ | LV | 200 kVA :Kiosk Substation | 0.2 | --> | 0.2 | 0 | 0 | Constrained, otherwise capacity available =115 kVA | --> | 0.19 | 0 | 0.014 | 0 | 0 | Constrained, otherwise capacity available =168 kW | --> | C23 ex SWORDS | Swords [T41,T42] | GLASMORE |  | 53.4548 | -6.2291
081279X | MV/LV Substation TH***279X |  | 10 kV | _ | LV | 200 kVA :Kiosk Substation | 0.2 | --> | 0.2 | 0 | 0 | Constrained, otherwise capacity available =139 kVA | --> | 0.19 | 0 | 0.032 | 0 | 0 | Constrained, otherwise capacity available =158 kW | --> | C17 ex CASTLEKNOCK | Castleknock [T41,T42] | FINGLAS |  | 53.3771 | -6.3761
0934245 | MV/LV Substation CL***4245 |  | 10 kV | _ | LV | 1000 kVA :Building Structure | 1 | --> | 1 | 0 | 0 | Constrained, otherwise capacity available =1000 kVA | --> | 0.95 | 0 | 0 | 0.5 | 0 |  | --> | C12 ex SUTTON | Sutton [T41,T42] | GRANGE (DR) |  | 53.3891 | -6.0786
0024064 | MV/LV Substation FI***4064 |  | 10 kV | _ | LV | 630 kVA :Kiosk Substation | 0.63 | --> | 0.63 | 0.5 | 4.51 |  | --> | 0.598 | 0 | 0 | 0.5 | 0 |  | --> | C20 ex BOGHALL ROAD | Boghall Road [T41,T42] | FASSAROE |  | 53.1838 | -6.0978
008919 | MV/LV Substation BI***919 |  | 20 kV | _ | LV | 100 kVA :Pole Substation | 0.1 | --> | 0.1 | 0.078 | 0.2 |  | --> | 0.095 | 0 | 0.042 | 0 | 0 | Constrained, otherwise capacity available =61 kW | --> | E15 ex BEALISTOWN | Bealistown [T421,T422] | GREAT ISLAND |  | 52.2673 | -6.7559
207589 | MV/LV Substation CR***589 |  | 10 kV | _ | LV | 50 kVA :Pole Substation | 0.05 | --> | 0.05 | 0.036 | 2.9 |  | --> | 0.048 | 0 | 0 | 0 | 0 | Constrained, otherwise capacity available =46 kW | --> | C18 ex GLENGOOLE | Glengoole [T42] | THURLES |  | 52.5604 | -7.6684
1374167 | MV/LV Substation BA***4167 |  | 10 kV | _ | LV | 100 kVA :Pole Substation | 0.1 | --> | 0.1 | 0.097 | 2 |  | --> | 0.095 | 0 | 0 | 0 | 0 | Constrained, otherwise capacity available =95 kW | --> | C19 ex CAUSEWAY | Causeway [T41,T42] | TRALEE |  | 52.3924 | -9.8257
062671Y | MV/LV Substation CO***671Y |  | 10 kV | _ | LV | 200 kVA :Kiosk Substation | 0.2 | --> | 0.2 | 0.15 | 1.03 |  | --> | 0.19 | 0 | 0.015 | 0 | 0 | Constrained, otherwise capacity available =172 kW | --> | C18 ex LITTLE MILLS | Little Mills [T41] | DUNDALK |  | 53.9258 | -6.4016
001241 | MV/LV Substation AV***241 |  | 10 kV | _ | LV | 400 kVA :Kiosk Substation | 0.4 | --> | 0.4 | 0.231 | 1.23 |  | --> | 0.38 | 0 | 0.106 | 0.278 | 0 |  | --> | C17 ex SALLYNOGGIN ROAD | Sallynoggin Road [T41,T42] | CHERRYWOOD |  | 53.2714 | -6.1272
117201Y | MV/LV Substation MO***201Y |  | 20 kV | _ | LV | 200 kVA :Kiosk Substation | 0.2 | --> | 0.2 | 0 | 0 | Constrained, otherwise capacity available =133 kVA | --> | 0.19 | 0 | 0.059 | 0 | 0 | Constrained, otherwise capacity available =137 kW | --> | E14 ex COLLOONEY | Collooney [T421,T422] | SLIGO |  | 54.1713 | -8.5983
139601X | MV/LV Substation GA***601X |  | 10 kV | _ | LV | 200 kVA :Pole Substation | 0.2 | --> | 0.2 | 0.137 | 4 |  | --> | 0.19 | 0 | 0 | 0 | 0 | Constrained, otherwise capacity available =181 kW | --> | C19 ex BALLYJAMESDUFF | Ballyjamesduff [T41,T42] | SHANKILL |  | 53.8285 | -7.2559
065475Z | MV/LV Substation HE***475Z |  | 20 kV | _ | LV | 50 kVA :Pole Substation | 0.05 | --> | 0.05 | 0 | 0 | Constrained, otherwise capacity available =42 kVA | --> | 0.048 | 0 | 0 | 0 | 0 | Constrained, otherwise capacity available =46 kW | --> | C11 ex LOUGHSHINNY | Loughshinny [T41,T42] | GLASMORE |  | 53.5526 | -6.1575
014831X | MV/LV Substation SU***831X |  | 10 kV | _ | LV | 50 kVA :Pole Substation | 0.05 | --> | 0.05 | 0.048 | 0.63 |  | --> | 0.048 | 0 | 0.005 | 0 | 0 | Constrained, otherwise capacity available =44 kW | --> | C16 ex KILCULLEN | Kilcullen [T41,T42,T424] | STRATFORD |  | 53.1082 | -6.8561
265775X | MV/LV Substation GO***775X |  | 20 kV | _ | LV | 50 kVA :Pole Substation | 0.05 | --> | 0.05 | 0.049 | 2.56 |  | --> | 0.048 | 0 | 0 | 0.047 | 0 |  | --> | C18 ex KILLESHANDRA | Killeshandra [T41,T42] | GORTAWEE |  | 53.9139 | -7.5134
018019 | MV/LV Substation CO***019 |  | 10 kV | _ | LV | 400 kVA :Kiosk Substation | 0.4 | --> | 0.4 | 0.305 | 3.75 |  | --> | 0.38 | 0 | 0.057 | 0 | 0 | Constrained, otherwise capacity available =325 kW | --> | C12 ex SMEARLA | Smearla [T41,T42] | TRIEN |  | 52.4483 | -9.4945
006691X | MV/LV Substation BA***691X |  | 20 kV | _ | LV | 100 kVA :Pole Substation | 0.1 | --> | 0.1 | 0 | 0 | Constrained, otherwise capacity available =51 kVA | --> | 0.095 | 0 | 0 | 0 | 0 | Constrained, otherwise capacity available =88 kW | --> | E18 ex CLONROCHE | Clonroche [T421,T422] | WEXFORD |  | 52.4318 | -6.6568
056593X | MV/LV Substation BA***593X |  | 20 kV | _ | LV | 50 kVA :Pole Substation | 0.05 | --> | 0.05 | 0.022 | 0.89 |  | --> | 0.048 | 0 | 0 | 0 | 0 | Constrained, otherwise capacity available =44 kW | --> | E20 ex BIRR | Birr [T41,T422] | DALLOW |  | 53.0233 | -8.0504
182026 | MV/LV Substation BE***026 |  | 20 kV | _ | LV | 200 kVA :Kiosk Substation | 0.2 | --> | 0.2 | 0 | 0 | Constrained, otherwise capacity available =92 kVA | --> | 0.19 | 0 | 0.011 | 0 | 0 | Constrained, otherwise capacity available =167 kW | --> | E21 ex CRATLOE | Cratloe [T421,T422] | ARDNACRUSHA |  | 52.743 | -8.7803
011861Y | MV/LV Substation TH***861Y |  | 10 kV | _ | LV | 400 kVA :Kiosk Substation | 0.4 | --> | 0.4 | 0.345 | 5.05 |  | --> | 0.38 | 0 | 0.013 | 0 | 0 | Constrained, otherwise capacity available =363 kW | --> | C13 ex MCDONAGH | Mcdonagh [T41,T42] | KILKENNY |  | 52.6656 | -7.2347
0694194 | MV/LV Substation HA***4194 |  | 10 kV | _ | LV | 1000 kVA :Building Structure | 1 | --> | 1 | 0.5 | 9.99 |  | --> | 0.95 | 0 | 0 | 0.5 | 0 |  | --> | C12 ex HAROLDS CROSS | Harolds Cross [T101,T102] | POOLBEG |  | 53.3242 | -6.2777
046074X | MV/LV Substation SR***074X |  | 10 kV | _ | LV | 200 kVA :Kiosk Substation | 0.2 | --> | 0.2 | 0.128 | 5.78 |  | --> | 0.19 | 0 | 0.014 | 0.17 | 0 |  | --> | C20 ex OAKFIELD | Oakfield [T41,T42] | SLIGO |  | 54.274 | -8.5031
095002 | MV/LV Substation AL***002 |  | 10 kV | _ | LV | 200 kVA :Pole Substation | 0.2 | --> | 0.2 | 0.12 | 1.1 |  | --> | 0.19 | 0 | 0.005 | 0 | 0 | Constrained, otherwise capacity available =175 kW | --> | C25 ex KILKEE | Kilkee [T41] | TULLABRACK |  | 52.6774 | -9.657
288168X | MV/LV Substation ES***168X |  | 10 kV | _ | LV | 400 kVA :Kiosk Substation | 0.4 | --> | 0.4 | 0.399 | 15.18 |  | --> | 0.38 | 0 | 0 | 0.38 | 0 |  | --> | C18 ex CENTRAL PARK | Central Park [T101,T102] | CARRICKMINES |  | 53.2714 | -6.2108
093268Z | MV/LV Substation BA***268Z |  | 10 kV | _ | LV | 400 kVA :Kiosk Substation | 0.4 | --> | 0.4 | 0 | 0 | Constrained, otherwise capacity available =310 kVA | --> | 0.38 | 0 | 0.048 | 0.332 | 0 |  | --> | C20 ex SUTTON | Sutton [T41,T42] | GRANGE (DR) |  | 53.3816 | -6.0668
054340Y | MV/LV Substation GL***340Y |  | 10 kV | _ | LV | 100 kVA :Pole Substation | 0.1 | --> | 0.1 | 0 | 0 | Constrained, otherwise capacity available =76 kVA | --> | 0.095 | 0 | 0.005 | 0 | 0 | Constrained, otherwise capacity available =88 kW | --> | C20 ex PORTLAOISE | Portlaoise [T41,T42] | PORTLAOISE |  | 53.0326 | -7.2866
281496Z | MV/LV Substation 0 ***496Z |  | 10 kV | _ | LV | 630 kVA :Building Structure | 0.63 | --> | 0.63 | 0 | 0 | Constrained, otherwise capacity available =169 kVA | --> | 0.598 | 0 | 0 | 0.5 | 0 |  | --> | C17 ex BISHOPSTOWN | Bishopstown [T41,T42] | KILBARRY |  | 51.8852 | -8.583
127339 | MV/LV Substation SL***339 |  | 10 kV | _ | LV | 100 kVA :Pole Substation | 0.1 | --> | 0.1 | 0 | 0 | Constrained, otherwise capacity available =62 kVA | --> | 0.095 | 0 | 0.005 | 0 | 0 | Constrained, otherwise capacity available =86 kW | --> | C17 ex LOUGHTAGALLA | Loughtagalla [T41,T42] | THURLES |  | 52.6837 | -7.8044
210663X | MV/LV Substation CO***663X |  | 10 kV | _ | LV | 200 kVA :Pole Substation | 0.2 | --> | 0.2 | 0.183 | 1.15 |  | --> | 0.19 | 0 | 0 | 0 | 0 | Constrained, otherwise capacity available =188 kW | --> | C18 ex TULLYNAMALRA | Tullynamalra [T41,T42] | MEATH HILL |  | 54.0656 | -6.8144
039250X | MV/LV Substation KE***250X |  | 20 kV | _ | LV | 400 kVA :Kiosk Substation | 0.4 | --> | 0.4 | 0.346 | 11.03 |  | --> | 0.38 | 0 | 0 | 0.372 | 0 |  | --> | C36 ex SALTHILL | Salthill [T101,T102] | SALTHILL |  | 53.2967 | -9.0935
039230X | MV/LV Substation KI***230X |  | 10 kV | _ | LV | 400 kVA :Kiosk Substation | 0.4 | --> | 0.4 | 0.29 | 11.03 |  | --> | 0.38 | 0 | 0.045 | 0.331 | 0 |  | --> | C18 ex SALTHILL | Salthill [T101,T102] | SALTHILL |  | 53.2642 | -9.1239
3654132 | MV/LV Substation KI***4132 |  | 10 kV | _ | LV | 400 kVA :Kiosk Substation | 0.4 | --> | 0.4 | 0 | 0 | Constrained, otherwise capacity available =398 kVA | --> | 0.38 | 0 | 0 | 0.38 | 0 |  | --> | C15 ex SAGGART | Saggart [T41,T42] | GRANGE CASTLE |  | 53.2679 | -6.3773
207228Y | MV/LV Substation RO***228Y |  | 10 kV | _ | LV | 200 kVA :Pole Substation | 0.2 | --> | 0.2 | 0.2 | 3.38 |  | --> | 0.19 | 0 | 0 | 0 | 0 | Constrained, otherwise capacity available =190 kW | --> | C15 ex GLENGOOLE | Glengoole [T41] | THURLES |  | 52.7271 | -7.5753
067294 | MV/LV Substation CH***294 |  | 20 kV | _ | LV | 50 kVA :Pole Substation | 0.05 | --> | 0.05 | 0.03 | 6.81 |  | --> | 0.048 | 0 | 0.022 | 0.028 | 0 |  | --> | C06 ex AHANE | Ahane [T102] | AHANE |  | 52.6887 | -8.5066
001152 | MV/LV Substation GL***152 |  | 10 kV | _ | LV | 400 kVA :Kiosk Substation | 0.4 | --> | 0.4 | 0.226 | 1.23 |  | --> | 0.38 | 0 | 0.023 | 0.338 | 0 |  | --> | C22 ex SALLYNOGGIN ROAD | Sallynoggin Road [T41,T42] | CHERRYWOOD |  | 53.2847 | -6.133
0124154 | MV/LV Substation TH***4154 |  | 20 kV | _ | LV | 50 kVA :Pole Substation | 0.05 | --> | 0.05 | 0.05 | 2.83 |  | --> | 0.048 | 0 | 0 | 0 | 0 | Constrained, otherwise capacity available =48 kW | --> | E17 ex BAGENALSTOWN | Bagenalstown [T421,T422] | CARLOW |  | 52.7554 | -7.0733
042077 | MV/LV Substation DU***077 |  | 10 kV | _ | LV | 630 kVA :Building Structure | 0.63 | --> | 0.63 | 0.407 | 1.51 |  | --> | 0.598 | 0 | 0.02 | 0 | 0 | Constrained, otherwise capacity available =553 kW | --> | C19 ex TURLOUGH ROAD | Turlough Road [T43] | CASTLEBAR |  | 53.8564 | -9.3014
068934X | MV/LV Substation HA***934X |  | 10 kV | _ | LV | 1000 kVA :Building Structure | 1 | --> | 1 | 0.5 | 9.02 |  | --> | 0.95 | 0 | 0 | 0.5 | 0 |  | --> | C14 ex MISERY HILL | Misery Hill [T101,T102] | POOLBEG |  | 53.3443 | -6.2345
021505Z | MV/LV Substation BR***505Z |  | 10 kV | _ | LV | 50 kVA :Pole Substation | 0.05 | --> | 0.05 | 0 | 0 | Constrained, otherwise capacity available =43 kVA | --> | 0.048 | 0 | 0 | 0.046 | 0 |  | --> | C16 ex RIVERSTOWN | Riverstown [T41,T42] | KILBARRY |  | 51.9963 | -8.3346
006031 | MV/LV Substation PR***031 |  | 10 kV | _ | LV | 50 kVA :Pole Substation | 0.05 | --> | 0.05 | 0.042 | 3.12 |  | --> | 0.048 | 0 | 0 | 0 | 0 | Constrained, otherwise capacity available =46 kW | --> | C14 ex BELLFIELD | Bellfield [T41,T42] | CRANE |  | 52.5079 | -6.5769
0504004 | MV/LV Substation LI***4004 |  | 20 kV | _ | LV | 50 kVA :Pole Substation | 0.05 | --> | 0.05 | 0 | 0 | Constrained, otherwise capacity available =50 kVA | --> | 0.048 | 0 | 0 | 0 | 0 | Constrained, otherwise capacity available =48 kW | --> | E11 ex CREAGH | Creagh [T421,T422] | ATHLONE |  | 53.4626 | -8.2057
253958Z | MV/LV Substation QU***958Z |  | 20 kV | _ | LV | 50 kVA :Pole Substation | 0.05 | --> | 0.05 | 0 | 0 | Constrained, otherwise capacity available =46 kVA | --> | 0.048 | 0 | 0 | 0 | 0 | Constrained, otherwise capacity available =47 kW | --> | C23 ex TUAM NORTH | Tuam North [T41,T42] | CLOON |  | 53.5606 | -8.8002
156385 | MV/LV Substation DO***385 |  | 20 kV | _ | LV | 200 kVA :Pole Substation | 0.2 | --> | 0.2 | 0.159 | 2.47 |  | --> | 0.19 | 0 | 0 | 0 | 0 | Constrained, otherwise capacity available =184 kW | --> | E19 ex TELAYDON | Telaydon [T42,T421] | LISDRUM |  | 54.3115 | -7.0008
082410Y | MV/LV Substation RI***410Y |  | 10 kV | _ | LV | 630 kVA :Kiosk Substation | 0.63 | --> | 0.63 | 0 | 0 | Constrained, otherwise capacity available =489 kVA | --> | 0.598 | 0 | 0 | 0 | 0 | Constrained, otherwise capacity available =579 kW | --> | C30 ex ACADEMY STREET | Academy Street [T421,T422,T44] | NAVAN |  | 53.6533 | -6.6807
008124Z | MV/LV Substation DO***124Z |  | 10 kV | _ | LV | 50 kVA :Pole Substation | 0.05 | --> | 0.05 | 0.049 | 0.24 |  | --> | 0.048 | 0 | 0 | 0 | 0 | Constrained, otherwise capacity available =47 kW | --> | C15 ex ROSBERCON | Rosbercon [T41,T42] | WATERFORD |  | 52.3898 | -6.9643
007707X | MV/LV Substation DA***707X |  | 20 kV | _ | LV | 50 kVA :Pole Substation | 0.05 | --> | 0.05 | 0.034 | 0.2 |  | --> | 0.048 | 0 | 0 | 0 | 0 | Constrained, otherwise capacity available =45 kW | --> | E15 ex BEALISTOWN | Bealistown [T421,T422] | GREAT ISLAND |  | 52.235 | -6.7283
071519 | MV/LV Substation KI***519 |  | 10 kV | _ | LV | 200 kVA :Pole Substation | 0.2 | --> | 0.2 | 0 | 0 | Constrained, otherwise capacity available =143 kVA | --> | 0.19 | 0 | 0.017 | 0.17 | 0 |  | --> | C14 ex GREYSTONES | Greystones [T41,T42] | FASSAROE |  | 53.1438 | -6.091
0684483 | MV/LV Substation LI***4483 |  | 10 kV | _ | LV | 1000 kVA :Building Structure | 1 | --> | 1 | 0.5 | 7.2 |  | --> | 0.95 | 0 | 0 | 0.5 | 0 |  | --> | C13 ex TRINITY | Trinity [T101,T102] | POOLBEG |  | 53.3456 | -6.2436
033498X | MV/LV Substation TY***498X |  | 10 kV | _ | LV | 50 kVA :Pole Substation | 0.05 | --> | 0.05 | 0 | 0 | Constrained, otherwise capacity available =30 kVA | --> | 0.048 | 0 | 0.011 | 0.037 | 0 |  | --> | C16 ex CREGG ROAD | Cregg Road [T41,T42] | BALLYDINE |  | 52.3453 | -7.3536
209004X | MV/LV Substation BI***004X |  | 20 kV | _ | LV | 100 kVA :Pole Substation | 0.1 | --> | 0.1 | 0 | 0 | Constrained, otherwise capacity available =86 kVA | --> | 0.095 | 0 | 0 | 0 | 0 | Constrained, otherwise capacity available =93 kW | --> | C14 ex MILFORD (NR) | Milford (nr) [T41,T42] | LETTERKENNY |  | 55.2051 | -7.7785
184277 | MV/LV Substation DR***277 |  | 10 kV | _ | LV | 50 kVA :Pole Substation | 0.05 | --> | 0.05 | 0.036 | 3.38 |  | --> | 0.048 | 0 | 0 | 0 | 0 | Constrained, otherwise capacity available =46 kW | --> | C18 ex CASTLEBLAYNEY | Castleblayney [T41,T42] | DUNDALK |  | 54.1276 | -6.7361
021667X | MV/LV Substation ER***667X |  | 10 kV | _ | LV | 200 kVA :Kiosk Substation | 0.2 | --> | 0.2 | 0.171 | 6.78 |  | --> | 0.19 | 0 | 0.015 | 0.175 | 0 |  | --> | C16 ex CASTLEVIEW | Castleview [T101,T102] | CASTLEVIEW |  | 51.914 | -8.3637
156848Y | MV/LV Substation KI***848Y |  | 10 kV | _ | LV | 100 kVA :Pole Substation | 0.1 | --> | 0.1 | 0.092 | 2.04 |  | --> | 0.095 | 0 | 0.005 | 0 | 0 | Constrained, otherwise capacity available =90 kW | --> | C18 ex BALLYBAY | Ballybay [T41,T42] | LISDRUM |  | 54.1934 | -6.9127
016209Z | MV/LV Substation DO***209Z |  | 20 kV | _ | LV | 200 kVA :Kiosk Substation | 0.2 | --> | 0.2 | 0 | 0 | Constrained, otherwise capacity available =170 kVA | --> | 0.19 | 0 | 0.06 | 0 | 0 | Constrained, otherwise capacity available =141 kW | --> | E12 ex KILCOCK | Kilcock [T421,T422] | GRIFFINRATH |  | 53.4216 | -6.5495
052891Z | MV/LV Substation KI***891Z |  | 10 kV | _ | LV | 400 kVA :Kiosk Substation | 0.4 | --> | 0.4 | 0 | 0 | Constrained, otherwise capacity available =293 kVA | --> | 0.38 | 0 | 0 | 0 | 0 | Constrained, otherwise capacity available =365 kW | --> | C17 ex DELVIN | Delvin [T41,T42] | MULLINGAR |  | 53.6652 | -7.0201
0754203 | MV/LV Substation KI***4203 |  | 20 kV | _ | LV | 50 kVA :Pole Substation | 0.05 | --> | 0.05 | 0.05 | 1.13 |  | --> | 0.048 | 0 | 0 | 0 | 0 | Constrained, otherwise capacity available =48 kW | --> | E22 ex BUNCLODY | Bunclody [T421,T422] | CRANE |  | 52.6854 | -6.6799
065266Z | MV/LV Substation GE***266Z |  | 10 kV | _ | LV | 630 kVA :Building Structure | 0.63 | --> | 0.63 | 0 | 0 | Constrained, otherwise capacity available =585 kVA | --> | 0.598 | 0 | 0 | 0 | 0 | Constrained, otherwise capacity available =592 kW | --> | C16 ex BALBRIGGAN | Balbriggan [T42] | GLASMORE |  | 53.6111 | -6.1833
0674203 | MV/LV Substation TA***4203 |  | 10 kV | _ | LV | 400 kVA :Building Structure | 0.4 | --> | 0.4 | 0 | 0 | Constrained, otherwise capacity available =400 kVA | --> | 0.38 | 0 | 0 | 0.38 | 0 |  | --> | C16 ex RAHEEN | Raheen [T41,T42] | LIMERICK |  | 52.6149 | -8.6638
011025 | MV/LV Substation CE***025 |  | 10 kV | _ | LV | 400 kVA :Building Structure | 0.4 | --> | 0.4 | 0.297 | 5.05 |  | --> | 0.38 | 0 | 0.1 | 0 | 0 | Constrained, otherwise capacity available =292 kW | --> | C13 ex MCDONAGH | Mcdonagh [T41,T42] | KILKENNY |  | 52.6682 | -7.2486
081019Z | MV/LV Substation MO***019Z |  | 10 kV | _ | LV | 200 kVA :Kiosk Substation | 0.2 | --> | 0.2 | 0 | 0 | Constrained, otherwise capacity available =24 kVA | --> | 0.19 | 0 | 0.039 | 0.136 | 0 |  | --> | C20 ex BALGADDY | Balgaddy [T41,T42] | GRANGE CASTLE |  | 53.3424 | -6.4305
0084254 | MV/LV Substation SC***4254 |  | 20 kV | _ | LV | 50 kVA :Pole Substation | 0.05 | --> | 0.05 | 0 | 0 | Constrained, otherwise capacity available =50 kVA | --> | 0.048 | 0 | 0 | 0 | 0 | Constrained, otherwise capacity available =48 kW | --> | E17 ex KNOCKMULLEN | Knockmullen [T42,T421] | GREAT ISLAND |  | 52.3566 | -6.7861
160904 | MV/LV Substation CE***904 |  | 20 kV | _ | LV | 50 kVA :Pole Substation | 0.05 | --> | 0.05 | 0 | 0 | Constrained, otherwise capacity available =50 kVA | --> | 0.048 | 0 | 0 | 0 | 0 | Constrained, otherwise capacity available =48 kW | --> | E11 ex PORTLAOISE |  |  |  | 53.0724 | -7.1404
249017 | MV/LV Substation CO***017 |  | 10 kV | _ | LV | 200 kVA :Pole Substation | 0.2 | --> | 0.2 | 0 | 0 | Constrained, otherwise capacity available =90 kVA | --> | 0.19 | 0 | 0.006 | 0 | 0 | Constrained, otherwise capacity available =170 kW | --> | C19 ex LISMORE | Lismore [T41,T42] | DUNGARVAN |  | 52.0953 | -8.0076
047433 | MV/LV Substation BA***433 |  | 10 kV | _ | LV | 50 kVA :Pole Substation | 0.05 | --> | 0.05 | 0.035 | 1.04 |  | --> | 0.048 | 0 | 0 | 0 | 0 | Constrained, otherwise capacity available =45 kW | --> | C12 ex BOYLE | Boyle [T41,T42] | CARRICK ON SHANNON |  | 53.9426 | -8.3302
093350Z | MV/LV Substation CA***350Z |  | 10 kV | _ | LV | 630 kVA :Kiosk Substation | 0.63 | --> | 0.63 | 0 | 0 | Constrained, otherwise capacity available =571 kVA | --> | 0.598 | 0 | 0 | 0.5 | 0 |  | --> | C20 ex POPPINTREE | Poppintree [T101,T102] | FINGLAS |  | 53.4034 | -6.2733
006501X | MV/LV Substation BL***501X |  | 10 kV | _ | LV | 200 kVA :Kiosk Substation | 0.2 | --> | 0.2 | 0.179 | 3.12 |  | --> | 0.19 | 0 | 0.005 | 0 | 0 | Constrained, otherwise capacity available =183 kW | --> | C14 ex BELLFIELD | Bellfield [T41,T42] | CRANE |  | 52.5117 | -6.5644
1204255 | MV/LV Substation CO***4255 |  | 10 kV | _ | LV | 50 kVA :Pole Substation | 0.05 | --> | 0.05 | 0.042 | 3.5 |  | --> | 0.048 | 0 | 0 | 0 | 0 | Constrained, otherwise capacity available =46 kW | --> | E14 ex DUNFIRTH | Dunfirth [T122] | DUNFIRTH |  | 53.3429 | -6.8273
281158Z | MV/LV Substation AM***158Z |  | 10 kV | _ | LV | 200 kVA :Building Structure | 0.2 | --> | 0.2 | 0 | 0 | Constrained, otherwise capacity available =143 kVA | --> | 0.19 | 0 | 0 | 0 | 0 | Constrained, otherwise capacity available =182 kW | --> | C22 ex KILMONEY | Kilmoney [T41,T42] | TRABEG |  | 51.8109 | -8.3834
164530 | MV/LV Substation DE***530 |  | 10 kV | _ | LV | 50 kVA :Pole Substation | 0.05 | --> | 0.05 | 0 | 0 | Constrained, otherwise capacity available =44 kVA | --> | 0.048 | 0 | 0 | 0 | 0 | Constrained, otherwise capacity available =47 kW | --> | C12 ex SKIBBEREEN | Skibbereen [T41,T42] | DUNMANWAY |  | 51.5464 | -9.2886
161789X | MV/LV Substation SC***789X |  | 20 kV | _ | LV | 50 kVA :Pole Substation | 0.05 | --> | 0.05 | 0 | 0 | Constrained, otherwise capacity available =32 kVA | --> | 0.048 | 0 | 0.006 | 0 | 0 | Constrained, otherwise capacity available =40 kW | --> | C12 ex SPIDDAL |  |  |  | 53.2455 | -9.3871
033661 | MV/LV Substation MU***661 |  | 10 kV | _ | LV | 100 kVA :Pole Substation | 0.1 | --> | 0.1 | 0.033 | 0.04 |  | --> | 0.095 | 0 | 0.008 | 0 | 0 | Constrained, otherwise capacity available =80 kW | --> | C18 ex CALLAN | Callan [T41,T42] | KILKENNY |  | 52.5114 | -7.5047
365692X | MV/LV Substation DO***692X |  | 10 kV | _ | LV | 630 kVA :Kiosk Substation | 0.63 | --> | 0.63 | 0 | 0 | Constrained, otherwise capacity available =130 kVA | --> | 0.598 | 0 | 0 | 0.5 | 0 |  | --> | C11 ex BELGARD | Belgard [T41,T42] | COOKSTOWN |  | 53.2877 | -6.3663
108949 | MV/LV Substation PA***949 |  | 10 kV | _ | LV | 100 kVA :Pole Substation | 0.1 | --> | 0.1 | 0.098 | 1.57 |  | --> | 0.095 | 0 | 0 | 0 | 0 | Constrained, otherwise capacity available =95 kW | --> | C16 ex BALLYSHANNON | Ballyshannon [T41,T42] | CATHALEENS FALL |  | 54.5282 | -8.2369
176538Y | MV/LV Substation BR***538Y |  | 20 kV | _ | LV | 100 kVA :Pole Substation | 0.1 | --> | 0.1 | 0 | 0 | Constrained, otherwise capacity available =96 kVA | --> | 0.095 | 0 | 0.005 | 0 | 0 | Constrained, otherwise capacity available =91 kW | --> | E11 ex MACROOM | Macroom [T422] | MACROOM |  | 51.9796 | -8.8373
0624327 | MV/LV Substation GR***4327 |  | 10 kV | _ | LV | 630 kVA :Kiosk Substation | 0.63 | --> | 0.63 | 0.5 | 3.12 |  | --> | 0.598 | 0 | 0.034 | 0 | 0 | Constrained, otherwise capacity available =566 kW | --> | C21 ex MARSHES | Marshes [T41,T42] | DUNDALK |  | 53.96 | -6.3885
248855 | MV/LV Substation MA***855 |  | 20 kV | _ | LV | 100 kVA :Pole Substation | 0.1 | --> | 0.1 | 0 | 0 | Constrained, otherwise capacity available =50 kVA | --> | 0.095 | 0 | 0 | 0 | 0 | Constrained, otherwise capacity available =88 kW | --> | E18 ex KILCOCK | Kilcock [T421,T422] | GRIFFINRATH |  | 53.3911 | -6.6415
082421 | MV/LV Substation KI***421 |  | 20 kV | _ | LV | 100 kVA :Pole Substation | 0.1 | --> | 0.1 | 0.058 | 0.64 |  | --> | 0.095 | 0 | 0.009 | 0 | 0 | Constrained, otherwise capacity available =82 kW | --> | E14 ex RANDALSTOWN | Randalstown [T422] | NAVAN |  | 53.7006 | -6.6803
164039X | MV/LV Substation CO***039X |  | 10 kV | _ | LV | 50 kVA :Pole Substation | 0.05 | --> | 0.05 | 0 | 0 | Constrained, otherwise capacity available =49 kVA | --> | 0.048 | 0 | 0 | 0 | 0 | Constrained, otherwise capacity available =47 kW | --> | C22 ex SKIBBEREEN | Skibbereen [T41,T42] | DUNMANWAY |  | 51.5647 | -9.2634
050040Y | MV/LV Substation MO***040Y |  | 10 kV | _ | LV | 400 kVA :Kiosk Substation | 0.4 | --> | 0.4 | 0.13 | 6.49 |  | --> | 0.38 | 0 | 0.187 | 0 | 0 | Constrained, otherwise capacity available =203 kW | --> | C20 ex BUSHFIELD | Bushfield [T41,T42] | ATHLONE |  | 53.4278 | -7.8996
160010Z | MV/LV Substation TH***010Z |  | 20 kV | _ | LV | 400 kVA :Kiosk Substation | 0.4 | --> | 0.4 | 0 | 0 | Constrained, otherwise capacity available =305 kVA | --> | 0.38 | 0 | 0.025 | 0 | 0 | Constrained, otherwise capacity available =348 kW | --> | C11 ex KILDARE | Kildare [T41,T42] | NEWBRIDGE |  | 53.1499 | -7.0534
058089X | MV/LV Substation AR***089X |  | 20 kV | _ | LV | 100 kVA :Pole Substation | 0.1 | --> | 0.1 | 0 | 0 | Constrained, otherwise capacity available =83 kVA | --> | 0.095 | 0 | 0.005 | 0 | 0 | Constrained, otherwise capacity available =89 kW | --> | C17 ex KYLEERAGH | Kyleeragh [T41,T42] | NENAGH |  | 52.9352 | -8.1572
158234X | MV/LV Substation FI***234X |  | 10 kV | _ | LV | 50 kVA :Pole Substation | 0.05 | --> | 0.05 | 0.036 | 0.83 |  | --> | 0.048 | 0 | 0.02 | 0 | 0 | Constrained, otherwise capacity available =31 kW | --> | C17 ex MILLTOWN MALBAY | Milltown Malbay [T42] | TULLABRACK |  | 52.7983 | -9.4313
031815 | MV/LV Substation CO***815 |  | 20 kV | _ | LV | 50 kVA :Pole Substation | 0.05 | --> | 0.05 | 0 | 0 | Constrained, otherwise capacity available =45 kVA | --> | 0.048 | 0 | 0.01 | 0 | 0 | Constrained, otherwise capacity available =39 kW | --> | E12 ex KILMACTHOMAS | Kilmacthomas [T421,T422] | DUNGARVAN |  | 52.2051 | -7.418
007554Y | MV/LV Substation CA***554Y |  | 20 kV | _ | LV | 50 kVA :Pole Substation | 0.05 | --> | 0.05 | 0.046 | 16.12 |  | --> | 0.048 | 0 | 0.01 | 0.04 | 0 |  | --> | E21 ex WEXFORD | Wexford [T121,T122] | WEXFORD |  | 52.3872 | -6.4498
013307 | MV/LV Substation FA***307 |  | 10 kV | _ | LV | 200 kVA :Pole Substation | 0.2 | --> | 0.2 | 0.121 | 0.12 | Constrained, otherwise capacity available =158 kVA | --> | 0.19 | 0 | 0.03 | 0.162 | 0 |  | --> | C21 ex ATHY | Athy [T101,T102] | ATHY |  | 52.9559 | -7.082
0044034 | MV/LV Substation CL***4034 |  | 10 kV | _ | LV | 100 kVA :Pole Substation | 0.1 | --> | 0.1 | 0.1 | 0.45 |  | --> | 0.095 | 0 | 0 | 0 | 0 | Constrained, otherwise capacity available =95 kW | --> | C15 ex KILMAGIG | Kilmagig [T42] | ARKLOW |  | 52.82 | -6.2536
001071X | MV/LV Substation LA***071X |  | 10 kV | _ | LV | 200 kVA :Kiosk Substation | 0.2 | --> | 0.2 | 0.182 | 4.37 |  | --> | 0.19 | 0 | 0.005 | 0.184 | 0 |  | --> | C14 ex DUN LAOGHAIRE | Dun Laoghaire [T41,T42] | BLACKROCK |  | 53.2862 | -6.1578
204514 | MV/LV Substation PU***514 |  | 20 kV | _ | LV | 50 kVA :Pole Substation | 0.05 | --> | 0.05 | 0.047 | 2.02 |  | --> | 0.048 | 0 | 0 | 0 | 0 | Constrained, otherwise capacity available =47 kW | --> | E17 ex BALLYMACARRY | Ballymacarry [T421] | TRILLICK |  | 55.1182 | -7.4582
032253 | MV/LV Substation I/***253 |  | 20 kV | _ | LV | 50 kVA :Pole Substation | 0.05 | --> | 0.05 | 0 | 0 | Constrained, otherwise capacity available =39 kVA | --> | 0.048 | 0 | 0 | 0 | 0 | Constrained, otherwise capacity available =46 kW | --> | C21 ex TRAMORE | Tramore [T41,T42] | BUTLERSTOWN |  | 52.1554 | -7.1963
064179Y | MV/LV Substation AB***179Y |  | 20 kV | _ | LV | 630 kVA :Kiosk Substation | 0.63 | --> | 0.63 | 0 | 0 | Constrained, otherwise capacity available =334 kVA | --> | 0.598 | 0 | 0 | 0 | 0 | Constrained, otherwise capacity available =557 kW | --> | E15 ex DULEEK | Duleek [T421,T422] | DRYBRIDGE |  | 53.6382 | -6.4117
037030 | MV/LV Substation DO***030 |  | 10 kV | _ | LV | 50 kVA :Pole Substation | 0.05 | --> | 0.05 | 0 | 13.05 |  | --> | 0.048 | 0 | 0 | 0.039 | 0 |  | --> | C19 ex ENNIS | Ennis [T101,T102] | ENNIS |  | 52.8388 | -8.9663
281088X | MV/LV Substation HI***088X |  | 10 kV | _ | LV | 400 kVA :Building Structure | 0.4 | --> | 0.4 | 0.301 | 7.88 |  | --> | 0.38 | 0 | 0 | 0.366 | 0 |  | --> | C23 ex LIBERTY STREET | Liberty Street [T101,T102] | LIBERTY STREET |  | 51.8976 | -8.4696
013831Y | MV/LV Substation KI***831Y |  | 10 kV | _ | LV | 50 kVA :Pole Substation | 0.05 | --> | 0.05 | 0.032 | 0.12 |  | --> | 0.048 | 0 | 0 | 0.045 | 0 |  | --> | C26 ex ATHY | Athy [T101,T102] | ATHY |  | 53.0431 | -7.0157
011691Z | MV/LV Substation MC***691Z |  | 10 kV | _ | LV | 630 kVA :Building Structure | 0.63 | --> | 0.63 | 0.5 | 5.05 |  | --> | 0.598 | 0 | 0 | 0 | 0 | Constrained, otherwise capacity available =590 kW | --> | C12 ex MCDONAGH | Mcdonagh [T41,T42] | KILKENNY |  | 52.6549 | -7.2444
433910 | MV/LV Substation LO***910 |  | 20 kV | _ | LV | 50 kVA :Pole Substation | 0.05 | --> | 0.05 | 0 | 0 | Constrained, otherwise capacity available =49 kVA | --> | 0.048 | 0 | 0 | 0 | 0 | Constrained, otherwise capacity available =47 kW | --> | C12 ex BALLAGHADERREEN | Ballaghaderreen [T41,T42] | TONROE |  | 53.8306 | -8.5532
081293Z | MV/LV Substation TH***293Z |  | 10 kV | _ | LV | 630 kVA :Kiosk Substation | 0.63 | --> | 0.63 | 0 | 0 | Constrained, otherwise capacity available =630 kVA | --> | 0.598 | 0 | 0 | 0.5 | 0 |  | --> | C16 ex CLONDALKIN | Clondalkin [T41,T42,T44] | INCHICORE 220KV |  | 53.3241 | -6.3941
0554426 | MV/LV Substation KI***4426 |  | 10 kV | _ | LV | 50 kVA :Pole Substation | 0.05 | --> | 0.05 | 0 | 0 | Constrained, otherwise capacity available =50 kVA | --> | 0.048 | 0 | 0 | 0 | 0 | Constrained, otherwise capacity available =48 kW | --> | C20 ex TEMPLEMORE | Templemore [T41,T42] | IKERRIN |  | 52.8394 | -7.8226
014045X | MV/LV Substation TH***045X |  | 20 kV | _ | LV | 50 kVA :Pole Substation | 0.05 | --> | 0.05 | 0.049 | 0.63 |  | --> | 0.048 | 0 | 0 | 0 | 0 | Constrained, otherwise capacity available =47 kW | --> | E12 ex KILCULLEN | Kilcullen [T41,T42,T424] | STRATFORD |  | 53.099 | -6.8154
012501X | MV/LV Substation LE***501X |  | 20 kV | _ | LV | 200 kVA :Pole Substation | 0.2 | --> | 0.2 | 0.118 | 2.83 |  | --> | 0.19 | 0 | 0.01 | 0 | 0 | Constrained, otherwise capacity available =171 kW | --> | E17 ex BAGENALSTOWN | Bagenalstown [T421,T422] | CARLOW |  | 52.7372 | -6.9743
003200 | MV/LV Substation WA***200 |  | 10 kV | _ | LV | 200 kVA :Pole Substation | 0.2 | --> | 0.2 | 0.061 | 11.58 |  | --> | 0.19 | 0 | 0.111 | 0 | 0 | Constrained, otherwise capacity available =88 kW | --> | C20 ex BALLYBEG | Ballybeg [T101,T102] | CARRICKMINES |  | 52.9735 | -6.0367
011151Z | MV/LV Substation OA***151Z |  | 10 kV | _ | LV | 200 kVA :Kiosk Substation | 0.2 | --> | 0.2 | 0 | 0 | Constrained, otherwise capacity available =126 kVA | --> | 0.19 | 0 | 0.018 | 0 | 0 | Constrained, otherwise capacity available =166 kW | --> | C23 ex GORESBRIDGE | Goresbridge [T41,T42] | KILKENNY |  | 52.6786 | -7.0245
049695X | MV/LV Substation BA***695X |  | 10 kV | _ | LV | 50 kVA :Pole Substation | 0.05 | --> | 0.05 | 0.036 | 0.21 |  | --> | 0.048 | 0 | 0 | 0 | 0 | Constrained, otherwise capacity available =46 kW | --> | E19 ex LONGFORD | Longford [T421,T422] | RICHMOND |  | 53.7058 | -7.8165
1564100 | MV/LV Substation CO***4100 |  | 20 kV | _ | LV | 50 kVA :Pole Substation | 0.05 | --> | 0.05 | 0.018 | 2.1 |  | --> | 0.048 | 0 | 0.04 | 0 | 0 | Constrained, otherwise capacity available =13 kW | --> | E17 ex LISDRUM | Lisdrum [T422] | LISDRUM |  | 54.2349 | -7.0381
058535 | MV/LV Substation CA***535 |  | 10 kV | _ | LV | 50 kVA :Pole Substation | 0.05 | --> | 0.05 | 0 | 0 | Constrained, otherwise capacity available =32 kVA | --> | 0.048 | 0 | 0.011 | 0 | 0 | Constrained, otherwise capacity available =37 kW | --> | C26 ex KYLEERAGH | Kyleeragh [T41,T42] | NENAGH |  | 52.9143 | -8.2078
0044100 | MV/LV Substation CO***4100 |  | 20 kV | _ | LV | 50 kVA :Pole Substation | 0.05 | --> | 0.05 | 0 | 0 | Constrained, otherwise capacity available =50 kVA | --> | 0.048 | 0 | 0 | 0 | 0 | Constrained, otherwise capacity available =48 kW | --> | E13 ex SHILLELAGH | Shillelagh [T421,T422] | CARLOW |  | 52.8089 | -6.3936
377920X | MV/LV Substation KE***920X |  | 20 kV | _ | LV | 400 kVA :Building Structure | 0.4 | --> | 0.4 | 0 | 0 | Constrained, otherwise capacity available =382 kVA | --> | 0.38 | 0 | 0 | 0 | 0 | Constrained, otherwise capacity available =378 kW | --> | E15 ex GURRANEBANE | Gurranebane [T421,T422] | OUGHTRAGH |  | 51.9437 | -10.2338
037056Y | MV/LV Substation MO***056Y |  | 10 kV | _ | LV | 200 kVA :Kiosk Substation | 0.2 | --> | 0.2 | 0.036 | 13.05 |  | --> | 0.19 | 0 | 0.103 | 0.09 | 0 |  | --> | C21 ex ENNIS | Ennis [T101,T102] | ENNIS |  | 52.9385 | -8.9003
127795 | MV/LV Substation IN***795 |  | 10 kV | _ | LV | 50 kVA :Pole Substation | 0.05 | --> | 0.05 | 0 | 0 | Constrained, otherwise capacity available =23 kVA | --> | 0.048 | 0 | 0.005 | 0 | 0 | Constrained, otherwise capacity available =40 kW | --> | C17 ex HOLYCROSS ROAD | Holycross Road [T41,T42] | THURLES |  | 52.7228 | -7.9113
305168 | MV/LV Substation CL***168 |  | 20 kV | _ | LV | 50 kVA :Pole Substation | 0.05 | --> | 0.05 | 0.05 | 4.61 |  | --> | 0.048 | 0 | 0 | 0 | 0 | Constrained, otherwise capacity available =48 kW | --> | E11 ex LUMCLOON | Lumcloon [T421,T422] | DALLOW |  | 53.226 | -7.8931
067973Y | MV/LV Substation SH***973Y |  | 10 kV | _ | LV | 400 kVA :Kiosk Substation | 0.4 | --> | 0.4 | 0 | 0 | Constrained, otherwise capacity available =250 kVA | --> | 0.38 | 0 | 0.069 | 0 | 0 | Constrained, otherwise capacity available =308 kW | --> | C16 ex MOYLISH | Moylish [T41,T42] | ARDNACRUSHA |  | 52.6795 | -8.6635
266595 | MV/LV Substation MO***595 |  | 20 kV | _ | LV | 50 kVA :Pole Substation | 0.05 | --> | 0.05 | 0 | 0 | Constrained, otherwise capacity available =50 kVA | --> | 0.048 | 0 | 0 | 0 | 0 | Constrained, otherwise capacity available =48 kW | --> | E17 ex CARNDONAGH | Carndonagh [T421,T422] | TRILLICK |  | 55.3105 | -7.2718
150711 | MV/LV Substation JA***711 |  | 20 kV | _ | LV | 400 kVA :Kiosk Substation | 0.4 | --> | 0.4 | 0.292 | 3.96 |  | --> | 0.38 | 0 | 0.027 | 0 | 0 | Constrained, otherwise capacity available =345 kW | --> | E20 ex STRANORLAR | Stranorlar [T421,T422] | LETTERKENNY |  | 54.7996 | -7.7851
377713X | MV/LV Substation WA***713X |  | 20 kV | _ | LV | 400 kVA :Kiosk Substation | 0.4 | --> | 0.4 | 0 | 0 | Constrained, otherwise capacity available =366 kVA | --> | 0.38 | 0 | 0 | 0 | 0 | Constrained, otherwise capacity available =375 kW | --> | E16 ex GURRANEBANE | Gurranebane [T421,T422] | OUGHTRAGH |  | 51.834 | -10.1733
011017 | MV/LV Substation BR***017 |  | 10 kV | _ | LV | 200 kVA :Kiosk Substation | 0.2 | --> | 0.2 | 0 | 0 | Constrained, otherwise capacity available =148 kVA | --> | 0.19 | 0 | 0.048 | 0 | 0 | Constrained, otherwise capacity available =147 kW | --> | C16 ex TALBOTS INCH | Talbots Inch [T41,T42] | KILKENNY |  | 52.6613 | -7.2533
0364200 | MV/LV Substation DO***4200 |  | 20 kV | _ | LV | 50 kVA :Pole Substation | 0.05 | --> | 0.05 | 0 | 0 | Constrained, otherwise capacity available =50 kVA | --> | 0.048 | 0 | 0 | 0 | 0 | Constrained, otherwise capacity available =47 kW | --> | E18 ex GARRANACANTY | Garranacanty [T421,T422] | TIPPERARY |  | 52.5415 | -8.1477
021172 | MV/LV Substation GO***172 |  | 10 kV | _ | LV | 400 kVA :Kiosk Substation | 0.4 | --> | 0.4 | 0 | 0 | Constrained, otherwise capacity available =211 kVA | --> | 0.38 | 0 | 0.033 | 0.329 | 0 |  | --> | C18 ex MAYFIELD | Mayfield [T41,T42] | KILBARRY |  | 51.9105 | -8.4508
065285Z | MV/LV Substation DU***285Z |  | 20 kV | _ | LV | 200 kVA :Kiosk Substation | 0.2 | --> | 0.2 | 0 | 0 | Constrained, otherwise capacity available =200 kVA | --> | 0.19 | 0 | 0 | 0 | 0 | Constrained, otherwise capacity available =190 kW | --> | E15 ex BATTER LANE TEMPORARY | Batter Lane Temporary 38kv [T421] | GLASMORE |  | 53.525 | -6.1769
082025Z | MV/LV Substation LO***025Z |  | 20 kV | _ | LV | 100 kVA :Pole Substation | 0.1 | --> | 0.1 | 0 | 0 | Constrained, otherwise capacity available =100 kVA | --> | 0.095 | 0 | 0 | 0 | 0 | Constrained, otherwise capacity available =95 kW | --> | E17 ex DULEEK | Duleek [T421,T422] | DRYBRIDGE |  | 53.6486 | -6.5217
082050Z | MV/LV Substation LA***050Z |  | 20 kV | _ | LV | 100 kVA :Pole Substation | 0.1 | --> | 0.1 | 0 | 0 | Constrained, otherwise capacity available =59 kVA | --> | 0.095 | 0 | 0 | 0 | 0 | Constrained, otherwise capacity available =89 kW | --> | E17 ex DULEEK | Duleek [T421,T422] | DRYBRIDGE |  | 53.6478 | -6.5236
001489 | MV/LV Substation RO***489 |  | 10 kV | _ | LV | 400 kVA :Kiosk Substation | 0.4 | --> | 0.4 | 0.288 | 1.16 |  | --> | 0.38 | 0 | 0.007 | 0.359 | 0 |  | --> | C17 ex DEANSGRANGE | Deansgrange [T41,T42] | CARRICKMINES |  | 53.284 | -6.1573
160848 | MV/LV Substation DR***848 |  | 20 kV | _ | LV | 50 kVA :Pole Substation | 0.05 | --> | 0.05 | 0 | 0 | Constrained, otherwise capacity available =50 kVA | --> | 0.048 | 0 | 0 | 0 | 0 | Constrained, otherwise capacity available =47 kW | --> | C11 ex MOUNTMELLICK | Mountmellick [T41,T42] | PORTLAOISE |  | 53.164 | -7.4143
0644104 | MV/LV Substation BE***4104 |  | 10 kV | _ | LV | 50 kVA :Pole Substation | 0.05 | --> | 0.05 | 0 | 0 | Constrained, otherwise capacity available =50 kVA | --> | 0.048 | 0 | 0 | 0 | 0 | Constrained, otherwise capacity available =48 kW | --> | C21 ex TERMONFECKIN ROAD | Termonfeckin Road [T41,T42] | DRYBRIDGE |  | 53.7416 | -6.3113
0304163 | MV/LV Substation DR***4163 |  | 20 kV | _ | LV | 630 kVA :Kiosk Substation | 0.63 | --> | 0.63 | 0 | 0 | Constrained, otherwise capacity available =623 kVA | --> | 0.598 | 0 | 0.005 | 0 | 0 | Constrained, otherwise capacity available =594 kW | --> | E20 ex FOXHOLE | Foxhole [T421,T422] | DUNGARVAN |  | 51.94 | -8.0001
368266X | MV/LV Substation BE***266X |  | 20 kV | _ | LV | 50 kVA :Pole Substation | 0.05 | --> | 0.05 | 0 | 0 | Constrained, otherwise capacity available =49 kVA | --> | 0.048 | 0 | 0 | 0 | 0 | Constrained, otherwise capacity available =47 kW | --> | E17 ex DALTON | Dalton [T421,T422] | DALTON |  | 53.7567 | -8.8506
046564 | MV/LV Substation OL***564 |  | 10 kV | _ | LV | 200 kVA :Pole Substation | 0.2 | --> | 0.2 | 0.074 | 4.13 |  | --> | 0.19 | 0 | 0.027 | 0.152 | 0 |  | --> | C18 ex AGHAGAD | Aghagad [T41,T42] | SLIGO |  | 54.3911 | -8.5287
288927 | MV/LV Substation MO***927 |  | 10 kV | _ | LV | 50 kVA :Pole Substation | 0.05 | --> | 0.05 | 0.041 | 0.04 | Constrained, otherwise capacity available =48 kVA | --> | 0.048 | 0 | 0.01 | 0.04 | 0 |  | --> | C21 ex LITTLE BRAY | Little Bray [T41,T42] | FASSAROE |  | 53.2027 | -6.1845
081587Z | MV/LV Substation RA***587Z |  | 10 kV | _ | LV | 200 kVA :Kiosk Substation | 0.2 | --> | 0.2 | 0.173 | 7.91 |  | --> | 0.19 | 0 | 0 | 0.186 | 0 |  | --> | C26 ex PELLETSTOWN | Pelletstown [T101,T102] | FINGLAS |  | 53.377 | -6.3455
0534306 | MV/LV Substation MU***4306 |  | 10 kV | _ | LV | 50 kVA :Pole Substation | 0.05 | --> | 0.05 | 0.05 | 2.39 |  | --> | 0.048 | 0 | 0 | 0 | 0 | Constrained, otherwise capacity available =48 kW | --> | C18 ex SRAH | Srah [T41,T42] | THORNSBERRY |  | 53.2799 | -7.5896
248475 | MV/LV Substation CR***475 |  | 20 kV | _ | LV | 50 kVA :Pole Substation | 0.05 | --> | 0.05 | 0 | 0 | Constrained, otherwise capacity available =44 kVA | --> | 0.048 | 0 | 0 | 0 | 0 | Constrained, otherwise capacity available =47 kW | --> | E13 ex KILCOCK | Kilcock [T421,T422] | GRIFFINRATH |  | 53.5119 | -6.6179
067219Y | MV/LV Substation CO***219Y |  | 10 kV | _ | LV | 200 kVA :Kiosk Substation | 0.2 | --> | 0.2 | 0 | 0 | Constrained, otherwise capacity available =200 kVA | --> | 0.19 | 0 | 0 | 0.19 | 0 |  | --> | C20 ex RAHEEN | Raheen [T41,T42] | LIMERICK |  | 52.6301 | -8.6386
184974 | MV/LV Substation AN***974 |  | 10 kV | _ | LV | 200 kVA :Pole Substation | 0.2 | --> | 0.2 | 0.177 | 3.38 |  | --> | 0.19 | 0 | 0.05 | 0 | 0 | Constrained, otherwise capacity available =150 kW | --> | C20 ex CASTLEBLAYNEY | Castleblayney [T41,T42] | DUNDALK |  | 54.084 | -6.704
002612 | MV/LV Substation WI***612 |  | 10 kV | _ | LV | 100 kVA :Pole Substation | 0.1 | --> | 0.1 | 0.042 | 2.36 |  | --> | 0.095 | 0 | 0.028 | 0.066 | 0 |  | --> | C16 ex BRAY | Bray [T41,T42] | FASSAROE |  | 53.1777 | -6.1457
073910 | MV/LV Substation KE***910 |  | 20 kV | _ | LV | 100 kVA :Pole Substation | 0.1 | --> | 0.1 | 0 | 0 | Constrained, otherwise capacity available =100 kVA | --> | 0.095 | 0 | 0 | 0 | 0 | Constrained, otherwise capacity available =95 kW | --> | C16 ex MOATE | Moate [T41,T42] | ATHLONE |  | 53.4245 | -7.6464
281537X | MV/LV Substation HO***537X |  | 10 kV | _ | LV | 400 kVA :Kiosk Substation | 0.4 | --> | 0.4 | 0 | 0 | Constrained, otherwise capacity available =192 kVA | --> | 0.38 | 0 | 0 | 0 | 0 | Constrained, otherwise capacity available =351 kW | --> | C12 ex DENNEHYS CROSS | Dennehys Cross [T41,T42] | TRABEG |  | 51.8941 | -8.4853
058079X | MV/LV Substation BE***079X |  | 10 kV | _ | LV | 100 kVA :Pole Substation | 0.1 | --> | 0.1 | 0.067 | 3 |  | --> | 0.095 | 0 | 0.026 | 0 | 0 | Constrained, otherwise capacity available =71 kW | --> | C23 ex NENAGH | Nenagh [T41,T42] | NENAGH |  | 52.8523 | -8.2081
0494398 | MV/LV Substation AL***4398 |  | 10 kV | _ | LV | 400 kVA :Kiosk Substation | 0.4 | --> | 0.4 | 0.338 | 2.8 |  | --> | 0.38 | 0 | 0.002 | 0 | 0 | Constrained, otherwise capacity available =370 kW | --> | C17 ex GLEBE | Glebe [T41,T42] | RICHMOND |  | 53.7174 | -7.7838
003037 | MV/LV Substation BR***037 |  | 10 kV | _ | LV | 100 kVA :Pole Substation | 0.1 | --> | 0.1 | 0.089 | 11.58 |  | --> | 0.095 | 0 | 0.006 | 0 | 0 | Constrained, otherwise capacity available =89 kW | --> | C25 ex BALLYBEG | Ballybeg [T101,T102] | CARRICKMINES |  | 52.9853 | -6.0487
050438Y | MV/LV Substation PR***438Y |  | 10 kV | _ | LV | 1000 kVA :Building Structure | 1 | --> | 1 | 0 | 0 | Constrained, otherwise capacity available =512 kVA | --> | 0.95 | 0 | 0.005 | 0 | 0 | Constrained, otherwise capacity available =878 kW | --> | C17 ex ATHLONE | Athlone [T41,T42] | ATHLONE |  | 53.4241 | -7.9392
067114X | MV/LV Substation CA***114X |  | 10 kV | _ | LV | 630 kVA :Kiosk Substation | 0.63 | --> | 0.63 | 0 | 0 | Constrained, otherwise capacity available =514 kVA | --> | 0.598 | 0 | 0.034 | 0.5 | 0 |  | --> | C19 ex RAHEEN | Raheen [T41,T42] | LIMERICK |  | 52.6297 | -8.6585
001719 | MV/LV Substation PL***719 |  | 10 kV | _ | LV | 1000 kVA :Building Structure | 1 | --> | 1 | 0.5 | 15.18 |  | --> | 0.95 | 0 | 0.054 | 0.5 | 0 |  | --> | C21 ex CENTRAL PARK | Central Park [T101,T102] | CARRICKMINES |  | 53.2882 | -6.198
068131X | MV/LV Substation FE***131X |  | 10 kV | _ | LV | 630 kVA :Building Structure | 0.63 | --> | 0.63 | 0.5 | 7.2 |  | --> | 0.598 | 0 | 0 | 0.5 | 0 |  | --> | C26 ex TRINITY | Trinity [T101,T102] | POOLBEG |  | 53.3421 | -6.2491
118904X | MV/LV Substation KI***904X |  | 20 kV | _ | LV | 50 kVA :Pole Substation | 0.05 | --> | 0.05 | 0 | 0 | Constrained, otherwise capacity available =39 kVA | --> | 0.048 | 0 | 0 | 0 | 0 | Constrained, otherwise capacity available =46 kW | --> | E17 ex CREAGH | Creagh [T421,T422] | ATHLONE |  | 53.333 | -8.3955
031151 | MV/LV Substation P+***151 |  | 10 kV | _ | LV | 630 kVA :Kiosk Substation | 0.63 | --> | 0.63 | 0 | 0 | Constrained, otherwise capacity available =545 kVA | --> | 0.598 | 0 | 0 | 0 | 0 | Constrained, otherwise capacity available =587 kW | --> | C12 ex COLLIGAN | Colligan [T41,T42] | DUNGARVAN |  | 52.092 | -7.6226
021462X | MV/LV Substation KN***462X |  | 10 kV | _ | LV | 50 kVA :Pole Substation | 0.05 | --> | 0.05 | 0 | 0 | Constrained, otherwise capacity available =29 kVA | --> | 0.048 | 0 | 0.006 | 0.04 | 0 |  | --> | C16 ex RIVERSTOWN | Riverstown [T41,T42] | KILBARRY |  | 51.9577 | -8.3393
281154X | MV/LV Substation JA***154X |  | 10 kV | _ | LV | 200 kVA :Pole Substation | 0.2 | --> | 0.2 | 0 | 0 | Constrained, otherwise capacity available =200 kVA | --> | 0.19 | 0 | 0 | 0.19 | 0 |  | --> | C11 ex BISHOPSTOWN | Bishopstown [T41,T42] | KILBARRY |  | 51.8923 | -8.5345
002890 | MV/LV Substation SA***890 |  | 10 kV | _ | LV | 400 kVA :Building Structure | 0.4 | --> | 0.4 | 0.091 | 4.51 |  | --> | 0.38 | 0 | 0 | 0.339 | 0 |  | --> | C13 ex BOGHALL ROAD | Boghall Road [T41,T42] | FASSAROE |  | 53.1829 | -6.1179
0684781 | MV/LV Substation NT***4781 |  | 10 kV | _ | LV | 630 kVA :Kiosk Substation | 0.63 | --> | 0.63 | 0.5 | 14.34 |  | --> | 0.598 | 0 | 0 | 0.5 | 0 |  | --> | C24 ex NORTH QUAYS | North Quays [T101,T102,T103] | POOLBEG |  | 53.3477 | -6.237
2504068 | MV/LV Substation DE***4068 |  | 20 kV | _ | LV | 50 kVA :Pole Substation | 0.05 | --> | 0.05 | 0.044 | 1.26 |  | --> | 0.048 | 0 | 0 | 0 | 0 | Constrained, otherwise capacity available =47 kW | --> | E16 ex BALLYCROSSAUN | Ballycrossaun [T421,T422] | SOMERSET |  | 53.1312 | -8.1917
054138Z | MV/LV Substation BU***138Z |  | 10 kV | _ | LV | 200 kVA :Kiosk Substation | 0.2 | --> | 0.2 | 0 | 0 | Constrained, otherwise capacity available =154 kVA | --> | 0.19 | 0 | 0 | 0 | 0 | Constrained, otherwise capacity available =184 kW | --> | C15 ex PALLAS | Pallas [T41,T42] | PORTLAOISE |  | 53.0422 | -7.2937
122890 | MV/LV Substation FU***890 |  | 10 kV | _ | LV | 200 kVA :Kiosk Substation | 0.2 | --> | 0.2 | 0.175 | 4.18 |  | --> | 0.19 | 0 | 0 | 0 | 0 | Constrained, otherwise capacity available =187 kW | --> | C21 ex KINGSCOURT | Kingscourt [T41,T42] | MEATH HILL |  | 53.906 | -6.7871
0684729 | MV/LV Substation NE***4729 |  | 10 kV | _ | LV | 1000 kVA :Building Structure | 1 | --> | 1 | 0 | 0 | Constrained, otherwise capacity available =1000 kVA | --> | 0.95 | 0 | 0 | 0.5 | 0 |  | --> | C14 ex NEWMARKET (DR) | Newmarket (dr) [T41] | FRANCIS STREET |  | 53.3379 | -6.278
039006 | MV/LV Substation EG***006 |  | 10 kV | _ | LV | 630 kVA :Building Structure | 0.63 | --> | 0.63 | 0 | 0 | Constrained, otherwise capacity available =420 kVA | --> | 0.598 | 0 | 0 | 0 | 0 | Constrained, otherwise capacity available =569 kW | --> | C12 ex HEADFORD ROAD | Headford Road [T41,T42] | GALWAY 110KV |  | 53.2748 | -9.0522
082773X | MV/LV Substation RI***773X |  | 20 kV | _ | LV | 50 kVA :Pole Substation | 0.05 | --> | 0.05 | 0 | 0 | Constrained, otherwise capacity available =44 kVA | --> | 0.048 | 0 | 0 | 0 | 0 | Constrained, otherwise capacity available =47 kW | --> | E16 ex ACADEMY STREET | Academy Street [T421,T422,T44] | NAVAN |  | 53.5692 | -6.6484
005983 | MV/LV Substation CO***983 |  | 20 kV | _ | LV | 630 kVA :Kiosk Substation | 0.63 | --> | 0.63 | 0.5 | 17.8 |  | --> | 0.598 | 0 | 0 | 0.5 | 0 |  | --> | E13 ex BANOGE | Banoge [T121,T122] | BANOGE |  | 52.6443 | -6.2313
066539X | MV/LV Substation DU***539X |  | 20 kV | _ | LV | 200 kVA :Kiosk Substation | 0.2 | --> | 0.2 | 0 | 0 | Constrained, otherwise capacity available =125 kVA | --> | 0.19 | 0 | 0.077 | 0 | 0 | Constrained, otherwise capacity available =122 kW | --> | E17 ex BALTRASNA | Baltrasna [T121,T122] | BALTRASNA |  | 53.5129 | -6.5482
015704Z | MV/LV Substation ST***704Z |  | 10 kV | _ | LV | 200 kVA :Kiosk Substation | 0.2 | --> | 0.2 | 0 | 0 | Constrained, otherwise capacity available =141 kVA | --> | 0.19 | 0 | 0.027 | 0 | 0 | Constrained, otherwise capacity available =162 kW | --> | C18 ex NAAS | Naas [T41,T42] | KILTEEL |  | 53.1693 | -6.706
081465X | MV/LV Substation HI***465X |  | 10 kV | _ | LV | 630 kVA :Kiosk Substation | 0.63 | --> | 0.63 | 0 | 0 | Constrained, otherwise capacity available =453 kVA | --> | 0.598 | 0 | 0.041 | 0.5 | 0 |  | --> | C15 ex LUCAN EAST | Lucan East [T41,T42] | GRANGE CASTLE |  | 53.3486 | -6.4576
0824097 | MV/LV Substation AB***4097 |  | 10 kV | _ | LV | 200 kVA :Kiosk Substation | 0.2 | --> | 0.2 | 0.143 | 2.01 |  | --> | 0.19 | 0 | 0.022 | 0 | 0 | Constrained, otherwise capacity available =166 kW | --> | C16 ex ABBEYLAND | Abbeyland [T41,T42] | NAVAN |  | 53.6631 | -6.6943
165157 | MV/LV Substation MC***157 |  | 10 kV | _ | LV | 200 kVA :Pole Substation | 0.2 | --> | 0.2 | 0 | 0 | Constrained, otherwise capacity available =175 kVA | --> | 0.19 | 0 | 0.005 | 0 | 0 | Constrained, otherwise capacity available =183 kW | --> | C16 ex CLONAKILTY | Clonakilty [T41,T42] | DUNMANWAY |  | 51.6268 | -8.8903
054614Y | MV/LV Substation TH***614Y |  | 10 kV | _ | LV | 200 kVA :Kiosk Substation | 0.2 | --> | 0.2 | 0 | 0 | Constrained, otherwise capacity available =106 kVA | --> | 0.19 | 0 | 0.005 | 0 | 0 | Constrained, otherwise capacity available =173 kW | --> | C15 ex PALLAS | Pallas [T41,T42] | PORTLAOISE |  | 53.0485 | -7.3147
015077Z | MV/LV Substation TH***077Z |  | 10 kV | _ | LV | 630 kVA :Kiosk Substation | 0.63 | --> | 0.63 | 0 | 0 | Constrained, otherwise capacity available =469 kVA | --> | 0.598 | 0 | 0.045 | 0 | 0 | Constrained, otherwise capacity available =543 kW | --> | C19 ex SALLINS | Sallins [T41,T42] | GRIFFINRATH |  | 53.2897 | -6.7591
252846X | MV/LV Substation CU***846X |  | 10 kV | _ | LV | 100 kVA :Pole Substation | 0.1 | --> | 0.1 | 0.079 | 1.32 |  | --> | 0.095 | 0 | 0 | 0.092 | 0 |  | --> | C26 ex CLIFDEN | Clifden [T41,T42] | SCREEB |  | 53.4891 | -10.0036
116567X | MV/LV Substation OS***567X |  | 20 kV | _ | LV | 100 kVA :Pole Substation | 0.1 | --> | 0.1 | 0.036 | 8.1 |  | --> | 0.095 | 0 | 0 | 0 | 0 | Constrained, otherwise capacity available =86 kW | --> | E16 ex WESTPORT | Westport [T421,T422] | CASTLEBAR |  | 53.594 | -9.7051
365184Y | MV/LV Substation LY***184Y |  | 10 kV | _ | LV | 50 kVA :Pole Substation | 0.05 | --> | 0.05 | 0 | 0 | Constrained, otherwise capacity available =48 kVA | --> | 0.048 | 0 | 0 | 0 | 0 | Constrained, otherwise capacity available =47 kW | --> | C18 ex CELBRIDGE | Celbridge [T41,T42] | GRIFFINRATH |  | 53.3001 | -6.5268
009616Y | MV/LV Substation BA***616Y |  | 10 kV | _ | LV | 50 kVA :Pole Substation | 0.05 | --> | 0.05 | 0 | 0 | Constrained, otherwise capacity available =42 kVA | --> | 0.048 | 0 | 0 | 0 | 0 | Constrained, otherwise capacity available =46 kW | --> | C15 ex GRANAGH | Granagh [T41,T42] | WATERFORD |  | 52.3364 | -7.1722
210558Y | MV/LV Substation CA***558Y |  | 20 kV | _ | LV | 50 kVA :Pole Substation | 0.05 | --> | 0.05 | 0 | 0 | Constrained, otherwise capacity available =27 kVA | --> | 0.048 | 0 | 0.036 | 0 | 0 | Constrained, otherwise capacity available =18 kW | --> | C17 ex CARRICKMACROSS | Carrickmacross [T41,T42] | MEATH HILL |  | 53.9845 | -6.5996
050965X | MV/LV Substation GR***965X |  | 10 kV | _ | LV | 630 kVA :Kiosk Substation | 0.63 | --> | 0.63 | 0 | 0 | Constrained, otherwise capacity available =590 kVA | --> | 0.598 | 0 | 0 | 0 | 0 | Constrained, otherwise capacity available =593 kW | --> | C17 ex ATHLONE | Athlone [T41,T42] | ATHLONE |  | 53.4218 | -7.9369
0934011 | MV/LV Substation M5***4011 |  | 10 kV | _ | LV | 200 kVA :Kiosk Substation | 0.2 | --> | 0.2 | 0 | 0 | Constrained, otherwise capacity available =162 kVA | --> | 0.19 | 0 | 0 | 0.185 | 0 |  | --> | C17 ex UNIDARE | Unidare [T41,T42] | FINGLAS |  | 53.4063 | -6.3095
122664 | MV/LV Substation RA***664 |  | 10 kV | _ | LV | 200 kVA :Pole Substation | 0.2 | --> | 0.2 | 0.185 | 4.18 |  | --> | 0.19 | 0 | 0 | 0 | 0 | Constrained, otherwise capacity available =188 kW | --> | C20 ex KINGSCOURT | Kingscourt [T41,T42] | MEATH HILL |  | 53.8423 | -6.7513
3684155 | MV/LV Substation BA***4155 |  | 20 kV | _ | LV | 50 kVA :Pole Substation | 0.05 | --> | 0.05 | 0 | 0 | Constrained, otherwise capacity available =50 kVA | --> | 0.048 | 0 | 0 | 0 | 0 | Constrained, otherwise capacity available =48 kW | --> | C15 ex BALLYHAUNIS | Ballyhaunis [T41,T42] | DALTON |  | 53.7431 | -8.6372
066505Z | MV/LV Substation SE***505Z |  | 10 kV | _ | LV | 400 kVA :Kiosk Substation | 0.4 | --> | 0.4 | 0 | 0 | Constrained, otherwise capacity available =359 kVA | --> | 0.38 | 0 | 0 | 0 | 0 | Constrained, otherwise capacity available =374 kW | --> | C17 ex SWORDS | Swords [T41,T42] | GLASMORE |  | 53.4635 | -6.2071
142053 | MV/LV Substation TU***053 |  | 10 kV | _ | LV | 400 kVA :Kiosk Substation | 0.4 | --> | 0.4 | 0 | 0 | Constrained, otherwise capacity available =267 kVA | --> | 0.38 | 0 | 0.089 | 0 | 0 | Constrained, otherwise capacity available =296 kW | --> | C16 ex ATHENRY | Athenry [T41,T42] | GALWAY 110KV |  | 53.3041 | -8.7514
054785Y | MV/LV Substation TR***785Y |  | 10 kV | _ | LV | 200 kVA :Pole Substation | 0.2 | --> | 0.2 | 0 | 0 | Constrained, otherwise capacity available =200 kVA | --> | 0.19 | 0 | 0 | 0 | 0 | Constrained, otherwise capacity available =190 kW | --> | C12 ex MOUNTRATH | Mountrath [T41,T42] | PORTLAOISE |  | 52.9787 | -7.4303
062575Y | MV/LV Substation HA***575Y |  | 10 kV | _ | LV | 200 kVA :Kiosk Substation | 0.2 | --> | 0.2 | 0.089 | 3.12 |  | --> | 0.19 | 0 | 0.032 | 0 | 0 | Constrained, otherwise capacity available =151 kW | --> | C20 ex MARSHES | Marshes [T41,T42] | DUNDALK |  | 53.9694 | -6.3714
095454X | MV/LV Substation KI***454X |  | 10 kV | _ | LV | 50 kVA :Pole Substation | 0.05 | --> | 0.05 | 0 | 0 | Constrained, otherwise capacity available =48 kVA | --> | 0.048 | 0 | 0 | 0 | 0 | Constrained, otherwise capacity available =47 kW | --> | C15 ex CRANNY | Cranny [T41] | ENNIS |  | 52.7123 | -9.3247
028014 | MV/LV Substation MI***014 |  | 10 kV | _ | LV | 200 kVA :Kiosk Substation | 0.2 | --> | 0.2 | 0.108 | 19.7 |  | --> | 0.19 | 0 | 0.034 | 0.152 | 0 |  | --> | C12 ex COW CROSS | Cow Cross [T102,T41] | COW CROSS |  | 51.849 | -8.3076
248704X | MV/LV Substation BO***704X |  | 20 kV | _ | LV | 200 kVA :Kiosk Substation | 0.2 | --> | 0.2 | 0 | 0 | Constrained, otherwise capacity available =184 kVA | --> | 0.19 | 0 | 0 | 0 | 0 | Constrained, otherwise capacity available =188 kW | --> | E14 ex KILCOCK | Kilcock [T421,T422] | GRIFFINRATH |  | 53.4059 | -6.6813
093061Z | MV/LV Substation CA***061Z |  | 10 kV | _ | LV | 400 kVA :Kiosk Substation | 0.4 | --> | 0.4 | 0 | 0 | Constrained, otherwise capacity available =317 kVA | --> | 0.38 | 0 | 0.003 | 0.366 | 0 |  | --> | C16 ex SANTRY | Santry [T41,T42] | FINGLAS |  | 53.3943 | -6.1987
095072Y | MV/LV Substation CL***072Y |  | 10 kV | _ | LV | 400 kVA :Building Structure | 0.4 | --> | 0.4 | 0.4 | 0.7 |  | --> | 0.38 | 0 | 0 | 0 | 0 | Constrained, otherwise capacity available =380 kW | --> | C20 ex KILRUSH | Kilrush [T41,T42] | TULLABRACK |  | 52.7364 | -9.4401
160982Y | MV/LV Substation BA***982Y |  | 20 kV | _ | LV | 400 kVA :Kiosk Substation | 0.4 | --> | 0.4 | 0 | 0 | Constrained, otherwise capacity available =325 kVA | --> | 0.38 | 0 | 0.023 | 0 | 0 | Constrained, otherwise capacity available =353 kW | --> | E11 ex PORTLAOISE |  |  |  | 53.1099 | -7.1378
2104245 | MV/LV Substation MU***4245 |  | 10 kV | _ | LV | 400 kVA :Building Structure | 0.4 | --> | 0.4 | 0.4 | 2.04 |  | --> | 0.38 | 0 | 0 | 0 | 0 | Constrained, otherwise capacity available =380 kW | --> | C17 ex BALLYBAY | Ballybay [T41,T42] | LISDRUM |  | 54.0981 | -6.7884
064260Y | MV/LV Substation FR***260Y |  | 20 kV | _ | LV | 400 kVA :Building Structure | 0.4 | --> | 0.4 | 0 | 0 | Constrained, otherwise capacity available =168 kVA | --> | 0.38 | 0 | 0 | 0 | 0 | Constrained, otherwise capacity available =361 kW | --> | E15 ex JULIANSTOWN | Julianstown [T421,T422] | DRYBRIDGE |  | 53.6345 | -6.2359
039119 | MV/LV Substation PO***119 |  | 10 kV | _ | LV | 630 kVA :Building Structure | 0.63 | --> | 0.63 | 0 | 0 | Constrained, otherwise capacity available =580 kVA | --> | 0.598 | 0 | 0 | 0 | 0 | Constrained, otherwise capacity available =592 kW | --> | C12 ex HEADFORD ROAD | Headford Road [T41,T42] | GALWAY 110KV |  | 53.2741 | -9.052
0584403 | MV/LV Substation TO***4403 |  | 20 kV | _ | LV | 50 kVA :Pole Substation | 0.05 | --> | 0.05 | 0 | 0 | Constrained, otherwise capacity available =38 kVA | --> | 0.048 | 0 | 0 | 0 | 0 | Constrained, otherwise capacity available =46 kW | --> | C17 ex KYLEERAGH | Kyleeragh [T41,T42] | NENAGH |  | 53.0152 | -8.1644
2814055 | MV/LV Substation ST***4055 |  | 10 kV | _ | LV | 400 kVA :Kiosk Substation | 0.4 | --> | 0.4 | 0.326 | 6.78 |  | --> | 0.38 | 0 | 0 | 0.37 | 0 |  | --> | C26 ex CASTLEVIEW | Castleview [T101,T102] | CASTLEVIEW |  | 51.8959 | -8.3985
093069Y | MV/LV Substation CA***069Y |  | 10 kV | _ | LV | 400 kVA :Kiosk Substation | 0.4 | --> | 0.4 | 0.362 | 12.96 |  | --> | 0.38 | 0 | 0.026 | 0.356 | 0 |  | --> | C23 ex ARTANE | Artane [T101,T102] | FINGLAS |  | 53.3793 | -6.2141
0624239 | MV/LV Substation DU***4239 |  | 10 kV | _ | LV | 400 kVA :Kiosk Substation | 0.4 | --> | 0.4 | 0.336 | 3.12 |  | --> | 0.38 | 0 | 0.07 | 0 | 0 | Constrained, otherwise capacity available =319 kW | --> | C21 ex MARSHES | Marshes [T41,T42] | DUNDALK |  | 53.9581 | -6.388
0684457 | MV/LV Substation PA***4457 |  | 10 kV | _ | LV | 1000 kVA :Building Structure | 1 | --> | 1 | 0.142 | 9.99 |  | --> | 0.95 | 0 | 0 | 0.5 | 0 |  | --> | C24 ex HAROLDS CROSS | Harolds Cross [T101,T102] | POOLBEG |  | 53.3331 | -6.2607
060159Y | MV/LV Substation CO***159Y |  | 20 kV | _ | LV | 100 kVA :Pole Substation | 0.1 | --> | 0.1 | 0 | 0 | Constrained, otherwise capacity available =97 kVA | --> | 0.095 | 0 | 0 | 0 | 0 | Constrained, otherwise capacity available =95 kW | --> | C18 ex CLONES | Clones [T41,T42] | SHANKILL |  | 54.1312 | -7.2576
064364Z | MV/LV Substation NE***364Z |  | 20 kV | _ | LV | 50 kVA :Pole Substation | 0.05 | --> | 0.05 | 0 | 0 | Constrained, otherwise capacity available =47 kVA | --> | 0.048 | 0 | 0 | 0 | 0 | Constrained, otherwise capacity available =47 kW | --> | E19 ex SLANE | Slane [T421] | DRYBRIDGE |  | 53.7244 | -6.5787
049657X | MV/LV Substation MC***657X |  | 10 kV | _ | LV | 200 kVA :Pole Substation | 0.2 | --> | 0.2 | 0.2 | 0.21 |  | --> | 0.19 | 0 | 0 | 0 | 0 | Constrained, otherwise capacity available =190 kW | --> | E19 ex LONGFORD | Longford [T421,T422] | RICHMOND |  | 53.7283 | -7.8074
008105Z | MV/LV Substation FA***105Z |  | 10 kV | _ | LV | 400 kVA :Building Structure | 0.4 | --> | 0.4 | 0.239 | 0.24 | Constrained, otherwise capacity available =315 kVA | --> | 0.38 | 0 | 0.035 | 0 | 0 | Constrained, otherwise capacity available =342 kW | --> | C15 ex ROSBERCON | Rosbercon [T41,T42] | WATERFORD |  | 52.3872 | -6.9692
066704X | MV/LV Substation BE***704X |  | 20 kV | _ | LV | 200 kVA :Pole Substation | 0.2 | --> | 0.2 | 0 | 0 | Constrained, otherwise capacity available =102 kVA | --> | 0.19 | 0 | 0.1 | 0 | 0 | Constrained, otherwise capacity available =109 kW | --> | E18 ex GLASMORE | Glasmore [T421,T422] | GLASMORE |  | 53.5053 | -6.2647
276242 | MV/LV Substation DO***242 |  | 10 kV | _ | LV | 200 kVA :Kiosk Substation | 0.2 | --> | 0.2 | 0.167 | 0.76 |  | --> | 0.19 | 0 | 0.013 | 0 | 0 | Constrained, otherwise capacity available =176 kW | --> | C18 ex WOODFORD | Woodford [T41,T42] | KNOCKEARAGH |  | 52.0528 | -9.5007
125924X | MV/LV Substation BA***924X |  | 10 kV | _ | LV | 400 kVA :Kiosk Substation | 0.4 | --> | 0.4 | 0.222 | 0.22 | Constrained, otherwise capacity available =315 kVA | --> | 0.38 | 0 | 0.015 | 0 | 0 | Constrained, otherwise capacity available =357 kW | --> | C11 ex KILSHANNY | Kilshanny [T41,T42] | CAHIR |  | 52.2729 | -8.269
3654009 | MV/LV Substation SP***4009 |  | 10 kV | _ | LV | 400 kVA :Building Structure | 0.4 | --> | 0.4 | 0 | 0 | Constrained, otherwise capacity available =224 kVA | --> | 0.38 | 0 | 0 | 0.355 | 0 |  | --> | C16 ex WHITESTOWN | Whitestown [T41,T42] | COOKSTOWN |  | 53.2873 | -6.3781
119214Y | MV/LV Substation LY***214Y |  | 20 kV | _ | LV | 50 kVA :Pole Substation | 0.05 | --> | 0.05 | 0 | 0 | Constrained, otherwise capacity available =46 kVA | --> | 0.048 | 0 | 0 | 0 | 0 | Constrained, otherwise capacity available =47 kW | --> | C18 ex KANTURK | Kanturk [T41,T42] | GLENLARA |  | 52.0821 | -8.8666
055202 | MV/LV Substation PA***202 |  | 10 kV | _ | LV | 50 kVA :Pole Substation | 0.05 | --> | 0.05 | 0 | 0 | Constrained, otherwise capacity available =15 kVA | --> | 0.048 | 0 | 0 | 0 | 0 | Constrained, otherwise capacity available =42 kW | --> | C17 ex ROSCREA | Roscrea [T41,T42] | IKERRIN |  | 52.9435 | -7.7985
0714108 | MV/LV Substation GL***4108 |  | 10 kV | _ | LV | 630 kVA :Kiosk Substation | 0.63 | --> | 0.63 | 0.5 | 5.58 |  | --> | 0.598 | 0 | 0 | 0.5 | 0 |  | --> | C11 ex KILCOOLE | Kilcoole [T41,T42] | FASSAROE |  | 53.0896 | -6.1204
062273X | MV/LV Substation LE***273X |  | 10 kV | _ | LV | 400 kVA :Kiosk Substation | 0.4 | --> | 0.4 | 0.295 | 0.72 |  | --> | 0.38 | 0 | 0.01 | 0 | 0 | Constrained, otherwise capacity available =358 kW | --> | C11 ex COES ROAD | Coes Road [T41,T42] | DUNDALK |  | 54.0038 | -6.3712
0504070 | MV/LV Substation LA***4070 |  | 20 kV | _ | LV | 100 kVA :Pole Substation | 0.1 | --> | 0.1 | 0.089 | 6.49 |  | --> | 0.095 | 0 | 0 | 0 | 0 | Constrained, otherwise capacity available =94 kW | --> | C22 ex BUSHFIELD | Bushfield [T41,T42] | ATHLONE |  | 53.5026 | -7.8512
011911Y | MV/LV Substation OR***911Y |  | 10 kV | _ | LV | 1000 kVA :Kiosk Substation | 1 | --> | 1 | 0 | 0 | Constrained, otherwise capacity available =802 kVA | --> | 0.95 | 0 | 0 | 0 | 0 | Constrained, otherwise capacity available =926 kW | --> | C14 ex ROSEHILL | Rosehill [T41,T42] | KILKENNY |  | 52.6493 | -7.2536
023410X | MV/LV Substation MO***410X |  | 20 kV | _ | LV | 100 kVA :Pole Substation | 0.1 | --> | 0.1 | 0 | 0 | Constrained, otherwise capacity available =78 kVA | --> | 0.095 | 0 | 0.005 | 0 | 0 | Constrained, otherwise capacity available =88 kW | --> | E11 ex CASTLELYONS | Castlelyons [T421,T422] | BARRYMORE |  | 52.0849 | -8.2773
007111 | MV/LV Substation BA***111 |  | 10 kV | _ | LV | 50 kVA :Pole Substation | 0.05 | --> | 0.05 | 0.042 | 0.9 |  | --> | 0.048 | 0 | 0.005 | 0 | 0 | Constrained, otherwise capacity available =43 kW | --> | C19 ex CLONARD | Clonard [T41,T42] | WEXFORD |  | 52.2928 | -6.4727
0684401 | MV/LV Substation SO***4401 |  | 10 kV | _ | LV | 630 kVA :Building Structure | 0.63 | --> | 0.63 | 0.5 | 17.78 |  | --> | 0.598 | 0 | 0 | 0.5 | 0 |  | --> | C27 ex RINGSEND | Ringsend [T101,T102] | POOLBEG |  | 53.3391 | -6.183
047210X | MV/LV Substation TA***210X |  | 10 kV | _ | LV | 200 kVA :Pole Substation | 0.2 | --> | 0.2 | 0.178 | 1.04 |  | --> | 0.19 | 0 | 0.005 | 0 | 0 | Constrained, otherwise capacity available =183 kW | --> | C17 ex BOYLE | Boyle [T41,T42] | CARRICK ON SHANNON |  | 53.9956 | -8.1891
276407 | MV/LV Substation HE***407 |  | 10 kV | _ | LV | 200 kVA :Kiosk Substation | 0.2 | --> | 0.2 | 0.085 | 0.76 |  | --> | 0.19 | 0 | 0.005 | 0 | 0 | Constrained, otherwise capacity available =170 kW | --> | C18 ex WOODFORD | Woodford [T41,T42] | KNOCKEARAGH |  | 52.0422 | -9.4961
161667X | MV/LV Substation IN***667X |  | 20 kV | _ | LV | 50 kVA :Pole Substation | 0.05 | --> | 0.05 | 0 | 0 | Constrained, otherwise capacity available =36 kVA | --> | 0.048 | 0 | 0.01 | 0 | 0 | Constrained, otherwise capacity available =38 kW | --> | C12 ex SPIDDAL |  |  |  | 53.238 | -9.4779
165607 | MV/LV Substation DU***607 |  | 10 kV | _ | LV | 50 kVA :Pole Substation | 0.05 | --> | 0.05 | 0 | 0 | Constrained, otherwise capacity available =36 kVA | --> | 0.048 | 0 | 0 | 0 | 0 | Constrained, otherwise capacity available =46 kW | --> | C14 ex CLONAKILTY | Clonakilty [T41,T42] | DUNMANWAY |  | 51.588 | -8.8766
132583X | MV/LV Substation WO***583X |  | 20 kV | _ | LV | 50 kVA :Pole Substation | 0.05 | --> | 0.05 | 0.038 | 1.62 |  | --> | 0.048 | 0 | 0.013 | 0 | 0 | Constrained, otherwise capacity available =36 kW | --> | C16 ex CURRA | Curra [T41] | SOMERSET |  | 53.0525 | -8.4053
026947X | MV/LV Substation CL***947X |  | 10 kV | _ | LV | 50 kVA :Pole Substation | 0.05 | --> | 0.05 | 0.05 | 8.66 |  | --> | 0.048 | 0 | 0 | 0 | 0 | Constrained, otherwise capacity available =47 kW | --> | C14 ex BANDON | Bandon [T101,T42] | BANDON |  | 51.7374 | -8.7055
067377Y | MV/LV Substation BA***377Y |  | 10 kV | _ | LV | 400 kVA :Kiosk Substation | 0.4 | --> | 0.4 | 0 | 0 | Constrained, otherwise capacity available =275 kVA | --> | 0.38 | 0 | 0.03 | 0.34 | 0 |  | --> | C13 ex RAHEEN | Raheen [T41,T42] | LIMERICK |  | 52.6199 | -8.6473
039684X | MV/LV Substation RO***684X |  | 10 kV | _ | LV | 400 kVA :Kiosk Substation | 0.4 | --> | 0.4 | 0.324 | 11.03 |  | --> | 0.38 | 0 | 0.01 | 0.362 | 0 |  | --> | C32 ex SALTHILL | Salthill [T101,T102] | SALTHILL |  | 53.2781 | -9.0919
054207X | MV/LV Substation MO***207X |  | 10 kV | _ | LV | 50 kVA :Pole Substation | 0.05 | --> | 0.05 | 0 | 0 | Constrained, otherwise capacity available =40 kVA | --> | 0.048 | 0 | 0 | 0 | 0 | Constrained, otherwise capacity available =46 kW | --> | C18 ex MOUNTRATH | Mountrath [T41,T42] | PORTLAOISE |  | 53.0125 | -7.4896
237476 | MV/LV Substation CH***476 |  | 10 kV | _ | LV | 50 kVA :Pole Substation | 0.05 | --> | 0.05 | 0 | 0 | Constrained, otherwise capacity available =46 kVA | --> | 0.048 | 0 | 0 | 0 | 0 | Constrained, otherwise capacity available =47 kW | --> | C17 ex DUNLEER | Dunleer [T41,T42] | DRYBRIDGE |  | 53.8591 | -6.4083
054073Z | MV/LV Substation MA***073Z |  | 10 kV | _ | LV | 400 kVA :Kiosk Substation | 0.4 | --> | 0.4 | 0 | 0 | Constrained, otherwise capacity available =302 kVA | --> | 0.38 | 0 | 0.024 | 0 | 0 | Constrained, otherwise capacity available =349 kW | --> | C16 ex PALLAS | Pallas [T41,T42] | PORTLAOISE |  | 53.036 | -7.3243
142642X | MV/LV Substation RA***642X |  | 10 kV | _ | LV | 400 kVA :Kiosk Substation | 0.4 | --> | 0.4 | 0 | 0 | Constrained, otherwise capacity available =351 kVA | --> | 0.38 | 0 | 0.004 | 0 | 0 | Constrained, otherwise capacity available =370 kW | --> | C16 ex ATHENRY | Athenry [T41,T42] | GALWAY 110KV |  | 53.3006 | -8.7551
055300X | MV/LV Substation BA***300X |  | 20 kV | _ | LV | 50 kVA :Pole Substation | 0.05 | --> | 0.05 | 0 | 0 | Constrained, otherwise capacity available =47 kVA | --> | 0.048 | 0 | 0 | 0 | 0 | Constrained, otherwise capacity available =47 kW | --> | E20 ex ROSCREA | Roscrea [T41,T42] | IKERRIN |  | 52.9197 | -7.6733
1394127 | MV/LV Substation SC***4127 |  | 20 kV | _ | LV | 50 kVA :Pole Substation | 0.05 | --> | 0.05 | 0 | 0 | Constrained, otherwise capacity available =48 kVA | --> | 0.048 | 0 | 0 | 0 | 0 | Constrained, otherwise capacity available =47 kW | --> | E21 ex FINEA | Finea [T421,T422] | SHANKILL |  | 53.8598 | -7.323
0394224 | MV/LV Substation BA***4224 |  | 10 kV | _ | LV | 400 kVA :Kiosk Substation | 0.4 | --> | 0.4 | 0 | 0 | Constrained, otherwise capacity available =310 kVA | --> | 0.38 | 0 | 0 | 0.368 | 0 |  | --> | C22 ex GALWAY 110KV | Galway 110kv [T102,T103] | GALWAY 110KV |  | 53.2888 | -8.9941
037449 | MV/LV Substation WO***449 |  | 10 kV | _ | LV | 50 kVA :Pole Substation | 0.05 | --> | 0.05 | 0 | 0 | Constrained, otherwise capacity available =29 kVA | --> | 0.048 | 0 | 0.02 | 0 | 0 | Constrained, otherwise capacity available =30 kW | --> | C15 ex ENNIS NORTH | Ennis North [T41,T42] | ENNIS |  | 52.8419 | -9.0277
050882Y | MV/LV Substation CO***882Y |  | 20 kV | _ | LV | 200 kVA :Kiosk Substation | 0.2 | --> | 0.2 | 0 | 0 | Constrained, otherwise capacity available =152 kVA | --> | 0.19 | 0 | 0.014 | 0 | 0 | Constrained, otherwise capacity available =173 kW | --> | C22 ex ATHLONE | Athlone [T41,T42] | ATHLONE |  | 53.4235 | -8.0013
030957 | MV/LV Substation BR***957 |  | 20 kV | _ | LV | 50 kVA :Pole Substation | 0.05 | --> | 0.05 | 0 | 0 | Constrained, otherwise capacity available =45 kVA | --> | 0.048 | 0 | 0.01 | 0 | 0 | Constrained, otherwise capacity available =40 kW | --> | E20 ex FOXHOLE | Foxhole [T421,T422] | DUNGARVAN |  | 51.9686 | -7.8948
0164016 | MV/LV Substation OL***4016 |  | 10 kV | _ | LV | 630 kVA :Kiosk Substation | 0.63 | --> | 0.63 | 0 | 0 | Constrained, otherwise capacity available =505 kVA | --> | 0.598 | 0 | 0.053 | 0 | 0 | Constrained, otherwise capacity available =542 kW | --> | C22 ex CELBRIDGE | Celbridge [T41,T42] | GRIFFINRATH |  | 53.3411 | -6.5559
117995 | MV/LV Substation AD***995 |  | 20 kV | _ | LV | 50 kVA :Pole Substation | 0.05 | --> | 0.05 | 0 | 0 | Constrained, otherwise capacity available =46 kVA | --> | 0.048 | 0 | 0 | 0 | 0 | Constrained, otherwise capacity available =47 kW | --> | E18 ex COLLOONEY | Collooney [T421,T422] | SLIGO |  | 54.1023 | -8.3985
120615Y | MV/LV Substation OM***615Y |  | 20 kV | _ | LV | 50 kVA :Pole Substation | 0.05 | --> | 0.05 | 0 | 0 | Constrained, otherwise capacity available =44 kVA | --> | 0.048 | 0 | 0 | 0 | 0 | Constrained, otherwise capacity available =47 kW | --> | E13 ex EDENDERRY | Edenderry [T421,T422] | BLAKE |  | 53.3978 | -7.003
060507Y | MV/LV Substation LI***507Y |  | 10 kV | _ | LV | 100 kVA :Pole Substation | 0.1 | --> | 0.1 | 0 | 4 |  | --> | 0.095 | 0 | 0 | 0 | 0 | Constrained, otherwise capacity available =78 kW | --> | C18 ex BALLYJAMESDUFF | Ballyjamesduff [T41,T42] | SHANKILL |  | 53.9165 | -7.0695
120646 | MV/LV Substation GE***646 |  | 20 kV | _ | LV | 150 kVA :Pole Substation | 0.15 | --> | 0.15 | 0 | 0 | Constrained, otherwise capacity available =143 kVA | --> | 0.142 | 0 | 0 | 0 | 0 | Constrained, otherwise capacity available =142 kW | --> | E20 ex EDENDERRY | Edenderry [T421,T422] | BLAKE |  | 53.3312 | -7.0714
0534386 | MV/LV Substation BR***4386 |  | 10 kV | _ | LV | 400 kVA :Kiosk Substation | 0.4 | --> | 0.4 | 0 | 0 | Constrained, otherwise capacity available =400 kVA | --> | 0.38 | 0 | 0 | 0.38 | 0 |  | --> | C23 ex CLONMINCH | Clonminch [T41,T422] | THORNSBERRY |  | 53.2778 | -7.4838
001106X | MV/LV Substation FR***106X |  | 10 kV | _ | LV | 400 kVA :Kiosk Substation | 0.4 | --> | 0.4 | 0.353 | 0.86 |  | --> | 0.38 | 0 | 0.004 | 0.371 | 0 |  | --> | C21 ex BELFIELD | Belfield [T41,T42] | BLACKROCK |  | 53.3027 | -6.2336
025265Y | MV/LV Substation GO***265Y |  | 10 kV | _ | LV | 50 kVA :Pole Substation | 0.05 | --> | 0.05 | 0 | 0 | Constrained, otherwise capacity available =46 kVA | --> | 0.048 | 0 | 0 | 0.047 | 0 |  | --> | C30 ex BRUFF | Bruff [T42,T421] | LIMERICK |  | 52.4552 | -8.5409
069136 | MV/LV Substation RA***136 |  | 10 kV | _ | LV | 630 kVA :Kiosk Substation | 0.63 | --> | 0.63 | 0.358 | 0.91 |  | --> | 0.598 | 0 | 0.016 | 0.5 | 0 |  | --> | C16 ex KIMMAGE | Kimmage [T41,T42] | INCHICORE 220KV |  | 53.3274 | -6.3077
1224124 | MV/LV Substation ST***4124 |  | 10 kV | _ | LV | 400 kVA :Kiosk Substation | 0.4 | --> | 0.4 | 0.4 | 4.18 |  | --> | 0.38 | 0 | 0 | 0 | 0 | Constrained, otherwise capacity available =380 kW | --> | C18 ex KINGSCOURT | Kingscourt [T41,T42] | MEATH HILL |  | 53.9019 | -6.8056
026986 | MV/LV Substation GA***986 |  | 10 kV | _ | LV | 100 kVA :Pole Substation | 0.1 | --> | 0.1 | 0 | 0 | Constrained, otherwise capacity available =79 kVA | --> | 0.095 | 0 | 0.009 | 0 | 0 | Constrained, otherwise capacity available =85 kW | --> | C18 ex KINSALE | Kinsale [T41,T42] | BANDON |  | 51.6428 | -8.5708
062898Y | MV/LV Substation TE***898Y |  | 10 kV | _ | LV | 400 kVA :Kiosk Substation | 0.4 | --> | 0.4 | 0.317 | 0.72 |  | --> | 0.38 | 0 | 0 | 0 | 0 | Constrained, otherwise capacity available =368 kW | --> | C16 ex COES ROAD | Coes Road [T41,T42] | DUNDALK |  | 54.0032 | -6.3916
139884 | MV/LV Substation CA***884 |  | 10 kV | _ | LV | 50 kVA :Pole Substation | 0.05 | --> | 0.05 | 0.042 | 4 |  | --> | 0.048 | 0 | 0 | 0 | 0 | Constrained, otherwise capacity available =46 kW | --> | C18 ex BALLYJAMESDUFF | Ballyjamesduff [T41,T42] | SHANKILL |  | 53.8914 | -7.1379
065469 | MV/LV Substation FE***469 |  | 20 kV | _ | LV | 50 kVA :Pole Substation | 0.05 | --> | 0.05 | 0 | 0 | Constrained, otherwise capacity available =37 kVA | --> | 0.048 | 0 | 0 | 0 | 0 | Constrained, otherwise capacity available =46 kW | --> | E23 ex BALTRASNA | Baltrasna [T121,T122] | BALTRASNA |  | 53.6207 | -6.4066
0664119 | MV/LV Substation DO***4119 |  | 20 kV | _ | LV | 200 kVA :Kiosk Substation | 0.2 | --> | 0.2 | 0 | 0 | Constrained, otherwise capacity available =120 kVA | --> | 0.19 | 0 | 0.05 | 0 | 0 | Constrained, otherwise capacity available =142 kW | --> | E18 ex GLASMORE | Glasmore [T421,T422] | GLASMORE |  | 53.5164 | -6.2642
054539Y | MV/LV Substation WO***539Y |  | 10 kV | _ | LV | 400 kVA :Kiosk Substation | 0.4 | --> | 0.4 | 0 | 0 | Constrained, otherwise capacity available =315 kVA | --> | 0.38 | 0 | 0.02 | 0 | 0 | Constrained, otherwise capacity available =354 kW | --> | C15 ex PALLAS | Pallas [T41,T42] | PORTLAOISE |  | 53.0437 | -7.3193
161550X | MV/LV Substation TU***550X |  | 20 kV | _ | LV | 400 kVA :Kiosk Substation | 0.4 | --> | 0.4 | 0 | 0 | Constrained, otherwise capacity available =355 kVA | --> | 0.38 | 0 | 0 | 0 | 0 | Constrained, otherwise capacity available =374 kW | --> | C12 ex SPIDDAL |  |  |  | 53.2382 | -9.487
052751 | MV/LV Substation SH***751 |  | 10 kV | _ | LV | 50 kVA :Pole Substation | 0.05 | --> | 0.05 | 0 | 0 | Constrained, otherwise capacity available =20 kVA | --> | 0.048 | 0 | 0 | 0 | 0 | Constrained, otherwise capacity available =43 kW | --> | C23 ex BALLINDERRY | Ballinderry [T41,T422] | MULLINGAR |  | 53.5508 | -7.2762
0684137 | MV/LV Substation HA***4137 |  | 10 kV | _ | LV | 1000 kVA :Building Structure | 1 | --> | 1 | 0.5 | 9.99 |  | --> | 0.95 | 0 | 0 | 0.5 | 0 |  | --> | C24 ex HAROLDS CROSS | Harolds Cross [T101,T102] | POOLBEG |  | 53.3322 | -6.2614
095561 | MV/LV Substation KI***561 |  | 10 kV | _ | LV | 100 kVA :Pole Substation | 0.1 | --> | 0.1 | 0 | 0 | Constrained, otherwise capacity available =48 kVA | --> | 0.095 | 0 | 0.014 | 0 | 0 | Constrained, otherwise capacity available =77 kW | --> | C15 ex CRANNY | Cranny [T41] | ENNIS |  | 52.7199 | -9.3196
001095X | MV/LV Substation CL***095X |  | 10 kV | _ | LV | 400 kVA :Kiosk Substation | 0.4 | --> | 0.4 | 0 | 0 | Constrained, otherwise capacity available =328 kVA | --> | 0.38 | 0 | 0 | 0.37 | 0 |  | --> | C18 ex DUNDRUM | Dundrum [T41,T42] | BLACKROCK |  | 53.3099 | -6.2381
066303X | MV/LV Substation HU***303X |  | 20 kV | _ | LV | 630 kVA :Kiosk Substation | 0.63 | --> | 0.63 | 0 | 0 | Constrained, otherwise capacity available =400 kVA | --> | 0.598 | 0 | 0.138 | 0 | 0 | Constrained, otherwise capacity available =464 kW | --> | E16 ex ASHBOURNE | Ashbourne [T421,T422] | FINGLAS |  | 53.5152 | -6.4016
037107 | MV/LV Substation CL***107 |  | 10 kV | _ | LV | 400 kVA :Kiosk Substation | 0.4 | --> | 0.4 | 0 | 0 | Constrained, otherwise capacity available =296 kVA | --> | 0.38 | 0 | 0.02 | 0 | 0 | Constrained, otherwise capacity available =351 kW | --> | C16 ex CAHIRCALLA | Cahircalla [T41,T42] | ENNIS |  | 52.8424 | -8.9922
058236 | MV/LV Substation SE***236 |  | 10 kV | _ | LV | 200 kVA :Kiosk Substation | 0.2 | --> | 0.2 | 0 | 0 | Constrained, otherwise capacity available =160 kVA | --> | 0.19 | 0 | 0 | 0 | 0 | Constrained, otherwise capacity available =184 kW | --> | C15 ex KYLEERAGH | Kyleeragh [T41,T42] | NENAGH |  | 52.865 | -8.188
065073 | MV/LV Substation LA***073 |  | 10 kV | _ | LV | 400 kVA :Kiosk Substation | 0.4 | --> | 0.4 | 0 | 0 | Constrained, otherwise capacity available =278 kVA | --> | 0.38 | 0 | 0 | 0.363 | 0 |  | --> | C21 ex STEPHENSTOWN | Stephenstown [T101,T102] | FINGLAS |  | 53.615 | -6.1885
039081 | MV/LV Substation BO***081 |  | 10 kV | _ | LV | 1000 kVA :Building Structure | 1 | --> | 1 | 0 | 0 | Constrained, otherwise capacity available =924 kVA | --> | 0.95 | 0 | 0.006 | 0.5 | 0 |  | --> | C27 ex GALWAY 110KV | Galway 110kv [T102,T103] | GALWAY 110KV |  | 53.2694 | -9.0466
006860X | MV/LV Substation BA***860X |  | 20 kV | _ | LV | 200 kVA :Pole Substation | 0.2 | --> | 0.2 | 0.186 | 4.38 |  | --> | 0.19 | 0 | 0.007 | 0.183 | 0 |  | --> | E18 ex CRANE | Crane [T122] | CRANE |  | 52.4504 | -6.3426
1804118 | MV/LV Substation TU***4118 |  | 10 kV | _ | LV | 50 kVA :Pole Substation | 0.05 | --> | 0.05 | 0 | 0 | Constrained, otherwise capacity available =30 kVA | --> | 0.048 | 0 | 0 | 0 | 0 | Constrained, otherwise capacity available =45 kW | --> | C17 ex ATHBOY | Athboy [T42] | NAVAN |  | 53.7044 | -7.0414
081152Z | MV/LV Substation CE***152Z |  | 10 kV | _ | LV | 1000 kVA :Building Structure | 1 | --> | 1 | 0 | 0 | Constrained, otherwise capacity available =812 kVA | --> | 0.95 | 0 | 0.085 | 0.5 | 0 |  | --> | C34 ex CLONDALKIN | Clondalkin [T41,T42,T44] | INCHICORE 220KV |  | 53.3233 | -6.3685
161707X | MV/LV Substation BO***707X |  | 20 kV | _ | LV | 400 kVA :Kiosk Substation | 0.4 | --> | 0.4 | 0.354 | 11.03 |  | --> | 0.38 | 0 | 0.02 | 0.359 | 0 |  | --> | C27 ex SALTHILL | Salthill [T101,T102] | SALTHILL |  | 53.3345 | -9.182
003185Y | MV/LV Substation ST***185Y |  | 10 kV | _ | LV | 50 kVA :Pole Substation | 0.05 | --> | 0.05 | 0 | 0 | Constrained, otherwise capacity available =48 kVA | --> | 0.048 | 0 | 0 | 0 | 0 | Constrained, otherwise capacity available =47 kW | --> | C11 ex RATHDRUM | Rathdrum [T42] | ARKLOW |  | 52.9496 | -6.2243
305368 | MV/LV Substation BO***368 |  | 20 kV | _ | LV | 200 kVA :Kiosk Substation | 0.2 | --> | 0.2 | 0.159 | 4.61 |  | --> | 0.19 | 0 | 0 | 0 | 0 | Constrained, otherwise capacity available =184 kW | --> | E14 ex LUMCLOON | Lumcloon [T421,T422] | DALLOW |  | 53.2271 | -7.7313
138644 | MV/LV Substation GL***644 |  | 10 kV | _ | LV | 50 kVA :Pole Substation | 0.05 | --> | 0.05 | 0.038 | 1.52 |  | --> | 0.048 | 0 | 0 | 0 | 0 | Constrained, otherwise capacity available =46 kW | --> | C19 ex SHERCOCK | Shercock [T41,T42] | MEATH HILL |  | 53.969 | -6.9095
132748X | MV/LV Substation DO***748X |  | 20 kV | _ | LV | 200 kVA :Pole Substation | 0.2 | --> | 0.2 | 0 | 0 | Constrained, otherwise capacity available =134 kVA | --> | 0.19 | 0 | 0 | 0 | 0 | Constrained, otherwise capacity available =181 kW | --> | E30 ex LOUGHREA | Loughrea [T41,T42] | SOMERSET |  | 53.2272 | -8.7309
013010 | MV/LV Substation WH***010 |  | 10 kV | _ | LV | 200 kVA :Kiosk Substation | 0.2 | --> | 0.2 | 0.121 | 0.12 | Constrained, otherwise capacity available =134 kVA | --> | 0.19 | 0 | 0.027 | 0.161 | 0 |  | --> | C20 ex ATHY | Athy [T101,T102] | ATHY |  | 52.9984 | -6.985
365148X | MV/LV Substation IN***148X |  | 10 kV | _ | LV | 400 kVA :Building Structure | 0.4 | --> | 0.4 | 0 | 0 | Constrained, otherwise capacity available =288 kVA | --> | 0.38 | 0 | 0.006 | 0.36 | 0 |  | --> | C19 ex INCHICORE NORTH | Inchicore North [T41] | INCHICORE 220KV |  | 53.3283 | -6.3476
066754 | MV/LV Substation KI***754 |  | 20 kV | _ | LV | 50 kVA :Pole Substation | 0.05 | --> | 0.05 | 0 | 0 | Constrained, otherwise capacity available =42 kVA | --> | 0.048 | 0 | 0.01 | 0 | 0 | Constrained, otherwise capacity available =39 kW | --> | E21 ex ASHBOURNE | Ashbourne [T421,T422] | FINGLAS |  | 53.4697 | -6.3198
036755 | MV/LV Substation TA***755 |  | 20 kV | _ | LV | 100 kVA :Pole Substation | 0.1 | --> | 0.1 | 0 | 0 | Constrained, otherwise capacity available =74 kVA | --> | 0.095 | 0 | 0 | 0 | 0 | Constrained, otherwise capacity available =91 kW | --> | E19 ex GARRANACANTY | Garranacanty [T421,T422] | TIPPERARY |  | 52.4222 | -8.0211
049386Z | MV/LV Substation NA***386Z |  | 10 kV | _ | LV | 200 kVA :Kiosk Substation | 0.2 | --> | 0.2 | 0.133 | 0.13 | Constrained, otherwise capacity available =190 kVA | --> | 0.19 | 0 | 0 | 0 | 0 | Constrained, otherwise capacity available =189 kW | --> | C18 ex BALLYMAHON | Ballymahon [T41,T42] | ATHLONE |  | 53.5721 | -7.7813
018002 | MV/LV Substation WI***002 |  | 10 kV | _ | LV | 400 kVA :Kiosk Substation | 0.4 | --> | 0.4 | 0.227 | 3.75 |  | --> | 0.38 | 0 | 0 | 0 | 0 | Constrained, otherwise capacity available =356 kW | --> | C11 ex SMEARLA | Smearla [T41,T42] | TRIEN |  | 52.4475 | -9.4865
026645X | MV/LV Substation CL***645X |  | 10 kV | _ | LV | 50 kVA :Pole Substation | 0.05 | --> | 0.05 | 0.045 | 8.66 |  | --> | 0.048 | 0 | 0 | 0 | 0 | Constrained, otherwise capacity available =47 kW | --> | C18 ex BANDON | Bandon [T101,T42] | BANDON |  | 51.7914 | -8.6872
149433 | MV/LV Substation CL***433 |  | 10 kV | _ | LV | 100 kVA :Pole Substation | 0.1 | --> | 0.1 | 0 | 0 | Constrained, otherwise capacity available =99 kVA | --> | 0.095 | 0 | 0 | 0 | 0 | Constrained, otherwise capacity available =95 kW | --> | C13 ex DONEGAL | Donegal [T41,T42] | CATHALEENS FALL |  | 54.6679 | -8.059
067570Y | MV/LV Substation KN***570Y |  | 10 kV | _ | LV | 50 kVA :Pole Substation | 0.05 | --> | 0.05 | 0 | 0 | Constrained, otherwise capacity available =47 kVA | --> | 0.048 | 0 | 0 | 0 | 0 | Constrained, otherwise capacity available =47 kW | --> | C11 ex MOYLISH | Moylish [T41,T42] | ARDNACRUSHA |  | 52.6918 | -8.6503
084411X | MV/LV Substation BA***411X |  | 20 kV | _ | LV | 200 kVA :Pole Substation | 0.2 | --> | 0.2 | 0 | 0 | Constrained, otherwise capacity available =163 kVA | --> | 0.19 | 0 | 0 | 0 | 0 | Constrained, otherwise capacity available =185 kW | --> | E11 ex KILCOLGAN | Kilcolgan [T42,T421] | GALWAY 110KV |  | 53.1844 | -8.9099
2064091 | MV/LV Substation SE***4091 |  | 20 kV | _ | LV | 200 kVA :Pole Substation | 0.2 | --> | 0.2 | 0.168 | 1.6 |  | --> | 0.19 | 0 | 0 | 0 | 0 | Constrained, otherwise capacity available =186 kW | --> | E17 ex BELMULLET | Belmullet [T421] | BELLACORICK |  | 54.2279 | -9.9919
0064378 | MV/LV Substation FO***4378 |  | 10 kV | _ | LV | 630 kVA :Kiosk Substation | 0.63 | --> | 0.63 | 0.5 | 3.12 |  | --> | 0.598 | 0 | 0.005 | 0 | 0 | Constrained, otherwise capacity available =594 kW | --> | C11 ex BELLFIELD | Bellfield [T41,T42] | CRANE |  | 52.5125 | -6.5956
039425X | MV/LV Substation GO***425X |  | 10 kV | _ | LV | 200 kVA :Kiosk Substation | 0.2 | --> | 0.2 | 0.184 | 11.03 |  | --> | 0.19 | 0 | 0 | 0.188 | 0 |  | --> | C31 ex SALTHILL | Salthill [T101,T102] | SALTHILL |  | 53.2835 | -9.0681
196050X | MV/LV Substation CO***050X |  | 10 kV | _ | LV | 100 kVA :Pole Substation | 0.1 | --> | 0.1 | 0 | 0 | Constrained, otherwise capacity available =79 kVA | --> | 0.095 | 0 | 0 | 0 | 0 | Constrained, otherwise capacity available =92 kW | --> | C18 ex ATHBOY | Athboy [T42] | NAVAN |  | 53.6236 | -6.9229
281668Z | MV/LV Substation KI***668Z |  | 10 kV | _ | LV | 50 kVA :Pole Substation | 0.05 | --> | 0.05 | 0 | 0 | Constrained, otherwise capacity available =50 kVA | --> | 0.048 | 0 | 0 | 0.048 | 0 |  | --> | C17 ex BISHOPSTOWN | Bishopstown [T41,T42] | KILBARRY |  | 51.8879 | -8.5685
095005 | MV/LV Substation HE***005 |  | 10 kV | _ | LV | 630 kVA :Building Structure | 0.63 | --> | 0.63 | 0.411 | 0.7 |  | --> | 0.598 | 0 | 0.017 | 0 | 0 | Constrained, otherwise capacity available =555 kW | --> | C14 ex KILRUSH | Kilrush [T41,T42] | TULLABRACK |  | 52.6373 | -9.4886
0534088 | MV/LV Substation KI***4088 |  | 20 kV | _ | LV | 50 kVA :Pole Substation | 0.05 | --> | 0.05 | 0 | 0 | Constrained, otherwise capacity available =49 kVA | --> | 0.048 | 0 | 0 | 0.047 | 0 |  | --> | E20 ex CLONMINCH | Clonminch [T41,T422] | THORNSBERRY |  | 53.3505 | -7.2995
132888 | MV/LV Substation KI***888 |  | 20 kV | _ | LV | 50 kVA :Pole Substation | 0.05 | --> | 0.05 | 0 | 0 | Constrained, otherwise capacity available =44 kVA | --> | 0.048 | 0 | 0 | 0 | 0 | Constrained, otherwise capacity available =47 kW | --> | E30 ex LOUGHREA | Loughrea [T41,T42] | SOMERSET |  | 53.2228 | -8.7208
0494078 | MV/LV Substation TO***4078 |  | 10 kV | _ | LV | 50 kVA :Pole Substation | 0.05 | --> | 0.05 | 0.035 | 0.13 |  | --> | 0.048 | 0 | 0 | 0 | 0 | Constrained, otherwise capacity available =45 kW | --> | C14 ex BALLYMAHON | Ballymahon [T41,T42] | ATHLONE |  | 53.6335 | -7.7622
158125 | MV/LV Substation LI***125 |  | 20 kV | _ | LV | 50 kVA :Pole Substation | 0.05 | --> | 0.05 | 0 | 0 | Constrained, otherwise capacity available =50 kVA | --> | 0.048 | 0 | 0 | 0 | 0 | Constrained, otherwise capacity available =48 kW | --> | C19 ex ENNISTYMON | Ennistymon [T41,T42] | ENNIS |  | 52.9676 | -9.2225
293979 | MV/LV Substation SR***979 |  | 20 kV | _ | LV | 50 kVA :Pole Substation | 0.05 | --> | 0.05 | 0 | 0 | Constrained, otherwise capacity available =31 kVA | --> | 0.048 | 0 | 0.003 | 0 | 0 | Constrained, otherwise capacity available =42 kW | --> | E12 ex BALTINGLASS | Baltinglass [T421,T422] | STRATFORD |  | 52.9505 | -6.7063
081111Z | MV/LV Substation PA***111Z |  | 10 kV | _ | LV | 1000 kVA :Building Structure | 1 | --> | 1 | 0 | 0 | Constrained, otherwise capacity available =867 kVA | --> | 0.95 | 0 | 0 | 0.5 | 0 |  | --> | C31 ex SEMPERIT | Semperit [T41,T42,T43] | GRANGE CASTLE |  | 53.3303 | -6.3741
015711Z | MV/LV Substation RA***711Z |  | 10 kV | _ | LV | 100 kVA :Pole Substation | 0.1 | --> | 0.1 | 0 | 0 | Constrained, otherwise capacity available =94 kVA | --> | 0.095 | 0 | 0 | 0 | 0 | Constrained, otherwise capacity available =94 kW | --> | C11 ex JOHNSTOWN | Johnstown [T41,T42] | KILTEEL |  | 53.2111 | -6.5678
009994 | MV/LV Substation AN***994 |  | 10 kV | _ | LV | 50 kVA :Pole Substation | 0.05 | --> | 0.05 | 0.044 | 8.16 |  | --> | 0.048 | 0 | 0 | 0 | 0 | Constrained, otherwise capacity available =47 kW | --> | C13 ex MOUNT MISERY | Mount Misery [T41,T42] | WATERFORD |  | 52.2569 | -7.0892
050052X | MV/LV Substation RO***052X |  | 20 kV | _ | LV | 50 kVA :Pole Substation | 0.05 | --> | 0.05 | 0.05 | 6.49 |  | --> | 0.048 | 0 | 0 | 0 | 0 | Constrained, otherwise capacity available =48 kW | --> | C22 ex BUSHFIELD | Bushfield [T41,T42] | ATHLONE |  | 53.4514 | -7.8868
059952X | MV/LV Substation TO***952X |  | 20 kV | _ | LV | 100 kVA :Pole Substation | 0.1 | --> | 0.1 | 0 | 0 | Constrained, otherwise capacity available =57 kVA | --> | 0.095 | 0 | 0.004 | 0 | 0 | Constrained, otherwise capacity available =86 kW | --> | E11 ex CAVAN | Cavan [T42,T421] | SHANKILL |  | 54.049 | -7.3168
050588Y | MV/LV Substation BE***588Y |  | 20 kV | _ | LV | 50 kVA :Pole Substation | 0.05 | --> | 0.05 | 0 | 0 | Constrained, otherwise capacity available =33 kVA | --> | 0.048 | 0 | 0.01 | 0 | 0 | Constrained, otherwise capacity available =38 kW | --> | C22 ex ATHLONE | Athlone [T41,T42] | ATHLONE |  | 53.4273 | -8.0228
067805Y | MV/LV Substation CL***805Y |  | 10 kV | _ | LV | 400 kVA :Kiosk Substation | 0.4 | --> | 0.4 | 0 | 0 | Constrained, otherwise capacity available =298 kVA | --> | 0.38 | 0 | 0.006 | 0 | 0 | Constrained, otherwise capacity available =361 kW | --> | C18 ex CAHERDAVIN | Caherdavin [T41,T42] | ARDNACRUSHA |  | 52.6663 | -8.6678
461005 | MV/LV Substation TI***005 |  | 10 kV | _ | LV | 400 kVA :Building Structure | 0.4 | --> | 0.4 | 0.209 | 2.33 |  | --> | 0.38 | 0 | 0.019 | 0 | 0 | Constrained, otherwise capacity available =339 kW | --> | E17 ex MOY | Moy [T421,T422] | MOY |  | 54.1159 | -9.1641
417570 | MV/LV Substation AR***570 |  | 20 kV | _ | LV | 100 kVA :Pole Substation | 0.1 | --> | 0.1 | 0.083 | 8.5 |  | --> | 0.095 | 0 | 0 | 0 | 0 | Constrained, otherwise capacity available =93 kW | --> | E14 ex ARIGNA | Arigna [T121] | ARIGNA |  | 54.0756 | -8.1065
110061X | MV/LV Substation TI***061X |  | 20 kV | _ | LV | 400 kVA :Kiosk Substation | 0.4 | --> | 0.4 | 0.328 | 0.76 |  | --> | 0.38 | 0 | 0 | 0 | 0 | Constrained, otherwise capacity available =370 kW | --> | E19 ex KENMARE | Kenmare [T421] | KNOCKEARAGH |  | 51.8998 | -9.6068
0624193 | MV/LV Substation OP***4193 |  | 20 kV | _ | LV | 400 kVA :Kiosk Substation | 0.4 | --> | 0.4 | 0.388 | 3.47 |  | --> | 0.38 | 0 | 0 | 0 | 0 | Constrained, otherwise capacity available =378 kW | --> | E16 ex BUSH | Bush [T421,T422] | DUNDALK |  | 54.0326 | -6.135
005875 | MV/LV Substation RA***875 |  | 10 kV | _ | LV | 50 kVA :Pole Substation | 0.05 | --> | 0.05 | 0.03 | 3.03 |  | --> | 0.048 | 0 | 0.016 | 0 | 0 | Constrained, otherwise capacity available =33 kW | --> | C17 ex RAMSTOWN | Ramstown [T41,T42] | CRANE |  | 52.665 | -6.2635
111403X | MV/LV Substation DE***403X |  | 20 kV | _ | LV | 50 kVA :Pole Substation | 0.05 | --> | 0.05 | 0.04 | 0.94 |  | --> | 0.048 | 0 | 0 | 0 | 0 | Constrained, otherwise capacity available =46 kW | --> | E21 ex CASTLETOWNBERE | Castletownbere [T421] | BALLYLICKY |  | 51.664 | -9.8748
017084 | MV/LV Substation PE***084 |  | 10 kV | _ | LV | 400 kVA :Kiosk Substation | 0.4 | --> | 0.4 | 0.389 | 1.98 |  | --> | 0.38 | 0 | 0 | 0 | 0 | Constrained, otherwise capacity available =378 kW | --> | E18 ex RATHKEALE | Rathkeale [T421,T422] | RATHKEALE |  | 52.5226 | -8.9359
0494321 | MV/LV Substation CO***4321 |  | 10 kV | _ | LV | 50 kVA :Pole Substation | 0.05 | --> | 0.05 | 0.05 | 0.13 |  | --> | 0.048 | 0 | 0 | 0 | 0 | Constrained, otherwise capacity available =48 kW | --> | C14 ex BALLYMAHON | Ballymahon [T41,T42] | ATHLONE |  | 53.5991 | -7.6794
039363 | MV/LV Substation MI***363 |  | 10 kV | _ | LV | 630 kVA :Kiosk Substation | 0.63 | --> | 0.63 | 0.247 | 3.45 |  | --> | 0.598 | 0 | 0 | 0.5 | 0 |  | --> | C13 ex TRIMMS LANE | Trimms Lane [T41,T42] | SALTHILL |  | 53.2714 | -9.0571
029250Y | MV/LV Substation CO***250Y |  | 10 kV | _ | LV | 630 kVA :Building Structure | 0.63 | --> | 0.63 | 0 | 0 | Constrained, otherwise capacity available =557 kVA | --> | 0.598 | 0 | 0.005 | 0.5 | 0 |  | --> | C17 ex MIDLETON | Midleton [T101,T102] | MIDLETON |  | 51.914 | -8.1695
590493 | MV/LV Substation CO***493 |  | 20 kV | _ | LV | 100 kVA :Pole Substation | 0.1 | --> | 0.1 | 0.078 | 1.43 |  | --> | 0.095 | 0 | 0 | 0 | 0 | Constrained, otherwise capacity available =92 kW | --> | E17 ex CONG | Cong [T421,T422] | CLOON |  | 53.5322 | -9.2678
065418Z | MV/LV Substation BL***418Z |  | 10 kV | _ | LV | 400 kVA :Kiosk Substation | 0.4 | --> | 0.4 | 0 | 0 | Constrained, otherwise capacity available =333 kVA | --> | 0.38 | 0 | 0.13 | 0.274 | 0 |  | --> | C26 ex STEPHENSTOWN | Stephenstown [T101,T102] | FINGLAS |  | 53.593 | -6.1871
009722X | MV/LV Substation MA***722X |  | 10 kV | _ | LV | 200 kVA :Pole Substation | 0.2 | --> | 0.2 | 0 | 0 | Constrained, otherwise capacity available =187 kVA | --> | 0.19 | 0 | 0.014 | 0 | 0 | Constrained, otherwise capacity available =178 kW | --> | C16 ex GRANGE (SR) | Grange (sr) [T41,T42] | BUTLERSTOWN |  | 52.2506 | -7.0788
031234 | MV/LV Substation SE***234 |  | 10 kV | _ | LV | 400 kVA :Kiosk Substation | 0.4 | --> | 0.4 | 0 | 0 | Constrained, otherwise capacity available =261 kVA | --> | 0.38 | 0 | 0.013 | 0 | 0 | Constrained, otherwise capacity available =351 kW | --> | C17 ex COLLIGAN | Colligan [T41,T42] | DUNGARVAN |  | 52.1001 | -7.627
081640Z | MV/LV Substation ST***640Z |  | 10 kV | _ | LV | 200 kVA :Kiosk Substation | 0.2 | --> | 0.2 | 0 | 0 | Constrained, otherwise capacity available =182 kVA | --> | 0.19 | 0 | 0 | 0 | 0 | Constrained, otherwise capacity available =188 kW | --> | C11 ex COOLMINE | Coolmine [T41,T42] | FINGLAS |  | 53.3712 | -6.4052
035344 | MV/LV Substation SH***344 |  | 20 kV | _ | LV | 50 kVA :Pole Substation | 0.05 | --> | 0.05 | 0.043 | 0.49 |  | --> | 0.048 | 0 | 0 | 0 | 0 | Constrained, otherwise capacity available =46 kW | --> | E11 ex ARDFINNAN | Ardfinnan [T421] | CAHIR |  | 52.2963 | -8.0531
093606 | MV/LV Substation ED***606 |  | 10 kV | _ | LV | 100 kVA :Pole Substation | 0.1 | --> | 0.1 | 0 | 0 | Constrained, otherwise capacity available =91 kVA | --> | 0.095 | 0 | 0 | 0 | 0 | Constrained, otherwise capacity available =94 kW | --> | C20 ex CLONSHAUGH | Clonshaugh [T41,T42] | FINGLAS |  | 53.4146 | -6.2235
154310 | MV/LV Substation HA***310 |  | 10 kV | _ | LV | 400 kVA :Kiosk Substation | 0.4 | --> | 0.4 | 0 | 0 | Constrained, otherwise capacity available =171 kVA | --> | 0.38 | 0 | 0.063 | 0 | 0 | Constrained, otherwise capacity available =301 kW | --> | C15 ex COOLMINE | Coolmine [T41,T42] | FINGLAS |  | 53.3926 | -6.4147
081004Z | MV/LV Substation CA***004Z |  | 10 kV | _ | LV | 200 kVA :Kiosk Substation | 0.2 | --> | 0.2 | 0 | 0 | Constrained, otherwise capacity available =123 kVA | --> | 0.19 | 0 | 0.008 | 0.173 | 0 |  | --> | C20 ex BALGADDY | Balgaddy [T41,T42] | GRANGE CASTLE |  | 53.3469 | -6.4311
176026Y | MV/LV Substation CU***026Y |  | 20 kV | _ | LV | 400 kVA :Building Structure | 0.4 | --> | 0.4 | 0.33 | 18.78 |  | --> | 0.38 | 0 | 0 | 0.37 | 0 |  | --> | E14 ex HARTNETTS CROSS | Hartnetts Cross [T121,T422] | MACROOM |  | 51.9426 | -9.1561
066627Z | MV/LV Substation FO***627Z |  | 20 kV | _ | LV | 400 kVA :Kiosk Substation | 0.4 | --> | 0.4 | 0 | 0 | Constrained, otherwise capacity available =277 kVA | --> | 0.38 | 0 | 0.007 | 0 | 0 | Constrained, otherwise capacity available =358 kW | --> | E12 ex ASHBOURNE | Ashbourne [T421,T422] | FINGLAS |  | 53.5087 | -6.4511
276628 | MV/LV Substation MU***628 |  | 10 kV | _ | LV | 200 kVA :Pole Substation | 0.2 | --> | 0.2 | 0.195 | 0.76 |  | --> | 0.19 | 0 | 0 | 0 | 0 | Constrained, otherwise capacity available =189 kW | --> | C13 ex WOODFORD | Woodford [T41,T42] | KNOCKEARAGH |  | 52.0258 | -9.489
288128X | MV/LV Substation DS***128X |  | 10 kV | _ | LV | 200 kVA :Pole Substation | 0.2 | --> | 0.2 | 0 | 0 | Constrained, otherwise capacity available =151 kVA | --> | 0.19 | 0 | 0 | 0.183 | 0 |  | --> | C13 ex SANDYFORD | Sandyford [T41,T42] | CARRICKMINES |  | 53.2595 | -6.3099
1844080 | MV/LV Substation DO***4080 |  | 10 kV | _ | LV | 50 kVA :Pole Substation | 0.05 | --> | 0.05 | 0.047 | 3.38 |  | --> | 0.048 | 0 | 0.011 | 0 | 0 | Constrained, otherwise capacity available =39 kW | --> | C17 ex CASTLEBLAYNEY | Castleblayney [T41,T42] | DUNDALK |  | 54.1274 | -6.8197
068988 | MV/LV Substation ME***988 |  | 10 kV | _ | LV | 630 kVA :Kiosk Substation | 0.63 | --> | 0.63 | 0.5 | 14.34 |  | --> | 0.598 | 0 | 0.003 | 0.5 | 0 |  | --> | C41 ex NORTH QUAYS | North Quays [T101,T102,T103] | POOLBEG |  | 53.3521 | -6.2297
006102 | MV/LV Substation KI***102 |  | 10 kV | _ | LV | 200 kVA :Pole Substation | 0.2 | --> | 0.2 | 0.193 | 4.38 |  | --> | 0.19 | 0 | 0 | 0.189 | 0 |  | --> | E11 ex CRANE | Crane [T122] | CRANE |  | 52.5218 | -6.5521
066166X | MV/LV Substation C.***166X |  | 20 kV | _ | LV | 400 kVA :Kiosk Substation | 0.4 | --> | 0.4 | 0 | 0 | Constrained, otherwise capacity available =176 kVA | --> | 0.38 | 0 | 0.015 | 0 | 0 | Constrained, otherwise capacity available =337 kW | --> | E16 ex ASHBOURNE | Ashbourne [T421,T422] | FINGLAS |  | 53.5106 | -6.3953
009365Y | MV/LV Substation GR***365Y |  | 10 kV | _ | LV | 1000 kVA :Building Structure | 1 | --> | 1 | 0.5 | 3.82 |  | --> | 0.95 | 0 | 0 | 0 | 0 | Constrained, otherwise capacity available =943 kW | --> | C13 ex WATERFORD | Waterford [T41,T42] | WATERFORD |  | 52.2641 | -7.1199
069089 | MV/LV Substation ME***089 |  | 10 kV | _ | LV | 630 kVA :Building Structure | 0.63 | --> | 0.63 | 0.37 | 0.98 |  | --> | 0.598 | 0 | 0 | 0.5 | 0 |  | --> | C13 ex LEESON STREET | Leeson Street [T41,T42] | MILLTOWN (DR) |  | 53.3317 | -6.2508
022379 | MV/LV Substation EG***379 |  | 10 kV | _ | LV | 400 kVA :Kiosk Substation | 0.4 | --> | 0.4 | 0 | 0 | Constrained, otherwise capacity available =347 kVA | --> | 0.38 | 0 | 0.027 | 0 | 0 | Constrained, otherwise capacity available =353 kW | --> | C15 ex SCARTEEN | Scarteen [T41,T42] | MALLOW |  | 52.1301 | -8.6609
1544351 | MV/LV Substation KI***4351 |  | 10 kV | _ | LV | 630 kVA :Kiosk Substation | 0.63 | --> | 0.63 | 0 | 0 | Constrained, otherwise capacity available =629 kVA | --> | 0.598 | 0 | 0 | 0 | 0 | Constrained, otherwise capacity available =598 kW | --> | C20 ex COOLMINE | Coolmine [T41,T42] | FINGLAS |  | 53.3831 | -6.4018
082074 | MV/LV Substation HO***074 |  | 10 kV | _ | LV | 400 kVA :Building Structure | 0.4 | --> | 0.4 | 0.098 | 2.01 |  | --> | 0.38 | 0 | 0.01 | 0 | 0 | Constrained, otherwise capacity available =329 kW | --> | C16 ex ABBEYLAND | Abbeyland [T41,T42] | NAVAN |  | 53.6503 | -6.6969
015739Z | MV/LV Substation OL***739Z |  | 10 kV | _ | LV | 200 kVA :Kiosk Substation | 0.2 | --> | 0.2 | 0.2 | 12.6 |  | --> | 0.19 | 0 | 0 | 0.19 | 0 |  | --> | C14 ex MONREAD | Monread [T101,T102] | MONREAD |  | 53.2327 | -6.6663
066681Z | MV/LV Substation HO***681Z |  | 10 kV | _ | LV | 400 kVA :Kiosk Substation | 0.4 | --> | 0.4 | 0 | 0 | Constrained, otherwise capacity available =335 kVA | --> | 0.38 | 0 | 0 | 0.371 | 0 |  | --> | C16 ex MOUNTGORRY | Mountgorry [T41,T42] | GRANGE (DR) |  | 53.4422 | -6.2121
065334Z | MV/LV Substation DU***334Z |  | 10 kV | _ | LV | 630 kVA :Kiosk Substation | 0.63 | --> | 0.63 | 0 | 0 | Constrained, otherwise capacity available =502 kVA | --> | 0.598 | 0 | 0.015 | 0.5 | 0 |  | --> | C22 ex STEPHENSTOWN | Stephenstown [T101,T102] | FINGLAS |  | 53.6168 | -6.2038
081182Z | MV/LV Substation FE***182Z |  | 10 kV | _ | LV | 400 kVA :Kiosk Substation | 0.4 | --> | 0.4 | 0.322 | 7.91 |  | --> | 0.38 | 0 | 0 | 0.369 | 0 |  | --> | C23 ex PELLETSTOWN | Pelletstown [T101,T102] | FINGLAS |  | 53.373 | -6.4044
1624200 | MV/LV Substation TT***4200 |  | 10 kV | _ | LV | 100 kVA :Pole Substation | 0.1 | --> | 0.1 | 0.1 | 7.25 |  | --> | 0.095 | 0 | 0 | 0 | 0 | Constrained, otherwise capacity available =95 kW | --> | C12 ex CONVOY | Convoy [T41,T42] | LETTERKENNY |  | 54.8608 | -7.7515
069546 | MV/LV Substation WI***546 |  | 10 kV | _ | LV | 400 kVA :Building Structure | 0.4 | --> | 0.4 | 0.369 | 4.47 |  | --> | 0.38 | 0 | 0 | 0.376 | 0 |  | --> | C14 ex TEMPLEOGUE | Templeogue [T41,T42] | MILLTOWN (DR) |  | 53.2975 | -6.3268
158092X | MV/LV Substation LI***092X |  | 20 kV | _ | LV | 200 kVA :Pole Substation | 0.2 | --> | 0.2 | 0 | 0 | Constrained, otherwise capacity available =79 kVA | --> | 0.19 | 0 | 0.005 | 0 | 0 | Constrained, otherwise capacity available =169 kW | --> | C19 ex ENNISTYMON | Ennistymon [T41,T42] | ENNIS |  | 53.0294 | -9.288
017810 | MV/LV Substation CA***810 |  | 10 kV | _ | LV | 50 kVA :Pole Substation | 0.05 | --> | 0.05 | 0.027 | 1.05 |  | --> | 0.048 | 0 | 0.011 | 0 | 0 | Constrained, otherwise capacity available =36 kW | --> | C16 ex NEWCASTLEWEST | Newcastlewest [T41,T42] | RATHKEALE |  | 52.4935 | -9.1487
233287X | MV/LV Substation CR***287X |  | 20 kV | _ | LV | 200 kVA :Pole Substation | 0.2 | --> | 0.2 | 0 | 0 | Constrained, otherwise capacity available =168 kVA | --> | 0.19 | 0 | 0 | 0 | 0 | Constrained, otherwise capacity available =186 kW | --> | C21 ex CASTLEISLAND | Castleisland [T41,T42] | TRALEE |  | 52.2079 | -9.448
165664 | MV/LV Substation TH***664 |  | 10 kV | _ | LV | 100 kVA :Pole Substation | 0.1 | --> | 0.1 | 0.059 | 0.88 |  | --> | 0.095 | 0 | 0.007 | 0 | 0 | Constrained, otherwise capacity available =84 kW | --> | C12 ex ROSS CARBERY | Ross Carbery [T41,T42] | DUNMANWAY |  | 51.575 | -9.0185
066093 | MV/LV Substation WY***093 |  | 20 kV | _ | LV | 200 kVA :Pole Substation | 0.2 | --> | 0.2 | 0 | 0 | Constrained, otherwise capacity available =178 kVA | --> | 0.19 | 0 | 0.049 | 0 | 0 | Constrained, otherwise capacity available =151 kW | --> | E21 ex ASHBOURNE | Ashbourne [T421,T422] | FINGLAS |  | 53.5431 | -6.3491
253039Z | MV/LV Substation DE***039Z |  | 20 kV | _ | LV | 100 kVA :Pole Substation | 0.1 | --> | 0.1 | 0 | 0 | Constrained, otherwise capacity available =80 kVA | --> | 0.095 | 0 | 0.002 | 0 | 0 | Constrained, otherwise capacity available =91 kW | --> | E17 ex HEADFORD | Headford [T41,T42] | CLOON |  | 53.467 | -9.0991
049722X | MV/LV Substation P+***722X |  | 20 kV | _ | LV | 200 kVA :Pole Substation | 0.2 | --> | 0.2 | 0.189 | 0.21 |  | --> | 0.19 | 0 | 0 | 0 | 0 | Constrained, otherwise capacity available =188 kW | --> | E20 ex LONGFORD | Longford [T421,T422] | RICHMOND |  | 53.7342 | -7.7806
132123 | MV/LV Substation MA***123 |  | 10 kV | _ | LV | 50 kVA :Pole Substation | 0.05 | --> | 0.05 | 0 | 0 | Constrained, otherwise capacity available =43 kVA | --> | 0.048 | 0 | 0 | 0 | 0 | Constrained, otherwise capacity available =46 kW | --> | C16 ex LOUGHREA | Loughrea [T41,T42] | SOMERSET |  | 53.1904 | -8.5389
0494422 | MV/LV Substation EU***4422 |  | 10 kV | _ | LV | 50 kVA :Pole Substation | 0.05 | --> | 0.05 | 0.045 | 0.13 |  | --> | 0.048 | 0 | 0 | 0 | 0 | Constrained, otherwise capacity available =47 kW | --> | C14 ex BALLYMAHON | Ballymahon [T41,T42] | ATHLONE |  | 53.6352 | -7.6738
082649Y | MV/LV Substation FI***649Y |  | 10 kV | _ | LV | 400 kVA :Kiosk Substation | 0.4 | --> | 0.4 | 0.258 | 2.01 |  | --> | 0.38 | 0 | 0.045 | 0 | 0 | Constrained, otherwise capacity available =327 kW | --> | C12 ex ABBEYLAND | Abbeyland [T41,T42] | NAVAN |  | 53.6594 | -6.675
066248Z | MV/LV Substation ST***248Z |  | 10 kV | _ | LV | 200 kVA :Kiosk Substation | 0.2 | --> | 0.2 | 0 | 0 | Constrained, otherwise capacity available =154 kVA | --> | 0.19 | 0 | 0 | 0 | 0 | Constrained, otherwise capacity available =184 kW | --> | C19 ex MALAHIDE | Malahide [T41,T42] | GLASMORE |  | 53.4523 | -6.1561
253629Y | MV/LV Substation BO***629Y |  | 10 kV | _ | LV | 200 kVA :Pole Substation | 0.2 | --> | 0.2 | 0 | 0 | Constrained, otherwise capacity available =178 kVA | --> | 0.19 | 0 | 0 | 0 | 0 | Constrained, otherwise capacity available =187 kW | --> | C14 ex HEADFORD | Headford [T41,T42] | CLOON |  | 53.4703 | -9.0222
119063 | MV/LV Substation BL***063 |  | 20 kV | _ | LV | 100 kVA :Pole Substation | 0.1 | --> | 0.1 | 0 | 0 | Constrained, otherwise capacity available =87 kVA | --> | 0.095 | 0 | 0 | 0 | 0 | Constrained, otherwise capacity available =93 kW | --> | C18 ex KANTURK | Kanturk [T41,T42] | GLENLARA |  | 52.1461 | -8.9081
366637 | MV/LV Substation LE***637 |  | 20 kV | _ | LV | 50 kVA :Pole Substation | 0.05 | --> | 0.05 | 0.026 | 1.47 |  | --> | 0.048 | 0 | 0 | 0.044 | 0 |  | --> | C16 ex SCREEB | Screeb [T41] | SCREEB |  | 53.2893 | -9.665
1204272 | MV/LV Substation PO***4272 |  | 20 kV | _ | LV | 50 kVA :Pole Substation | 0.05 | --> | 0.05 | 0 | 0 | Constrained, otherwise capacity available =38 kVA | --> | 0.048 | 0 | 0 | 0 | 0 | Constrained, otherwise capacity available =46 kW | --> | E20 ex EDENDERRY | Edenderry [T421,T422] | BLAKE |  | 53.2952 | -7.0835
009452Y | MV/LV Substation RO***452Y |  | 10 kV | _ | LV | 200 kVA :Pole Substation | 0.2 | --> | 0.2 | 0.166 | 8.16 |  | --> | 0.19 | 0 | 0 | 0 | 0 | Constrained, otherwise capacity available =185 kW | --> | C13 ex MOUNT MISERY | Mount Misery [T41,T42] | WATERFORD |  | 52.261 | -7.0985
081655X | MV/LV Substation FO***655X |  | 10 kV | _ | LV | 400 kVA :Kiosk Substation | 0.4 | --> | 0.4 | 0 | 0 | Constrained, otherwise capacity available =214 kVA | --> | 0.38 | 0 | 0.06 | 0.309 | 0 |  | --> | C18 ex BALGADDY | Balgaddy [T41,T42] | GRANGE CASTLE |  | 53.3392 | -6.4235
117642X | MV/LV Substation O ***642X |  | 20 kV | _ | LV | 100 kVA :Pole Substation | 0.1 | --> | 0.1 | 0 | 0 | Constrained, otherwise capacity available =77 kVA | --> | 0.095 | 0 | 0 | 0.092 | 0 |  | --> | E17 ex MANORHAMILTON | Manorhamilton [T422] | SLIGO |  | 54.2325 | -8.3089
461487 | MV/LV Substation BA***487 |  | 10 kV | _ | LV | 50 kVA :Pole Substation | 0.05 | --> | 0.05 | 0.048 | 2.33 |  | --> | 0.048 | 0 | 0 | 0 | 0 | Constrained, otherwise capacity available =47 kW | --> | E17 ex MOY | Moy [T421,T422] | MOY |  | 54.1225 | -9.1832
0524392 | MV/LV Substation AL***4392 |  | 10 kV | _ | LV | 200 kVA :Kiosk Substation | 0.2 | --> | 0.2 | 0 | 0 | Constrained, otherwise capacity available =84 kVA | --> | 0.19 | 0 | 0.042 | 0 | 0 | Constrained, otherwise capacity available =142 kW | --> | C17 ex BALLINDERRY | Ballinderry [T41,T422] | MULLINGAR |  | 53.526 | -7.3198
2934230 | MV/LV Substation LE***4230 |  | 20 kV | _ | LV | 100 kVA :Pole Substation | 0.1 | --> | 0.1 | 0 | 0 | Constrained, otherwise capacity available =94 kVA | --> | 0.095 | 0 | 0 | 0 | 0 | Constrained, otherwise capacity available =94 kW | --> | E12 ex BALTINGLASS | Baltinglass [T421,T422] | STRATFORD |  | 53.0012 | -6.65
054042 | MV/LV Substation ES***042 |  | 10 kV | _ | LV | 630 kVA :Kiosk Substation | 0.63 | --> | 0.63 | 0 | 0 | Constrained, otherwise capacity available =476 kVA | --> | 0.598 | 0 | 0 | 0 | 0 | Constrained, otherwise capacity available =577 kW | --> | C19 ex PORTLAOISE | Portlaoise [T41,T42] | PORTLAOISE |  | 53.0308 | -7.3016
207192 | MV/LV Substation SE***192 |  | 10 kV | _ | LV | 50 kVA :Pole Substation | 0.05 | --> | 0.05 | 0.03 | 3.38 |  | --> | 0.048 | 0 | 0 | 0 | 0 | Constrained, otherwise capacity available =45 kW | --> | C15 ex GLENGOOLE | Glengoole [T41] | THURLES |  | 52.7316 | -7.5314
064433 | MV/LV Substation BE***433 |  | 10 kV | _ | LV | 50 kVA :Pole Substation | 0.05 | --> | 0.05 | 0 | 0 | Constrained, otherwise capacity available =26 kVA | --> | 0.048 | 0 | 0 | 0 | 0 | Constrained, otherwise capacity available =44 kW | --> | C20 ex TERMONFECKIN ROAD | Termonfeckin Road [T41,T42] | DRYBRIDGE |  | 53.7291 | -6.2859
027313 | MV/LV Substation UN***313 |  | 10 kV | _ | LV | 400 kVA :Building Structure | 0.4 | --> | 0.4 | 0.365 | 7.79 |  | --> | 0.38 | 0 | 0.015 | 0 | 0 | Constrained, otherwise capacity available =364 kW | --> | C11 ex DUNMANWAY | Dunmanway [T422,T43] | DUNMANWAY |  | 51.7155 | -9.1096
054087 | MV/LV Substation ET***087 |  | 10 kV | _ | LV | 400 kVA :Kiosk Substation | 0.4 | --> | 0.4 | 0 | 0 | Constrained, otherwise capacity available =322 kVA | --> | 0.38 | 0 | 0 | 0 | 0 | Constrained, otherwise capacity available =369 kW | --> | C21 ex PALLAS | Pallas [T41,T42] | PORTLAOISE |  | 53.0313 | -7.3061
2044093 | MV/LV Substation CL***4093 |  | 20 kV | _ | LV | 50 kVA :Pole Substation | 0.05 | --> | 0.05 | 0 | 0 | Constrained, otherwise capacity available =48 kVA | --> | 0.048 | 0 | 0 | 0 | 0 | Constrained, otherwise capacity available =47 kW | --> | E17 ex BUNCRANA | Buncrana [T421,T422] | TRILLICK |  | 55.1516 | -7.4088
0684034 | MV/LV Substation GR***4034 |  | 10 kV | _ | LV | 1000 kVA :Building Structure | 1 | --> | 1 | 0.5 | 7.2 |  | --> | 0.95 | 0 | 0 | 0.5 | 0 |  | --> | C26 ex TRINITY | Trinity [T101,T102] | POOLBEG |  | 53.3454 | -6.2397
117595Y | MV/LV Substation TO***595Y |  | 20 kV | _ | LV | 50 kVA :Pole Substation | 0.05 | --> | 0.05 | 0 | 0 | Constrained, otherwise capacity available =50 kVA | --> | 0.048 | 0 | 0 | 0 | 0 | Constrained, otherwise capacity available =48 kW | --> | E14 ex COLLOONEY | Collooney [T421,T422] | SLIGO |  | 54.1733 | -8.4872
066067Z | MV/LV Substation OL***067Z |  | 20 kV | _ | LV | 100 kVA :Pole Substation | 0.1 | --> | 0.1 | 0 | 0 | Constrained, otherwise capacity available =91 kVA | --> | 0.095 | 0 | 0 | 0 | 0 | Constrained, otherwise capacity available =94 kW | --> | E21 ex ASHBOURNE | Ashbourne [T421,T422] | FINGLAS |  | 53.5162 | -6.3267
012474 | MV/LV Substation DO***474 |  | 10 kV | _ | LV | 400 kVA :Kiosk Substation | 0.4 | --> | 0.4 | 0 | 0 | Constrained, otherwise capacity available =295 kVA | --> | 0.38 | 0 | 0.059 | 0 | 0 | Constrained, otherwise capacity available =322 kW | --> | C23 ex POLLERTON | Pollerton [T41,T42] | CARLOW |  | 52.8334 | -6.9061
055376Y | MV/LV Substation KI***376Y |  | 10 kV | _ | LV | 100 kVA :Pole Substation | 0.1 | --> | 0.1 | 0 | 0 | Constrained, otherwise capacity available =80 kVA | --> | 0.095 | 0 | 0 | 0 | 0 | Constrained, otherwise capacity available =92 kW | --> | C20 ex TEMPLEMORE | Templemore [T41,T42] | IKERRIN |  | 52.7991 | -7.8273
0014088 | MV/LV Substation FR***4088 |  | 10 kV | _ | LV | 1000 kVA :Building Structure | 1 | --> | 1 | 0.5 | 1.55 |  | --> | 0.95 | 0 | 0 | 0.5 | 0 |  | --> | C20 ex MONKSTOWN | Monkstown [T41,T42] | BLACKROCK |  | 53.3016 | -6.1818
033020 | MV/LV Substation SI***020 |  | 10 kV | _ | LV | 100 kVA :Pole Substation | 0.1 | --> | 0.1 | 0 | 0 | Constrained, otherwise capacity available =49 kVA | --> | 0.095 | 0 | 0.006 | 0 | 0 | Constrained, otherwise capacity available =83 kW | --> | C17 ex DEERPARK | Deerpark [T41,T42] | BALLYDINE |  | 52.3519 | -7.4153
345028X | MV/LV Substation PL***028X |  | 20 kV | _ | LV | 100 kVA :Pole Substation | 0.1 | --> | 0.1 | 0 | 0 | Constrained, otherwise capacity available =100 kVA | --> | 0.095 | 0 | 0 | 0.095 | 0 |  | --> | E11 ex MANORHAMILTON | Manorhamilton [T422] | SLIGO |  | 54.3105 | -8.2043
0494373 | MV/LV Substation RO***4373 |  | 20 kV | _ | LV | 50 kVA :Pole Substation | 0.05 | --> | 0.05 | 0.043 | 0.21 |  | --> | 0.048 | 0 | 0 | 0 | 0 | Constrained, otherwise capacity available =46 kW | --> | E13 ex LONGFORD | Longford [T421,T422] | RICHMOND |  | 53.8949 | -7.5855
009193Y | MV/LV Substation SI***193Y |  | 10 kV | _ | LV | 400 kVA :Kiosk Substation | 0.4 | --> | 0.4 | 0 | 0 | Constrained, otherwise capacity available =210 kVA | --> | 0.38 | 0 | 0.011 | 0 | 0 | Constrained, otherwise capacity available =345 kW | --> | C21 ex WATERFORD IND EST | Waterford Ind Est [T41,T42,T44] | BUTLERSTOWN |  | 52.2332 | -7.1442
011657Y | MV/LV Substation BO***657Y |  | 10 kV | _ | LV | 100 kVA :Pole Substation | 0.1 | --> | 0.1 | 0 | 0 | Constrained, otherwise capacity available =84 kVA | --> | 0.095 | 0 | 0 | 0 | 0 | Constrained, otherwise capacity available =93 kW | --> | C14 ex GORESBRIDGE | Goresbridge [T41,T42] | KILKENNY |  | 52.5998 | -6.929
067295 | MV/LV Substation BA***295 |  | 20 kV | _ | LV | 50 kVA :Pole Substation | 0.05 | --> | 0.05 | 0.048 | 13.8 |  | --> | 0.048 | 0 | 0 | 0.047 | 0 |  | --> | C14 ex SINGLAND | Singland [T101,T102] | SINGLAND |  | 52.6288 | -8.5687
1424196 | MV/LV Substation SI***4196 |  | 10 kV | _ | LV | 400 kVA :Kiosk Substation | 0.4 | --> | 0.4 | 0 | 0 | Constrained, otherwise capacity available =257 kVA | --> | 0.38 | 0 | 0 | 0 | 0 | Constrained, otherwise capacity available =360 kW | --> | C17 ex ATHENRY |  |  |  | 53.3084 | -8.737
0354203 | MV/LV Substation ME***4203 |  | 10 kV | _ | LV | 400 kVA :Kiosk Substation | 0.4 | --> | 0.4 | 0.4 | 6.17 |  | --> | 0.38 | 0 | 0 | 0 | 0 | Constrained, otherwise capacity available =380 kW | --> | C17 ex CAHIR | Cahir [T41,T42] | CAHIR |  | 52.3809 | -7.9088
156441Y | MV/LV Substation SC***441Y |  | 20 kV | _ | LV | 50 kVA :Pole Substation | 0.05 | --> | 0.05 | 0.045 | 2.47 |  | --> | 0.048 | 0 | 0.01 | 0 | 0 | Constrained, otherwise capacity available =39 kW | --> | E13 ex TELAYDON | Telaydon [T42,T421] | LISDRUM |  | 54.2682 | -7.0553
066232Z | MV/LV Substation SO***232Z |  | 20 kV | _ | LV | 400 kVA :Kiosk Substation | 0.4 | --> | 0.4 | 0 | 0 | Constrained, otherwise capacity available =221 kVA | --> | 0.38 | 0 | 0.036 | 0 | 0 | Constrained, otherwise capacity available =328 kW | --> | E11 ex GLASMORE | Glasmore [T421,T422] | GLASMORE |  | 53.4921 | -6.1414
244001 | MV/LV Substation LA***001 |  | 20 kV | _ | LV | 200 kVA :Kiosk Substation | 0.2 | --> | 0.2 | 0 | 0 | Constrained, otherwise capacity available =98 kVA | --> | 0.19 | 0 | 0.011 | 0 | 0 | Constrained, otherwise capacity available =168 kW | --> | E16 ex MILLTOWN (SR) | Milltown (sr) [T421,T422] | OUGHTRAGH |  | 52.105 | -9.7873
111969Z | MV/LV Substation DI***969Z |  | 10 kV | _ | LV | 200 kVA :Building Structure | 0.2 | --> | 0.2 | 0.171 | 3.64 |  | --> | 0.19 | 0 | 0.04 | 0 | 0 | Constrained, otherwise capacity available =156 kW | --> | C18 ex CASTLETOWNBERE | Castletownbere [T42] | BALLYLICKY |  | 51.6466 | -9.902
008547 | MV/LV Substation BA***547 |  | 20 kV | _ | LV | 50 kVA :Pole Substation | 0.05 | --> | 0.05 | 0 | 0 | Constrained, otherwise capacity available =41 kVA | --> | 0.048 | 0 | 0.005 | 0 | 0 | Constrained, otherwise capacity available =43 kW | --> | C20 ex KNOCKMULLEN | Knockmullen [T42,T421] | GREAT ISLAND |  | 52.314 | -6.9503
0254195 | MV/LV Substation BA***4195 |  | 20 kV | _ | LV | 50 kVA :Pole Substation | 0.05 | --> | 0.05 | 0.034 | 2.96 |  | --> | 0.048 | 0 | 0 | 0 | 0 | Constrained, otherwise capacity available =45 kW | --> | E11 ex CHARLEVILLE | Charleville [T421,T422] | CHARLEVILLE |  | 52.4135 | -8.6417
069351 | MV/LV Substation ST***351 |  | 10 kV | _ | LV | 400 kVA :Kiosk Substation | 0.4 | --> | 0.4 | 0.149 | 3.34 |  | --> | 0.38 | 0 | 0.051 | 0.306 | 0 |  | --> | C12 ex GREENHILLS | Greenhills [T42] | INCHICORE 220KV |  | 53.3136 | -6.3284
1364243 | MV/LV Substation WE***4243 |  | 10 kV | _ | LV | 50 kVA :Pole Substation | 0.05 | --> | 0.05 | 0.034 | 1.28 |  | --> | 0.048 | 0 | 0 | 0 | 0 | Constrained, otherwise capacity available =45 kW | --> | C21 ex CASTLEREA | Castlerea [T41,T42] | CARRICK ON SHANNON |  | 53.7412 | -8.4002
039049 | MV/LV Substation NU***049 |  | 10 kV | _ | LV | 400 kVA :Kiosk Substation | 0.4 | --> | 0.4 | 0.118 | 3.45 |  | --> | 0.38 | 0 | 0.022 | 0.323 | 0 |  | --> | C13 ex TRIMMS LANE | Trimms Lane [T41,T42] | SALTHILL |  | 53.2732 | -9.0576
011409Z | MV/LV Substation RI***409Z |  | 10 kV | _ | LV | 200 kVA :Kiosk Substation | 0.2 | --> | 0.2 | 0 | 0 | Constrained, otherwise capacity available =52 kVA | --> | 0.19 | 0 | 0.016 | 0 | 0 | Constrained, otherwise capacity available =157 kW | --> | C18 ex ROSEHILL | Rosehill [T41,T42] | KILKENNY |  | 52.6476 | -7.2614
1364052 | MV/LV Substation GA***4052 |  | 10 kV | _ | LV | 100 kVA :Pole Substation | 0.1 | --> | 0.1 | 0 | 0 | Constrained, otherwise capacity available =88 kVA | --> | 0.095 | 0 | 0 | 0 | 0 | Constrained, otherwise capacity available =93 kW | --> | C17 ex ROSCOMMON | Roscommon [T41,T42] | LANESBORO |  | 53.6219 | -8.206
007096Z | MV/LV Substation FE***096Z |  | 20 kV | _ | LV | 630 kVA :Building Structure | 0.63 | --> | 0.63 | 0.5 | 16.12 |  | --> | 0.598 | 0 | 0 | 0.5 | 0 |  | --> | E21 ex WEXFORD | Wexford [T121,T122] | WEXFORD |  | 52.3552 | -6.5057
0684400 | MV/LV Substation IF***4400 |  | 10 kV | _ | LV | 630 kVA :Building Structure | 0.63 | --> | 0.63 | 0.5 | 28.43 |  | --> | 0.598 | 0 | 0 | 0.5 | 0 |  | --> | C11 ex BEDFORD ROW | Bedford Row [T41,T42,T43,T44] | FRANCIS STREET |  | 53.3493 | -6.251
1844009 | MV/LV Substation KI***4009 |  | 10 kV | _ | LV | 100 kVA :Pole Substation | 0.1 | --> | 0.1 | 0.067 | 3.38 |  | --> | 0.095 | 0 | 0 | 0 | 0 | Constrained, otherwise capacity available =90 kW | --> | C18 ex CASTLEBLAYNEY | Castleblayney [T41,T42] | DUNDALK |  | 54.1521 | -6.7351
182149 | MV/LV Substation CA***149 |  | 20 kV | _ | LV | 50 kVA :Pole Substation | 0.05 | --> | 0.05 | 0 | 0 | Constrained, otherwise capacity available =16 kVA | --> | 0.048 | 0 | 0 | 0 | 0 | Constrained, otherwise capacity available =43 kW | --> | C12 ex SCARIFF | Scariff [T42] | ENNIS |  | 52.9523 | -8.3724
068005X | MV/LV Substation AD***005X |  | 10 kV | _ | LV | 1000 kVA :Building Structure | 1 | --> | 1 | 0.5 | 28.43 |  | --> | 0.95 | 0 | 0 | 0.5 | 0 |  | --> | C40 ex BEDFORD ROW | Bedford Row [T41,T42,T43,T44] | FRANCIS STREET |  | 53.3462 | -6.2601
021176 | MV/LV Substation MO***176 |  | 10 kV | _ | LV | 400 kVA :Kiosk Substation | 0.4 | --> | 0.4 | 0 | 0 | Constrained, otherwise capacity available =285 kVA | --> | 0.38 | 0 | 0 | 0.364 | 0 |  | --> | C17 ex KILBARRY | Kilbarry [T101,T43] | KILBARRY |  | 51.9119 | -8.4686
162489 | MV/LV Substation AR***489 |  | 10 kV | _ | LV | 100 kVA :Pole Substation | 0.1 | --> | 0.1 | 0.06 | 0.25 |  | --> | 0.095 | 0 | 0.006 | 0 | 0 | Constrained, otherwise capacity available =85 kW | --> | C16 ex ROSSGEIR | Rossgeir [T41,T42] | LETTERKENNY |  | 54.9378 | -7.4585
153250X | MV/LV Substation KI***250X |  | 20 kV | _ | LV | 400 kVA :Building Structure | 0.4 | --> | 0.4 | 0 | 0 | Constrained, otherwise capacity available =253 kVA | --> | 0.38 | 0 | 0 | 0 | 0 | Constrained, otherwise capacity available =359 kW | --> | E12 ex BIRDHILL | Birdhill [T421,T422] | ARDNACRUSHA |  | 52.8115 | -8.4537
1504114 | MV/LV Substation RU***4114 |  | 20 kV | _ | LV | 200 kVA :Pole Substation | 0.2 | --> | 0.2 | 0.194 | 3.96 |  | --> | 0.19 | 0 | 0 | 0 | 0 | Constrained, otherwise capacity available =189 kW | --> | E18 ex STRANORLAR | Stranorlar [T421,T422] | LETTERKENNY |  | 54.8151 | -7.7139
0564240 | MV/LV Substation SY***4240 |  | 10 kV | _ | LV | 100 kVA :Pole Substation | 0.1 | --> | 0.1 | 0.1 | 0.89 |  | --> | 0.095 | 0 | 0 | 0 | 0 | Constrained, otherwise capacity available =95 kW | --> | C19 ex BIRR | Birr [T41,T422] | DALLOW |  | 53.0926 | -7.8967
165005 | MV/LV Substation IC***005 |  | 10 kV | _ | LV | 400 kVA :Building Structure | 0.4 | --> | 0.4 | 0 | 0 | Constrained, otherwise capacity available =312 kVA | --> | 0.38 | 0 | 0.011 | 0 | 0 | Constrained, otherwise capacity available =360 kW | --> | C15 ex CLONAKILTY | Clonakilty [T41,T42] | DUNMANWAY |  | 51.6192 | -8.8961
070030 | MV/LV Substation ST***030 |  | 20 kV | _ | LV | 200 kVA :Pole Substation | 0.2 | --> | 0.2 | 0.184 | 0.76 |  | --> | 0.19 | 0 | 0 | 0 | 0 | Constrained, otherwise capacity available =188 kW | --> | E17 ex RATHMORE | Rathmore [T42,T421] | KNOCKEARAGH |  | 52.0621 | -9.0626
075687X | MV/LV Substation CL***687X |  | 20 kV | _ | LV | 200 kVA :Pole Substation | 0.2 | --> | 0.2 | 0.136 | 1.13 |  | --> | 0.19 | 0 | 0.022 | 0 | 0 | Constrained, otherwise capacity available =165 kW | --> | E22 ex BUNCLODY | Bunclody [T421,T422] | CRANE |  | 52.6942 | -6.646
119379 | MV/LV Substation DR***379 |  | 20 kV | _ | LV | 50 kVA :Pole Substation | 0.05 | --> | 0.05 | 0 | 0 | Constrained, otherwise capacity available =15 kVA | --> | 0.048 | 0 | 0.008 | 0 | 0 | Constrained, otherwise capacity available =37 kW | --> | C15 ex KANTURK | Kanturk [T41,T42] | GLENLARA |  | 52.1441 | -8.8671
046143 | MV/LV Substation SP***143 |  | 10 kV | _ | LV | 100 kVA :Pole Substation | 0.1 | --> | 0.1 | 0.1 | 5.78 |  | --> | 0.095 | 0 | 0 | 0.095 | 0 |  | --> | C13 ex OAKFIELD | Oakfield [T41,T42] | SLIGO |  | 54.2687 | -8.4937
013047 | MV/LV Substation TE***047 |  | 10 kV | _ | LV | 200 kVA :Building Structure | 0.2 | --> | 0.2 | 0.121 | 0.12 | Constrained, otherwise capacity available =133 kVA | --> | 0.19 | 0 | 0 | 0.181 | 0 |  | --> | C18 ex ATHY | Athy [T101,T102] | ATHY |  | 52.9899 | -6.9881
011345X | MV/LV Substation HI***345X |  | 10 kV | _ | LV | 50 kVA :Pole Substation | 0.05 | --> | 0.05 | 0.042 | 5.05 |  | --> | 0.048 | 0 | 0.005 | 0 | 0 | Constrained, otherwise capacity available =43 kW | --> | C20 ex MCDONAGH | Mcdonagh [T41,T42] | KILKENNY |  | 52.6765 | -7.1909
209080X | MV/LV Substation EL***080X |  | 10 kV | _ | LV | 50 kVA :Pole Substation | 0.05 | --> | 0.05 | 0 | 0 | Constrained, otherwise capacity available =26 kVA | --> | 0.048 | 0 | 0 | 0 | 0 | Constrained, otherwise capacity available =44 kW | --> | C19 ex MILFORD (NR) | Milford (nr) [T41,T42] | LETTERKENNY |  | 55.0304 | -7.6505
039039 | MV/LV Substation RO***039 |  | 10 kV | _ | LV | 400 kVA :Building Structure | 0.4 | --> | 0.4 | 0.31 | 11.03 |  | --> | 0.38 | 0 | 0.037 | 0.34 | 0 |  | --> | C24 ex SALTHILL | Salthill [T101,T102] | SALTHILL |  | 53.2603 | -9.0891
0144268 | MV/LV Substation LI***4268 |  | 10 kV | _ | LV | 400 kVA :Kiosk Substation | 0.4 | --> | 0.4 | 0 | 0 | Constrained, otherwise capacity available =382 kVA | --> | 0.38 | 0 | 0 | 0 | 0 | Constrained, otherwise capacity available =378 kW | --> | C14 ex ATHGARVAN | Athgarvan [T41,T44] | NEWBRIDGE |  | 53.1526 | -6.7774
324710X | MV/LV Substation TU***710X |  | 10 kV | _ | LV | 50 kVA :Pole Substation | 0.05 | --> | 0.05 | 0 | 0 | Constrained, otherwise capacity available =47 kVA | --> | 0.048 | 0 | 0 | 0 | 0 | Constrained, otherwise capacity available =47 kW | --> | C20 ex BALLYGAR | Ballygar [T41,T42] | ATHLONE |  | 53.5237 | -8.3078
035253 | MV/LV Substation GO***253 |  | 20 kV | _ | LV | 400 kVA :Kiosk Substation | 0.4 | --> | 0.4 | 0.306 | 0.49 |  | --> | 0.38 | 0 | 0.005 | 0 | 0 | Constrained, otherwise capacity available =363 kW | --> | E15 ex ARDFINNAN | Ardfinnan [T421] | CAHIR |  | 52.3074 | -7.8841
130645 | MV/LV Substation MO***645 |  | 20 kV | _ | LV | 100 kVA :Pole Substation | 0.1 | --> | 0.1 | 0.096 | 2.55 |  | --> | 0.095 | 0 | 0 | 0 | 0 | Constrained, otherwise capacity available =94 kW | --> | E17 ex EDGEWORTHSTOWN | Edgeworthstown [T421,T422] | RICHMOND |  | 53.706 | -7.6206
017394 | MV/LV Substation MT***394 |  | 20 kV | _ | LV | 50 kVA :Pole Substation | 0.05 | --> | 0.05 | 0.037 | 1.58 |  | --> | 0.048 | 0 | 0 | 0 | 0 | Constrained, otherwise capacity available =46 kW | --> | C17 ex FOYNES | Foynes [T41,T42] | RATHKEALE |  | 52.5998 | -9.1505
039094 | MV/LV Substation TH***094 |  | 10 kV | _ | LV | 400 kVA :Kiosk Substation | 0.4 | --> | 0.4 | 0.336 | 11.03 |  | --> | 0.38 | 0 | 0.062 | 0.325 | 0 |  | --> | C24 ex SALTHILL | Salthill [T101,T102] | SALTHILL |  | 53.264 | -9.0867
0994151 | MV/LV Substation MO***4151 |  | 10 kV | _ | LV | 50 kVA :Pole Substation | 0.05 | --> | 0.05 | 0.05 | 2.96 |  | --> | 0.048 | 0 | 0 | 0 | 0 | Constrained, otherwise capacity available =48 kW | --> | C21 ex BALLYRAINE | Ballyraine [T41,T42] | LETTERKENNY |  | 54.9738 | -7.6835
066470Z | MV/LV Substation VI***470Z |  | 20 kV | _ | LV | 200 kVA :Kiosk Substation | 0.2 | --> | 0.2 | 0 | 0 | Constrained, otherwise capacity available =171 kVA | --> | 0.19 | 0 | 0 | 0 | 0 | Constrained, otherwise capacity available =186 kW | --> | E18 ex BALTRASNA | Baltrasna [T121,T122] | BALTRASNA |  | 53.5054 | -6.4572
021606Z | MV/LV Substation AR***606Z |  | 20 kV | _ | LV | 400 kVA :Building Structure | 0.4 | --> | 0.4 | 0 | 0 | Constrained, otherwise capacity available =354 kVA | --> | 0.38 | 0 | 0 | 0 | 0 | Constrained, otherwise capacity available =374 kW | --> | E18 ex WHITECHURCH | Whitechurch [T421,T422] | KILBARRY |  | 52.0123 | -8.6093
081102Y | MV/LV Substation CE***102Y |  | 10 kV | _ | LV | 50 kVA :Pole Substation | 0.05 | --> | 0.05 | 0 | 0 | Constrained, otherwise capacity available =46 kVA | --> | 0.048 | 0 | 0 | 0 | 0 | Constrained, otherwise capacity available =47 kW | --> | C22 ex CELBRIDGE | Celbridge [T41,T42] | GRIFFINRATH |  | 53.3335 | -6.5458
015858X | MV/LV Substation CL***858X |  | 10 kV | _ | LV | 50 kVA :Pole Substation | 0.05 | --> | 0.05 | 0 | 0 | Constrained, otherwise capacity available =50 kVA | --> | 0.048 | 0 | 0 | 0 | 0 | Constrained, otherwise capacity available =48 kW | --> | C18 ex SALLINS | Sallins [T41,T42] | GRIFFINRATH |  | 53.2994 | -6.6999
052734Z | MV/LV Substation CA***734Z |  | 10 kV | _ | LV | 630 kVA :Building Structure | 0.63 | --> | 0.63 | 0 | 0 | Constrained, otherwise capacity available =409 kVA | --> | 0.598 | 0 | 0 | 0 | 0 | Constrained, otherwise capacity available =568 kW | --> | C17 ex DELVIN | Delvin [T41,T42] | MULLINGAR |  | 53.6526 | -7.0408
281914X | MV/LV Substation OW***914X |  | 10 kV | _ | LV | 400 kVA :Kiosk Substation | 0.4 | --> | 0.4 | 0 | 0 | Constrained, otherwise capacity available =250 kVA | --> | 0.38 | 0 | 0.041 | 0 | 0 | Constrained, otherwise capacity available =328 kW | --> | C15 ex CARRIGALINE | Carrigaline [T41,T42] | BARNAHELY |  | 51.818 | -8.3993
050127X | MV/LV Substation BE***127X |  | 20 kV | _ | LV | 50 kVA :Pole Substation | 0.05 | --> | 0.05 | 0.034 | 6.49 |  | --> | 0.048 | 0 | 0.01 | 0 | 0 | Constrained, otherwise capacity available =38 kW | --> | C22 ex BUSHFIELD | Bushfield [T41,T42] | ATHLONE |  | 53.4338 | -7.8426
0584068 | MV/LV Substation FA***4068 |  | 20 kV | _ | LV | 50 kVA :Pole Substation | 0.05 | --> | 0.05 | 0.048 | 0.18 |  | --> | 0.048 | 0 | 0 | 0 | 0 | Constrained, otherwise capacity available =47 kW | --> | C18 ex TOOMEVARA | Toomevara [T42] | NENAGH |  | 52.7747 | -8.0204
118917X | MV/LV Substation LE***917X |  | 20 kV | _ | LV | 50 kVA :Pole Substation | 0.05 | --> | 0.05 | 0 | 0 | Constrained, otherwise capacity available =48 kVA | --> | 0.048 | 0 | 0 | 0 | 0 | Constrained, otherwise capacity available =47 kW | --> | E18 ex CREAGH | Creagh [T421,T422] | ATHLONE |  | 53.394 | -8.3781
153930 | MV/LV Substation ST***930 |  | 20 kV | _ | LV | 50 kVA :Pole Substation | 0.05 | --> | 0.05 | 0 | 0 | Constrained, otherwise capacity available =43 kVA | --> | 0.048 | 0 | 0.003 | 0 | 0 | Constrained, otherwise capacity available =44 kW | --> | E18 ex BIRDHILL | Birdhill [T421,T422] | ARDNACRUSHA |  | 52.7052 | -8.5019
0164008 | MV/LV Substation RI***4008 |  | 10 kV | _ | LV | 50 kVA :Pole Substation | 0.05 | --> | 0.05 | 0 | 0 | Constrained, otherwise capacity available =50 kVA | --> | 0.048 | 0 | 0 | 0 | 0 | Constrained, otherwise capacity available =48 kW | --> | C16 ex LEIXLIP | Leixlip [T41,T42] | GRIFFINRATH |  | 53.3548 | -6.5216
053180Z | MV/LV Substation BU***180Z |  | 10 kV | _ | LV | 400 kVA :Building Structure | 0.4 | --> | 0.4 | 0 | 3.28 |  | --> | 0.38 | 0 | 0 | 0.363 | 0 |  | --> | C25 ex SRAH | Srah [T43] | THORNSBERRY |  | 53.2845 | -7.5172
018569 | MV/LV Substation MO***569 |  | 20 kV | _ | LV | 630 kVA :Kiosk Substation | 0.63 | --> | 0.63 | 0.5 | 3.75 |  | --> | 0.598 | 0 | 0.015 | 0 | 0 | Constrained, otherwise capacity available =578 kW | --> | C14 ex SMEARLA | Smearla [T41,T42] | TRIEN |  | 52.4986 | -9.3725
153888 | MV/LV Substation AR***888 |  | 20 kV | _ | LV | 400 kVA :Kiosk Substation | 0.4 | --> | 0.4 | 0 | 0 | Constrained, otherwise capacity available =283 kVA | --> | 0.38 | 0 | 0.104 | 0 | 0 | Constrained, otherwise capacity available =287 kW | --> | E17 ex BIRDHILL | Birdhill [T421,T422] | ARDNACRUSHA |  | 52.8048 | -8.4327
093167Z | MV/LV Substation DU***167Z |  | 10 kV | _ | LV | 200 kVA :Kiosk Substation | 0.2 | --> | 0.2 | 0 | 0 | Constrained, otherwise capacity available =190 kVA | --> | 0.19 | 0 | 0 | 0.189 | 0 |  | --> | C25 ex POPPINTREE | Poppintree [T101,T102] | FINGLAS |  | 53.4113 | -6.2995
067237Y | MV/LV Substation SA***237Y |  | 20 kV | _ | LV | 630 kVA :Kiosk Substation | 0.63 | --> | 0.63 | 0.5 | 6.81 |  | --> | 0.598 | 0 | 0.03 | 0.5 | 0 |  | --> | C03 ex AHANE | Ahane [T102] | AHANE |  | 52.6673 | -8.5294
041487X | MV/LV Substation CA***487X |  | 20 kV | _ | LV | 50 kVA :Pole Substation | 0.05 | --> | 0.05 | 0 | 0 | Constrained, otherwise capacity available =39 kVA | --> | 0.048 | 0 | 0 | 0 | 0 | Constrained, otherwise capacity available =46 kW | --> | E14 ex DALTON | Dalton [T421,T422] | DALTON |  | 53.787 | -8.9177
067113X | MV/LV Substation PI***113X |  | 10 kV | _ | LV | 400 kVA :Kiosk Substation | 0.4 | --> | 0.4 | 0 | 0 | Constrained, otherwise capacity available =347 kVA | --> | 0.38 | 0 | 0 | 0 | 0 | Constrained, otherwise capacity available =373 kW | --> | C11 ex MOYLISH | Moylish [T41,T42] | ARDNACRUSHA |  | 52.6823 | -8.6546
0814193 | MV/LV Substation LU***4193 |  | 10 kV | _ | LV | 400 kVA :Building Structure | 0.4 | --> | 0.4 | 0 | 0 | Constrained, otherwise capacity available =364 kVA | --> | 0.38 | 0 | 0 | 0.375 | 0 |  | --> | C20 ex BALGADDY | Balgaddy [T41,T42] | GRANGE CASTLE |  | 53.3481 | -6.438
069535 | MV/LV Substation RA***535 |  | 10 kV | _ | LV | 630 kVA :Kiosk Substation | 0.63 | --> | 0.63 | 0 | 0 | Constrained, otherwise capacity available =436 kVA | --> | 0.598 | 0 | 0.063 | 0.5 | 0 |  | --> | C18 ex BALLYBODEN | Ballyboden [T41,T42] | COOKSTOWN |  | 53.2981 | -6.2803
054451Y | MV/LV Substation BO***451Y |  | 20 kV | _ | LV | 400 kVA :Building Structure | 0.4 | --> | 0.4 | 0 | 0 | Constrained, otherwise capacity available =356 kVA | --> | 0.38 | 0 | 0 | 0 | 0 | Constrained, otherwise capacity available =374 kW | --> | E13 ex ABBEYLEIX | Abbeyleix [T422] | PORTLAOISE |  | 52.8897 | -7.3378
014552Z | MV/LV Substation RY***552Z |  | 10 kV | _ | LV | 400 kVA :Kiosk Substation | 0.4 | --> | 0.4 | 0 | 0 | Constrained, otherwise capacity available =382 kVA | --> | 0.38 | 0 | 0 | 0 | 0 | Constrained, otherwise capacity available =378 kW | --> | C17 ex ATHGARVAN | Athgarvan [T41,T44] | NEWBRIDGE |  | 53.1812 | -6.8027
029704 | MV/LV Substation BA***704 |  | 10 kV | _ | LV | 100 kVA :Pole Substation | 0.1 | --> | 0.1 | 0 | 0 | Constrained, otherwise capacity available =70 kVA | --> | 0.095 | 0 | 0 | 0 | 0 | Constrained, otherwise capacity available =91 kW | --> | C11 ex CARRIGTWOHILL |  |  |  | 51.9052 | -8.2589
052889Z | MV/LV Substation ST***889Z |  | 10 kV | _ | LV | 100 kVA :Pole Substation | 0.1 | --> | 0.1 | 0 | 0 | Constrained, otherwise capacity available =63 kVA | --> | 0.095 | 0 | 0.003 | 0 | 0 | Constrained, otherwise capacity available =88 kW | --> | C17 ex DELVIN | Delvin [T41,T42] | MULLINGAR |  | 53.6176 | -7.0938
025079 | MV/LV Substation CO***079 |  | 10 kV | _ | LV | 200 kVA :Kiosk Substation | 0.2 | --> | 0.2 | 0 | 2.96 |  | --> | 0.19 | 0 | 0 | 0 | 0 | Constrained, otherwise capacity available =159 kW | --> | E17 ex CHARLEVILLE | Charleville [T421,T422] | CHARLEVILLE |  | 52.354 | -8.6813
093617Z | MV/LV Substation DU***617Z |  | 10 kV | _ | LV | 400 kVA :Building Structure | 0.4 | --> | 0.4 | 0 | 0 | Constrained, otherwise capacity available =389 kVA | --> | 0.38 | 0 | 0.263 | 0.184 | 0 |  | --> | C13 ex GRANGE (DR) | Grange (dr) [T41,T42] | GRANGE (DR) |  | 53.4077 | -6.162
075039 | MV/LV Substation KI***039 |  | 20 kV | _ | LV | 100 kVA :Pole Substation | 0.1 | --> | 0.1 | 0.055 | 0.58 |  | --> | 0.095 | 0 | 0 | 0 | 0 | Constrained, otherwise capacity available =89 kW | --> | E15 ex FERNS | Ferns [T421] | CRANE |  | 52.5874 | -6.494
067153 | MV/LV Substation RE***153 |  | 10 kV | _ | LV | 400 kVA :Kiosk Substation | 0.4 | --> | 0.4 | 0 | 0 | Constrained, otherwise capacity available =195 kVA | --> | 0.38 | 0 | 0.02 | 0.336 | 0 |  | --> | C19 ex GARRYOWEN | Garryowen [T41,T42] | LIMERICK |  | 52.6613 | -8.6138
034583X | MV/LV Substation KI***583X |  | 20 kV | _ | LV | 50 kVA :Pole Substation | 0.05 | --> | 0.05 | 0.036 | 0.57 |  | --> | 0.048 | 0 | 0.006 | 0 | 0 | Constrained, otherwise capacity available =41 kW | --> | E23 ex LAWLESSTOWN | Lawlesstown [T42,T421] | DOON |  | 52.3204 | -7.7806
196972 | MV/LV Substation BO***972 |  | 10 kV | _ | LV | 200 kVA :Pole Substation | 0.2 | --> | 0.2 | 0 | 0 | Constrained, otherwise capacity available =152 kVA | --> | 0.19 | 0 | 0 | 0 | 0 | Constrained, otherwise capacity available =183 kW | --> | C17 ex TRIM | Trim [T41,T42] | NAVAN |  | 53.5574 | -6.7674
161469 | MV/LV Substation SP***469 |  | 10 kV | _ | LV | 100 kVA :Pole Substation | 0.1 | --> | 0.1 | 0 | 0 | Constrained, otherwise capacity available =62 kVA | --> | 0.095 | 0 | 0 | 0 | 0 | Constrained, otherwise capacity available =90 kW | --> | C13 ex SPIDDAL |  |  |  | 53.2526 | -9.2808
377715 | MV/LV Substation MI***715 |  | 20 kV | _ | LV | 100 kVA :Pole Substation | 0.1 | --> | 0.1 | 0 | 0 | Constrained, otherwise capacity available =100 kVA | --> | 0.095 | 0 | 0 | 0 | 0 | Constrained, otherwise capacity available =95 kW | --> | E16 ex GURRANEBANE | Gurranebane [T421,T422] | OUGHTRAGH |  | 51.8465 | -10.1117
156741X | MV/LV Substation CL***741X |  | 20 kV | _ | LV | 50 kVA :Pole Substation | 0.05 | --> | 0.05 | 0 | 0 | Constrained, otherwise capacity available =46 kVA | --> | 0.048 | 0 | 0 | 0 | 0 | Constrained, otherwise capacity available =47 kW | --> | E12 ex EMYVALE | Emyvale [T422] | LISDRUM |  | 54.3437 | -7.0353
111520 | MV/LV Substation MI***520 |  | 10 kV | _ | LV | 50 kVA :Pole Substation | 0.05 | --> | 0.05 | 0 | 0 | Constrained, otherwise capacity available =29 kVA | --> | 0.048 | 0 | 0.005 | 0 | 0 | Constrained, otherwise capacity available =41 kW | --> | C16 ex BANTRY | Bantry [T41,T42] | BALLYLICKY |  | 51.687 | -9.4351
122578 | MV/LV Substation NO***578 |  | 10 kV | _ | LV | 400 kVA :Kiosk Substation | 0.4 | --> | 0.4 | 0.325 | 4.18 |  | --> | 0.38 | 0 | 0.005 | 0 | 0 | Constrained, otherwise capacity available =366 kW | --> | C19 ex KINGSCOURT | Kingscourt [T41,T42] | MEATH HILL |  | 53.8179 | -6.7419
066508Z | MV/LV Substation WA***508Z |  | 10 kV | _ | LV | 400 kVA :Kiosk Substation | 0.4 | --> | 0.4 | 0 | 0 | Constrained, otherwise capacity available =304 kVA | --> | 0.38 | 0 | 0.089 | 0.301 | 0 |  | --> | C18 ex MOUNTGORRY | Mountgorry [T41,T42] | GRANGE (DR) |  | 53.4525 | -6.2004
109198 | MV/LV Substation KI***198 |  | 10 kV | _ | LV | 400 kVA :Building Structure | 0.4 | --> | 0.4 | 0.164 | 0.38 |  | --> | 0.38 | 0 | 0.021 | 0.331 | 0 |  | --> | C14 ex RINEANNA | Rineanna [T41,T42] | DRUMLINE |  | 52.7611 | -8.8982
288291X | MV/LV Substation GL***291X |  | 10 kV | _ | LV | 50 kVA :Pole Substation | 0.05 | --> | 0.05 | 0 | 0 | Constrained, otherwise capacity available =50 kVA | --> | 0.048 | 0 | 0 | 0.048 | 0 |  | --> | C14 ex GREYSTONES | Greystones [T41,T42] | FASSAROE |  | 53.1781 | -6.2102
009721Y | MV/LV Substation BA***721Y |  | 20 kV | _ | LV | 50 kVA :Pole Substation | 0.05 | --> | 0.05 | 0 | 0 | Constrained, otherwise capacity available =30 kVA | --> | 0.048 | 0 | 0 | 0 | 0 | Constrained, otherwise capacity available =45 kW | --> | E11 ex KILCARRAGH | Kilcarragh [T421,T422] | BUTLERSTOWN |  | 52.2138 | -7.0326
365988X | MV/LV Substation GA***988X |  | 10 kV | _ | LV | 400 kVA :Kiosk Substation | 0.4 | --> | 0.4 | 0 | 0 | Constrained, otherwise capacity available =359 kVA | --> | 0.38 | 0 | 0 | 0.374 | 0 |  | --> | C17 ex FORTUNESTOWN | Fortunestown [T101,T102] | INCHICORE 220KV |  | 53.2833 | -6.4407
266979 | MV/LV Substation CA***979 |  | 20 kV | _ | LV | 100 kVA :Pole Substation | 0.1 | --> | 0.1 | 0.082 | 3.03 |  | --> | 0.095 | 0 | 0 | 0 | 0 | Constrained, otherwise capacity available =92 kW | --> | E13 ex MOVILLE | Moville [T421,T422] | TRILLICK |  | 55.2888 | -7.1703
067215 | MV/LV Substation WO***215 |  | 10 kV | _ | LV | 630 kVA :Kiosk Substation | 0.63 | --> | 0.63 | 0 | 0 | Constrained, otherwise capacity available =457 kVA | --> | 0.598 | 0 | 0.073 | 0.5 | 0 |  | --> | C13 ex GARRYOWEN | Garryowen [T41,T42] | LIMERICK |  | 52.6539 | -8.6016
031179 | MV/LV Substation CA***179 |  | 10 kV | _ | LV | 400 kVA :Kiosk Substation | 0.4 | --> | 0.4 | 0 | 0 | Constrained, otherwise capacity available =379 kVA | --> | 0.38 | 0 | 0.006 | 0 | 0 | Constrained, otherwise capacity available =373 kW | --> | C14 ex COLLIGAN | Colligan [T41,T42] | DUNGARVAN |  | 52.088 | -7.6119
0124307 | MV/LV Substation CO***4307 |  | 20 kV | _ | LV | 50 kVA :Pole Substation | 0.05 | --> | 0.05 | 0.05 | 2.83 |  | --> | 0.048 | 0 | 0 | 0 | 0 | Constrained, otherwise capacity available =48 kW | --> | E17 ex BAGENALSTOWN | Bagenalstown [T421,T422] | CARLOW |  | 52.7665 | -7.023
1514212 | MV/LV Substation JA***4212 |  | 20 kV | _ | LV | 100 kVA :Pole Substation | 0.1 | --> | 0.1 | 0.096 | 2.96 |  | --> | 0.095 | 0 | 0.01 | 0 | 0 | Constrained, otherwise capacity available =87 kW | --> | E13 ex CHARLEVILLE | Charleville [T421,T422] | CHARLEVILLE |  | 52.3327 | -8.5825
154248Z | MV/LV Substation MT***248Z |  | 10 kV | _ | LV | 400 kVA :Kiosk Substation | 0.4 | --> | 0.4 | 0 | 0 | Constrained, otherwise capacity available =335 kVA | --> | 0.38 | 0 | 0.027 | 0 | 0 | Constrained, otherwise capacity available =351 kW | --> | C14 ex COOLMINE | Coolmine [T41,T42] | FINGLAS |  | 53.3884 | -6.4221
060808X | MV/LV Substation DR***808X |  | 10 kV | _ | LV | 50 kVA :Pole Substation | 0.05 | --> | 0.05 | 0.034 | 2.57 |  | --> | 0.048 | 0 | 0 | 0 | 0 | Constrained, otherwise capacity available =45 kW | --> | C19 ex ERRIGAL | Errigal [T41,T422] | SHANKILL |  | 54.0713 | -7.0742
018848 | MV/LV Substation CO***848 |  | 10 kV | _ | LV | 200 kVA :Kiosk Substation | 0.2 | --> | 0.2 | 0.179 | 3.75 |  | --> | 0.19 | 0 | 0.01 | 0 | 0 | Constrained, otherwise capacity available =180 kW | --> | C11 ex SMEARLA | Smearla [T41,T42] | TRIEN |  | 52.4495 | -9.4744
017134 | MV/LV Substation GO***134 |  | 10 kV | _ | LV | 400 kVA :Kiosk Substation | 0.4 | --> | 0.4 | 0.346 | 4.23 |  | --> | 0.38 | 0 | 0.009 | 0 | 0 | Constrained, otherwise capacity available =366 kW | --> | C13 ex CHURCHTOWN | Churchtown [T41] | RATHKEALE |  | 52.4573 | -9.0484
182405X | MV/LV Substation BI***405X |  | 20 kV | _ | LV | 50 kVA :Pole Substation | 0.05 | --> | 0.05 | 0 | 0 | Constrained, otherwise capacity available =49 kVA | --> | 0.048 | 0 | 0 | 0 | 0 | Constrained, otherwise capacity available =47 kW | --> | C12 ex SCARIFF | Scariff [T42] | ENNIS |  | 52.9438 | -8.3921
066834X | MV/LV Substation FA***834X |  | 20 kV | _ | LV | 200 kVA :Kiosk Substation | 0.2 | --> | 0.2 | 0 | 0 | Constrained, otherwise capacity available =92 kVA | --> | 0.19 | 0 | 0.084 | 0 | 0 | Constrained, otherwise capacity available =112 kW | --> | E18 ex BALTRASNA | Baltrasna [T121,T122] | BALTRASNA |  | 53.4992 | -6.4638
0084200 | MV/LV Substation GR***4200 |  | 20 kV | _ | LV | 50 kVA :Pole Substation | 0.05 | --> | 0.05 | 0 | 0 | Constrained, otherwise capacity available =50 kVA | --> | 0.048 | 0 | 0 | 0 | 0 | Constrained, otherwise capacity available =48 kW | --> | C20 ex KNOCKMULLEN | Knockmullen [T42,T421] | GREAT ISLAND |  | 52.2976 | -7.0031
002131 | MV/LV Substation SU***131 |  | 10 kV | _ | LV | 400 kVA :Kiosk Substation | 0.4 | --> | 0.4 | 0.273 | 2.36 |  | --> | 0.38 | 0 | 0.017 | 0.35 | 0 |  | --> | C19 ex BRAY | Bray [T41,T42] | FASSAROE |  | 53.1929 | -6.1112
015718 | MV/LV Substation HI***718 |  | 10 kV | _ | LV | 400 kVA :Kiosk Substation | 0.4 | --> | 0.4 | 0 | 0 | Constrained, otherwise capacity available =290 kVA | --> | 0.38 | 0 | 0.02 | 0 | 0 | Constrained, otherwise capacity available =350 kW | --> | C17 ex SALLINS | Sallins [T41,T42] | GRIFFINRATH |  | 53.2948 | -6.6882
281927Z | MV/LV Substation BO***927Z |  | 10 kV | _ | LV | 1000 kVA :Building Structure | 1 | --> | 1 | 0.5 | 7.88 |  | --> | 0.95 | 0 | 0 | 0.5 | 0 |  | --> | C21 ex LIBERTY STREET | Liberty Street [T101,T102] | LIBERTY STREET |  | 51.8993 | -8.4722
065022Z | MV/LV Substation DA***022Z |  | 20 kV | _ | LV | 50 kVA :Pole Substation | 0.05 | --> | 0.05 | 0 | 0 | Constrained, otherwise capacity available =48 kVA | --> | 0.048 | 0 | 0 | 0.047 | 0 |  | --> | C26 ex STEPHENSTOWN | Stephenstown [T101,T102] | FINGLAS |  | 53.596 | -6.2174
066370Z | MV/LV Substation MY***370Z |  | 10 kV | _ | LV | 200 kVA :Kiosk Substation | 0.2 | --> | 0.2 | 0 | 0 | Constrained, otherwise capacity available =97 kVA | --> | 0.19 | 0 | 0.058 | 0 | 0 | Constrained, otherwise capacity available =132 kW | --> | C13 ex MALAHIDE | Malahide [T41,T42] | GLASMORE |  | 53.4334 | -6.1743
0694073 | MV/LV Substation PE***4073 |  | 10 kV | _ | LV | 400 kVA :Kiosk Substation | 0.4 | --> | 0.4 | 0.305 | 9.28 |  | --> | 0.38 | 0 | 0 | 0.367 | 0 |  | --> | C06 ex PEMBROKE | Pembroke [T41,T42,T43,T44] | RINGSEND |  | 53.3287 | -6.2327
095045 | MV/LV Substation LE***045 |  | 10 kV | _ | LV | 630 kVA :Kiosk Substation | 0.63 | --> | 0.63 | 0.5 | 0.7 |  | --> | 0.598 | 0 | 0 | 0 | 0 | Constrained, otherwise capacity available =598 kW | --> | C14 ex KILRUSH | Kilrush [T41,T42] | TULLABRACK |  | 52.6441 | -9.4946
064002Z | MV/LV Substation LI***002Z |  | 20 kV | _ | LV | 50 kVA :Pole Substation | 0.05 | --> | 0.05 | 0 | 0 | Constrained, otherwise capacity available =48 kVA | --> | 0.048 | 0 | 0 | 0 | 0 | Constrained, otherwise capacity available =47 kW | --> | E15 ex JULIANSTOWN | Julianstown [T421,T422] | DRYBRIDGE |  | 53.6456 | -6.2989
066994 | MV/LV Substation SW***994 |  | 10 kV | _ | LV | 50 kVA :Pole Substation | 0.05 | --> | 0.05 | 0 | 0 | Constrained, otherwise capacity available =46 kVA | --> | 0.048 | 0 | 0 | 0.047 | 0 |  | --> | C17 ex MOUNTGORRY | Mountgorry [T41,T42] | GRANGE (DR) |  | 53.4568 | -6.1797
064209 | MV/LV Substation HI***209 |  | 10 kV | _ | LV | 400 kVA :Kiosk Substation | 0.4 | --> | 0.4 | 0 | 0 | Constrained, otherwise capacity available =326 kVA | --> | 0.38 | 0 | 0.014 | 0 | 0 | Constrained, otherwise capacity available =359 kW | --> | C19 ex RATHMULLAN | Rathmullan [T41,T42] | DRYBRIDGE |  | 53.7063 | -6.3568
081677Y | MV/LV Substation BA***677Y |  | 10 kV | _ | LV | 50 kVA :Pole Substation | 0.05 | --> | 0.05 | 0 | 0 | Constrained, otherwise capacity available =42 kVA | --> | 0.048 | 0 | 0 | 0 | 0 | Constrained, otherwise capacity available =46 kW | --> | C16 ex LEIXLIP | Leixlip [T41,T42] | GRIFFINRATH |  | 53.3369 | -6.5113
033656X | MV/LV Substation CO***656X |  | 10 kV | _ | LV | 50 kVA :Pole Substation | 0.05 | --> | 0.05 | 0 | 0 | Constrained, otherwise capacity available =36 kVA | --> | 0.048 | 0 | 0.005 | 0 | 0 | Constrained, otherwise capacity available =42 kW | --> | C11 ex DEERPARK | Deerpark [T41,T42] | BALLYDINE |  | 52.3428 | -7.4398
070036 | MV/LV Substation ME***036 |  | 10 kV | _ | LV | 50 kVA :Pole Substation | 0.05 | --> | 0.05 | 0.047 | 2.63 |  | --> | 0.048 | 0 | 0 | 0.047 | 0 |  | --> | C14 ex CLOONBANNIN | Cloonbannin [T42] | GLENLARA |  | 52.119 | -9.0726
046116 | MV/LV Substation SM***116 |  | 10 kV | _ | LV | 400 kVA :Building Structure | 0.4 | --> | 0.4 | 0 | 0 | Constrained, otherwise capacity available =352 kVA | --> | 0.38 | 0 | 0 | 0.373 | 0 |  | --> | C12 ex FINISKLIN | Finisklin [T41,T42] | SLIGO |  | 54.2753 | -8.4974
064712Y | MV/LV Substation MO***712Y |  | 20 kV | _ | LV | 50 kVA :Pole Substation | 0.05 | --> | 0.05 | 0 | 0 | Constrained, otherwise capacity available =48 kVA | --> | 0.048 | 0 | 0 | 0 | 0 | Constrained, otherwise capacity available =47 kW | --> | E16 ex JULIANSTOWN | Julianstown [T421,T422] | DRYBRIDGE |  | 53.664 | -6.2793
039483 | MV/LV Substation CA***483 |  | 10 kV | _ | LV | 400 kVA :Kiosk Substation | 0.4 | --> | 0.4 | 0.301 | 11.03 |  | --> | 0.38 | 0 | 0.032 | 0.343 | 0 |  | --> | C33 ex SALTHILL | Salthill [T101,T102] | SALTHILL |  | 53.2601 | -9.1071
160477X | MV/LV Substation RO***477X |  | 20 kV | _ | LV | 50 kVA :Pole Substation | 0.05 | --> | 0.05 | 0 | 0 | Constrained, otherwise capacity available =34 kVA | --> | 0.048 | 0 | 0.006 | 0 | 0 | Constrained, otherwise capacity available =41 kW | --> | C11 ex MOUNTMELLICK | Mountmellick [T41,T42] | PORTLAOISE |  | 53.1364 | -7.4138
039886 | MV/LV Substation BA***886 |  | 10 kV | _ | LV | 50 kVA :Pole Substation | 0.05 | --> | 0.05 | 0 | 0 | Constrained, otherwise capacity available =46 kVA | --> | 0.048 | 0 | 0 | 0.047 | 0 |  | --> | C21 ex GALWAY 110KV | Galway 110kv [T102,T103] | GALWAY 110KV |  | 53.2877 | -8.993
152226 | MV/LV Substation RE***226 |  | 20 kV | _ | LV | 100 kVA :Pole Substation | 0.1 | --> | 0.1 | 0 | 0 | Constrained, otherwise capacity available =58 kVA | --> | 0.095 | 0 | 0.007 | 0 | 0 | Constrained, otherwise capacity available =84 kW | --> | E31 ex CAPPAMORE | Cappamore [T41,T42] | ARDNACRUSHA |  | 52.6851 | -8.2346
288717 | MV/LV Substation JA***717 |  | 10 kV | _ | LV | 100 kVA :Pole Substation | 0.1 | --> | 0.1 | 0 | 0 | Constrained, otherwise capacity available =83 kVA | --> | 0.095 | 0 | 0.005 | 0.089 | 0 |  | --> | C17 ex CARRICKMINES | Carrickmines [T41,T42] | CARRICKMINES |  | 53.2458 | -6.2015
014155X | MV/LV Substation SA***155X |  | 10 kV | _ | LV | 200 kVA :Kiosk Substation | 0.2 | --> | 0.2 | 0 | 0 | Constrained, otherwise capacity available =178 kVA | --> | 0.19 | 0 | 0 | 0 | 0 | Constrained, otherwise capacity available =187 kW | --> | C15 ex MORRISTOWN | Morristown [T41,T42] | NEWBRIDGE |  | 53.1888 | -6.814
064989Y | MV/LV Substation TE***989Y |  | 20 kV | _ | LV | 100 kVA :Pole Substation | 0.1 | --> | 0.1 | 0 | 0 | Constrained, otherwise capacity available =44 kVA | --> | 0.095 | 0 | 0 | 0 | 0 | Constrained, otherwise capacity available =87 kW | --> | C21 ex TERMONFECKIN ROAD | Termonfeckin Road [T41,T42] | DRYBRIDGE |  | 53.7573 | -6.2758
007023Y | MV/LV Substation CO***023Y |  | 10 kV | _ | LV | 630 kVA :Building Structure | 0.63 | --> | 0.63 | 0.143 | 0.14 | Constrained, otherwise capacity available =500 kVA | --> | 0.598 | 0 | 0 | 0 | 0 | Constrained, otherwise capacity available =580 kW | --> | C17 ex CARRIGLAWN | Carriglawn [T41,T42] | WEXFORD |  | 52.3441 | -6.4903
067141Z | MV/LV Substation LM***141Z |  | 10 kV | _ | LV | 630 kVA :Building Structure | 0.63 | --> | 0.63 | 0 | 0 | Constrained, otherwise capacity available =582 kVA | --> | 0.598 | 0 | 0.099 | 0.5 | 0 |  | --> | C22 ex GARRYOWEN | Garryowen [T41,T42] | LIMERICK |  | 52.6542 | -8.5966
066288Z | MV/LV Substation WO***288Z |  | 20 kV | _ | LV | 400 kVA :Kiosk Substation | 0.4 | --> | 0.4 | 0 | 0 | Constrained, otherwise capacity available =306 kVA | --> | 0.38 | 0 | 0.023 | 0 | 0 | Constrained, otherwise capacity available =350 kW | --> | E18 ex BALTRASNA | Baltrasna [T121,T122] | BALTRASNA |  | 53.507 | -6.4683
011812X | MV/LV Substation RE***812X |  | 10 kV | _ | LV | 50 kVA :Pole Substation | 0.05 | --> | 0.05 | 0.038 | 5.05 |  | --> | 0.048 | 0 | 0.005 | 0 | 0 | Constrained, otherwise capacity available =42 kW | --> | C20 ex MCDONAGH | Mcdonagh [T41,T42] | KILKENNY |  | 52.7174 | -7.2356
120720Y | MV/LV Substation JA***720Y |  | 20 kV | _ | LV | 50 kVA :Pole Substation | 0.05 | --> | 0.05 | 0.044 | 3.5 |  | --> | 0.048 | 0 | 0 | 0 | 0 | Constrained, otherwise capacity available =47 kW | --> | E12 ex DUNFIRTH | Dunfirth [T122] | DUNFIRTH |  | 53.4256 | -6.9169
046336X | MV/LV Substation DA***336X |  | 10 kV | _ | LV | 200 kVA :Pole Substation | 0.2 | --> | 0.2 | 0.2 | 5.78 |  | --> | 0.19 | 0 | 0 | 0.19 | 0 |  | --> | C20 ex OAKFIELD | Oakfield [T41,T42] | SLIGO |  | 54.2767 | -8.596
142733X | MV/LV Substation CA***733X |  | 10 kV | _ | LV | 50 kVA :Pole Substation | 0.05 | --> | 0.05 | 0 | 0 | Constrained, otherwise capacity available =45 kVA | --> | 0.048 | 0 | 0 | 0 | 0 | Constrained, otherwise capacity available =47 kW | --> | C17 ex ATHENRY |  |  |  | 53.3059 | -8.7381
049349Z | MV/LV Substation BA***349Z |  | 10 kV | _ | LV | 50 kVA :Pole Substation | 0.05 | --> | 0.05 | 0.048 | 0.13 |  | --> | 0.048 | 0 | 0 | 0 | 0 | Constrained, otherwise capacity available =47 kW | --> | C18 ex BALLYMAHON | Ballymahon [T41,T42] | ATHLONE |  | 53.5644 | -7.7701
0534363 | MV/LV Substation BE***4363 |  | 20 kV | _ | LV | 50 kVA :Pole Substation | 0.05 | --> | 0.05 | 0 | 0 | Constrained, otherwise capacity available =50 kVA | --> | 0.048 | 0 | 0 | 0.048 | 0 |  | --> | E20 ex CLONMINCH | Clonminch [T41,T422] | THORNSBERRY |  | 53.2947 | -7.2881
345061X | MV/LV Substation MA***061X |  | 20 kV | _ | LV | 200 kVA :Pole Substation | 0.2 | --> | 0.2 | 0 | 0 | Constrained, otherwise capacity available =186 kVA | --> | 0.19 | 0 | 0 | 0.188 | 0 |  | --> | E15 ex MANORHAMILTON | Manorhamilton [T422] | SLIGO |  | 54.2871 | -7.9128
058881X | MV/LV Substation BR***881X |  | 20 kV | _ | LV | 50 kVA :Pole Substation | 0.05 | --> | 0.05 | 0 | 0 | Constrained, otherwise capacity available =49 kVA | --> | 0.048 | 0 | 0 | 0 | 0 | Constrained, otherwise capacity available =47 kW | --> | C17 ex KYLEERAGH | Kyleeragh [T41,T42] | NENAGH |  | 53.019 | -8.2531
061541 | MV/LV Substation LO***541 |  | 10 kV | _ | LV | 100 kVA :Pole Substation | 0.1 | --> | 0.1 | 0.072 | 2.04 |  | --> | 0.095 | 0 | 0 | 0 | 0 | Constrained, otherwise capacity available =91 kW | --> | C17 ex BALLYBAY | Ballybay [T41,T42] | LISDRUM |  | 54.124 | -6.897
139571X | MV/LV Substation CO***571X |  | 10 kV | _ | LV | 50 kVA :Pole Substation | 0.05 | --> | 0.05 | 0.035 | 4 |  | --> | 0.048 | 0 | 0.007 | 0 | 0 | Constrained, otherwise capacity available =40 kW | --> | C17 ex BALLYJAMESDUFF | Ballyjamesduff [T41,T42] | SHANKILL |  | 53.8562 | -7.2017
1544065 | MV/LV Substation BR***4065 |  | 10 kV | _ | LV | 400 kVA :Kiosk Substation | 0.4 | --> | 0.4 | 0 | 0 | Constrained, otherwise capacity available =274 kVA | --> | 0.38 | 0 | 0.085 | 0.3 | 0 |  | --> | C20 ex COLLEGE PARK | College Park [T101,T102,T103] | COLLEGE PARK |  | 53.3931 | -6.3659
160481 | MV/LV Substation RA***481 |  | 20 kV | _ | LV | 100 kVA :Pole Substation | 0.1 | --> | 0.1 | 0.088 | 0.12 |  | --> | 0.095 | 0 | 0 | 0.093 | 0 |  | --> | E64 ex ATHY | Athy [T101,T102] | ATHY |  | 53.0956 | -7.0991
350181X | MV/LV Substation DA***181X |  | 10 kV | _ | LV | 400 kVA :Kiosk Substation | 0.4 | --> | 0.4 | 0.364 | 1.57 |  | --> | 0.38 | 0 | 0.004 | 0 | 0 | Constrained, otherwise capacity available =372 kW | --> | C18 ex BUNDORAN | Bundoran [T41,T42] | CATHALEENS FALL |  | 54.4432 | -8.2884
0054285 | MV/LV Substation WA***4285 |  | 20 kV | _ | LV | 100 kVA :Pole Substation | 0.1 | --> | 0.1 | 0.1 | 17.8 |  | --> | 0.095 | 0 | 0 | 0.095 | 0 |  | --> | E19 ex BANOGE | Banoge [T121,T122] | BANOGE |  | 52.6382 | -6.2977
0664305 | MV/LV Substation CO***4305 |  | 20 kV | _ | LV | 50 kVA :Pole Substation | 0.05 | --> | 0.05 | 0 | 0 | Constrained, otherwise capacity available =50 kVA | --> | 0.048 | 0 | 0 | 0 | 0 | Constrained, otherwise capacity available =48 kW | --> | E11 ex GLASMORE | Glasmore [T421,T422] | GLASMORE |  | 53.4792 | -6.1404
0814344 | MV/LV Substation NA***4344 |  | 10 kV | _ | LV | 200 kVA :Kiosk Substation | 0.2 | --> | 0.2 | 0.1 | 7.91 |  | --> | 0.19 | 0 | 0 | 0.176 | 0 |  | --> | C26 ex PELLETSTOWN | Pelletstown [T101,T102] | FINGLAS |  | 53.3779 | -6.3507
293110X | MV/LV Substation WH***110X |  | 20 kV | _ | LV | 50 kVA :Pole Substation | 0.05 | --> | 0.05 | 0 | 0 | Constrained, otherwise capacity available =45 kVA | --> | 0.048 | 0 | 0 | 0 | 0 | Constrained, otherwise capacity available =47 kW | --> | E12 ex BALTINGLASS | Baltinglass [T421,T422] | STRATFORD |  | 53.0074 | -6.6431
011942X | MV/LV Substation DU***942X |  | 10 kV | _ | LV | 400 kVA :Kiosk Substation | 0.4 | --> | 0.4 | 0 | 0 | Constrained, otherwise capacity available =396 kVA | --> | 0.38 | 0 | 0 | 0 | 0 | Constrained, otherwise capacity available =380 kW | --> | C21 ex TALBOTS INCH | Talbots Inch [T41,T42] | KILKENNY |  | 52.6872 | -7.2574
049337Y | MV/LV Substation GR***337Y |  | 10 kV | _ | LV | 400 kVA :Kiosk Substation | 0.4 | --> | 0.4 | 0.262 | 2.8 |  | --> | 0.38 | 0 | 0.016 | 0 | 0 | Constrained, otherwise capacity available =349 kW | --> | C17 ex GLEBE | Glebe [T41,T42] | RICHMOND |  | 53.7277 | -7.783
011208X | MV/LV Substation AN***208X |  | 10 kV | _ | LV | 200 kVA :Pole Substation | 0.2 | --> | 0.2 | 0.037 | 0.04 | Constrained, otherwise capacity available =194 kVA | --> | 0.19 | 0 | 0 | 0 | 0 | Constrained, otherwise capacity available =189 kW | --> | C11 ex CALLAN | Callan [T41,T42] | KILKENNY |  | 52.5424 | -7.3815
031966 | MV/LV Substation PU***966 |  | 10 kV | _ | LV | 200 kVA :Pole Substation | 0.2 | --> | 0.2 | 0 | 0 | Constrained, otherwise capacity available =197 kVA | --> | 0.19 | 0 | 0 | 0 | 0 | Constrained, otherwise capacity available =190 kW | --> | C17 ex COLLIGAN | Colligan [T41,T42] | DUNGARVAN |  | 52.1041 | -7.6557
049011Y | MV/LV Substation TH***011Y |  | 20 kV | _ | LV | 200 kVA :Pole Substation | 0.2 | --> | 0.2 | 0.114 | 0.21 |  | --> | 0.19 | 0 | 0.1 | 0 | 0 | Constrained, otherwise capacity available =104 kW | --> | E18 ex LONGFORD | Longford [T421,T422] | RICHMOND |  | 53.7353 | -7.7757
049075X | MV/LV Substation DE***075X |  | 10 kV | _ | LV | 50 kVA :Pole Substation | 0.05 | --> | 0.05 | 0.041 | 0.13 |  | --> | 0.048 | 0 | 0 | 0 | 0 | Constrained, otherwise capacity available =46 kW | --> | C12 ex BALLYMAHON | Ballymahon [T41,T42] | ATHLONE |  | 53.6337 | -7.912
082256Z | MV/LV Substation FI***256Z |  | 10 kV | _ | LV | 200 kVA :Kiosk Substation | 0.2 | --> | 0.2 | 0.144 | 2.01 |  | --> | 0.19 | 0 | 0.053 | 0 | 0 | Constrained, otherwise capacity available =143 kW | --> | C12 ex ABBEYLAND | Abbeyland [T41,T42] | NAVAN |  | 53.6585 | -6.6734
064795X | MV/LV Substation PA***795X |  | 10 kV | _ | LV | 100 kVA :Pole Substation | 0.1 | --> | 0.1 | 0 | 0 | Constrained, otherwise capacity available =74 kVA | --> | 0.095 | 0 | 0.015 | 0 | 0 | Constrained, otherwise capacity available =80 kW | --> | C12 ex MORNINGTON ROAD | Mornington Road [T41,T42] | DRYBRIDGE |  | 53.6995 | -6.3127
068755X | MV/LV Substation FA***755X |  | 10 kV | _ | LV | 1000 kVA :Building Structure | 1 | --> | 1 | 0.5 | 1.86 |  | --> | 0.95 | 0 | 0 | 0.5 | 0 |  | --> | C20 ex FAIRVIEW | Fairview [T41] | MCDERMOTT |  | 53.3634 | -6.2433
035635X | MV/LV Substation RO***635X |  | 10 kV | _ | LV | 50 kVA :Pole Substation | 0.05 | --> | 0.05 | 0.035 | 6.17 |  | --> | 0.048 | 0 | 0.03 | 0 | 0 | Constrained, otherwise capacity available =23 kW | --> | C24 ex CAHIR | Cahir [T41,T42] | CAHIR |  | 52.4556 | -7.9012
3654205 | MV/LV Substation BO***4205 |  | 10 kV | _ | LV | 1000 kVA :Building Structure | 1 | --> | 1 | 0 | 0 | Constrained, otherwise capacity available =883 kVA | --> | 0.95 | 0 | 0 | 0.5 | 0 |  | --> | C19 ex CLONDALKIN | Clondalkin [T41,T42,T44] | INCHICORE 220KV |  | 53.3165 | -6.3967
014414Z | MV/LV Substation RO***414Z |  | 10 kV | _ | LV | 50 kVA :Pole Substation | 0.05 | --> | 0.05 | 0 | 0 | Constrained, otherwise capacity available =47 kVA | --> | 0.048 | 0 | 0 | 0 | 0 | Constrained, otherwise capacity available =47 kW | --> | C16 ex MORRISTOWN | Morristown [T41,T42] | NEWBRIDGE |  | 53.1967 | -6.809
0644209 | MV/LV Substation WH***4209 |  | 20 kV | _ | LV | 400 kVA :Kiosk Substation | 0.4 | --> | 0.4 | 0 | 0 | Constrained, otherwise capacity available =365 kVA | --> | 0.38 | 0 | 0.044 | 0 | 0 | Constrained, otherwise capacity available =343 kW | --> | E17 ex JULIANSTOWN | Julianstown [T421,T422] | DRYBRIDGE |  | 53.7011 | -6.2698
081576Y | MV/LV Substation WO***576Y |  | 10 kV | _ | LV | 200 kVA :Kiosk Substation | 0.2 | --> | 0.2 | 0 | 0 | Constrained, otherwise capacity available =140 kVA | --> | 0.19 | 0 | 0.017 | 0 | 0 | Constrained, otherwise capacity available =169 kW | --> | C12 ex LEIXLIP | Leixlip [T41,T42] | GRIFFINRATH |  | 53.3732 | -6.4997
0664471 | MV/LV Substation MI***4471 |  | 20 kV | _ | LV | 630 kVA :Kiosk Substation | 0.63 | --> | 0.63 | 0 | 0 | Constrained, otherwise capacity available =625 kVA | --> | 0.598 | 0 | 0 | 0 | 0 | Constrained, otherwise capacity available =598 kW | --> | E16 ex ASHBOURNE | Ashbourne [T421,T422] | FINGLAS |  | 53.5149 | -6.3896
130139X | MV/LV Substation BO***139X |  | 10 kV | _ | LV | 100 kVA :Pole Substation | 0.1 | --> | 0.1 | 0.094 | 2.55 |  | --> | 0.095 | 0 | 0 | 0 | 0 | Constrained, otherwise capacity available =94 kW | --> | C25 ex EDGEWORTHSTOWN | Edgeworthstown [T421,T422] | RICHMOND |  | 53.6748 | -7.4305
154462Z | MV/LV Substation DU***462Z |  | 10 kV | _ | LV | 200 kVA :Kiosk Substation | 0.2 | --> | 0.2 | 0 | 0 | Constrained, otherwise capacity available =200 kVA | --> | 0.19 | 0 | 0 | 0.19 | 0 |  | --> | C20 ex COLLEGE PARK | College Park [T101,T102,T103] | COLLEGE PARK |  | 53.3943 | -6.3702
0894251 | MV/LV Substation TC***4251 |  | 20 kV | _ | LV | 50 kVA :Pole Substation | 0.05 | --> | 0.05 | 0.05 | 3.56 |  | --> | 0.048 | 0 | 0 | 0 | 0 | Constrained, otherwise capacity available =48 kW | --> | E22 ex ENNISCRONE | Enniscrone [T421,T422] | MOY |  | 54.2607 | -8.8857
009900X | MV/LV Substation CH***900X |  | 10 kV | _ | LV | 400 kVA :Kiosk Substation | 0.4 | --> | 0.4 | 0 | 0 | Constrained, otherwise capacity available =289 kVA | --> | 0.38 | 0 | 0.046 | 0 | 0 | Constrained, otherwise capacity available =330 kW | --> | C12 ex GRANGE (SR) | Grange (sr) [T41,T42] | BUTLERSTOWN |  | 52.2429 | -7.1176
082707X | MV/LV Substation CL***707X |  | 20 kV | _ | LV | 50 kVA :Pole Substation | 0.05 | --> | 0.05 | 0 | 0 | Constrained, otherwise capacity available =42 kVA | --> | 0.048 | 0 | 0 | 0 | 0 | Constrained, otherwise capacity available =46 kW | --> | E11 ex ACADEMY STREET | Academy Street [T421,T422,T44] | NAVAN |  | 53.5583 | -6.57
365045X | MV/LV Substation KI***045X |  | 10 kV | _ | LV | 630 kVA :Kiosk Substation | 0.63 | --> | 0.63 | 0.459 | 13.91 |  | --> | 0.598 | 0 | 0.045 | 0.5 | 0 |  | --> | C23 ex COOKSTOWN | Cookstown [T101,T102] | CARRICKMINES |  | 53.2812 | -6.3925
118836X | MV/LV Substation PA***836X |  | 20 kV | _ | LV | 50 kVA :Pole Substation | 0.05 | --> | 0.05 | 0 | 0 | Constrained, otherwise capacity available =47 kVA | --> | 0.048 | 0 | 0 | 0 | 0 | Constrained, otherwise capacity available =47 kW | --> | E18 ex CREAGH | Creagh [T421,T422] | ATHLONE |  | 53.4067 | -8.4132
034163 | MV/LV Substation TH***163 |  | 20 kV | _ | LV | 100 kVA :Pole Substation | 0.1 | --> | 0.1 | 0.055 | 0.57 |  | --> | 0.095 | 0 | 0 | 0 | 0 | Constrained, otherwise capacity available =89 kW | --> | E19 ex LAWLESSTOWN | Lawlesstown [T42,T421] | DOON |  | 52.4688 | -7.6905
003044 | MV/LV Substation MO***044 |  | 10 kV | _ | LV | 400 kVA :Kiosk Substation | 0.4 | --> | 0.4 | 0.217 | 11.58 |  | --> | 0.38 | 0 | 0.022 | 0 | 0 | Constrained, otherwise capacity available =338 kW | --> | C20 ex BALLYBEG | Ballybeg [T101,T102] | CARRICKMINES |  | 52.9752 | -6.0427
365090 | MV/LV Substation TA***090 |  | 10 kV | _ | LV | 200 kVA :Kiosk Substation | 0.2 | --> | 0.2 | 0 | 0 | Constrained, otherwise capacity available =178 kVA | --> | 0.19 | 0 | 0.005 | 0.183 | 0 |  | --> | C17 ex FORTUNESTOWN | Fortunestown [T101,T102] | INCHICORE 220KV |  | 53.2762 | -6.44
067843Y | MV/LV Substation CH***843Y |  | 10 kV | _ | LV | 400 kVA :Kiosk Substation | 0.4 | --> | 0.4 | 0 | 0 | Constrained, otherwise capacity available =290 kVA | --> | 0.38 | 0 | 0.025 | 0.346 | 0 |  | --> | C13 ex RAHEEN | Raheen [T41,T42] | LIMERICK |  | 52.6212 | -8.6447
139440X | MV/LV Substation KI***440X |  | 10 kV | _ | LV | 100 kVA :Pole Substation | 0.1 | --> | 0.1 | 0.042 | 4 |  | --> | 0.095 | 0 | 0 | 0 | 0 | Constrained, otherwise capacity available =87 kW | --> | C19 ex BALLYJAMESDUFF | Ballyjamesduff [T41,T42] | SHANKILL |  | 53.839 | -7.2296
220447X | MV/LV Substation IN***447X |  | 10 kV | _ | LV | 630 kVA :Building Structure | 0.63 | --> | 0.63 | 0.5 | 1.36 |  | --> | 0.598 | 0 | 0.045 | 0 | 0 | Constrained, otherwise capacity available =560 kW | --> | C15 ex CROSSMOLINA | Crossmolina [T41,T42] | MOY |  | 54.1003 | -9.3102
139049 | MV/LV Substation DR***049 |  | 10 kV | _ | LV | 200 kVA :Pole Substation | 0.2 | --> | 0.2 | 0.199 | 4 |  | --> | 0.19 | 0 | 0.09 | 0 | 0 | Constrained, otherwise capacity available =123 kW | --> | C18 ex BALLYJAMESDUFF | Ballyjamesduff [T41,T42] | SHANKILL |  | 53.9041 | -7.1764
081245Z | MV/LV Substation BA***245Z |  | 10 kV | _ | LV | 630 kVA :Kiosk Substation | 0.63 | --> | 0.63 | 0 | 0 | Constrained, otherwise capacity available =382 kVA | --> | 0.598 | 0 | 0.014 | 0.5 | 0 |  | --> | C13 ex INCHICORE NORTH | Inchicore North [T41] | INCHICORE 220KV |  | 53.3399 | -6.3521
039941 | MV/LV Substation BR***941 |  | 20 kV | _ | LV | 200 kVA :Pole Substation | 0.2 | --> | 0.2 | 0.121 | 11.03 |  | --> | 0.19 | 0 | 0 | 0.179 | 0 |  | --> | C36 ex SALTHILL | Salthill [T101,T102] | SALTHILL |  | 53.3084 | -9.1104
138006 | MV/LV Substation MA***006 |  | 10 kV | _ | LV | 200 kVA :Pole Substation | 0.2 | --> | 0.2 | 0 | 2.18 |  | --> | 0.19 | 0 | 0 | 0 | 0 | Constrained, otherwise capacity available =154 kW | --> | C26 ex BAILIEBORO | Bailieboro [T41,T42] | MEATH HILL |  | 53.9159 | -6.9676
046021 | MV/LV Substation OA***021 |  | 10 kV | _ | LV | 200 kVA :Kiosk Substation | 0.2 | --> | 0.2 | 0.114 | 5.78 |  | --> | 0.19 | 0 | 0.019 | 0.164 | 0 |  | --> | C13 ex OAKFIELD | Oakfield [T41,T42] | SLIGO |  | 54.2649 | -8.4991
111871Z | MV/LV Substation CE***871Z |  | 20 kV | _ | LV | 400 kVA :Kiosk Substation | 0.4 | --> | 0.4 | 0 | 0 | Constrained, otherwise capacity available =384 kVA | --> | 0.38 | 0 | 0.005 | 0 | 0 | Constrained, otherwise capacity available =374 kW | --> | E11 ex BALLYDEHOB | Ballydehob [T421] | DUNMANWAY |  | 51.526 | -9.5458
039078X | MV/LV Substation LO***078X |  | 10 kV | _ | LV | 50 kVA :Pole Substation | 0.05 | --> | 0.05 | 0.015 | 11.03 |  | --> | 0.048 | 0 | 0.01 | 0.035 | 0 |  | --> | C28 ex SALTHILL | Salthill [T101,T102] | SALTHILL |  | 53.2532 | -9.1442
064040Z | MV/LV Substation IN***040Z |  | 20 kV | _ | LV | 200 kVA :Kiosk Substation | 0.2 | --> | 0.2 | 0 | 0 | Constrained, otherwise capacity available =148 kVA | --> | 0.19 | 0 | 0.011 | 0 | 0 | Constrained, otherwise capacity available =175 kW | --> | E16 ex JULIANSTOWN | Julianstown [T421,T422] | DRYBRIDGE |  | 53.687 | -6.2469
254499 | MV/LV Substation TI***499 |  | 10 kV | _ | LV | 400 kVA :Kiosk Substation | 0.4 | --> | 0.4 | 0.326 | 10.7 |  | --> | 0.38 | 0 | 0.01 | 0 | 0 | Constrained, otherwise capacity available =362 kW | --> | C22 ex CLOON | Cloon [T42,T421] | CLOON |  | 53.5081 | -8.8524
068382 | MV/LV Substation FO***382 |  | 10 kV | _ | LV | 630 kVA :Building Structure | 0.63 | --> | 0.63 | 0.232 | 28.43 |  | --> | 0.598 | 0 | 0 | 0.5 | 0 |  | --> | C47 ex BEDFORD ROW | Bedford Row [T41,T42,T43,T44] | FRANCIS STREET |  | 53.3446 | -6.2611
2204095 | MV/LV Substation AQ***4095 |  | 20 kV | _ | LV | 200 kVA :Kiosk Substation | 0.2 | --> | 0.2 | 0.181 | 2.33 |  | --> | 0.19 | 0 | 0 | 0 | 0 | Constrained, otherwise capacity available =188 kW | --> | E14 ex MOY | Moy [T421,T422] | MOY |  | 54.1933 | -9.21
011742X | MV/LV Substation KN***742X |  | 10 kV | _ | LV | 50 kVA :Pole Substation | 0.05 | --> | 0.05 | 0 | 0 | Constrained, otherwise capacity available =39 kVA | --> | 0.048 | 0 | 0 | 0 | 0 | Constrained, otherwise capacity available =46 kW | --> | C17 ex ROSEHILL | Rosehill [T41,T42] | KILKENNY |  | 52.5643 | -7.3624
064149Y | MV/LV Substation MA***149Y |  | 10 kV | _ | LV | 400 kVA :Kiosk Substation | 0.4 | --> | 0.4 | 0 | 0 | Constrained, otherwise capacity available =306 kVA | --> | 0.38 | 0 | 0.036 | 0 | 0 | Constrained, otherwise capacity available =340 kW | --> | C19 ex RATHMULLAN | Rathmullan [T41,T42] | DRYBRIDGE |  | 53.7083 | -6.3602
032160Y | MV/LV Substation SO***160Y |  | 10 kV | _ | LV | 200 kVA :Kiosk Substation | 0.2 | --> | 0.2 | 0 | 0 | Constrained, otherwise capacity available =121 kVA | --> | 0.19 | 0 | 0.013 | 0 | 0 | Constrained, otherwise capacity available =169 kW | --> | C23 ex TRAMORE | Tramore [T41,T42] | BUTLERSTOWN |  | 52.1713 | -7.1383
365929X | MV/LV Substation PA***929X |  | 10 kV | _ | LV | 400 kVA :Kiosk Substation | 0.4 | --> | 0.4 | 0 | 0 | Constrained, otherwise capacity available =278 kVA | --> | 0.38 | 0 | 0.02 | 0.348 | 0 |  | --> | C22 ex OLDBAWN | Oldbawn [T41,T42] | COOKSTOWN |  | 53.2744 | -6.3408
144067 | MV/LV Substation CR***067 |  | 10 kV | _ | LV | 200 kVA :Pole Substation | 0.2 | --> | 0.2 | 0 | 0 | Constrained, otherwise capacity available =199 kVA | --> | 0.19 | 0 | 0 | 0 | 0 | Constrained, otherwise capacity available =190 kW | --> | C16 ex CASTLECOMER | Castlecomer [T41,T42] | BALLYRAGGET |  | 52.7572 | -7.2329
281136 | MV/LV Substation ST***136 |  | 10 kV | _ | LV | 400 kVA :Kiosk Substation | 0.4 | --> | 0.4 | 0 | 5.49 |  | --> | 0.38 | 0 | 0 | 0.318 | 0 |  | --> | C11 ex TRABEG | Trabeg [T101,T102] | TRABEG |  | 51.8888 | -8.4592
204807 | MV/LV Substation BA***807 |  | 20 kV | _ | LV | 200 kVA :Pole Substation | 0.2 | --> | 0.2 | 0 | 0 | Constrained, otherwise capacity available =159 kVA | --> | 0.19 | 0 | 0 | 0 | 0 | Constrained, otherwise capacity available =184 kW | --> | E14 ex BUNCRANA | Buncrana [T421,T422] | TRILLICK |  | 55.1438 | -7.4482
067089Y | MV/LV Substation VI***089Y |  | 20 kV | _ | LV | 200 kVA :Kiosk Substation | 0.2 | --> | 0.2 | 0.2 | 6.81 |  | --> | 0.19 | 0 | 0 | 0.19 | 0 |  | --> | C03 ex AHANE | Ahane [T102] | AHANE |  | 52.6722 | -8.5345
016129Z | MV/LV Substation LY***129Z |  | 10 kV | _ | LV | 50 kVA :Pole Substation | 0.05 | --> | 0.05 | 0 | 0 | Constrained, otherwise capacity available =46 kVA | --> | 0.048 | 0 | 0 | 0 | 0 | Constrained, otherwise capacity available =47 kW | --> | C18 ex CELBRIDGE | Celbridge [T41,T42] | GRIFFINRATH |  | 53.2985 | -6.5383
031928 | MV/LV Substation BU***928 |  | 10 kV | _ | LV | 50 kVA :Pole Substation | 0.05 | --> | 0.05 | 0 | 0 | Constrained, otherwise capacity available =27 kVA | --> | 0.048 | 0 | 0.01 | 0 | 0 | Constrained, otherwise capacity available =37 kW | --> | C11 ex COLLIGAN | Colligan [T41,T42] | DUNGARVAN |  | 52.1031 | -7.6038
037582X | MV/LV Substation MI***582X |  | 10 kV | _ | LV | 400 kVA :Kiosk Substation | 0.4 | --> | 0.4 | 0 | 0 | Constrained, otherwise capacity available =347 kVA | --> | 0.38 | 0 | 0 | 0 | 0 | Constrained, otherwise capacity available =373 kW | --> | C17 ex CAHIRCALLA | Cahircalla [T41,T42] | ENNIS |  | 52.8374 | -8.987
052193Y | MV/LV Substation RA***193Y |  | 20 kV | _ | LV | 100 kVA :Pole Substation | 0.1 | --> | 0.1 | 0 | 0 | Constrained, otherwise capacity available =16 kVA | --> | 0.095 | 0 | 0.01 | 0 | 0 | Constrained, otherwise capacity available =76 kW | --> | E18 ex BALLINDERRY | Ballinderry [T41,T422] | MULLINGAR |  | 53.5094 | -7.1431
047224X | MV/LV Substation CA***224X |  | 20 kV | _ | LV | 50 kVA :Pole Substation | 0.05 | --> | 0.05 | 0.044 | 1.04 |  | --> | 0.048 | 0 | 0 | 0 | 0 | Constrained, otherwise capacity available =47 kW | --> | C16 ex BOYLE | Boyle [T41,T42] | CARRICK ON SHANNON |  | 54.0273 | -8.2793
060694X | MV/LV Substation DR***694X |  | 10 kV | _ | LV | 50 kVA :Pole Substation | 0.05 | --> | 0.05 | 0.05 | 2.57 |  | --> | 0.048 | 0 | 0 | 0 | 0 | Constrained, otherwise capacity available =48 kW | --> | C17 ex ERRIGAL | Errigal [T41,T422] | SHANKILL |  | 54.1209 | -7.0953
020991 | MV/LV Substation DU***991 |  | 10 kV | _ | LV | 50 kVA :Pole Substation | 0.05 | --> | 0.05 | 0 | 0 | Constrained, otherwise capacity available =43 kVA | --> | 0.048 | 0 | 0 | 0 | 0 | Constrained, otherwise capacity available =46 kW | --> | C18 ex COOLCORCORAN | Coolcorcoran [T41,T42] | KNOCKEARAGH |  | 52.0516 | -9.6352
075811X | MV/LV Substation RA***811X |  | 20 kV | _ | LV | 50 kVA :Pole Substation | 0.05 | --> | 0.05 | 0.047 | 4.38 |  | --> | 0.048 | 0 | 0 | 0.047 | 0 |  | --> | E18 ex CRANE | Crane [T122] | CRANE |  | 52.514 | -6.369
182782X | MV/LV Substation AR***782X |  | 10 kV | _ | LV | 200 kVA :Pole Substation | 0.2 | --> | 0.2 | 0 | 0 | Constrained, otherwise capacity available =194 kVA | --> | 0.19 | 0 | 0 | 0 | 0 | Constrained, otherwise capacity available =189 kW | --> | C15 ex TULLA | Tulla [T41,T42] | ENNIS |  | 52.8699 | -8.7572
0394274 | MV/LV Substation SH***4274 |  | 10 kV | _ | LV | 1000 kVA :Building Structure | 1 | --> | 1 | 0 | 0 | Constrained, otherwise capacity available =1000 kVA | --> | 0.95 | 0 | 0 | 0 | 0 | Constrained, otherwise capacity available =950 kW | --> | C12 ex MONEENAGEISHA | Moneenageisha [T41,T42] | GALWAY 110KV |  | 53.2719 | -9.0483
016119Z | MV/LV Substation CA***119Z |  | 20 kV | _ | LV | 200 kVA :Kiosk Substation | 0.2 | --> | 0.2 | 0 | 0 | Constrained, otherwise capacity available =181 kVA | --> | 0.19 | 0 | 0 | 0 | 0 | Constrained, otherwise capacity available =188 kW | --> | C21 ex MONEYCOOLEY | Moneycooley [T41,T42,T44] | GRIFFINRATH |  | 53.3879 | -6.5524
0144267 | MV/LV Substation ST***4267 |  | 10 kV | _ | LV | 630 kVA :Kiosk Substation | 0.63 | --> | 0.63 | 0 | 0 | Constrained, otherwise capacity available =430 kVA | --> | 0.598 | 0 | 0.017 | 0 | 0 | Constrained, otherwise capacity available =558 kW | --> | C15 ex MORRISTOWN | Morristown [T41,T42] | NEWBRIDGE |  | 53.1903 | -6.8145
001217 | MV/LV Substation ST***217 |  | 10 kV | _ | LV | 400 kVA :Building Structure | 0.4 | --> | 0.4 | 0.267 | 1.16 |  | --> | 0.38 | 0 | 0.053 | 0.322 | 0 |  | --> | C17 ex MOUNT MERRION | Mount Merrion [T41,T42] | CARRICKMINES |  | 53.2926 | -6.1959
0624198 | MV/LV Substation MI***4198 |  | 20 kV | _ | LV | 50 kVA :Pole Substation | 0.05 | --> | 0.05 | 0.046 | 3.47 |  | --> | 0.048 | 0 | 0.01 | 0 | 0 | Constrained, otherwise capacity available =40 kW | --> | E16 ex BUSH | Bush [T421,T422] | DUNDALK |  | 54.0108 | -6.1531
0054321 | MV/LV Substation PA***4321 |  | 10 kV | _ | LV | 630 kVA :Kiosk Substation | 0.63 | --> | 0.63 | 0.5 | 3.03 |  | --> | 0.598 | 0 | 0 | 0 | 0 | Constrained, otherwise capacity available =598 kW | --> | C24 ex RAMSTOWN | Ramstown [T41,T42] | CRANE |  | 52.674 | -6.2932
3634048 | MV/LV Substation HO***4048 |  | 20 kV | _ | LV | 50 kVA :Pole Substation | 0.05 | --> | 0.05 | 0.044 | 3.25 |  | --> | 0.048 | 0 | 0 | 0 | 0 | Constrained, otherwise capacity available =47 kW | --> | E15 ex BALLYBUNION | Ballybunion [T421,T422] | TRIEN |  | 52.5488 | -9.5056
068343 | MV/LV Substation TA***343 |  | 10 kV | _ | LV | 1000 kVA :Building Structure | 1 | --> | 1 | 0 | 0 | Constrained, otherwise capacity available =665 kVA | --> | 0.95 | 0 | 0 | 0.5 | 0 |  | --> | C14 ex GLOUCESTER PLACE | Gloucester Place [T41,T42] | MCDERMOTT |  | 53.3506 | -6.2559
008245Z | MV/LV Substation NE***245Z |  | 20 kV | _ | LV | 50 kVA :Pole Substation | 0.05 | --> | 0.05 | 0 | 0 | Constrained, otherwise capacity available =39 kVA | --> | 0.048 | 0 | 0.009 | 0 | 0 | Constrained, otherwise capacity available =39 kW | --> | E17 ex KNOCKMULLEN | Knockmullen [T42,T421] | GREAT ISLAND |  | 52.3421 | -6.8003
0114190 | MV/LV Substation GO***4190 |  | 10 kV | _ | LV | 100 kVA :Pole Substation | 0.1 | --> | 0.1 | 0 | 0 | Constrained, otherwise capacity available =93 kVA | --> | 0.095 | 0 | 0 | 0 | 0 | Constrained, otherwise capacity available =94 kW | --> | C14 ex GORESBRIDGE | Goresbridge [T41,T42] | KILKENNY |  | 52.6288 | -6.9887
033821X | MV/LV Substation KI***821X |  | 10 kV | _ | LV | 200 kVA :Kiosk Substation | 0.2 | --> | 0.2 | 0 | 0 | Constrained, otherwise capacity available =163 kVA | --> | 0.19 | 0 | 0.01 | 0.059 | 0 | Constrained, otherwise capacity available =178 kW | --> | C23 ex CREGG ROAD | Cregg Road [T41,T42] | BALLYDINE |  | 52.3551 | -7.3295
160270Y | MV/LV Substation MO***270Y |  | 20 kV | _ | LV | 50 kVA :Pole Substation | 0.05 | --> | 0.05 | 0 | 0 | Constrained, otherwise capacity available =26 kVA | --> | 0.048 | 0 | 0.005 | 0 | 0 | Constrained, otherwise capacity available =40 kW | --> | C11 ex KILDARE | Kildare [T41,T42] | NEWBRIDGE |  | 53.1506 | -7.056
293335Z | MV/LV Substation HA***335Z |  | 20 kV | _ | LV | 50 kVA :Pole Substation | 0.05 | --> | 0.05 | 0.032 | 0.43 |  | --> | 0.048 | 0 | 0.009 | 0 | 0 | Constrained, otherwise capacity available =38 kW | --> | E18 ex TULLOW | Tullow [T421,T422] | CARLOW |  | 52.8641 | -6.5632
108653 | MV/LV Substation BA***653 |  | 20 kV | _ | LV | 630 kVA :Building Structure | 0.63 | --> | 0.63 | 0.5 | 1.57 |  | --> | 0.598 | 0 | 0 | 0 | 0 | Constrained, otherwise capacity available =590 kW | --> | C17 ex BALLYSHANNON | Ballyshannon [T41,T42] | CATHALEENS FALL |  | 54.5661 | -8.1265
012326Y | MV/LV Substation CL***326Y |  | 10 kV | _ | LV | 200 kVA :Kiosk Substation | 0.2 | --> | 0.2 | 0 | 0 | Constrained, otherwise capacity available =178 kVA | --> | 0.19 | 0 | 0 | 0 | 0 | Constrained, otherwise capacity available =187 kW | --> | C19 ex POLLERTON | Pollerton [T41,T42] | CARLOW |  | 52.8362 | -6.9143
137375X | MV/LV Substation CL***375X |  | 10 kV | _ | LV | 50 kVA :Pole Substation | 0.05 | --> | 0.05 | 0.044 | 3.74 |  | --> | 0.048 | 0 | 0 | 0 | 0 | Constrained, otherwise capacity available =47 kW | --> | C12 ex KILFLYNN | Kilflynn [T41,T42] | TRALEE |  | 52.3875 | -9.5772
136760Y | MV/LV Substation GL***760Y |  | 20 kV | _ | LV | 50 kVA :Pole Substation | 0.05 | --> | 0.05 | 0 | 0 | Constrained, otherwise capacity available =50 kVA | --> | 0.048 | 0 | 0 | 0 | 0 | Constrained, otherwise capacity available =48 kW | --> | C17 ex ROSCOMMON | Roscommon [T41,T42] | LANESBORO |  | 53.6513 | -8.3921
066358Z | MV/LV Substation TH***358Z |  | 10 kV | _ | LV | 400 kVA :Kiosk Substation | 0.4 | --> | 0.4 | 0 | 0 | Constrained, otherwise capacity available =329 kVA | --> | 0.38 | 0 | 0.018 | 0 | 0 | Constrained, otherwise capacity available =357 kW | --> | E17 ex GLASMORE | Glasmore [T421,T422] | GLASMORE |  | 53.4459 | -6.2444
119358 | MV/LV Substation LI***358 |  | 10 kV | _ | LV | 100 kVA :Pole Substation | 0.1 | --> | 0.1 | 0 | 0 | Constrained, otherwise capacity available =84 kVA | --> | 0.095 | 0 | 0.01 | 0 | 0 | Constrained, otherwise capacity available =85 kW | --> | C16 ex KANTURK | Kanturk [T41,T42] | GLENLARA |  | 52.2632 | -8.8077
0394180 | MV/LV Substation GA***4180 |  | 10 kV | _ | LV | 200 kVA :Kiosk Substation | 0.2 | --> | 0.2 | 0 | 0 | Constrained, otherwise capacity available =189 kVA | --> | 0.19 | 0 | 0 | 0 | 0 | Constrained, otherwise capacity available =188 kW | --> | C13 ex SPIDDAL |  |  |  | 53.2489 | -9.2141
081507X | MV/LV Substation RO***507X |  | 10 kV | _ | LV | 200 kVA :Kiosk Substation | 0.2 | --> | 0.2 | 0 | 0 | Constrained, otherwise capacity available =174 kVA | --> | 0.19 | 0 | 0.02 | 0.172 | 0 |  | --> | C19 ex SEMPERIT | Semperit [T41,T42,T43] | GRANGE CASTLE |  | 53.3444 | -6.3576
062439X | MV/LV Substation MU***439X |  | 10 kV | _ | LV | 50 kVA :Pole Substation | 0.05 | --> | 0.05 | 0.043 | 1.03 |  | --> | 0.048 | 0 | 0.006 | 0 | 0 | Constrained, otherwise capacity available =42 kW | --> | C15 ex LITTLE MILLS | Little Mills [T41] | DUNDALK |  | 53.9759 | -6.4025
0694035 | MV/LV Substation EL***4035 |  | 10 kV | _ | LV | 1000 kVA :Building Structure | 1 | --> | 1 | 0.5 | 9.28 |  | --> | 0.95 | 0 | 0.019 | 0.5 | 0 |  | --> | C04 ex PEMBROKE | Pembroke [T41,T42,T43,T44] | RINGSEND |  | 53.3306 | -6.2401
064464Y | MV/LV Substation OL***464Y |  | 10 kV | _ | LV | 200 kVA :Pole Substation | 0.2 | --> | 0.2 | 0 | 0 | Constrained, otherwise capacity available =163 kVA | --> | 0.19 | 0 | 0.005 | 0 | 0 | Constrained, otherwise capacity available =181 kW | --> | E11 ex SLANE | Slane [T421] | DRYBRIDGE |  | 53.7761 | -6.4851
069075 | MV/LV Substation CA***075 |  | 10 kV | _ | LV | 630 kVA :Kiosk Substation | 0.63 | --> | 0.63 | 0.319 | 2.93 |  | --> | 0.598 | 0 | 0.141 | 0.45 | 0 |  | --> | C13 ex DODDER ROAD | Dodder Road [T42] | MILLTOWN (DR) |  | 53.299 | -6.2691
002610 | MV/LV Substation KI***610 |  | 10 kV | _ | LV | 100 kVA :Pole Substation | 0.1 | --> | 0.1 | 0.032 | 2.36 |  | --> | 0.095 | 0 | 0 | 0.085 | 0 |  | --> | C16 ex BRAY | Bray [T41,T42] | FASSAROE |  | 53.1855 | -6.1387
250670 | MV/LV Substation KI***670 |  | 10 kV | _ | LV | 100 kVA :Pole Substation | 0.1 | --> | 0.1 | 0.006 | 1.26 |  | --> | 0.095 | 0 | 0.028 | 0 | 0 | Constrained, otherwise capacity available =61 kW | --> | C27 ex BALLYCROSSAUN | Ballycrossaun [T421,T422] | SOMERSET |  | 53.1669 | -8.2913
288137X | MV/LV Substation BE***137X |  | 10 kV | _ | LV | 400 kVA :Kiosk Substation | 0.4 | --> | 0.4 | 0 | 0 | Constrained, otherwise capacity available =285 kVA | --> | 0.38 | 0 | 0.019 | 0.35 | 0 |  | --> | C18 ex CARRICKMINES | Carrickmines [T41,T42] | CARRICKMINES |  | 53.2576 | -6.2185
220016X | MV/LV Substation CO***016X |  | 20 kV | _ | LV | 50 kVA :Pole Substation | 0.05 | --> | 0.05 | 0.049 | 2.33 |  | --> | 0.048 | 0 | 0 | 0 | 0 | Constrained, otherwise capacity available =47 kW | --> | E14 ex MOY | Moy [T421,T422] | MOY |  | 54.1693 | -9.2002
281026Y | MV/LV Substation WE***026Y |  | 10 kV | _ | LV | 630 kVA :Kiosk Substation | 0.63 | --> | 0.63 | 0 | 0 | Constrained, otherwise capacity available =409 kVA | --> | 0.598 | 0 | 0 | 0 | 0 | Constrained, otherwise capacity available =568 kW | --> | C17 ex DENNEHYS CROSS | Dennehys Cross [T41,T42] | TRABEG |  | 51.8939 | -8.4973
305121 | MV/LV Substation CL***121 |  | 10 kV | _ | LV | 630 kVA :Building Structure | 0.63 | --> | 0.63 | 0.5 | 4.61 |  | --> | 0.598 | 0 | 0 | 0 | 0 | Constrained, otherwise capacity available =598 kW | --> | E11 ex LUMCLOON | Lumcloon [T421,T422] | DALLOW |  | 53.1827 | -7.8764
019281X | MV/LV Substation LE***281X |  | 10 kV | _ | LV | 50 kVA :Pole Substation | 0.05 | --> | 0.05 | 0.049 | 3.74 |  | --> | 0.048 | 0 | 0 | 0 | 0 | Constrained, otherwise capacity available =47 kW | --> | C15 ex KILFLYNN | Kilflynn [T41,T42] | TRALEE |  | 52.316 | -9.6541
081378Z | MV/LV Substation CR***378Z |  | 10 kV | _ | LV | 400 kVA :Building Structure | 0.4 | --> | 0.4 | 0 | 0 | Constrained, otherwise capacity available =389 kVA | --> | 0.38 | 0 | 0 | 0.378 | 0 |  | --> | C22 ex BALLYMOUNT | Ballymount [T41,T42] | INCHICORE 220KV |  | 53.3221 | -6.3657
156157Y | MV/LV Substation KN***157Y |  | 20 kV | _ | LV | 50 kVA :Pole Substation | 0.05 | --> | 0.05 | 0 | 0 | Constrained, otherwise capacity available =47 kVA | --> | 0.048 | 0 | 0.011 | 0 | 0 | Constrained, otherwise capacity available =39 kW | --> | E14 ex EMYVALE | Emyvale [T422] | LISDRUM |  | 54.3673 | -6.9682
067049X | MV/LV Substation 4F***049X |  | 10 kV | _ | LV | 200 kVA :Building Structure | 0.2 | --> | 0.2 | 0 | 0 | Constrained, otherwise capacity available =194 kVA | --> | 0.19 | 0 | 0 | 0 | 0 | Constrained, otherwise capacity available =189 kW | --> | C19 ex CAHERDAVIN | Caherdavin [T41,T42] | ARDNACRUSHA |  | 52.6723 | -8.6378
001353 | MV/LV Substation HO***353 |  | 10 kV | _ | LV | 400 kVA :Kiosk Substation | 0.4 | --> | 0.4 | 0.26 | 1.23 |  | --> | 0.38 | 0 | 0.103 | 0.284 | 0 |  | --> | C19 ex SALLYNOGGIN ROAD | Sallynoggin Road [T41,T42] | CHERRYWOOD |  | 53.2844 | -6.1377
0394164 | MV/LV Substation GA***4164 |  | 10 kV | _ | LV | 1000 kVA :Building Structure | 1 | --> | 1 | 0.5 | 11.03 |  | --> | 0.95 | 0 | 0 | 0.5 | 0 |  | --> | C22 ex SALTHILL | Salthill [T101,T102] | SALTHILL |  | 53.2736 | -9.0996
002966 | MV/LV Substation MI***966 |  | 10 kV | _ | LV | 200 kVA :Kiosk Substation | 0.2 | --> | 0.2 | 0.17 | 2.36 |  | --> | 0.19 | 0 | 0.008 | 0.18 | 0 |  | --> | C12 ex BRAY | Bray [T41,T42] | FASSAROE |  | 53.1975 | -6.1245
206935 | MV/LV Substation MA***935 |  | 20 kV | _ | LV | 100 kVA :Pole Substation | 0.1 | --> | 0.1 | 0.067 | 1.6 |  | --> | 0.095 | 0 | 0 | 0 | 0 | Constrained, otherwise capacity available =90 kW | --> | E17 ex BELMULLET | Belmullet [T421] | BELLACORICK |  | 54.2533 | -9.895
0684576 | MV/LV Substation BL***4576 |  | 10 kV | _ | LV | 630 kVA :Building Structure | 0.63 | --> | 0.63 | 0 | 0 | Constrained, otherwise capacity available =581 kVA | --> | 0.598 | 0 | 0 | 0.5 | 0 |  | --> | C11 ex GRANBY ROW | Granby Row [T41] | MCDERMOTT |  | 53.3551 | -6.2676
0714061 | MV/LV Substation KI***4061 |  | 10 kV | _ | LV | 400 kVA :Kiosk Substation | 0.4 | --> | 0.4 | 0.4 | 4.51 |  | --> | 0.38 | 0 | 0 | 0.38 | 0 |  | --> | C15 ex BOGHALL ROAD | Boghall Road [T41,T42] | FASSAROE |  | 53.1824 | -6.1032
071790 | MV/LV Substation BU***790 |  | 10 kV | _ | LV | 200 kVA :Kiosk Substation | 0.2 | --> | 0.2 | 0 | 0 | Constrained, otherwise capacity available =152 kVA | --> | 0.19 | 0 | 0.02 | 0.168 | 0 |  | --> | C22 ex GREYSTONES | Greystones [T41,T42] | FASSAROE |  | 53.1319 | -6.0645
0684440 | MV/LV Substation PO***4440 |  | 10 kV | _ | LV | 630 kVA :Kiosk Substation | 0.63 | --> | 0.63 | 0.5 | 17.78 |  | --> | 0.598 | 0 | 0 | 0.5 | 0 |  | --> | C26 ex RINGSEND | Ringsend [T101,T102] | POOLBEG |  | 53.3381 | -6.2085
050059 | MV/LV Substation BE***059 |  | 10 kV | _ | LV | 630 kVA :Building Structure | 0.63 | --> | 0.63 | 0 | 0 | Constrained, otherwise capacity available =416 kVA | --> | 0.598 | 0 | 0.017 | 0 | 0 | Constrained, otherwise capacity available =556 kW | --> | C23 ex ATHLONE | Athlone [T41,T42] | ATHLONE |  | 53.4297 | -7.9382
156809Y | MV/LV Substation DO***809Y |  | 20 kV | _ | LV | 100 kVA :Pole Substation | 0.1 | --> | 0.1 | 0.098 | 2.47 |  | --> | 0.095 | 0 | 0 | 0 | 0 | Constrained, otherwise capacity available =95 kW | --> | E19 ex TELAYDON | Telaydon [T42,T421] | LISDRUM |  | 54.2971 | -6.9037
066202Y | MV/LV Substation GR***202Y |  | 10 kV | _ | LV | 400 kVA :Building Structure | 0.4 | --> | 0.4 | 0 | 0 | Constrained, otherwise capacity available =301 kVA | --> | 0.38 | 0 | 0 | 0.366 | 0 |  | --> | C14 ex MOUNTGORRY | Mountgorry [T41,T42] | GRANGE (DR) |  | 53.4578 | -6.2077
012213Y | MV/LV Substation JO***213Y |  | 10 kV | _ | LV | 50 kVA :Pole Substation | 0.05 | --> | 0.05 | 0 | 0 | Constrained, otherwise capacity available =35 kVA | --> | 0.048 | 0 | 0 | 0 | 0 | Constrained, otherwise capacity available =45 kW | --> | C20 ex POLLERTON | Pollerton [T41,T42] | CARLOW |  | 52.8329 | -6.843
142082 | MV/LV Substation MO***082 |  | 10 kV | _ | LV | 50 kVA :Pole Substation | 0.05 | --> | 0.05 | 0 | 0 | Constrained, otherwise capacity available =48 kVA | --> | 0.048 | 0 | 0 | 0 | 0 | Constrained, otherwise capacity available =47 kW | --> | C16 ex ATHENRY | Athenry [T41,T42] | GALWAY 110KV |  | 53.3073 | -8.767
049944 | MV/LV Substation RI***944 |  | 10 kV | _ | LV | 400 kVA :Kiosk Substation | 0.4 | --> | 0.4 | 0 | 0 | Constrained, otherwise capacity available =369 kVA | --> | 0.38 | 0 | 0 | 0 | 0 | Constrained, otherwise capacity available =376 kW | --> | C17 ex AGHAMORE | Aghamore [T41,T42] | LANESBORO |  | 53.7318 | -7.9079
067124 | MV/LV Substation CO***124 |  | 10 kV | _ | LV | 200 kVA :Building Structure | 0.2 | --> | 0.2 | 0 | 0 | Constrained, otherwise capacity available =43 kVA | --> | 0.19 | 0 | 0.034 | 0.142 | 0 |  | --> | C12 ex BALLINACURRA | Ballinacurra [T41,T42] | LIMERICK |  | 52.6545 | -8.6472
027820 | MV/LV Substation BA***820 |  | 10 kV | _ | LV | 100 kVA :Pole Substation | 0.1 | --> | 0.1 | 0.065 | 7.79 |  | --> | 0.095 | 0 | 0 | 0 | 0 | Constrained, otherwise capacity available =90 kW | --> | C11 ex DUNMANWAY | Dunmanway [T422,T43] | DUNMANWAY |  | 51.7216 | -9.1008
061580 | MV/LV Substation DR***580 |  | 10 kV | _ | LV | 50 kVA :Pole Substation | 0.05 | --> | 0.05 | 0.042 | 2.04 |  | --> | 0.048 | 0 | 0.03 | 0 | 0 | Constrained, otherwise capacity available =24 kW | --> | C12 ex BALLYBAY | Ballybay [T41,T42] | LISDRUM |  | 54.1267 | -7.0299
011627X | MV/LV Substation CA***627X |  | 10 kV | _ | LV | 50 kVA :Pole Substation | 0.05 | --> | 0.05 | 0.037 | 0.04 | Constrained, otherwise capacity available =38 kVA | --> | 0.048 | 0 | 0.005 | 0 | 0 | Constrained, otherwise capacity available =42 kW | --> | C11 ex CALLAN | Callan [T41,T42] | KILKENNY |  | 52.5608 | -7.3813
3654024 | MV/LV Substation MA***4024 |  | 10 kV | _ | LV | 50 kVA :Pole Substation | 0.05 | --> | 0.05 | 0 | 0 | Constrained, otherwise capacity available =48 kVA | --> | 0.048 | 0 | 0 | 0.047 | 0 |  | --> | C15 ex SAGGART | Saggart [T41,T42] | GRANGE CASTLE |  | 53.2729 | -6.4468
216532 | MV/LV Substation NA***532 |  | 10 kV | _ | LV | 100 kVA :Pole Substation | 0.1 | --> | 0.1 | 0 | 0 | Constrained, otherwise capacity available =26 kVA | --> | 0.095 | 0 | 0.015 | 0 | 0 | Constrained, otherwise capacity available =73 kW | --> | C23 ex GLENTIES | Glenties [T41,T42] | BINBANE |  | 54.7646 | -8.407
059227Y | MV/LV Substation LI***227Y |  | 20 kV | _ | LV | 100 kVA :Pole Substation | 0.1 | --> | 0.1 | 0 | 0 | Constrained, otherwise capacity available =90 kVA | --> | 0.095 | 0 | 0.003 | 0 | 0 | Constrained, otherwise capacity available =92 kW | --> | E19 ex CAVAN | Cavan [T42,T421] | SHANKILL |  | 53.9534 | -7.441
136795Y | MV/LV Substation ME***795Y |  | 10 kV | _ | LV | 400 kVA :Kiosk Substation | 0.4 | --> | 0.4 | 0 | 0 | Constrained, otherwise capacity available =357 kVA | --> | 0.38 | 0 | 0.005 | 0 | 0 | Constrained, otherwise capacity available =370 kW | --> | C22 ex ROSCOMMON | Roscommon [T41,T42] | LANESBORO |  | 53.6771 | -8.0069
0624006 | MV/LV Substation BR***4006 |  | 10 kV | _ | LV | 400 kVA :Kiosk Substation | 0.4 | --> | 0.4 | 0.371 | 2.33 |  | --> | 0.38 | 0 | 0 | 0 | 0 | Constrained, otherwise capacity available =376 kW | --> | C19 ex DUNDALK | Dundalk [T41,T42] | DUNDALK |  | 53.9934 | -6.4123
066044Y | MV/LV Substation LA***044Y |  | 20 kV | _ | LV | 50 kVA :Pole Substation | 0.05 | --> | 0.05 | 0 | 0 | Constrained, otherwise capacity available =47 kVA | --> | 0.048 | 0 | 0.005 | 0 | 0 | Constrained, otherwise capacity available =44 kW | --> | E17 ex BALTRASNA | Baltrasna [T121,T122] | BALTRASNA |  | 53.5067 | -6.5097
365046X | MV/LV Substation CU***046X |  | 10 kV | _ | LV | 400 kVA :Kiosk Substation | 0.4 | --> | 0.4 | 0 | 0 | Constrained, otherwise capacity available =240 kVA | --> | 0.38 | 0 | 0.005 | 0.354 | 0 |  | --> | C18 ex WHITESTOWN | Whitestown [T41,T42] | COOKSTOWN |  | 53.2759 | -6.3776
026366 | MV/LV Substation GL***366 |  | 10 kV | _ | LV | 50 kVA :Pole Substation | 0.05 | --> | 0.05 | 0.046 | 8.66 |  | --> | 0.048 | 0 | 0 | 0 | 0 | Constrained, otherwise capacity available =47 kW | --> | C18 ex BANDON | Bandon [T101,T42] | BANDON |  | 51.7908 | -8.6952
021157Y | MV/LV Substation EL***157Y |  | 10 kV | _ | LV | 50 kVA :Pole Substation | 0.05 | --> | 0.05 | 0 | 0 | Constrained, otherwise capacity available =27 kVA | --> | 0.048 | 0 | 0 | 0 | 0 | Constrained, otherwise capacity available =44 kW | --> | C16 ex KILLACLOYNE | Killacloyne [T41,T42] | MIDLETON |  | 51.9111 | -8.3103
065150Z | MV/LV Substation WH***150Z |  | 10 kV | _ | LV | 50 kVA :Pole Substation | 0.05 | --> | 0.05 | 0 | 0 | Constrained, otherwise capacity available =30 kVA | --> | 0.048 | 0 | 0.009 | 0 | 0 | Constrained, otherwise capacity available =38 kW | --> | E15 ex BATTER LANE TEMPORARY | Batter Lane Temporary 38kv [T421] | GLASMORE |  | 53.5205 | -6.1108
119445 | MV/LV Substation GU***445 |  | 10 kV | _ | LV | 100 kVA :Pole Substation | 0.1 | --> | 0.1 | 0 | 0 | Constrained, otherwise capacity available =96 kVA | --> | 0.095 | 0 | 0 | 0 | 0 | Constrained, otherwise capacity available =94 kW | --> | C11 ex KANTURK | Kanturk [T41,T42] | GLENLARA |  | 52.1661 | -8.8893
281082Z | MV/LV Substation KI***082Z |  | 10 kV | _ | LV | 400 kVA :Building Structure | 0.4 | --> | 0.4 | 0 | 0 | Constrained, otherwise capacity available =127 kVA | --> | 0.38 | 0 | 0 | 0 | 0 | Constrained, otherwise capacity available =341 kW | --> | C13 ex DENNEHYS CROSS | Dennehys Cross [T41,T42] | TRABEG |  | 51.8937 | -8.5094
377904 | MV/LV Substation UN***904 |  | 20 kV | _ | LV | 100 kVA :Pole Substation | 0.1 | --> | 0.1 | 0 | 0 | Constrained, otherwise capacity available =98 kVA | --> | 0.095 | 0 | 0 | 0 | 0 | Constrained, otherwise capacity available =95 kW | --> | E18 ex GURRANEBANE | Gurranebane [T421,T422] | OUGHTRAGH |  | 51.8599 | -10.2897
015099Z | MV/LV Substation KI***099Z |  | 10 kV | _ | LV | 400 kVA :Building Structure | 0.4 | --> | 0.4 | 0 | 0 | Constrained, otherwise capacity available =374 kVA | --> | 0.38 | 0 | 0 | 0 | 0 | Constrained, otherwise capacity available =376 kW | --> | C11 ex JOHNSTOWN | Johnstown [T41,T42] | KILTEEL |  | 53.232 | -6.575
365048Y | MV/LV Substation LY***048Y |  | 10 kV | _ | LV | 400 kVA :Building Structure | 0.4 | --> | 0.4 | 0 | 0 | Constrained, otherwise capacity available =400 kVA | --> | 0.38 | 0 | 0 | 0 | 0 | Constrained, otherwise capacity available =380 kW | --> | C18 ex CELBRIDGE | Celbridge [T41,T42] | GRIFFINRATH |  | 53.301 | -6.546
0674429 | MV/LV Substation LI***4429 |  | 10 kV | _ | LV | 1000 kVA :Building Structure | 1 | --> | 1 | 0.5 | 13.8 |  | --> | 0.95 | 0 | 0 | 0.5 | 0 |  | --> | C13 ex SINGLAND | Singland [T101,T102] | SINGLAND |  | 52.6557 | -8.5788
053764 | MV/LV Substation CR***764 |  | 10 kV | _ | LV | 400 kVA :Kiosk Substation | 0.4 | --> | 0.4 | 0.361 | 3.28 |  | --> | 0.38 | 0 | 0 | 0.375 | 0 |  | --> | C23 ex SRAH | Srah [T43] | THORNSBERRY |  | 53.2974 | -7.4952
046733 | MV/LV Substation MC***733 |  | 10 kV | _ | LV | 100 kVA :Pole Substation | 0.1 | --> | 0.1 | 0.081 | 5.78 |  | --> | 0.095 | 0 | 0 | 0.092 | 0 |  | --> | C14 ex OAKFIELD | Oakfield [T41,T42] | SLIGO |  | 54.2475 | -8.4742
0934337 | MV/LV Substation WI***4337 |  | 10 kV | _ | LV | 400 kVA :Kiosk Substation | 0.4 | --> | 0.4 | 0 | 0 | Constrained, otherwise capacity available =400 kVA | --> | 0.38 | 0 | 0 | 0.38 | 0 |  | --> | C21 ex POPPINTREE | Poppintree [T101,T102] | FINGLAS |  | 53.4011 | -6.2911
154451Z | MV/LV Substation DU***451Z |  | 20 kV | _ | LV | 400 kVA :Kiosk Substation | 0.4 | --> | 0.4 | 0 | 0 | Constrained, otherwise capacity available =306 kVA | --> | 0.38 | 0 | 0.014 | 0 | 0 | Constrained, otherwise capacity available =356 kW | --> | C17 ex MONEYCOOLEY | Moneycooley [T41,T42,T44] | GRIFFINRATH |  | 53.4133 | -6.4796
258061X | MV/LV Substation KI***061X |  | 20 kV | _ | LV | 100 kVA :Pole Substation | 0.1 | --> | 0.1 | 0.076 | 1.86 |  | --> | 0.095 | 0 | 0.015 | 0 | 0 | Constrained, otherwise capacity available =80 kW | --> | E17 ex CREESLOUGH | Creeslough [T421] | ARDNAGAPPARY |  | 55.182 | -7.9624
293022 | MV/LV Substation BA***022 |  | 20 kV | _ | LV | 400 kVA :Kiosk Substation | 0.4 | --> | 0.4 | 0.254 | 0.43 |  | --> | 0.38 | 0 | 0.008 | 0 | 0 | Constrained, otherwise capacity available =354 kW | --> | E15 ex TULLOW | Tullow [T421,T422] | CARLOW |  | 52.8041 | -6.7369
136285Y | MV/LV Substation LI***285Y |  | 10 kV | _ | LV | 50 kVA :Pole Substation | 0.05 | --> | 0.05 | 0 | 0 | Constrained, otherwise capacity available =46 kVA | --> | 0.048 | 0 | 0 | 0 | 0 | Constrained, otherwise capacity available =47 kW | --> | C19 ex ROSCOMMON | Roscommon [T41,T42] | LANESBORO |  | 53.6536 | -8.252
196156X | MV/LV Substation CO***156X |  | 10 kV | _ | LV | 400 kVA :Kiosk Substation | 0.4 | --> | 0.4 | 0 | 0 | Constrained, otherwise capacity available =300 kVA | --> | 0.38 | 0 | 0.022 | 0 | 0 | Constrained, otherwise capacity available =350 kW | --> | C18 ex ATHBOY | Athboy [T42] | NAVAN |  | 53.6254 | -6.9159
258414 | MV/LV Substation SE***414 |  | 20 kV | _ | LV | 100 kVA :Pole Substation | 0.1 | --> | 0.1 | 0.08 | 1.86 |  | --> | 0.095 | 0 | 0.01 | 0 | 0 | Constrained, otherwise capacity available =85 kW | --> | E17 ex CREESLOUGH | Creeslough [T421] | ARDNAGAPPARY |  | 55.1799 | -7.96
021401 | MV/LV Substation SH***401 |  | 10 kV | _ | LV | 630 kVA :Building Structure | 0.63 | --> | 0.63 | 0 | 0 | Constrained, otherwise capacity available =474 kVA | --> | 0.598 | 0 | 0 | 0 | 0 | Constrained, otherwise capacity available =597 kW | --> | C14 ex DENNEHYS CROSS | Dennehys Cross [T41,T42] | TRABEG |  | 51.8978 | -8.5076
062943Y | MV/LV Substation PL***943Y |  | 10 kV | _ | LV | 50 kVA :Pole Substation | 0.05 | --> | 0.05 | 0.05 | 3.12 |  | --> | 0.048 | 0 | 0 | 0 | 0 | Constrained, otherwise capacity available =48 kW | --> | C18 ex MARSHES | Marshes [T41,T42] | DUNDALK |  | 53.9813 | -6.3854
042653X | MV/LV Substation TU***653X |  | 10 kV | _ | LV | 400 kVA :Building Structure | 0.4 | --> | 0.4 | 0.374 | 1.93 |  | --> | 0.38 | 0 | 0 | 0 | 0 | Constrained, otherwise capacity available =376 kW | --> | C18 ex TURLOUGH ROAD | Turlough Road [T41,T42] | CASTLEBAR |  | 53.8834 | -9.2076
014441 | MV/LV Substation MO***441 |  | 20 kV | _ | LV | 100 kVA :Pole Substation | 0.1 | --> | 0.1 | 0.092 | 0.63 |  | --> | 0.095 | 0 | 0 | 0 | 0 | Constrained, otherwise capacity available =94 kW | --> | E11 ex KILCULLEN | Kilcullen [T41,T42,T424] | STRATFORD |  | 53.1166 | -6.675
099284X | MV/LV Substation TH***284X |  | 10 kV | _ | LV | 400 kVA :Kiosk Substation | 0.4 | --> | 0.4 | 0.316 | 5.45 |  | --> | 0.38 | 0 | 0 | 0 | 0 | Constrained, otherwise capacity available =368 kW | --> | C14 ex GORTLEE | Gortlee [T41,T42] | LETTERKENNY |  | 54.9635 | -7.7611
127831Y | MV/LV Substation GO***831Y |  | 10 kV | _ | LV | 630 kVA :Kiosk Substation | 0.63 | --> | 0.63 | 0 | 0 | Constrained, otherwise capacity available =472 kVA | --> | 0.598 | 0 | 0.01 | 0 | 0 | Constrained, otherwise capacity available =569 kW | --> | C17 ex LOUGHTAGALLA | Loughtagalla [T41,T42] | THURLES |  | 52.6838 | -7.8164
056014Y | MV/LV Substation RO***014Y |  | 20 kV | _ | LV | 400 kVA :Kiosk Substation | 0.4 | --> | 0.4 | 0.321 | 0.89 |  | --> | 0.38 | 0 | 0.209 | 0 | 0 | Constrained, otherwise capacity available =214 kW | --> | E18 ex BIRR | Birr [T41,T422] | DALLOW |  | 53.0922 | -7.8911
071061 | MV/LV Substation BA***061 |  | 10 kV | _ | LV | 50 kVA :Pole Substation | 0.05 | --> | 0.05 | 0.043 | 5.58 |  | --> | 0.048 | 0 | 0 | 0.046 | 0 |  | --> | C12 ex KILCOOLE | Kilcoole [T41,T42] | FASSAROE |  | 53.0974 | -6.0535
433566 | MV/LV Substation CO***566 |  | 20 kV | _ | LV | 100 kVA :Pole Substation | 0.1 | --> | 0.1 | 0 | 0 | Constrained, otherwise capacity available =90 kVA | --> | 0.095 | 0 | 0.003 | 0 | 0 | Constrained, otherwise capacity available =91 kW | --> | C12 ex BALLAGHADERREEN | Ballaghaderreen [T41,T42] | TONROE |  | 53.8535 | -8.63
028448 | MV/LV Substation BA***448 |  | 10 kV | _ | LV | 50 kVA :Pole Substation | 0.05 | --> | 0.05 | 0.034 | 19.7 |  | --> | 0.048 | 0 | 0.029 | 0.024 | 0 |  | --> | C14 ex COW CROSS | Cow Cross [T102,T41] | COW CROSS |  | 51.8675 | -8.28
062580 | MV/LV Substation CH***580 |  | 20 kV | _ | LV | 100 kVA :Pole Substation | 0.1 | --> | 0.1 | 0.026 | 3.47 |  | --> | 0.095 | 0 | 0.014 | 0 | 0 | Constrained, otherwise capacity available =74 kW | --> | E17 ex BUSH | Bush [T421,T422] | DUNDALK |  | 54.0359 | -6.1854
3054068 | MV/LV Substation LE***4068 |  | 20 kV | _ | LV | 50 kVA :Pole Substation | 0.05 | --> | 0.05 | 0.039 | 4.61 |  | --> | 0.048 | 0 | 0.006 | 0 | 0 | Constrained, otherwise capacity available =42 kW | --> | E14 ex LUMCLOON | Lumcloon [T421,T422] | DALLOW |  | 53.238 | -7.7106
001224 | MV/LV Substation SI***224 |  | 10 kV | _ | LV | 400 kVA :Kiosk Substation | 0.4 | --> | 0.4 | 0 | 0 | Constrained, otherwise capacity available =289 kVA | --> | 0.38 | 0 | 0.034 | 0.339 | 0 |  | --> | C18 ex DUNDRUM | Dundrum [T41,T42] | BLACKROCK |  | 53.3173 | -6.2248
015722Y | MV/LV Substation BL***722Y |  | 20 kV | _ | LV | 50 kVA :Pole Substation | 0.05 | --> | 0.05 | 0 | 0 | Constrained, otherwise capacity available =44 kVA | --> | 0.048 | 0 | 0.01 | 0 | 0 | Constrained, otherwise capacity available =39 kW | --> | E17 ex BLESSINGTON | Blessington [T421,T422] | KILTEEL |  | 53.0929 | -6.5316
1164227 | MV/LV Substation GO***4227 |  | 10 kV | _ | LV | 50 kVA :Pole Substation | 0.05 | --> | 0.05 | 0.05 | 7.32 |  | --> | 0.048 | 0 | 0 | 0.048 | 0 |  | --> | C14 ex CARROWBEG | Carrowbeg [T41,T42] | CARROWBEG |  | 53.8076 | -9.5162
065026 | MV/LV Substation OL***026 |  | 10 kV | _ | LV | 200 kVA :Pole Substation | 0.2 | --> | 0.2 | 0 | 0 | Constrained, otherwise capacity available =4 kVA | --> | 0.19 | 0 | 0.036 | 0 | 0 | Constrained, otherwise capacity available =135 kW | --> | C15 ex LOUGHSHINNY | Loughshinny [T41,T42] | GLASMORE |  | 53.521 | -6.085
426454 | MV/LV Substation CL***454 |  | 20 kV | _ | LV | 400 kVA :Kiosk Substation | 0.4 | --> | 0.4 | 0 | 0 | Constrained, otherwise capacity available =374 kVA | --> | 0.38 | 0 | 0.005 | 0 | 0 | Constrained, otherwise capacity available =373 kW | --> | E15 ex DINGLE | Dingle [T421,T422] | OUGHTRAGH |  | 52.1681 | -10.4036
235070 | MV/LV Substation KI***070 |  | 20 kV | _ | LV | 50 kVA :Pole Substation | 0.05 | --> | 0.05 | 0 | 0 | Constrained, otherwise capacity available =39 kVA | --> | 0.048 | 0 | 0 | 0 | 0 | Constrained, otherwise capacity available =46 kW | --> | E11 ex BEALNABLATH | Bealnablath [T421] | BANDON |  | 51.8542 | -8.7189
2534285 | MV/LV Substation JP***4285 |  | 10 kV | _ | LV | 200 kVA :Pole Substation | 0.2 | --> | 0.2 | 0 | 0 | Constrained, otherwise capacity available =109 kVA | --> | 0.19 | 0 | 0.11 | 0 | 0 | Constrained, otherwise capacity available =98 kW | --> | C16 ex CLAREGALWAY | Claregalway [T42,T421] | GALWAY 110KV |  | 53.3765 | -8.9175
037638X | MV/LV Substation BA***638X |  | 10 kV | _ | LV | 50 kVA :Pole Substation | 0.05 | --> | 0.05 | 0 | 0 | Constrained, otherwise capacity available =48 kVA | --> | 0.048 | 0 | 0 | 0 | 0 | Constrained, otherwise capacity available =47 kW | --> | C19 ex ENNIS NORTH | Ennis North [T41,T42] | ENNIS |  | 52.8704 | -8.9739
035235X | MV/LV Substation TH***235X |  | 10 kV | _ | LV | 100 kVA :Pole Substation | 0.1 | --> | 0.1 | 0.058 | 6.17 |  | --> | 0.095 | 0 | 0.03 | 0 | 0 | Constrained, otherwise capacity available =67 kW | --> | C24 ex CAHIR | Cahir [T41,T42] | CAHIR |  | 52.4407 | -7.8815
001120 | MV/LV Substation BO***120 |  | 10 kV | _ | LV | 630 kVA :Kiosk Substation | 0.63 | --> | 0.63 | 0.442 | 1.16 |  | --> | 0.598 | 0 | 0.007 | 0.5 | 0 |  | --> | C21 ex MOUNT MERRION | Mount Merrion [T41,T42] | CARRICKMINES |  | 53.2997 | -6.2037
064352Y | MV/LV Substation AN***352Y |  | 20 kV | _ | LV | 100 kVA :Pole Substation | 0.1 | --> | 0.1 | 0 | 0 | Constrained, otherwise capacity available =65 kVA | --> | 0.095 | 0 | 0 | 0 | 0 | Constrained, otherwise capacity available =90 kW | --> | C21 ex TERMONFECKIN ROAD | Termonfeckin Road [T41,T42] | DRYBRIDGE |  | 53.7547 | -6.2711
069453 | MV/LV Substation PA***453 |  | 10 kV | _ | LV | 1000 kVA :Building Structure | 1 | --> | 1 | 0.5 | 0.87 |  | --> | 0.95 | 0 | 0.004 | 0.5 | 0 |  | --> | C17 ex GARVILLE AVENUE | Garville Avenue [T42] | MILLTOWN (DR) |  | 53.325 | -6.2646
039928 | MV/LV Substation GO***928 |  | 20 kV | _ | LV | 50 kVA :Pole Substation | 0.05 | --> | 0.05 | 0.029 | 11.03 |  | --> | 0.048 | 0 | 0.01 | 0.037 | 0 |  | --> | C36 ex SALTHILL | Salthill [T101,T102] | SALTHILL |  | 53.2974 | -9.1084
027533X | MV/LV Substation HA***533X |  | 10 kV | _ | LV | 50 kVA :Pole Substation | 0.05 | --> | 0.05 | 0 | 0 | Constrained, otherwise capacity available =43 kVA | --> | 0.048 | 0 | 0 | 0 | 0 | Constrained, otherwise capacity available =46 kW | --> | C11 ex SKIBBEREEN | Skibbereen [T41,T42] | DUNMANWAY |  | 51.6319 | -9.2715
366953 | MV/LV Substation LE***953 |  | 20 kV | _ | LV | 200 kVA :Building Structure | 0.2 | --> | 0.2 | 0.173 | 0.45 |  | --> | 0.19 | 0 | 0 | 0 | 0 | Constrained, otherwise capacity available =186 kW | --> | C14 ex CARRAROE | Carraroe [T42] | SCREEB |  | 53.2739 | -9.5428
165557X | MV/LV Substation LI***557X |  | 10 kV | _ | LV | 100 kVA :Pole Substation | 0.1 | --> | 0.1 | 0 | 0 | Constrained, otherwise capacity available =99 kVA | --> | 0.095 | 0 | 0 | 0 | 0 | Constrained, otherwise capacity available =95 kW | --> | C11 ex CLONAKILTY | Clonakilty [T41,T42] | DUNMANWAY |  | 51.6516 | -8.8536
340276X | MV/LV Substation TU***276X |  | 10 kV | _ | LV | 50 kVA :Pole Substation | 0.05 | --> | 0.05 | 0 | 0 | Constrained, otherwise capacity available =42 kVA | --> | 0.048 | 0 | 0 | 0 | 0 | Constrained, otherwise capacity available =46 kW | --> | C18 ex DUNGLOE | Dungloe [T41,T42] | ARDNAGAPPARY |  | 54.9978 | -8.446
068139 | MV/LV Substation CO***139 |  | 10 kV | _ | LV | 630 kVA :Kiosk Substation | 0.63 | --> | 0.63 | 0.5 | 12.96 |  | --> | 0.598 | 0 | 0.038 | 0.5 | 0 |  | --> | C21 ex ARTANE | Artane [T101,T102] | FINGLAS |  | 53.3787 | -6.2319
006055 | MV/LV Substation AU***055 |  | 10 kV | _ | LV | 50 kVA :Pole Substation | 0.05 | --> | 0.05 | 0.047 | 1.29 |  | --> | 0.048 | 0 | 0.006 | 0 | 0 | Constrained, otherwise capacity available =43 kW | --> | C13 ex MONFIN | Monfin [T41,T42] | WEXFORD |  | 52.4824 | -6.5384
122867 | MV/LV Substation EI***867 |  | 10 kV | _ | LV | 50 kVA :Pole Substation | 0.05 | --> | 0.05 | 0.034 | 4.18 |  | --> | 0.048 | 0 | 0.003 | 0 | 0 | Constrained, otherwise capacity available =43 kW | --> | C20 ex KINGSCOURT | Kingscourt [T41,T42] | MEATH HILL |  | 53.8687 | -6.7531
033207 | MV/LV Substation FA***207 |  | 20 kV | _ | LV | 150 kVA :Pole Substation | 0.15 | --> | 0.15 | 0 | 0 | Constrained, otherwise capacity available =144 kVA | --> | 0.142 | 0 | 0 | 0 | 0 | Constrained, otherwise capacity available =142 kW | --> | C18 ex DEERPARK | Deerpark [T41,T42] | BALLYDINE |  | 52.3921 | -7.4024
0664464 | MV/LV Substation CA***4464 |  | 20 kV | _ | LV | 630 kVA :Kiosk Substation | 0.63 | --> | 0.63 | 0 | 0 | Constrained, otherwise capacity available =600 kVA | --> | 0.598 | 0 | 0.068 | 0 | 0 | Constrained, otherwise capacity available =544 kW | --> | E11 ex GLASMORE | Glasmore [T421,T422] | GLASMORE |  | 53.4859 | -6.1437
154438Z | MV/LV Substation HA***438Z |  | 10 kV | _ | LV | 400 kVA :Kiosk Substation | 0.4 | --> | 0.4 | 0 | 0 | Constrained, otherwise capacity available =356 kVA | --> | 0.38 | 0 | 0 | 0 | 0 | Constrained, otherwise capacity available =374 kW | --> | C15 ex COOLMINE | Coolmine [T41,T42] | FINGLAS |  | 53.3925 | -6.4219
005313 | MV/LV Substation SE***313 |  | 10 kV | _ | LV | 50 kVA :Pole Substation | 0.05 | --> | 0.05 | 0.026 | 17.8 |  | --> | 0.048 | 0 | 0 | 0.044 | 0 |  | --> | E24 ex BANOGE | Banoge [T121,T122] | BANOGE |  | 52.673 | -6.2202
046007X | MV/LV Substation RA***007X |  | 10 kV | _ | LV | 100 kVA :Pole Substation | 0.1 | --> | 0.1 | 0 | 0 | Constrained, otherwise capacity available =85 kVA | --> | 0.095 | 0 | 0 | 0.093 | 0 |  | --> | C12 ex CRANMORE | Cranmore [T41,T42] | SLIGO |  | 54.2615 | -8.4591
265535X | MV/LV Substation TU***535X |  | 20 kV | _ | LV | 50 kVA :Pole Substation | 0.05 | --> | 0.05 | 0.05 | 2.56 |  | --> | 0.048 | 0 | 0 | 0.048 | 0 |  | --> | C18 ex KILLESHANDRA | Killeshandra [T41,T42] | GORTAWEE |  | 53.985 | -7.5295
046132 | MV/LV Substation GA***132 |  | 10 kV | _ | LV | 200 kVA :Building Structure | 0.2 | --> | 0.2 | 0 | 0 | Constrained, otherwise capacity available =194 kVA | --> | 0.19 | 0 | 0 | 0.189 | 0 |  | --> | C11 ex FINISKLIN | Finisklin [T41,T42] | SLIGO |  | 54.2808 | -8.4895
068597X | MV/LV Substation EM***597X |  | 10 kV | _ | LV | 1000 kVA :Building Structure | 1 | --> | 1 | 0.5 | 3 |  | --> | 0.95 | 0 | 0 | 0.5 | 0 |  | --> | C37 ex INCHICORE CENTRAL | Inchicore Central [T43,T45] | INCHICORE 220KV |  | 53.3406 | -6.3155
0684294 | MV/LV Substation CE***4294 |  | 10 kV | _ | LV | 400 kVA :Kiosk Substation | 0.4 | --> | 0.4 | 0.4 | 28.43 |  | --> | 0.38 | 0 | 0 | 0.38 | 0 |  | --> | C07 ex BEDFORD ROW | Bedford Row [T41,T42,T43,T44] | FRANCIS STREET |  | 53.3448 | -6.2628
066742 | MV/LV Substation JO***742 |  | 20 kV | _ | LV | 100 kVA :Pole Substation | 0.1 | --> | 0.1 | 0 | 0 | Constrained, otherwise capacity available =74 kVA | --> | 0.095 | 0 | 0 | 0 | 0 | Constrained, otherwise capacity available =92 kW | --> | E21 ex ASHBOURNE | Ashbourne [T421,T422] | FINGLAS |  | 53.5307 | -6.3382
093100Y | MV/LV Substation WO***100Y |  | 10 kV | _ | LV | 200 kVA :Kiosk Substation | 0.2 | --> | 0.2 | 0.141 | 5.82 |  | --> | 0.19 | 0 | 0.05 | 0.145 | 0 |  | --> | C11 ex COOLOCK | Coolock [T41,T42] | FINGLAS |  | 53.3956 | -6.1911
081381Z | MV/LV Substation RO***381Z |  | 10 kV | _ | LV | 630 kVA :Kiosk Substation | 0.63 | --> | 0.63 | 0 | 0 | Constrained, otherwise capacity available =272 kVA | --> | 0.598 | 0 | 0 | 0.5 | 0 |  | --> | C18 ex BALGADDY | Balgaddy [T41,T42] | GRANGE CASTLE |  | 53.3409 | -6.4171
067874Y | MV/LV Substation NE***874Y |  | 10 kV | _ | LV | 400 kVA :Building Structure | 0.4 | --> | 0.4 | 0 | 0 | Constrained, otherwise capacity available =294 kVA | --> | 0.38 | 0 | 0 | 0.365 | 0 |  | --> | C15 ex BALLINACURRA | Ballinacurra [T41,T42] | LIMERICK |  | 52.6367 | -8.6555
002994 | MV/LV Substation NE***994 |  | 10 kV | _ | LV | 400 kVA :Kiosk Substation | 0.4 | --> | 0.4 | 0.359 | 4.51 |  | --> | 0.38 | 0 | 0.015 | 0.363 | 0 |  | --> | C20 ex BOGHALL ROAD | Boghall Road [T41,T42] | FASSAROE |  | 53.1897 | -6.1001
021917 | MV/LV Substation LA***917 |  | 20 kV | _ | LV | 50 kVA :Pole Substation | 0.05 | --> | 0.05 | 0 | 0 | Constrained, otherwise capacity available =32 kVA | --> | 0.048 | 0 | 0 | 0 | 0 | Constrained, otherwise capacity available =45 kW | --> | E16 ex CURRALEIGH | Curraleigh [T421,T422] | KILBARRY |  | 51.9943 | -8.7445
118209Y | MV/LV Substation BN***209Y |  | 20 kV | _ | LV | 50 kVA :Pole Substation | 0.05 | --> | 0.05 | 0 | 0 | Constrained, otherwise capacity available =50 kVA | --> | 0.048 | 0 | 0 | 0 | 0 | Constrained, otherwise capacity available =48 kW | --> | E15 ex CREAGH | Creagh [T421,T422] | ATHLONE |  | 53.3232 | -8.0418
153193X | MV/LV Substation GL***193X |  | 20 kV | _ | LV | 400 kVA :Kiosk Substation | 0.4 | --> | 0.4 | 0 | 0 | Constrained, otherwise capacity available =283 kVA | --> | 0.38 | 0 | 0.02 | 0 | 0 | Constrained, otherwise capacity available =349 kW | --> | E11 ex BIRDHILL | Birdhill [T421,T422] | ARDNACRUSHA |  | 52.7081 | -8.4023
1204171 | MV/LV Substation RO***4171 |  | 20 kV | _ | LV | 400 kVA :Kiosk Substation | 0.4 | --> | 0.4 | 0.279 | 3.5 |  | --> | 0.38 | 0 | 0.05 | 0 | 0 | Constrained, otherwise capacity available =326 kW | --> | E12 ex DUNFIRTH | Dunfirth [T122] | DUNFIRTH |  | 53.4118 | -6.8187
1444161 | MV/LV Substation MO***4161 |  | 10 kV | _ | LV | 630 kVA :Building Structure | 0.63 | --> | 0.63 | 0 | 0 | Constrained, otherwise capacity available =581 kVA | --> | 0.598 | 0 | 0.1 | 0 | 0 | Constrained, otherwise capacity available =518 kW | --> | C16 ex CASTLECOMER | Castlecomer [T41,T42] | BALLYRAGGET |  | 52.808 | -7.2053
081423X | MV/LV Substation PA***423X |  | 10 kV | _ | LV | 200 kVA :Kiosk Substation | 0.2 | --> | 0.2 | 0 | 0 | Constrained, otherwise capacity available =124 kVA | --> | 0.19 | 0 | 0.005 | 0 | 0 | Constrained, otherwise capacity available =176 kW | --> | C18 ex CASTLEKNOCK | Castleknock [T41,T42] | FINGLAS |  | 53.3746 | -6.3669
015072Y | MV/LV Substation AR***072Y |  | 20 kV | _ | LV | 100 kVA :Pole Substation | 0.1 | --> | 0.1 | 0 | 0 | Constrained, otherwise capacity available =93 kVA | --> | 0.095 | 0 | 0 | 0 | 0 | Constrained, otherwise capacity available =94 kW | --> | E13 ex BLESSINGTON | Blessington [T421,T422] | KILTEEL |  | 53.1234 | -6.6367
069468 | MV/LV Substation RO***468 |  | 10 kV | _ | LV | 400 kVA :Kiosk Substation | 0.4 | --> | 0.4 | 0.269 | 4.47 |  | --> | 0.38 | 0 | 0.034 | 0.336 | 0 |  | --> | C14 ex TEMPLEOGUE | Templeogue [T41,T42] | MILLTOWN (DR) |  | 53.2956 | -6.3193
050088Y | MV/LV Substation ES***088Y |  | 10 kV | _ | LV | 200 kVA :Kiosk Substation | 0.2 | --> | 0.2 | 0.14 | 7.61 |  | --> | 0.19 | 0 | 0 | 0 | 0 | Constrained, otherwise capacity available =182 kW | --> | C20 ex GARRYCASTLE | Garrycastle [T41,T42] | ATHLONE |  | 53.4256 | -7.9021
139568Y | MV/LV Substation AR***568Y |  | 10 kV | _ | LV | 400 kVA :Kiosk Substation | 0.4 | --> | 0.4 | 0.18 | 2.68 |  | --> | 0.38 | 0 | 0.026 | 0 | 0 | Constrained, otherwise capacity available =330 kW | --> | C17 ex OLDCASTLE | Oldcastle [T41,T422] | MULLINGAR |  | 53.7676 | -7.1632
068859 | MV/LV Substation RO***859 |  | 10 kV | _ | LV | 630 kVA :Building Structure | 0.63 | --> | 0.63 | 0.5 | 20.78 |  | --> | 0.598 | 0 | 0.009 | 0.5 | 0 |  | --> | C14 ex HEUSTON SQUARE | Heuston Square [T101,T102] | INCHICORE 220KV |  | 53.3435 | -6.2985
0074486 | MV/LV Substation ST***4486 |  | 10 kV | _ | LV | 100 kVA :Pole Substation | 0.1 | --> | 0.1 | 0 | 0 | Constrained, otherwise capacity available =96 kVA | --> | 0.095 | 0 | 0 | 0 | 0 | Constrained, otherwise capacity available =94 kW | --> | C17 ex MULGANNON | Mulgannon [T41,T42] | WEXFORD |  | 52.3279 | -6.4537
244647X | MV/LV Substation WE***647X |  | 20 kV | _ | LV | 400 kVA :Building Structure | 0.4 | --> | 0.4 | 0 | 0 | Constrained, otherwise capacity available =400 kVA | --> | 0.38 | 0 | 0.2 | 0 | 0 | Constrained, otherwise capacity available =232 kW | --> | E16 ex MILLTOWN (SR) | Milltown (sr) [T421,T422] | OUGHTRAGH |  | 52.1072 | -9.7902
0594203 | MV/LV Substation ST***4203 |  | 20 kV | _ | LV | 50 kVA :Pole Substation | 0.05 | --> | 0.05 | 0 | 0 | Constrained, otherwise capacity available =50 kVA | --> | 0.048 | 0 | 0 | 0 | 0 | Constrained, otherwise capacity available =48 kW | --> | E11 ex CAVAN | Cavan [T42,T421] | SHANKILL |  | 54.0851 | -7.3149
2884202 | MV/LV Substation SU***4202 |  | 10 kV | _ | LV | 50 kVA :Pole Substation | 0.05 | --> | 0.05 | 0.05 | 2.36 |  | --> | 0.048 | 0 | 0 | 0.048 | 0 |  | --> | C11 ex BRAY | Bray [T41,T42] | FASSAROE |  | 53.1885 | -6.1616
158477X | MV/LV Substation LO***477X |  | 20 kV | _ | LV | 50 kVA :Pole Substation | 0.05 | --> | 0.05 | 0 | 0 | Constrained, otherwise capacity available =49 kVA | --> | 0.048 | 0 | 0 | 0 | 0 | Constrained, otherwise capacity available =47 kW | --> | C22 ex ENNISTYMON | Ennistymon [T41,T42] | ENNIS |  | 52.9909 | -9.4039
3774094 | MV/LV Substation RE***4094 |  | 20 kV | _ | LV | 100 kVA :Pole Substation | 0.1 | --> | 0.1 | 0 | 0 | Constrained, otherwise capacity available =100 kVA | --> | 0.095 | 0 | 0 | 0 | 0 | Constrained, otherwise capacity available =95 kW | --> | E18 ex GURRANEBANE | Gurranebane [T421,T422] | OUGHTRAGH |  | 51.8457 | -10.2367
067689 | MV/LV Substation OA***689 |  | 10 kV | _ | LV | 400 kVA :Kiosk Substation | 0.4 | --> | 0.4 | 0.342 | 13.8 |  | --> | 0.38 | 0 | 0.023 | 0.355 | 0 |  | --> | C21 ex SINGLAND | Singland [T101,T102] | SINGLAND |  | 52.6585 | -8.5903
021739Z | MV/LV Substation BL***739Z |  | 10 kV | _ | LV | 1000 kVA :Building Structure | 1 | --> | 1 | 0 | 0 | Constrained, otherwise capacity available =920 kVA | --> | 0.95 | 0 | 0 | 0.5 | 0 |  | --> | C14 ex KILBARRY | Kilbarry [T101,T43] | KILBARRY |  | 51.916 | -8.4731
032333 | MV/LV Substation LA***333 |  | 10 kV | _ | LV | 630 kVA :Kiosk Substation | 0.63 | --> | 0.63 | 0 | 0 | Constrained, otherwise capacity available =561 kVA | --> | 0.598 | 0 | 0.007 | 0 | 0 | Constrained, otherwise capacity available =584 kW | --> | C16 ex TRAMORE | Tramore [T41,T42] | BUTLERSTOWN |  | 52.1654 | -7.1454
065543X | MV/LV Substation NO***543X |  | 10 kV | _ | LV | 50 kVA :Pole Substation | 0.05 | --> | 0.05 | 0 | 0 | Constrained, otherwise capacity available =46 kVA | --> | 0.048 | 0 | 0 | 0 | 0 | Constrained, otherwise capacity available =47 kW | --> | C15 ex LOUGHSHINNY | Loughshinny [T41,T42] | GLASMORE |  | 53.5297 | -6.0898
034005 | MV/LV Substation CA***005 |  | 10 kV | _ | LV | 630 kVA :Kiosk Substation | 0.63 | --> | 0.63 | 0.397 | 0.57 |  | --> | 0.598 | 0 | 0.025 | 0 | 0 | Constrained, otherwise capacity available =547 kW | --> | C16 ex LAWLESSTOWN | Lawlesstown [T42,T421] | DOON |  | 52.3527 | -7.7148
250617 | MV/LV Substation EY***617 |  | 10 kV | _ | LV | 200 kVA :Pole Substation | 0.2 | --> | 0.2 | 0.13 | 0.3 |  | --> | 0.19 | 0 | 0.035 | 0 | 0 | Constrained, otherwise capacity available =154 kW | --> | C17 ex BANAGHER | Banagher [T41,T42] | DALLOW |  | 53.1998 | -8.1282
154734 | MV/LV Substation HA***734 |  | 20 kV | _ | LV | 50 kVA :Pole Substation | 0.05 | --> | 0.05 | 0 | 0 | Constrained, otherwise capacity available =36 kVA | --> | 0.048 | 0 | 0 | 0 | 0 | Constrained, otherwise capacity available =46 kW | --> | C17 ex MONEYCOOLEY | Moneycooley [T41,T42,T44] | GRIFFINRATH |  | 53.4135 | -6.5062
054997Y | MV/LV Substation FO***997Y |  | 20 kV | _ | LV | 50 kVA :Pole Substation | 0.05 | --> | 0.05 | 0 | 0 | Constrained, otherwise capacity available =48 kVA | --> | 0.048 | 0 | 0 | 0 | 0 | Constrained, otherwise capacity available =47 kW | --> | E12 ex PORTLAOISE | Portlaoise [T423,T424] | PORTLAOISE |  | 52.9489 | -7.198
0684523 | MV/LV Substation CA***4523 |  | 10 kV | _ | LV | 1000 kVA :Building Structure | 1 | --> | 1 | 0.5 | 6.65 |  | --> | 0.95 | 0 | 0 | 0.5 | 0 |  | --> | C14 ex EAST WALL ROAD | East Wall Road [T41,T42] | MCDERMOTT |  | 53.3493 | -6.2325
029681Y | MV/LV Substation KE***681Y |  | 10 kV | _ | LV | 200 kVA :Kiosk Substation | 0.2 | --> | 0.2 | 0 | 0 | Constrained, otherwise capacity available =163 kVA | --> | 0.19 | 0 | 0 | 0 | 0 | Constrained, otherwise capacity available =185 kW | --> | C17 ex KILLACLOYNE | Killacloyne [T41,T42] | MIDLETON |  | 51.9072 | -8.2697
1604292 | MV/LV Substation PO***4292 |  | 10 kV | _ | LV | 50 kVA :Pole Substation | 0.05 | --> | 0.05 | 0 | 0 | Constrained, otherwise capacity available =46 kVA | --> | 0.048 | 0 | 0 | 0 | 0 | Constrained, otherwise capacity available =47 kW | --> | C18 ex PORTARLINGTON | Portarlington [T41,T42] | PORTLAOISE |  | 53.1378 | -7.2699
059719X | MV/LV Substation FA***719X |  | 10 kV | _ | LV | 50 kVA :Pole Substation | 0.05 | --> | 0.05 | 0 | 0 | Constrained, otherwise capacity available =48 kVA | --> | 0.048 | 0 | 0 | 0 | 0 | Constrained, otherwise capacity available =47 kW | --> | C20 ex CAVAN | Cavan [T42,T421] | SHANKILL |  | 54.0251 | -7.3151
0154208 | MV/LV Substation ST***4208 |  | 10 kV | _ | LV | 50 kVA :Pole Substation | 0.05 | --> | 0.05 | 0 | 0 | Constrained, otherwise capacity available =40 kVA | --> | 0.048 | 0 | 0 | 0 | 0 | Constrained, otherwise capacity available =46 kW | --> | C19 ex SALLINS | Sallins [T41,T42] | GRIFFINRATH |  | 53.2492 | -6.7506
064652 | MV/LV Substation AL***652 |  | 10 kV | _ | LV | 50 kVA :Pole Substation | 0.05 | --> | 0.05 | 0 | 0 | Constrained, otherwise capacity available =43 kVA | --> | 0.048 | 0 | 0.011 | 0 | 0 | Constrained, otherwise capacity available =38 kW | --> | C13 ex MORNINGTON ROAD | Mornington Road [T41,T42] | DRYBRIDGE |  | 53.7196 | -6.3081
158200Y | MV/LV Substation KI***200Y |  | 20 kV | _ | LV | 50 kVA :Pole Substation | 0.05 | --> | 0.05 | 0 | 0 | Constrained, otherwise capacity available =44 kVA | --> | 0.048 | 0 | 0 | 0 | 0 | Constrained, otherwise capacity available =47 kW | --> | C19 ex ENNISTYMON | Ennistymon [T41,T42] | ENNIS |  | 53.0471 | -9.2724
0684634 | MV/LV Substation DA***4634 |  | 10 kV | _ | LV | 630 kVA :Kiosk Substation | 0.63 | --> | 0.63 | 0 | 0 | Constrained, otherwise capacity available =506 kVA | --> | 0.598 | 0 | 0.027 | 0.5 | 0 |  | --> | C16 ex GLASNEVIN | Glasnevin [T41] | FINGLAS |  | 53.3623 | -6.2736
154603Z | MV/LV Substation BA***603Z |  | 10 kV | _ | LV | 400 kVA :Kiosk Substation | 0.4 | --> | 0.4 | 0 | 0 | Constrained, otherwise capacity available =284 kVA | --> | 0.38 | 0 | 0.078 | 0.306 | 0 |  | --> | C22 ex MACETOWN | Macetown [T101,T102] | MACETOWN |  | 53.3921 | -6.4422
068006 | MV/LV Substation KE***006 |  | 10 kV | _ | LV | 1000 kVA :Building Structure | 1 | --> | 1 | 0 | 0 |  | --> | 0.95 | 0 | 0.02 | 0.5 | 0 |  | --> | C11 ex DRUMCONDRA | Drumcondra [T41,T42] | MCDERMOTT |  | 53.3583 | -6.262
377431 | MV/LV Substation CA***431 |  | 20 kV | _ | LV | 100 kVA :Pole Substation | 0.1 | --> | 0.1 | 0 | 0 | Constrained, otherwise capacity available =97 kVA | --> | 0.095 | 0 | 0 | 0 | 0 | Constrained, otherwise capacity available =94 kW | --> | E18 ex GURRANEBANE | Gurranebane [T421,T422] | OUGHTRAGH |  | 51.9113 | -10.2332
127157 | MV/LV Substation GO***157 |  | 20 kV | _ | LV | 50 kVA :Pole Substation | 0.05 | --> | 0.05 | 0.041 | 5.89 |  | --> | 0.048 | 0 | 0 | 0 | 0 | Constrained, otherwise capacity available =46 kW | --> | C14 ex CASHEL | Cashel [T41,T42] | CAHIR |  | 52.5424 | -7.8684
018382Z | MV/LV Substation RE***382Z |  | 10 kV | _ | LV | 200 kVA :Kiosk Substation | 0.2 | --> | 0.2 | 0.18 | 3.75 |  | --> | 0.19 | 0 | 0 | 0 | 0 | Constrained, otherwise capacity available =187 kW | --> | C13 ex SMEARLA | Smearla [T41,T42] | TRIEN |  | 52.4522 | -9.4801
093131Z | MV/LV Substation ST***131Z |  | 10 kV | _ | LV | 400 kVA :Building Structure | 0.4 | --> | 0.4 | 0 | 0 | Constrained, otherwise capacity available =335 kVA | --> | 0.38 | 0 | 0.08 | 0 | 0 | Constrained, otherwise capacity available =312 kW | --> | C17 ex BALLYCOOLIN | Ballycoolin [T41,T42,T43] | FINGLAS |  | 53.4014 | -6.3391
196578 | MV/LV Substation WR***578 |  | 10 kV | _ | LV | 200 kVA :Pole Substation | 0.2 | --> | 0.2 | 0 | 0 | Constrained, otherwise capacity available =193 kVA | --> | 0.19 | 0 | 0 | 0 | 0 | Constrained, otherwise capacity available =189 kW | --> | C17 ex TRIM | Trim [T41,T42] | NAVAN |  | 53.5422 | -6.7141
053909Y | MV/LV Substation CA***909Y |  | 10 kV | _ | LV | 200 kVA :Kiosk Substation | 0.2 | --> | 0.2 | 0.099 | 2.39 |  | --> | 0.19 | 0 | 0.029 | 0 | 0 | Constrained, otherwise capacity available =154 kW | --> | C12 ex SRAH | Srah [T41,T42] | THORNSBERRY |  | 53.2859 | -7.5061
015795Z | MV/LV Substation AB***795Z |  | 10 kV | _ | LV | 200 kVA :Kiosk Substation | 0.2 | --> | 0.2 | 0 | 0 | Constrained, otherwise capacity available =76 kVA | --> | 0.19 | 0 | 0 | 0 | 0 | Constrained, otherwise capacity available =177 kW | --> | C17 ex SALLINS | Sallins [T41,T42] | GRIFFINRATH |  | 53.2888 | -6.6835
021030 | MV/LV Substation BO***030 |  | 10 kV | _ | LV | 630 kVA :Kiosk Substation | 0.63 | --> | 0.63 | 0 | 0 | Constrained, otherwise capacity available =611 kVA | --> | 0.598 | 0 | 0.003 | 0.5 | 0 |  | --> | C11 ex MAYFIELD | Mayfield [T41,T42] | KILBARRY |  | 51.9106 | -8.4227
1804174 | MV/LV Substation WI***4174 |  | 10 kV | _ | LV | 400 kVA :Kiosk Substation | 0.4 | --> | 0.4 | 0.268 | 3.27 |  | --> | 0.38 | 0 | 0.029 | 0 | 0 | Constrained, otherwise capacity available =340 kW | --> | C11 ex LLOYD | Lloyd [T41,T42] | NAVAN |  | 53.735 | -6.8846
162622 | MV/LV Substation LI***622 |  | 10 kV | _ | LV | 200 kVA :Pole Substation | 0.2 | --> | 0.2 | 0.154 | 7.25 |  | --> | 0.19 | 0 | 0.032 | 0 | 0 | Constrained, otherwise capacity available =160 kW | --> | C18 ex CONVOY | Convoy [T41,T42] | LETTERKENNY |  | 54.8755 | -7.598
056709 | MV/LV Substation BA***709 |  | 20 kV | _ | LV | 200 kVA :Pole Substation | 0.2 | --> | 0.2 | 0.181 | 0.89 |  | --> | 0.19 | 0 | 0.005 | 0 | 0 | Constrained, otherwise capacity available =184 kW | --> | E20 ex BIRR | Birr [T41,T422] | DALLOW |  | 53.017 | -8.0311
002517 | MV/LV Substation KI***517 |  | 10 kV | _ | LV | 50 kVA :Pole Substation | 0.05 | --> | 0.05 | 0.02 | 4.51 |  | --> | 0.048 | 0 | 0 | 0.043 | 0 |  | --> | C22 ex BOGHALL ROAD | Boghall Road [T41,T42] | FASSAROE |  | 53.1702 | -6.1353
066159 | MV/LV Substation KI***159 |  | 10 kV | _ | LV | 400 kVA :Kiosk Substation | 0.4 | --> | 0.4 | 0 | 0 | Constrained, otherwise capacity available =239 kVA | --> | 0.38 | 0 | 0.026 | 0.338 | 0 |  | --> | C11 ex HOWTH JUNCTION | Howth Junction [T41,T42] | GRANGE (DR) |  | 53.3865 | -6.147
156002 | MV/LV Substation ES***002 |  | 20 kV | _ | LV | 100 kVA :Pole Substation | 0.1 | --> | 0.1 | 0.098 | 2.47 |  | --> | 0.095 | 0 | 0 | 0 | 0 | Constrained, otherwise capacity available =95 kW | --> | E13 ex TELAYDON | Telaydon [T42,T421] | LISDRUM |  | 54.3059 | -7.1278
2104016 | MV/LV Substation DR***4016 |  | 10 kV | _ | LV | 200 kVA :Pole Substation | 0.2 | --> | 0.2 | 0 | 0 | Constrained, otherwise capacity available =140 kVA | --> | 0.19 | 0 | 0 | 0 | 0 | Constrained, otherwise capacity available =182 kW | --> | C20 ex CARRICKMACROSS | Carrickmacross [T41,T42] | MEATH HILL |  | 53.9901 | -6.7886
037711X | MV/LV Substation RE***711X |  | 10 kV | _ | LV | 100 kVA :Pole Substation | 0.1 | --> | 0.1 | 0.074 | 13.05 |  | --> | 0.095 | 0 | 0 | 0.091 | 0 |  | --> | C17 ex ENNIS | Ennis [T101,T102] | ENNIS |  | 52.8584 | -8.9778
021107Z | MV/LV Substation LA***107Z |  | 10 kV | _ | LV | 50 kVA :Pole Substation | 0.05 | --> | 0.05 | 0 | 0 | Constrained, otherwise capacity available =50 kVA | --> | 0.048 | 0 | 0 | 0.048 | 0 |  | --> | C31 ex KILBARRY | Kilbarry [T101,T43] | KILBARRY |  | 51.9291 | -8.4537
2204121 | MV/LV Substation KI***4121 |  | 20 kV | _ | LV | 630 kVA :Building Structure | 0.63 | --> | 0.63 | 0.5 | 2.33 |  | --> | 0.598 | 0 | 0 | 0 | 0 | Constrained, otherwise capacity available =598 kW | --> | E14 ex MOY | Moy [T421,T422] | MOY |  | 54.2091 | -9.2125
0254319 | MV/LV Substation FE***4319 |  | 20 kV | _ | LV | 50 kVA :Pole Substation | 0.05 | --> | 0.05 | 0.042 | 6.21 |  | --> | 0.048 | 0 | 0 | 0 | 0 | Constrained, otherwise capacity available =46 kW | --> | E28 ex MILFORD (MWR) | Milford (mwr) [T422] | CHARLEVILLE |  | 52.3879 | -8.8775
011856Y | MV/LV Substation KI***856Y |  | 20 kV | _ | LV | 400 kVA :Building Structure | 0.4 | --> | 0.4 | 0 | 0 | Constrained, otherwise capacity available =383 kVA | --> | 0.38 | 0 | 0 | 0 | 0 | Constrained, otherwise capacity available =378 kW | --> | E25 ex TALBOTS INCH | Talbots Inch [T41,T42] | KILKENNY |  | 52.6969 | -7.3224
060224X | MV/LV Substation KI***224X |  | 10 kV | _ | LV | 50 kVA :Pole Substation | 0.05 | --> | 0.05 | 0.048 | 2.57 |  | --> | 0.048 | 0 | 0 | 0 | 0 | Constrained, otherwise capacity available =47 kW | --> | C19 ex ERRIGAL | Errigal [T41,T422] | SHANKILL |  | 54.0709 | -7.0424
041058Y | MV/LV Substation BA***058Y |  | 20 kV | _ | LV | 50 kVA :Pole Substation | 0.05 | --> | 0.05 | 0 | 0 | Constrained, otherwise capacity available =48 kVA | --> | 0.048 | 0 | 0 | 0 | 0 | Constrained, otherwise capacity available =47 kW | --> | E14 ex DALTON | Dalton [T421,T422] | DALTON |  | 53.7637 | -8.9679
014218X | MV/LV Substation CU***218X |  | 10 kV | _ | LV | 50 kVA :Pole Substation | 0.05 | --> | 0.05 | 0.035 | 0.12 |  | --> | 0.048 | 0 | 0 | 0.046 | 0 |  | --> | C26 ex ATHY | Athy [T101,T102] | ATHY |  | 53.0794 | -7.0201
132012 | MV/LV Substation RE***012 |  | 10 kV | _ | LV | 630 kVA :Kiosk Substation | 0.63 | --> | 0.63 | 0 | 0 | Constrained, otherwise capacity available =462 kVA | --> | 0.598 | 0 | 0.022 | 0 | 0 | Constrained, otherwise capacity available =559 kW | --> | C16 ex LOUGHREA | Loughrea [T41,T42] | SOMERSET |  | 53.1996 | -8.5831
093012Y | MV/LV Substation AB***012Y |  | 10 kV | _ | LV | 400 kVA :Building Structure | 0.4 | --> | 0.4 | 0 | 0 | Constrained, otherwise capacity available =375 kVA | --> | 0.38 | 0 | 0 | 0.377 | 0 |  | --> | C11 ex GRANGE (DR) | Grange (dr) [T41,T42] | GRANGE (DR) |  | 53.3927 | -6.1438
060242X | MV/LV Substation AN***242X |  | 10 kV | _ | LV | 100 kVA :Pole Substation | 0.1 | --> | 0.1 | 0.076 | 2.57 |  | --> | 0.095 | 0 | 0 | 0 | 0 | Constrained, otherwise capacity available =92 kW | --> | C17 ex ERRIGAL | Errigal [T41,T422] | SHANKILL |  | 54.1336 | -7.1152
033605Y | MV/LV Substation JA***605Y |  | 10 kV | _ | LV | 50 kVA :Pole Substation | 0.05 | --> | 0.05 | 0 | 0 | Constrained, otherwise capacity available =19 kVA | --> | 0.048 | 0 | 0 | 0.043 | 0 |  | --> | C23 ex CREGG ROAD | Cregg Road [T41,T42] | BALLYDINE |  | 52.3781 | -7.3091
0644480 | MV/LV Substation FL***4480 |  | 10 kV | _ | LV | 50 kVA :Pole Substation | 0.05 | --> | 0.05 | 0 | 0 | Constrained, otherwise capacity available =50 kVA | --> | 0.048 | 0 | 0 | 0 | 0 | Constrained, otherwise capacity available =48 kW | --> | C20 ex TERMONFECKIN ROAD | Termonfeckin Road [T41,T42] | DRYBRIDGE |  | 53.7236 | -6.3212
048886 | MV/LV Substation FU***886 |  | 20 kV | _ | LV | 50 kVA :Pole Substation | 0.05 | --> | 0.05 | 0.041 | 1.31 |  | --> | 0.048 | 0 | 0.01 | 0 | 0 | Constrained, otherwise capacity available =39 kW | --> | C14 ex ROOSKY | Roosky [T41] | RICHMOND |  | 53.8724 | -7.9319
156332Y | MV/LV Substation ED***332Y |  | 20 kV | _ | LV | 200 kVA :Pole Substation | 0.2 | --> | 0.2 | 0 | 0 | Constrained, otherwise capacity available =145 kVA | --> | 0.19 | 0 | 0 | 0 | 0 | Constrained, otherwise capacity available =182 kW | --> | E14 ex EMYVALE | Emyvale [T422] | LISDRUM |  | 54.3224 | -6.9951
120544Y | MV/LV Substation TI***544Y |  | 20 kV | _ | LV | 50 kVA :Pole Substation | 0.05 | --> | 0.05 | 0 | 0 | Constrained, otherwise capacity available =50 kVA | --> | 0.048 | 0 | 0 | 0 | 0 | Constrained, otherwise capacity available =47 kW | --> | E14 ex EDENDERRY | Edenderry [T421,T422] | BLAKE |  | 53.3211 | -6.9562
160442Y | MV/LV Substation BR***442Y |  | 10 kV | _ | LV | 200 kVA :Kiosk Substation | 0.2 | --> | 0.2 | 0 | 0 | Constrained, otherwise capacity available =140 kVA | --> | 0.19 | 0 | 0.01 | 0 | 0 | Constrained, otherwise capacity available =174 kW | --> | C15 ex MOUNTMELLICK | Mountmellick [T41,T42] | PORTLAOISE |  | 53.1111 | -7.3195
1524187 | MV/LV Substation GA***4187 |  | 20 kV | _ | LV | 50 kVA :Pole Substation | 0.05 | --> | 0.05 | 0 | 0 | Constrained, otherwise capacity available =50 kVA | --> | 0.048 | 0 | 0 | 0 | 0 | Constrained, otherwise capacity available =48 kW | --> | E31 ex CAPPAMORE | Cappamore [T41,T42] | ARDNACRUSHA |  | 52.6492 | -8.2497
062404 | MV/LV Substation ME***404 |  | 10 kV | _ | LV | 630 kVA :Kiosk Substation | 0.63 | --> | 0.63 | 0.5 | 3.12 |  | --> | 0.598 | 0 | 0.006 | 0 | 0 | Constrained, otherwise capacity available =593 kW | --> | C20 ex MARSHES | Marshes [T41,T42] | DUNDALK |  | 53.9827 | -6.3722
429635 | MV/LV Substation FE***635 |  | 10 kV | _ | LV | 200 kVA :Pole Substation | 0.2 | --> | 0.2 | 0 | 0 | Constrained, otherwise capacity available =188 kVA | --> | 0.19 | 0 | 0 | 0 | 0 | Constrained, otherwise capacity available =188 kW | --> | C23 ex CASTLEISLAND | Castleisland [T41,T42] | TRALEE |  | 52.352 | -9.3273
042917X | MV/LV Substation HO***917X |  | 10 kV | _ | LV | 630 kVA :Building Structure | 0.63 | --> | 0.63 | 0.5 | 1.51 |  | --> | 0.598 | 0 | 0 | 0 | 0 | Constrained, otherwise capacity available =586 kW | --> | C19 ex TURLOUGH ROAD | Turlough Road [T43] | CASTLEBAR |  | 53.854 | -9.3025
071800 | MV/LV Substation HO***800 |  | 10 kV | _ | LV | 50 kVA :Pole Substation | 0.05 | --> | 0.05 | 0 | 0 | Constrained, otherwise capacity available =46 kVA | --> | 0.048 | 0 | 0.015 | 0.036 | 0 |  | --> | C14 ex GREYSTONES | Greystones [T41,T42] | FASSAROE |  | 53.1498 | -6.1101
0044202 | MV/LV Substation CO***4202 |  | 10 kV | _ | LV | 400 kVA :Kiosk Substation | 0.4 | --> | 0.4 | 0.354 | 18.08 |  | --> | 0.38 | 0 | 0 | 0.374 | 0 |  | --> | C19 ex ARKLOW | Arklow [T101,T102] | ARKLOW |  | 52.7984 | -6.158
161596 | MV/LV Substation MO***596 |  | 20 kV | _ | LV | 100 kVA :Pole Substation | 0.1 | --> | 0.1 | 0.088 | 11.03 |  | --> | 0.095 | 0 | 0 | 0.093 | 0 |  | --> | C27 ex SALTHILL | Salthill [T101,T102] | SALTHILL |  | 53.3433 | -9.1715
049698X | MV/LV Substation TE***698X |  | 10 kV | _ | LV | 200 kVA :Kiosk Substation | 0.2 | --> | 0.2 | 0.145 | 2.8 |  | --> | 0.19 | 0 | 0.005 | 0 | 0 | Constrained, otherwise capacity available =179 kW | --> | C16 ex GLEBE | Glebe [T41,T42] | RICHMOND |  | 53.7311 | -7.7952
350716 | MV/LV Substation N ***716 |  | 10 kV | _ | LV | 100 kVA :Pole Substation | 0.1 | --> | 0.1 | 0.094 | 1.57 |  | --> | 0.095 | 0 | 0.006 | 0 | 0 | Constrained, otherwise capacity available =90 kW | --> | C15 ex BUNDORAN | Bundoran [T41,T42] | CATHALEENS FALL |  | 54.4017 | -8.4062
064067Z | MV/LV Substation RE***067Z |  | 10 kV | _ | LV | 630 kVA :Kiosk Substation | 0.63 | --> | 0.63 | 0 | 0 | Constrained, otherwise capacity available =352 kVA | --> | 0.598 | 0 | 0 | 0 | 0 | Constrained, otherwise capacity available =559 kW | --> | C20 ex RATHMULLAN | Rathmullan [T41,T42] | DRYBRIDGE |  | 53.7031 | -6.3772
365502X | MV/LV Substation RO***502X |  | 10 kV | _ | LV | 50 kVA :Pole Substation | 0.05 | --> | 0.05 | 0 | 0 | Constrained, otherwise capacity available =25 kVA | --> | 0.048 | 0 | 0 | 0.044 | 0 |  | --> | C19 ex CLONDALKIN | Clondalkin [T41,T42,T44] | INCHICORE 220KV |  | 53.3005 | -6.4165
066352X | MV/LV Substation CA***352X |  | 10 kV | _ | LV | 400 kVA :Kiosk Substation | 0.4 | --> | 0.4 | 0 | 0 | Constrained, otherwise capacity available =277 kVA | --> | 0.38 | 0 | 0.005 | 0 | 0 | Constrained, otherwise capacity available =359 kW | --> | C20 ex SWORDS | Swords [T41,T42] | GLASMORE |  | 53.4654 | -6.2208
0314261 | MV/LV Substation RA***4261 |  | 20 kV | _ | LV | 50 kVA :Pole Substation | 0.05 | --> | 0.05 | 0 | 0 | Constrained, otherwise capacity available =50 kVA | --> | 0.048 | 0 | 0 | 0 | 0 | Constrained, otherwise capacity available =48 kW | --> | E16 ex KILMACTHOMAS | Kilmacthomas [T421,T422] | DUNGARVAN |  | 52.1574 | -7.4504
176692 | MV/LV Substation B/***692 |  | 20 kV | _ | LV | 200 kVA :Pole Substation | 0.2 | --> | 0.2 | 0.158 | 18.78 |  | --> | 0.19 | 0 | 0 | 0.184 | 0 |  | --> | E18 ex HARTNETTS CROSS | Hartnetts Cross [T121,T422] | MACROOM |  | 51.9365 | -9.0475
013339 | MV/LV Substation SU***339 |  | 10 kV | _ | LV | 400 kVA :Kiosk Substation | 0.4 | --> | 0.4 | 0.121 | 0.12 | Constrained, otherwise capacity available =268 kVA | --> | 0.38 | 0 | 0 | 0.362 | 0 |  | --> | C19 ex ATHY | Athy [T101,T102] | ATHY |  | 52.9928 | -6.9847
012347Y | MV/LV Substation SH***347Y |  | 10 kV | _ | LV | 630 kVA :Building Structure | 0.63 | --> | 0.63 | 0.5 | 1.99 |  | --> | 0.598 | 0 | 0 | 0 | 0 | Constrained, otherwise capacity available =598 kW | --> | C11 ex GRAIGUE | Graigue [T41,T42] | CARLOW |  | 52.836 | -6.9312
065640 | MV/LV Substation HA***640 |  | 10 kV | _ | LV | 50 kVA :Pole Substation | 0.05 | --> | 0.05 | 0 | 0 | Constrained, otherwise capacity available =36 kVA | --> | 0.048 | 0 | 0.005 | 0 | 0 | Constrained, otherwise capacity available =42 kW | --> | C18 ex LOUGHSHINNY | Loughshinny [T41,T42] | GLASMORE |  | 53.5313 | -6.119
056442 | MV/LV Substation KI***442 |  | 20 kV | _ | LV | 50 kVA :Pole Substation | 0.05 | --> | 0.05 | 0.044 | 0.89 |  | --> | 0.048 | 0 | 0 | 0 | 0 | Constrained, otherwise capacity available =47 kW | --> | E18 ex BIRR | Birr [T41,T422] | DALLOW |  | 53.0346 | -8.1159
022556X | MV/LV Substation BA***556X |  | 10 kV | _ | LV | 100 kVA :Pole Substation | 0.1 | --> | 0.1 | 0.068 | 2.24 |  | --> | 0.095 | 0 | 0 | 0 | 0 | Constrained, otherwise capacity available =90 kW | --> | C19 ex CASTLETOWNROCHE | Castletownroche [T41] | MALLOW |  | 52.1839 | -8.4614
074676 | MV/LV Substation FL***676 |  | 20 kV | _ | LV | 400 kVA :Building Structure | 0.4 | --> | 0.4 | 0 | 0 | Constrained, otherwise capacity available =400 kVA | --> | 0.38 | 0 | 0 | 0 | 0 | Constrained, otherwise capacity available =380 kW | --> | C16 ex CARRICK ON SHANNON | Carrick On Shannon [T41,T42] | CARRICK ON SHANNON |  | 53.9114 | -8.1245
001191X | MV/LV Substation EN***191X |  | 10 kV | _ | LV | 1000 kVA :Building Structure | 1 | --> | 1 | 0.5 | 0.86 | Constrained, otherwise capacity available =922 kVA | --> | 0.95 | 0 | 0 | 0.5 | 0 |  | --> | C17 ex BELFIELD | Belfield [T41,T42] | BLACKROCK |  | 53.3128 | -6.2049
3654007 | MV/LV Substation KI***4007 |  | 10 kV | _ | LV | 50 kVA :Pole Substation | 0.05 | --> | 0.05 | 0 | 0 | Constrained, otherwise capacity available =49 kVA | --> | 0.048 | 0 | 0 | 0.047 | 0 |  | --> | C15 ex SAGGART | Saggart [T41,T42] | GRANGE CASTLE |  | 53.2702 | -6.4029
009475 | MV/LV Substation CA***475 |  | 10 kV | _ | LV | 50 kVA :Pole Substation | 0.05 | --> | 0.05 | 0 | 0 | Constrained, otherwise capacity available =45 kVA | --> | 0.048 | 0 | 0 | 0 | 0 | Constrained, otherwise capacity available =47 kW | --> | C12 ex GRANAGH | Granagh [T41,T42] | WATERFORD |  | 52.2832 | -7.2236
060040 | MV/LV Substation O/***040 |  | 10 kV | _ | LV | 200 kVA :Pole Substation | 0.2 | --> | 0.2 | 0 | 0 | Constrained, otherwise capacity available =119 kVA | --> | 0.19 | 0 | 0.002 | 0 | 0 | Constrained, otherwise capacity available =177 kW | --> | C16 ex CLONES | Clones [T41,T42] | SHANKILL |  | 54.1837 | -7.2388
165002 | MV/LV Substation BA***002 |  | 10 kV | _ | LV | 400 kVA :Kiosk Substation | 0.4 | --> | 0.4 | 0 | 0 | Constrained, otherwise capacity available =29 kVA | --> | 0.38 | 0 | 0.013 | 0 | 0 | Constrained, otherwise capacity available =317 kW | --> | C16 ex CLONAKILTY | Clonakilty [T41,T42] | DUNMANWAY |  | 51.6232 | -8.8877
066697Z | MV/LV Substation AS***697Z |  | 20 kV | _ | LV | 400 kVA :Kiosk Substation | 0.4 | --> | 0.4 | 0 | 0 | Constrained, otherwise capacity available =330 kVA | --> | 0.38 | 0 | 0.021 | 0 | 0 | Constrained, otherwise capacity available =355 kW | --> | E16 ex ASHBOURNE | Ashbourne [T421,T422] | FINGLAS |  | 53.515 | -6.3938
127475Y | MV/LV Substation BA***475Y |  | 10 kV | _ | LV | 100 kVA :Pole Substation | 0.1 | --> | 0.1 | 0 | 0 | Constrained, otherwise capacity available =88 kVA | --> | 0.095 | 0 | 0 | 0 | 0 | Constrained, otherwise capacity available =93 kW | --> | C11 ex LOUGHTAGALLA | Loughtagalla [T41,T42] | THURLES |  | 52.642 | -7.7379
082505X | MV/LV Substation SW***505X |  | 20 kV | _ | LV | 100 kVA :Pole Substation | 0.1 | --> | 0.1 | 0 | 0 | Constrained, otherwise capacity available =93 kVA | --> | 0.095 | 0 | 0.015 | 0 | 0 | Constrained, otherwise capacity available =83 kW | --> | E17 ex ACADEMY STREET | Academy Street [T421,T422,T44] | NAVAN |  | 53.5509 | -6.6506
065272Z | MV/LV Substation RA***272Z |  | 10 kV | _ | LV | 400 kVA :Kiosk Substation | 0.4 | --> | 0.4 | 0 | 0 | Constrained, otherwise capacity available =340 kVA | --> | 0.38 | 0 | 0.003 | 0 | 0 | Constrained, otherwise capacity available =370 kW | --> | C15 ex LOUGHSHINNY | Loughshinny [T41,T42] | GLASMORE |  | 53.5328 | -6.0948
281200Z | MV/LV Substation SO***200Z |  | 10 kV | _ | LV | 630 kVA :Kiosk Substation | 0.63 | --> | 0.63 | 0.5 | 5.49 |  | --> | 0.598 | 0 | 0 | 0.5 | 0 |  | --> | C14 ex TRABEG | Trabeg [T101,T102] | TRABEG |  | 51.8739 | -8.473
014806Z | MV/LV Substation AB***806Z |  | 10 kV | _ | LV | 200 kVA :Kiosk Substation | 0.2 | --> | 0.2 | 0.106 | 0.12 |  | --> | 0.19 | 0 | 0.032 | 0.153 | 0 |  | --> | C26 ex ATHY | Athy [T101,T102] | ATHY |  | 53.1037 | -7.015
108975 | MV/LV Substation TU***975 |  | 20 kV | _ | LV | 50 kVA :Pole Substation | 0.05 | --> | 0.05 | 0.041 | 1.57 |  | --> | 0.048 | 0 | 0.005 | 0 | 0 | Constrained, otherwise capacity available =43 kW | --> | C17 ex BALLYSHANNON | Ballyshannon [T41,T42] | CATHALEENS FALL |  | 54.5197 | -8.1632
066191 | MV/LV Substation MA***191 |  | 10 kV | _ | LV | 400 kVA :Kiosk Substation | 0.4 | --> | 0.4 | 0 | 0 | Constrained, otherwise capacity available =290 kVA | --> | 0.38 | 0 | 0.033 | 0.34 | 0 |  | --> | C11 ex HOWTH JUNCTION | Howth Junction [T41,T42] | GRANGE (DR) |  | 53.3853 | -6.1432
017175Y | MV/LV Substation CO***175Y |  | 20 kV | _ | LV | 400 kVA :Kiosk Substation | 0.4 | --> | 0.4 | 0.114 | 1.58 |  | --> | 0.38 | 0 | 0 | 0 | 0 | Constrained, otherwise capacity available =339 kW | --> | C17 ex FOYNES | Foynes [T41,T42] | RATHKEALE |  | 52.5632 | -9.2659
011662Y | MV/LV Substation BO***662Y |  | 10 kV | _ | LV | 630 kVA :Building Structure | 0.63 | --> | 0.63 | 0 | 0 | Constrained, otherwise capacity available =438 kVA | --> | 0.598 | 0 | 0 | 0 | 0 | Constrained, otherwise capacity available =572 kW | --> | C14 ex GORESBRIDGE | Goresbridge [T41,T42] | KILKENNY |  | 52.6069 | -6.9242
001525 | MV/LV Substation AL***525 |  | 10 kV | _ | LV | 200 kVA :Kiosk Substation | 0.2 | --> | 0.2 | 0.078 | 1.55 |  | --> | 0.19 | 0 | 0.005 | 0.169 | 0 |  | --> | C19 ex MONKSTOWN | Monkstown [T41,T42] | BLACKROCK |  | 53.2965 | -6.1673
067859Y | MV/LV Substation GR***859Y |  | 10 kV | _ | LV | 630 kVA :Kiosk Substation | 0.63 | --> | 0.63 | 0.5 | 13.8 |  | --> | 0.598 | 0 | 0 | 0.5 | 0 |  | --> | C19 ex SINGLAND | Singland [T101,T102] | SINGLAND |  | 52.659 | -8.575
1544129 | MV/LV Substation HO***4129 |  | 10 kV | _ | LV | 400 kVA :Kiosk Substation | 0.4 | --> | 0.4 | 0 | 0 | Constrained, otherwise capacity available =265 kVA | --> | 0.38 | 0 | 0.23 | 0.191 | 0 |  | --> | C39 ex COLLEGE PARK | College Park [T101,T102,T103] | COLLEGE PARK |  | 53.4249 | -6.3707
0054007 | MV/LV Substation BR***4007 |  | 20 kV | _ | LV | 100 kVA :Pole Substation | 0.1 | --> | 0.1 | 0.047 | 17.8 |  | --> | 0.095 | 0 | 0 | 0.088 | 0 |  | --> | E19 ex BANOGE | Banoge [T121,T122] | BANOGE |  | 52.6227 | -6.3186
116480 | MV/LV Substation WE***480 |  | 10 kV | _ | LV | 50 kVA :Pole Substation | 0.05 | --> | 0.05 | 0.029 | 7.32 |  | --> | 0.048 | 0 | 0 | 0.044 | 0 |  | --> | C11 ex CARROWBEG | Carrowbeg [T41,T42] | CARROWBEG |  | 53.8022 | -9.5356
160018Z | MV/LV Substation LI***018Z |  | 10 kV | _ | LV | 200 kVA :Kiosk Substation | 0.2 | --> | 0.2 | 0 | 0 | Constrained, otherwise capacity available =138 kVA | --> | 0.19 | 0 | 0 | 0 | 0 | Constrained, otherwise capacity available =181 kW | --> | C14 ex PORTLAOISE | Portlaoise [T41,T42] | PORTLAOISE |  | 53.0474 | -7.2615
120047 | MV/LV Substation MA***047 |  | 20 kV | _ | LV | 400 kVA :Kiosk Substation | 0.4 | --> | 0.4 | 0 | 0 | Constrained, otherwise capacity available =358 kVA | --> | 0.38 | 0 | 0 | 0 | 0 | Constrained, otherwise capacity available =374 kW | --> | E11 ex EDENDERRY | Edenderry [T421,T422] | BLAKE |  | 53.3427 | -7.0716
256017 | MV/LV Substation RE***017 |  | 10 kV | _ | LV | 100 kVA :Pole Substation | 0.1 | --> | 0.1 | 0.072 | 1.28 |  | --> | 0.095 | 0 | 0.005 | 0 | 0 | Constrained, otherwise capacity available =87 kW | --> | C17 ex CASTLEREA | Castlerea [T41,T42] | CARRICK ON SHANNON |  | 53.7639 | -8.4799
049389Z | MV/LV Substation FL***389Z |  | 10 kV | _ | LV | 400 kVA :Kiosk Substation | 0.4 | --> | 0.4 | 0.213 | 0.21 | Constrained, otherwise capacity available =373 kVA | --> | 0.38 | 0 | 0.008 | 0 | 0 | Constrained, otherwise capacity available =370 kW | --> | E19 ex LONGFORD | Longford [T421,T422] | RICHMOND |  | 53.7198 | -7.8127
068234X | MV/LV Substation KI***234X |  | 10 kV | _ | LV | 630 kVA :Building Structure | 0.63 | --> | 0.63 | 0.5 | 2.6 |  | --> | 0.598 | 0 | 0.003 | 0.5 | 0 |  | --> | C19 ex WOLFE TONE STREET | Wolfe Tone Street [T101,T102] | FINGLAS |  | 53.3511 | -6.2707
049645X | MV/LV Substation PA***645X |  | 10 kV | _ | LV | 200 kVA :Pole Substation | 0.2 | --> | 0.2 | 0.156 | 0.21 |  | --> | 0.19 | 0 | 0 | 0 | 0 | Constrained, otherwise capacity available =184 kW | --> | E19 ex LONGFORD | Longford [T421,T422] | RICHMOND |  | 53.7163 | -7.8158
244682X | MV/LV Substation KI***682X |  | 20 kV | _ | LV | 100 kVA :Pole Substation | 0.1 | --> | 0.1 | 0 | 0 | Constrained, otherwise capacity available =100 kVA | --> | 0.095 | 0 | 0 | 0 | 0 | Constrained, otherwise capacity available =95 kW | --> | E21 ex MILLTOWN (SR) | Milltown (sr) [T421,T422] | OUGHTRAGH |  | 52.0814 | -9.651
066609X | MV/LV Substation TH***609X |  | 20 kV | _ | LV | 100 kVA :Pole Substation | 0.1 | --> | 0.1 | 0 | 0 |  | --> | 0.095 | 0 | 0.003 | 0 | 0 | Constrained, otherwise capacity available =73 kW | --> | E11 ex GLASMORE | Glasmore [T421,T422] | GLASMORE |  | 53.4956 | -6.1115
0314148 | MV/LV Substation TH***4148 |  | 10 kV | _ | LV | 400 kVA :Kiosk Substation | 0.4 | --> | 0.4 | 0 | 0 | Constrained, otherwise capacity available =324 kVA | --> | 0.38 | 0 | 0.01 | 0 | 0 | Constrained, otherwise capacity available =362 kW | --> | C17 ex COLLIGAN | Colligan [T41,T42] | DUNGARVAN |  | 52.098 | -7.625
021684Z | MV/LV Substation U ***684Z |  | 10 kV | _ | LV | 630 kVA :Building Structure | 0.63 | --> | 0.63 | 0.5 | 6.78 |  | --> | 0.598 | 0 | 0 | 0.5 | 0 |  | --> | C39 ex CASTLEVIEW | Castleview [T101,T102] | CASTLEVIEW |  | 51.9077 | -8.3466
065466Z | MV/LV Substation RA***466Z |  | 10 kV | _ | LV | 50 kVA :Pole Substation | 0.05 | --> | 0.05 | 0 | 0 | Constrained, otherwise capacity available =50 kVA | --> | 0.048 | 0 | 0 | 0 | 0 | Constrained, otherwise capacity available =48 kW | --> | C18 ex LOUGHSHINNY | Loughshinny [T41,T42] | GLASMORE |  | 53.5279 | -6.1224
093054 | MV/LV Substation SH***054 |  | 10 kV | _ | LV | 400 kVA :Kiosk Substation | 0.4 | --> | 0.4 | 0.283 | 2.86 |  | --> | 0.38 | 0 | 0.049 | 0.327 | 0 |  | --> | C20 ex BALLYMUN | Ballymun [T41,T42] | FINGLAS |  | 53.39 | -6.2616
0114432 | MV/LV Substation NE***4432 |  | 10 kV | _ | LV | 400 kVA :Building Structure | 0.4 | --> | 0.4 | 0.339 | 5.05 |  | --> | 0.38 | 0 | 0 | 0 | 0 | Constrained, otherwise capacity available =372 kW | --> | C18 ex MCDONAGH | Mcdonagh [T41,T42] | KILKENNY |  | 52.6592 | -7.245
365726X | MV/LV Substation SU***726X |  | 10 kV | _ | LV | 200 kVA :Kiosk Substation | 0.2 | --> | 0.2 | 0 | 0 | Constrained, otherwise capacity available =24 kVA | --> | 0.19 | 0 | 0.013 | 0.155 | 0 |  | --> | C12 ex WHITESTOWN | Whitestown [T41,T42] | COOKSTOWN |  | 53.2802 | -6.4083
068267X | MV/LV Substation RI***267X |  | 10 kV | _ | LV | 630 kVA :Building Structure | 0.63 | --> | 0.63 | 0.5 | 17.78 |  | --> | 0.598 | 0 | 0 | 0.5 | 0 |  | --> | C25 ex RINGSEND | Ringsend [T101,T102] | POOLBEG |  | 53.3409 | -6.2037
251340X | MV/LV Substation TI***340X |  | 10 kV | _ | LV | 630 kVA :Kiosk Substation | 0.63 | --> | 0.63 | 0 | 0 | Constrained, otherwise capacity available =584 kVA | --> | 0.598 | 0 | 0 | 0 | 0 | Constrained, otherwise capacity available =592 kW | --> | C19 ex PARKMORE | Parkmore [T41,T42] | GALWAY 110KV |  | 53.2915 | -8.9921
281657X | MV/LV Substation TA***657X |  | 10 kV | _ | LV | 400 kVA :Building Structure | 0.4 | --> | 0.4 | 0 | 0 | Constrained, otherwise capacity available =339 kVA | --> | 0.38 | 0 | 0 | 0.372 | 0 |  | --> | C12 ex BALLINCOLLIG | Ballincollig [T41,T42] | KILBARRY |  | 51.8881 | -8.614
237632 | MV/LV Substation SK***632 |  | 10 kV | _ | LV | 50 kVA :Pole Substation | 0.05 | --> | 0.05 | 0 | 0 | Constrained, otherwise capacity available =38 kVA | --> | 0.048 | 0 | 0.005 | 0 | 0 | Constrained, otherwise capacity available =42 kW | --> | C17 ex DUNLEER | Dunleer [T41,T42] | DRYBRIDGE |  | 53.8383 | -6.3355
067218Z | MV/LV Substation CL***218Z |  | 10 kV | _ | LV | 400 kVA :Kiosk Substation | 0.4 | --> | 0.4 | 0 | 0 | Constrained, otherwise capacity available =383 kVA | --> | 0.38 | 0 | 0.05 | 0 | 0 | Constrained, otherwise capacity available =341 kW | --> | C18 ex CAHERDAVIN | Caherdavin [T41,T42] | ARDNACRUSHA |  | 52.6624 | -8.6785
066420X | MV/LV Substation BA***420X |  | 20 kV | _ | LV | 50 kVA :Pole Substation | 0.05 | --> | 0.05 | 0 | 0 | Constrained, otherwise capacity available =41 kVA | --> | 0.048 | 0 | 0 | 0 | 0 | Constrained, otherwise capacity available =46 kW | --> | E15 ex BATTER LANE TEMPORARY | Batter Lane Temporary 38kv [T421] | GLASMORE |  | 53.5045 | -6.1856
305379 | MV/LV Substation LE***379 |  | 20 kV | _ | LV | 50 kVA :Pole Substation | 0.05 | --> | 0.05 | 0.049 | 4.61 |  | --> | 0.048 | 0 | 0 | 0 | 0 | Constrained, otherwise capacity available =47 kW | --> | E14 ex LUMCLOON | Lumcloon [T421,T422] | DALLOW |  | 53.2369 | -7.7156
180121X | MV/LV Substation CR***121X |  | 10 kV | _ | LV | 100 kVA :Pole Substation | 0.1 | --> | 0.1 | 0 | 0 | Constrained, otherwise capacity available =97 kVA | --> | 0.095 | 0 | 0.049 | 0 | 0 | Constrained, otherwise capacity available =58 kW | --> | C17 ex ATHBOY | Athboy [T42] | NAVAN |  | 53.7051 | -7.0269
007003 | MV/LV Substation RO***003 |  | 10 kV | _ | LV | 400 kVA :Kiosk Substation | 0.4 | --> | 0.4 | 0 | 0 | Constrained, otherwise capacity available =154 kVA | --> | 0.38 | 0 | 0.014 | 0 | 0 | Constrained, otherwise capacity available =335 kW | --> | C19 ex MULGANNON | Mulgannon [T41,T42] | WEXFORD |  | 52.3357 | -6.4623
108006 | MV/LV Substation TH***006 |  | 10 kV | _ | LV | 400 kVA :Kiosk Substation | 0.4 | --> | 0.4 | 0.335 | 1.57 |  | --> | 0.38 | 0 | 0.005 | 0 | 0 | Constrained, otherwise capacity available =367 kW | --> | C16 ex BALLYSHANNON | Ballyshannon [T41,T42] | CATHALEENS FALL |  | 54.5019 | -8.1961
062864Y | MV/LV Substation WH***864Y |  | 20 kV | _ | LV | 50 kVA :Pole Substation | 0.05 | --> | 0.05 | 0.046 | 4.25 |  | --> | 0.048 | 0 | 0.01 | 0 | 0 | Constrained, otherwise capacity available =40 kW | --> | E15 ex JENKINSTOWN | Jenkinstown [T421,T422] | DUNDALK |  | 54.0397 | -6.3946
158164 | MV/LV Substation DO***164 |  | 10 kV | _ | LV | 100 kVA :Pole Substation | 0.1 | --> | 0.1 | 0.035 | 0.83 |  | --> | 0.095 | 0 | 0 | 0 | 0 | Constrained, otherwise capacity available =86 kW | --> | C17 ex MILLTOWN MALBAY | Milltown Malbay [T42] | TULLABRACK |  | 52.8011 | -9.3238
252200 | MV/LV Substation AI***200 |  | 10 kV | _ | LV | 100 kVA :Pole Substation | 0.1 | --> | 0.1 | 0.086 | 1.32 |  | --> | 0.095 | 0 | 0.006 | 0.089 | 0 |  | --> | C15 ex CLIFDEN | Clifden [T41,T42] | SCREEB |  | 53.4039 | -10.1179
007403X | MV/LV Substation TH***403X |  | 10 kV | _ | LV | 50 kVA :Pole Substation | 0.05 | --> | 0.05 | 0.018 | 0.9 |  | --> | 0.048 | 0 | 0.002 | 0 | 0 | Constrained, otherwise capacity available =41 kW | --> | C15 ex CLONARD | Clonard [T41,T42] | WEXFORD |  | 52.3374 | -6.4866
021397Z | MV/LV Substation TH***397Z |  | 10 kV | _ | LV | 400 kVA :Kiosk Substation | 0.4 | --> | 0.4 | 0 | 0 | Constrained, otherwise capacity available =296 kVA | --> | 0.38 | 0 | 0.01 | 0.358 | 0 |  | --> | C12 ex KILBARRY | Kilbarry [T101,T43] | KILBARRY |  | 51.921 | -8.4646
066187Z | MV/LV Substation MA***187Z |  | 20 kV | _ | LV | 400 kVA :Kiosk Substation | 0.4 | --> | 0.4 | 0 | 0 | Constrained, otherwise capacity available =288 kVA | --> | 0.38 | 0 | 0.006 | 0 | 0 | Constrained, otherwise capacity available =360 kW | --> | E17 ex BALTRASNA | Baltrasna [T121,T122] | BALTRASNA |  | 53.5134 | -6.5407
037161Y | MV/LV Substation LA***161Y |  | 20 kV | _ | LV | 400 kVA :Kiosk Substation | 0.4 | --> | 0.4 | 0 | 0 | Constrained, otherwise capacity available =324 kVA | --> | 0.38 | 0 | 0.023 | 0 | 0 | Constrained, otherwise capacity available =352 kW | --> | C11 ex ENNIS NORTH | Ennis North [T41,T42] | ENNIS |  | 52.9499 | -9.0661
067248X | MV/LV Substation AR***248X |  | 10 kV | _ | LV | 1000 kVA :Building Structure | 1 | --> | 1 | 0 | 0 | Constrained, otherwise capacity available =711 kVA | --> | 0.95 | 0 | 0 | 0.5 | 0 |  | --> | C22 ex ROCHES STREET | Roches Street [T41,T42] | LIMERICK |  | 52.6655 | -8.6259
067487 | MV/LV Substation PR***487 |  | 20 kV | _ | LV | 50 kVA :Pole Substation | 0.05 | --> | 0.05 | 0.042 | 6.81 |  | --> | 0.048 | 0 | 0 | 0.046 | 0 |  | --> | C06 ex AHANE | Ahane [T102] | AHANE |  | 52.6928 | -8.5212
0674045 | MV/LV Substation AR***4045 |  | 10 kV | _ | LV | 400 kVA :Building Structure | 0.4 | --> | 0.4 | 0 | 0 | Constrained, otherwise capacity available =352 kVA | --> | 0.38 | 0 | 0 | 0 | 0 | Constrained, otherwise capacity available =373 kW | --> | C14 ex CAHERDAVIN | Caherdavin [T41,T42] | ARDNACRUSHA |  | 52.6652 | -8.6404
011872 | MV/LV Substation CU***872 |  | 10 kV | _ | LV | 50 kVA :Pole Substation | 0.05 | --> | 0.05 | 0.037 | 0.04 | Constrained, otherwise capacity available =42 kVA | --> | 0.048 | 0 | 0 | 0 | 0 | Constrained, otherwise capacity available =46 kW | --> | C11 ex CALLAN | Callan [T41,T42] | KILKENNY |  | 52.6141 | -7.3739
069785 | MV/LV Substation WE***785 |  | 10 kV | _ | LV | 630 kVA :Kiosk Substation | 0.63 | --> | 0.63 | 0 | 0 | Constrained, otherwise capacity available =623 kVA | --> | 0.598 | 0 | 0.005 | 0.5 | 0 |  | --> | C17 ex DONNYBROOK | Donnybrook [T41,T42] | MILLTOWN (DR) |  | 53.3258 | -6.2088
461061 | MV/LV Substation CH***061 |  | 10 kV | _ | LV | 630 kVA :Kiosk Substation | 0.63 | --> | 0.63 | 0.5 | 2.33 |  | --> | 0.598 | 0 | 0.041 | 0 | 0 | Constrained, otherwise capacity available =552 kW | --> | E17 ex MOY | Moy [T421,T422] | MOY |  | 54.1034 | -9.1599
093494Z | MV/LV Substation CL***494Z |  | 10 kV | _ | LV | 630 kVA :Building Structure | 0.63 | --> | 0.63 | 0.5 | 2.86 |  | --> | 0.598 | 0 | 0.011 | 0.5 | 0 |  | --> | C14 ex BALLYMUN | Ballymun [T41,T42] | FINGLAS |  | 53.3956 | -6.2722
065379Z | MV/LV Substation BA***379Z |  | 20 kV | _ | LV | 400 kVA :Building Structure | 0.4 | --> | 0.4 | 0 | 0 | Constrained, otherwise capacity available =384 kVA | --> | 0.38 | 0 | 0.01 | 0 | 0 | Constrained, otherwise capacity available =370 kW | --> | E15 ex BATTER LANE TEMPORARY | Batter Lane Temporary 38kv [T421] | GLASMORE |  | 53.5064 | -6.1628
033911X | MV/LV Substation HO***911X |  | 10 kV | _ | LV | 400 kVA :Kiosk Substation | 0.4 | --> | 0.4 | 0 | 0 | Constrained, otherwise capacity available =200 kVA | --> | 0.38 | 0 | 0.045 | 0 | 0 | Constrained, otherwise capacity available =318 kW | --> | C15 ex DEERPARK | Deerpark [T41,T42] | BALLYDINE |  | 52.3453 | -7.4123
042066 | MV/LV Substation VO***066 |  | 10 kV | _ | LV | 630 kVA :Kiosk Substation | 0.63 | --> | 0.63 | 0.43 | 1.93 |  | --> | 0.598 | 0 | 0.008 | 0 | 0 | Constrained, otherwise capacity available =565 kW | --> | C13 ex TURLOUGH ROAD | Turlough Road [T41,T42] | CASTLEBAR |  | 53.8575 | -9.2892
081668 | MV/LV Substation PO***668 |  | 10 kV | _ | LV | 50 kVA :Pole Substation | 0.05 | --> | 0.05 | 0 | 0 | Constrained, otherwise capacity available =36 kVA | --> | 0.048 | 0 | 0 | 0 | 0 | Constrained, otherwise capacity available =46 kW | --> | C11 ex COOLMINE | Coolmine [T41,T42] | FINGLAS |  | 53.3775 | -6.407
065067Z | MV/LV Substation HA***067Z |  | 10 kV | _ | LV | 400 kVA :Kiosk Substation | 0.4 | --> | 0.4 | 0 | 0 | Constrained, otherwise capacity available =314 kVA | --> | 0.38 | 0 | 0.005 | 0.364 | 0 |  | --> | C24 ex STEPHENSTOWN | Stephenstown [T101,T102] | FINGLAS |  | 53.607 | -6.1761
089001 | MV/LV Substation CA***001 |  | 10 kV | _ | LV | 200 kVA :Building Structure | 0.2 | --> | 0.2 | 0.014 | 9.1 |  | --> | 0.19 | 0 | 0.01 | 0 | 0 | Constrained, otherwise capacity available =156 kW | --> | C14 ex ARDNAREE | Ardnaree [T42,T421] | MOY |  | 54.1137 | -9.1499
068746 | MV/LV Substation JE***746 |  | 10 kV | _ | LV | 630 kVA :Building Structure | 0.63 | --> | 0.63 | 0.5 | 2.6 |  | --> | 0.598 | 0 | 0 | 0.5 | 0 |  | --> | C11 ex WOLFE TONE STREET | Wolfe Tone Street [T101,T102] | FINGLAS |  | 53.3478 | -6.2675
034835X | MV/LV Substation CL***835X |  | 20 kV | _ | LV | 50 kVA :Pole Substation | 0.05 | --> | 0.05 | 0.024 | 5.88 |  | --> | 0.048 | 0 | 0 | 0 | 0 | Constrained, otherwise capacity available =44 kW | --> | C14 ex ARDGEEHA | Ardgeeha [T41,T42] | DOON |  | 52.4762 | -7.5966
062047Z | MV/LV Substation HE***047Z |  | 10 kV | _ | LV | 630 kVA :Building Structure | 0.63 | --> | 0.63 | 0.5 | 3.12 |  | --> | 0.598 | 0 | 0 | 0 | 0 | Constrained, otherwise capacity available =586 kW | --> | C18 ex MARSHES | Marshes [T41,T42] | DUNDALK |  | 53.9896 | -6.3773
1844091 | MV/LV Substation LU***4091 |  | 10 kV | _ | LV | 50 kVA :Pole Substation | 0.05 | --> | 0.05 | 0.05 | 3.38 |  | --> | 0.048 | 0 | 0 | 0 | 0 | Constrained, otherwise capacity available =48 kW | --> | C18 ex CASTLEBLAYNEY | Castleblayney [T41,T42] | DUNDALK |  | 54.1421 | -6.7093
064165Z | MV/LV Substation GR***165Z |  | 10 kV | _ | LV | 630 kVA :Kiosk Substation | 0.63 | --> | 0.63 | 0 | 0 | Constrained, otherwise capacity available =613 kVA | --> | 0.598 | 0 | 0 | 0 | 0 | Constrained, otherwise capacity available =596 kW | --> | C12 ex MORNINGTON ROAD | Mornington Road [T41,T42] | DRYBRIDGE |  | 53.7076 | -6.3123
063784X | MV/LV Substation MC***784X |  | 10 kV | _ | LV | 400 kVA :Kiosk Substation | 0.4 | --> | 0.4 | 0 | 0 | Constrained, otherwise capacity available =395 kVA | --> | 0.38 | 0 | 0 | 0 | 0 | Constrained, otherwise capacity available =379 kW | --> | C19 ex BALLYBAILIE | Ballybailie [T41,T42] | DUNDALK |  | 53.8662 | -6.5439
007611Z | MV/LV Substation TA***611Z |  | 20 kV | _ | LV | 100 kVA :Pole Substation | 0.1 | --> | 0.1 | 0.087 | 1.4 |  | --> | 0.095 | 0 | 0 | 0 | 0 | Constrained, otherwise capacity available =93 kW | --> | E20 ex KILLINICK | Killinick [T421,T422] | WEXFORD |  | 52.259 | -6.4895
118528X | MV/LV Substation KI***528X |  | 20 kV | _ | LV | 50 kVA :Pole Substation | 0.05 | --> | 0.05 | 0 | 0 | Constrained, otherwise capacity available =46 kVA | --> | 0.048 | 0 | 0.005 | 0 | 0 | Constrained, otherwise capacity available =43 kW | --> | E18 ex CREAGH | Creagh [T421,T422] | ATHLONE |  | 53.4135 | -8.3493
154148Z | MV/LV Substation I.***148Z |  | 10 kV | _ | LV | 200 kVA :Kiosk Substation | 0.2 | --> | 0.2 | 0 | 0 | Constrained, otherwise capacity available =172 kVA | --> | 0.19 | 0 | 0 | 0 | 0 | Constrained, otherwise capacity available =186 kW | --> | C26 ex BALLYCOOLIN | Ballycoolin [T41,T42,T43] | FINGLAS |  | 53.4028 | -6.377
162015 | MV/LV Substation TA***015 |  | 10 kV | _ | LV | 400 kVA :Kiosk Substation | 0.4 | --> | 0.4 | 0.246 | 0.25 | Constrained, otherwise capacity available =293 kVA | --> | 0.38 | 0 | 0.01 | 0 | 0 | Constrained, otherwise capacity available =358 kW | --> | C11 ex ROSSGEIR | Rossgeir [T41,T42] | LETTERKENNY |  | 54.8331 | -7.4783
3654290 | MV/LV Substation SA***4290 |  | 10 kV | _ | LV | 400 kVA :Kiosk Substation | 0.4 | --> | 0.4 | 0 | 0 | Constrained, otherwise capacity available =375 kVA | --> | 0.38 | 0 | 0 | 0.376 | 0 |  | --> | C16 ex SAGGART | Saggart [T41,T42] | GRANGE CASTLE |  | 53.2837 | -6.4546
0504050 | MV/LV Substation LO***4050 |  | 20 kV | _ | LV | 50 kVA :Pole Substation | 0.05 | --> | 0.05 | 0.05 | 6.49 |  | --> | 0.048 | 0 | 0 | 0 | 0 | Constrained, otherwise capacity available =48 kW | --> | C22 ex BUSHFIELD | Bushfield [T41,T42] | ATHLONE |  | 53.4389 | -7.8527
288911 | MV/LV Substation GL***911 |  | 10 kV | _ | LV | 400 kVA :Kiosk Substation | 0.4 | --> | 0.4 | 0 | 0 | Constrained, otherwise capacity available =222 kVA | --> | 0.38 | 0 | 0.022 | 0.339 | 0 |  | --> | C19 ex CARRICKMINES | Carrickmines [T41,T42] | CARRICKMINES |  | 53.26 | -6.2004
182283 | MV/LV Substation KN***283 |  | 20 kV | _ | LV | 50 kVA :Pole Substation | 0.05 | --> | 0.05 | 0 | 0 | Constrained, otherwise capacity available =46 kVA | --> | 0.048 | 0 | 0 | 0 | 0 | Constrained, otherwise capacity available =47 kW | --> | C16 ex TULLA | Tulla [T41,T42] | ENNIS |  | 52.8612 | -8.7463
066703Z | MV/LV Substation MA***703Z |  | 20 kV | _ | LV | 400 kVA :Kiosk Substation | 0.4 | --> | 0.4 | 0 | 0 | Constrained, otherwise capacity available =285 kVA | --> | 0.38 | 0 | 0.048 | 0 | 0 | Constrained, otherwise capacity available =328 kW | --> | E16 ex ASHBOURNE | Ashbourne [T421,T422] | FINGLAS |  | 53.5135 | -6.3883
288154X | MV/LV Substation SA***154X |  | 10 kV | _ | LV | 1000 kVA :Building Structure | 1 | --> | 1 | 0 | 0 | Constrained, otherwise capacity available =860 kVA | --> | 0.95 | 0 | 0 | 0.5 | 0 |  | --> | C14 ex SANDYFORD | Sandyford [T41,T42] | CARRICKMINES |  | 53.2704 | -6.2387
062153 | MV/LV Substation NE***153 |  | 10 kV | _ | LV | 630 kVA :Building Structure | 0.63 | --> | 0.63 | 0.5 | 0.72 |  | --> | 0.598 | 0 | 0.035 | 0 | 0 | Constrained, otherwise capacity available =563 kW | --> | C12 ex COES ROAD | Coes Road [T41,T42] | DUNDALK |  | 54.0026 | -6.3798
067941 | MV/LV Substation CO***941 |  | 20 kV | _ | LV | 50 kVA :Pole Substation | 0.05 | --> | 0.05 | 0 | 0 | Constrained, otherwise capacity available =28 kVA | --> | 0.048 | 0 | 0.009 | 0 | 0 | Constrained, otherwise capacity available =38 kW | --> | E18 ex CRATLOE | Cratloe [T421,T422] | ARDNACRUSHA |  | 52.7119 | -8.8224
182403 | MV/LV Substation MA***403 |  | 10 kV | _ | LV | 50 kVA :Pole Substation | 0.05 | --> | 0.05 | 0 | 0 | Constrained, otherwise capacity available =38 kVA | --> | 0.048 | 0 | 0 | 0 | 0 | Constrained, otherwise capacity available =46 kW | --> | C20 ex TULLA | Tulla [T41,T42] | ENNIS |  | 52.8799 | -8.7083
0264279 | MV/LV Substation OL***4279 |  | 10 kV | _ | LV | 630 kVA :Kiosk Substation | 0.63 | --> | 0.63 | 0.5 | 8.66 |  | --> | 0.598 | 0 | 0 | 0 | 0 | Constrained, otherwise capacity available =598 kW | --> | C11 ex BANDON | Bandon [T101,T42] | BANDON |  | 51.7514 | -8.739
237263X | MV/LV Substation RA***263X |  | 10 kV | _ | LV | 50 kVA :Pole Substation | 0.05 | --> | 0.05 | 0 | 0 | Constrained, otherwise capacity available =42 kVA | --> | 0.048 | 0 | 0 | 0 | 0 | Constrained, otherwise capacity available =46 kW | --> | C12 ex DUNLEER | Dunleer [T41,T42] | DRYBRIDGE |  | 53.7987 | -6.3985
127748X | MV/LV Substation PO***748X |  | 10 kV | _ | LV | 100 kVA :Pole Substation | 0.1 | --> | 0.1 | 0 | 0 | Constrained, otherwise capacity available =92 kVA | --> | 0.095 | 0 | 0.005 | 0 | 0 | Constrained, otherwise capacity available =90 kW | --> | C11 ex HOLYCROSS ROAD | Holycross Road [T41,T42] | THURLES |  | 52.6326 | -7.8117
019385 | MV/LV Substation JA***385 |  | 10 kV | _ | LV | 400 kVA :Kiosk Substation | 0.4 | --> | 0.4 | 0.38 | 2.18 |  | --> | 0.38 | 0 | 0.005 | 0 | 0 | Constrained, otherwise capacity available =374 kW | --> | C18 ex BALLYRICKARD | Ballyrickard [T41,T42] | TRALEE |  | 52.2837 | -9.7062
009016Y | MV/LV Substation KI***016Y |  | 10 kV | _ | LV | 50 kVA :Pole Substation | 0.05 | --> | 0.05 | 0.044 | 8.16 |  | --> | 0.048 | 0 | 0 | 0 | 0 | Constrained, otherwise capacity available =47 kW | --> | C13 ex MOUNT MISERY | Mount Misery [T41,T42] | WATERFORD |  | 52.2571 | -7.0841
138082X | MV/LV Substation BE***082X |  | 10 kV | _ | LV | 400 kVA :Kiosk Substation | 0.4 | --> | 0.4 | 0.348 | 2.18 |  | --> | 0.38 | 0 | 0.007 | 0 | 0 | Constrained, otherwise capacity available =368 kW | --> | C26 ex BAILIEBORO | Bailieboro [T41,T42] | MEATH HILL |  | 53.9216 | -6.9744
082711Y | MV/LV Substation BA***711Y |  | 20 kV | _ | LV | 200 kVA :Kiosk Substation | 0.2 | --> | 0.2 | 0 | 0 | Constrained, otherwise capacity available =119 kVA | --> | 0.19 | 0 | 0.036 | 0 | 0 | Constrained, otherwise capacity available =152 kW | --> | E15 ex ACADEMY STREET | Academy Street [T421,T422,T44] | NAVAN |  | 53.6357 | -6.6714
209285 | MV/LV Substation CA***285 |  | 20 kV | _ | LV | 100 kVA :Pole Substation | 0.1 | --> | 0.1 | 0 | 0 | Constrained, otherwise capacity available =90 kVA | --> | 0.095 | 0 | 0 | 0 | 0 | Constrained, otherwise capacity available =94 kW | --> | C21 ex MILFORD (NR) | Milford (nr) [T41,T42] | LETTERKENNY |  | 55.1508 | -7.8036
042236 | MV/LV Substation MC***236 |  | 20 kV | _ | LV | 50 kVA :Pole Substation | 0.05 | --> | 0.05 | 0 | 0 | Constrained, otherwise capacity available =49 kVA | --> | 0.048 | 0 | 0 | 0 | 0 | Constrained, otherwise capacity available =47 kW | --> | E17 ex WINDSOR | Windsor [T421,T422] | CASTLEBAR |  | 53.8072 | -9.1302
042008 | MV/LV Substation BE***008 |  | 10 kV | _ | LV | 400 kVA :Kiosk Substation | 0.4 | --> | 0.4 | 0.191 | 1.51 |  | --> | 0.38 | 0 | 0.015 | 0 | 0 | Constrained, otherwise capacity available =339 kW | --> | C19 ex TURLOUGH ROAD | Turlough Road [T43] | CASTLEBAR |  | 53.8577 | -9.3042
033035 | MV/LV Substation GR***035 |  | 10 kV | _ | LV | 630 kVA :Kiosk Substation | 0.63 | --> | 0.63 | 0 | 0 | Constrained, otherwise capacity available =319 kVA | --> | 0.598 | 0 | 0.01 | 0 | 0 | Constrained, otherwise capacity available =547 kW | --> | C15 ex DEERPARK | Deerpark [T41,T42] | BALLYDINE |  | 52.3469 | -7.4153
093021Y | MV/LV Substation RO***021Y |  | 10 kV | _ | LV | 400 kVA :Kiosk Substation | 0.4 | --> | 0.4 | 0 | 0 | Constrained, otherwise capacity available =385 kVA | --> | 0.38 | 0 | 0 | 0.378 | 0 |  | --> | C11 ex GRANGE (DR) | Grange (dr) [T41,T42] | GRANGE (DR) |  | 53.3934 | -6.1489
167516Y | MV/LV Substation CO***516Y |  | 20 kV | _ | LV | 100 kVA :Pole Substation | 0.1 | --> | 0.1 | 0 | 0 | Constrained, otherwise capacity available =75 kVA | --> | 0.095 | 0 | 0.005 | 0 | 0 | Constrained, otherwise capacity available =88 kW | --> | E16 ex WHITECHURCH | Whitechurch [T421,T422] | KILBARRY |  | 51.9723 | -8.4709
006686 | MV/LV Substation MO***686 |  | 10 kV | _ | LV | 400 kVA :Kiosk Substation | 0.4 | --> | 0.4 | 0.339 | 3.12 |  | --> | 0.38 | 0 | 0.01 | 0 | 0 | Constrained, otherwise capacity available =364 kW | --> | C14 ex BELLFIELD | Bellfield [T41,T42] | CRANE |  | 52.5069 | -6.5758
250665 | MV/LV Substation OM***665 |  | 20 kV | _ | LV | 630 kVA :Building Structure | 0.63 | --> | 0.63 | 0.434 | 1.26 |  | --> | 0.598 | 0 | 0.008 | 0 | 0 | Constrained, otherwise capacity available =570 kW | --> | E16 ex BALLYCROSSAUN | Ballycrossaun [T421,T422] | SOMERSET |  | 53.093 | -8.2165
014456Z | MV/LV Substation KI***456Z |  | 10 kV | _ | LV | 400 kVA :Kiosk Substation | 0.4 | --> | 0.4 | 0 | 0 | Constrained, otherwise capacity available =287 kVA | --> | 0.38 | 0 | 0.005 | 0 | 0 | Constrained, otherwise capacity available =361 kW | --> | C17 ex KILDARE | Kildare [T41,T42] | NEWBRIDGE |  | 53.1636 | -6.8977
014564Z | MV/LV Substation RU***564Z |  | 10 kV | _ | LV | 400 kVA :Kiosk Substation | 0.4 | --> | 0.4 | 0 | 0 | Constrained, otherwise capacity available =262 kVA | --> | 0.38 | 0 | 0.007 | 0 | 0 | Constrained, otherwise capacity available =356 kW | --> | C17 ex KILDARE | Kildare [T41,T42] | NEWBRIDGE |  | 53.1576 | -6.8964
253713 | MV/LV Substation CL***713 |  | 20 kV | _ | LV | 100 kVA :Pole Substation | 0.1 | --> | 0.1 | 0 | 0 | Constrained, otherwise capacity available =92 kVA | --> | 0.095 | 0 | 0 | 0 | 0 | Constrained, otherwise capacity available =94 kW | --> | E16 ex GLENAMADDY | Glenamaddy [T422] | ATHLONE |  | 53.5715 | -8.6528
007902X | MV/LV Substation PA***902X |  | 10 kV | _ | LV | 50 kVA :Pole Substation | 0.05 | --> | 0.05 | 0.047 | 0.14 |  | --> | 0.048 | 0 | 0 | 0 | 0 | Constrained, otherwise capacity available =47 kW | --> | C16 ex CARRIGLAWN | Carriglawn [T41,T42] | WEXFORD |  | 52.3524 | -6.4839
058344X | MV/LV Substation KY***344X |  | 10 kV | _ | LV | 50 kVA :Pole Substation | 0.05 | --> | 0.05 | 0 | 0 | Constrained, otherwise capacity available =49 kVA | --> | 0.048 | 0 | 0 | 0 | 0 | Constrained, otherwise capacity available =47 kW | --> | C24 ex KYLEERAGH | Kyleeragh [T41,T42] | NENAGH |  | 52.8727 | -8.1849
253387X | MV/LV Substation KN***387X |  | 20 kV | _ | LV | 50 kVA :Pole Substation | 0.05 | --> | 0.05 | 0 | 0 | Constrained, otherwise capacity available =48 kVA | --> | 0.048 | 0 | 0.02 | 0 | 0 | Constrained, otherwise capacity available =32 kW | --> | E15 ex GLENAMADDY | Glenamaddy [T422] | ATHLONE |  | 53.6538 | -8.5621
084895 | MV/LV Substation MA***895 |  | 20 kV | _ | LV | 100 kVA :Pole Substation | 0.1 | --> | 0.1 | 0 | 0 | Constrained, otherwise capacity available =84 kVA | --> | 0.095 | 0 | 0 | 0 | 0 | Constrained, otherwise capacity available =93 kW | --> | E17 ex KILCOLGAN | Kilcolgan [T42,T421] | GALWAY 110KV |  | 53.2112 | -8.8329
365100X | MV/LV Substation MO***100X |  | 10 kV | _ | LV | 630 kVA :Building Structure | 0.63 | --> | 0.63 | 0 | 0 | Constrained, otherwise capacity available =552 kVA | --> | 0.598 | 0 | 0.019 | 0.5 | 0 |  | --> | C15 ex CLONDALKIN | Clondalkin [T41,T42,T44] | INCHICORE 220KV |  | 53.3214 | -6.3844
007999 | MV/LV Substation CU***999 |  | 20 kV | _ | LV | 400 kVA :Kiosk Substation | 0.4 | --> | 0.4 | 0.26 | 1.4 |  | --> | 0.38 | 0 | 0 | 0 | 0 | Constrained, otherwise capacity available =360 kW | --> | E11 ex KILLINICK | Killinick [T421,T422] | WEXFORD |  | 52.2049 | -6.6293
210389 | MV/LV Substation MC***389 |  | 20 kV | _ | LV | 50 kVA :Pole Substation | 0.05 | --> | 0.05 | 0 | 0 | Constrained, otherwise capacity available =38 kVA | --> | 0.048 | 0 | 0 | 0 | 0 | Constrained, otherwise capacity available =46 kW | --> | C17 ex CARRICKMACROSS | Carrickmacross [T41,T42] | MEATH HILL |  | 53.9757 | -6.5882
0664368 | MV/LV Substation BA***4368 |  | 20 kV | _ | LV | 400 kVA :Kiosk Substation | 0.4 | --> | 0.4 | 0 | 0 | Constrained, otherwise capacity available =396 kVA | --> | 0.38 | 0 | 0 | 0 | 0 | Constrained, otherwise capacity available =380 kW | --> | E15 ex BATTER LANE TEMPORARY | Batter Lane Temporary 38kv [T421] | GLASMORE |  | 53.5244 | -6.1674
0644156 | MV/LV Substation MA***4156 |  | 20 kV | _ | LV | 400 kVA :Kiosk Substation | 0.4 | --> | 0.4 | 0 | 0 | Constrained, otherwise capacity available =205 kVA | --> | 0.38 | 0 | 0.133 | 0 | 0 | Constrained, otherwise capacity available =254 kW | --> | C13 ex MORNINGTON ROAD | Mornington Road [T41,T42] | DRYBRIDGE |  | 53.713 | -6.2845
039714X | MV/LV Substation CU***714X |  | 10 kV | _ | LV | 200 kVA :Kiosk Substation | 0.2 | --> | 0.2 | 0.158 | 11.03 |  | --> | 0.19 | 0 | 0.018 | 0.171 | 0 |  | --> | C23 ex SALTHILL | Salthill [T101,T102] | SALTHILL |  | 53.2741 | -9.1114
117805X | MV/LV Substation KE***805X |  | 20 kV | _ | LV | 400 kVA :Kiosk Substation | 0.4 | --> | 0.4 | 0 | 0 | Constrained, otherwise capacity available =302 kVA | --> | 0.38 | 0 | 0 | 0.366 | 0 |  | --> | E17 ex MANORHAMILTON | Manorhamilton [T422] | SLIGO |  | 54.2231 | -8.2081
023603Y | MV/LV Substation CO***603Y |  | 20 kV | _ | LV | 50 kVA :Pole Substation | 0.05 | --> | 0.05 | 0 | 0 | Constrained, otherwise capacity available =39 kVA | --> | 0.048 | 0 | 0.01 | 0 | 0 | Constrained, otherwise capacity available =39 kW | --> | C18 ex COOLCARRON | Coolcarron [T41,T42] | BARRYMORE |  | 52.1165 | -8.2716
030031 | MV/LV Substation SW***031 |  | 20 kV | _ | LV | 400 kVA :Kiosk Substation | 0.4 | --> | 0.4 | 0 | 0 | Constrained, otherwise capacity available =315 kVA | --> | 0.38 | 0 | 0.015 | 0 | 0 | Constrained, otherwise capacity available =357 kW | --> | E17 ex FOXHOLE | Foxhole [T421,T422] | DUNGARVAN |  | 51.9554 | -7.8641
365935X | MV/LV Substation DI***935X |  | 10 kV | _ | LV | 1000 kVA :Building Structure | 1 | --> | 1 | 0 | 0 | Constrained, otherwise capacity available =867 kVA | --> | 0.95 | 0 | 0 | 0.5 | 0 |  | --> | C20 ex FORTUNESTOWN | Fortunestown [T101,T102] | INCHICORE 220KV |  | 53.2901 | -6.4213
037099 | MV/LV Substation ST***099 |  | 10 kV | _ | LV | 200 kVA :Building Structure | 0.2 | --> | 0.2 | 0 | 0 | Constrained, otherwise capacity available =165 kVA | --> | 0.19 | 0 | 0.19 | 0 | 0 | Constrained, otherwise capacity available =44 kW | --> | C17 ex CAHIRCALLA | Cahircalla [T41,T42] | ENNIS |  | 52.8338 | -8.9838
054794 | MV/LV Substation DE***794 |  | 10 kV | _ | LV | 50 kVA :Pole Substation | 0.05 | --> | 0.05 | 0.028 | 2.78 |  | --> | 0.048 | 0 | 0 | 0 | 0 | Constrained, otherwise capacity available =44 kW | --> | E16 ex BALLYRAGGET | Ballyragget [T421,T422] | BALLYRAGGET |  | 52.8382 | -7.3927
156704 | MV/LV Substation DE***704 |  | 20 kV | _ | LV | 50 kVA :Pole Substation | 0.05 | --> | 0.05 | 0 | 0 | Constrained, otherwise capacity available =42 kVA | --> | 0.048 | 0 | 0 | 0 | 0 | Constrained, otherwise capacity available =46 kW | --> | E14 ex EMYVALE | Emyvale [T422] | LISDRUM |  | 54.3698 | -6.9492
0174050 | MV/LV Substation CR***4050 |  | 10 kV | _ | LV | 50 kVA :Pole Substation | 0.05 | --> | 0.05 | 0.043 | 1.58 |  | --> | 0.048 | 0 | 0 | 0 | 0 | Constrained, otherwise capacity available =46 kW | --> | C18 ex FOYNES | Foynes [T41,T42] | RATHKEALE |  | 52.5771 | -9.036
032381Y | MV/LV Substation BA***381Y |  | 10 kV | _ | LV | 200 kVA :Kiosk Substation | 0.2 | --> | 0.2 | 0 | 0 | Constrained, otherwise capacity available =141 kVA | --> | 0.19 | 0 | 0.023 | 0 | 0 | Constrained, otherwise capacity available =165 kW | --> | C12 ex TRAMORE | Tramore [T41,T42] | BUTLERSTOWN |  | 52.1625 | -7.1691
021663Z | MV/LV Substation CI***663Z |  | 10 kV | _ | LV | 1000 kVA :Building Structure | 1 | --> | 1 | 0 | 0 | Constrained, otherwise capacity available =818 kVA | --> | 0.95 | 0 | 0.003 | 0.5 | 0 |  | --> | C11 ex KILBARRY | Kilbarry [T101,T43] | KILBARRY |  | 51.906 | -8.4746
258936 | MV/LV Substation AL***936 |  | 20 kV | _ | LV | 50 kVA :Pole Substation | 0.05 | --> | 0.05 | 0.044 | 1.86 |  | --> | 0.048 | 0 | 0 | 0 | 0 | Constrained, otherwise capacity available =47 kW | --> | E17 ex CREESLOUGH | Creeslough [T421] | ARDNAGAPPARY |  | 55.1696 | -7.9033
160700 | MV/LV Substation DE***700 |  | 10 kV | _ | LV | 100 kVA :Pole Substation | 0.1 | --> | 0.1 | 0 | 0 | Constrained, otherwise capacity available =83 kVA | --> | 0.095 | 0 | 0.011 | 0 | 0 | Constrained, otherwise capacity available =84 kW | --> | C16 ex MOUNTMELLICK | Mountmellick [T41,T42] | PORTLAOISE |  | 53.1182 | -7.3014
365293X | MV/LV Substation RI***293X |  | 10 kV | _ | LV | 400 kVA :Kiosk Substation | 0.4 | --> | 0.4 | 0 | 0 | Constrained, otherwise capacity available =226 kVA | --> | 0.38 | 0 | 0.044 | 0.323 | 0 |  | --> | C34 ex CLONDALKIN | Clondalkin [T41,T42,T44] | INCHICORE 220KV |  | 53.3266 | -6.3903
069192 | MV/LV Substation BA***192 |  | 10 kV | _ | LV | 630 kVA :Kiosk Substation | 0.63 | --> | 0.63 | 0.443 | 2.93 |  | --> | 0.598 | 0 | 0.087 | 0.5 | 0 |  | --> | C13 ex DODDER ROAD | Dodder Road [T42] | MILLTOWN (DR) |  | 53.3032 | -6.2738
281835Z | MV/LV Substation BA***835Z |  | 20 kV | _ | LV | 630 kVA :Building Structure | 0.63 | --> | 0.63 | 0.493 | 17.47 |  | --> | 0.598 | 0 | 0 | 0.5 | 0 |  | --> | E11 ex COOLROE | Coolroe [T121,T122] | COOLROE |  | 51.8893 | -8.5888
0684624 | MV/LV Substation RI***4624 |  | 10 kV | _ | LV | 1000 kVA :Building Structure | 1 | --> | 1 | 0.5 | 3 |  | --> | 0.95 | 0 | 0 | 0.5 | 0 |  | --> | C37 ex INCHICORE CENTRAL | Inchicore Central [T43,T45] | INCHICORE 220KV |  | 53.3378 | -6.3153
250054X | MV/LV Substation AL***054X |  | 20 kV | _ | LV | 200 kVA :Pole Substation | 0.2 | --> | 0.2 | 0.162 | 1.26 |  | --> | 0.19 | 0 | 0 | 0 | 0 | Constrained, otherwise capacity available =185 kW | --> | E16 ex BALLYCROSSAUN | Ballycrossaun [T421,T422] | SOMERSET |  | 53.0985 | -8.2253
046033 | MV/LV Substation EM***033 |  | 10 kV | _ | LV | 200 kVA :Building Structure | 0.2 | --> | 0.2 | 0 | 0 | Constrained, otherwise capacity available =168 kVA | --> | 0.19 | 0 | 0 | 0.186 | 0 |  | --> | C14 ex CRANMORE | Cranmore [T41,T42] | SLIGO |  | 54.2676 | -8.4644
160311Y | MV/LV Substation HA***311Y |  | 20 kV | _ | LV | 200 kVA :Pole Substation | 0.2 | --> | 0.2 | 0 | 0 | Constrained, otherwise capacity available =152 kVA | --> | 0.19 | 0 | 0.059 | 0 | 0 | Constrained, otherwise capacity available =140 kW | --> | C21 ex PORTARLINGTON | Portarlington [T43] | BLAKE |  | 53.1359 | -7.071
093453 | MV/LV Substation KI***453 |  | 10 kV | _ | LV | 50 kVA :Pole Substation | 0.05 | --> | 0.05 | 0 | 0 | Constrained, otherwise capacity available =48 kVA | --> | 0.048 | 0 | 0 | 0 | 0 | Constrained, otherwise capacity available =47 kW | --> | C17 ex BALLYCOOLIN | Ballycoolin [T41,T42,T43] | FINGLAS |  | 53.4048 | -6.3239
253297X | MV/LV Substation WO***297X |  | 10 kV | _ | LV | 400 kVA :Kiosk Substation | 0.4 | --> | 0.4 | 0 | 0 | Constrained, otherwise capacity available =329 kVA | --> | 0.38 | 0 | 0.003 | 0 | 0 | Constrained, otherwise capacity available =368 kW | --> | C15 ex TUAM NORTH | Tuam North [T41,T42] | CLOON |  | 53.5111 | -8.8693
007009 | MV/LV Substation ST***009 |  | 10 kV | _ | LV | 630 kVA :Kiosk Substation | 0.63 | --> | 0.63 | 0.5 | 1.4 |  | --> | 0.598 | 0 | 0.019 | 0 | 0 | Constrained, otherwise capacity available =568 kW | --> | E18 ex KILLINICK | Killinick [T421,T422] | WEXFORD |  | 52.2763 | -6.389
068449X | MV/LV Substation CH***449X |  | 10 kV | _ | LV | 1000 kVA :Building Structure | 1 | --> | 1 | 0.5 | 9.28 |  | --> | 0.95 | 0 | 0.014 | 0.5 | 0 |  | --> | C24 ex PEMBROKE | Pembroke [T41,T42,T43,T44] | RINGSEND |  | 53.3424 | -6.2321
068358X | MV/LV Substation TH***358X |  | 10 kV | _ | LV | 630 kVA :Building Structure | 0.63 | --> | 0.63 | 0.461 | 17.78 |  | --> | 0.598 | 0 | 0 | 0.5 | 0 |  | --> | C22 ex RINGSEND | Ringsend [T101,T102] | POOLBEG |  | 53.3446 | -6.2285
214192 | MV/LV Substation PO***192 |  | 10 kV | _ | LV | 50 kVA :Pole Substation | 0.05 | --> | 0.05 | 0 | 0 | Constrained, otherwise capacity available =48 kVA | --> | 0.048 | 0 | 0 | 0 | 0 | Constrained, otherwise capacity available =47 kW | --> | C15 ex DRUMQUIN | Drumquin [T42] | ENNIS |  | 52.7288 | -9.0644
281080Z | MV/LV Substation CL***080Z |  | 20 kV | _ | LV | 630 kVA :Kiosk Substation | 0.63 | --> | 0.63 | 0.5 | 17.47 |  | --> | 0.598 | 0 | 0.037 | 0.5 | 0 |  | --> | E13 ex COOLROE | Coolroe [T121,T122] | COOLROE |  | 51.8857 | -8.6283
1394401 | MV/LV Substation CO***4401 |  | 10 kV | _ | LV | 630 kVA :Kiosk Substation | 0.63 | --> | 0.63 | 0.475 | 2.68 |  | --> | 0.598 | 0 | 0.018 | 0 | 0 | Constrained, otherwise capacity available =564 kW | --> | C17 ex OLDCASTLE | Oldcastle [T41,T422] | MULLINGAR |  | 53.7702 | -7.1643
216084X | MV/LV Substation ST***084X |  | 20 kV | _ | LV | 50 kVA :Pole Substation | 0.05 | --> | 0.05 | 0 | 0 | Constrained, otherwise capacity available =45 kVA | --> | 0.048 | 0 | 0 | 0 | 0 | Constrained, otherwise capacity available =47 kW | --> | C26 ex GLENTIES | Glenties [T41,T42] | BINBANE |  | 54.816 | -8.2543
249416 | MV/LV Substation BA***416 |  | 20 kV | _ | LV | 50 kVA :Pole Substation | 0.05 | --> | 0.05 | 0 | 0 | Constrained, otherwise capacity available =33 kVA | --> | 0.048 | 0 | 0 | 0 | 0 | Constrained, otherwise capacity available =45 kW | --> | C25 ex KILCLOHER | Kilcloher [T41,T42] | DUNGARVAN |  | 52.129 | -7.7609
002172 | MV/LV Substation AR***172 |  | 10 kV | _ | LV | 630 kVA :Building Structure | 0.63 | --> | 0.63 | 0.387 | 2.36 |  | --> | 0.598 | 0 | 0 | 0.5 | 0 |  | --> | C19 ex BRAY | Bray [T41,T42] | FASSAROE |  | 53.1951 | -6.109
052520Z | MV/LV Substation IN***520Z |  | 20 kV | _ | LV | 200 kVA :Kiosk Substation | 0.2 | --> | 0.2 | 0.153 | 10.9 |  | --> | 0.19 | 0 | 0.006 | 0.179 | 0 |  | --> | C24 ex MULLINGAR | Mullingar [T101,T102] | MULLINGAR |  | 53.6273 | -7.4701
081128Z | MV/LV Substation HU***128Z |  | 10 kV | _ | LV | 400 kVA :Building Structure | 0.4 | --> | 0.4 | 0 | 0 | Constrained, otherwise capacity available =259 kVA | --> | 0.38 | 0 | 0.135 | 0.26 | 0 |  | --> | C19 ex CLONDALKIN | Clondalkin [T41,T42,T44] | INCHICORE 220KV |  | 53.2967 | -6.4352
067126 | MV/LV Substation MO***126 |  | 10 kV | _ | LV | 200 kVA :Building Structure | 0.2 | --> | 0.2 | 0 | 0 | Constrained, otherwise capacity available =175 kVA | --> | 0.19 | 0 | 0 | 0 | 0 | Constrained, otherwise capacity available =187 kW | --> | C11 ex MOYLISH | Moylish [T41,T42] | ARDNACRUSHA |  | 52.6824 | -8.6398
053344 | MV/LV Substation QU***344 |  | 10 kV | _ | LV | 630 kVA :Kiosk Substation | 0.63 | --> | 0.63 | 0 | 0 | Constrained, otherwise capacity available =486 kVA | --> | 0.598 | 0 | 0 | 0.5 | 0 |  | --> | C19 ex CLONMINCH | Clonminch [T41,T422] | THORNSBERRY |  | 53.2764 | -7.4926
026172 | MV/LV Substation CR***172 |  | 10 kV | _ | LV | 100 kVA :Pole Substation | 0.1 | --> | 0.1 | 0 | 0 | Constrained, otherwise capacity available =91 kVA | --> | 0.095 | 0 | 0 | 0 | 0 | Constrained, otherwise capacity available =94 kW | --> | C21 ex KINSALE |  |  |  | 51.7347 | -8.4808
081083Z | MV/LV Substation WA***083Z |  | 10 kV | _ | LV | 630 kVA :Building Structure | 0.63 | --> | 0.63 | 0 | 0 | Constrained, otherwise capacity available =630 kVA | --> | 0.598 | 0 | 0 | 0.5 | 0 |  | --> | C13 ex CLONDALKIN | Clondalkin [T41,T42,T44] | INCHICORE 220KV |  | 53.3218 | -6.3623
003901 | MV/LV Substation CO***901 |  | 10 kV | _ | LV | 50 kVA :Pole Substation | 0.05 | --> | 0.05 | 0.049 | 18.08 |  | --> | 0.048 | 0 | 0 | 0.047 | 0 |  | --> | C18 ex ARKLOW | Arklow [T101,T102] | ARKLOW |  | 52.8914 | -6.1616
093377X | MV/LV Substation RO***377X |  | 10 kV | _ | LV | 630 kVA :Building Structure | 0.63 | --> | 0.63 | 0 | 0 | Constrained, otherwise capacity available =580 kVA | --> | 0.598 | 0 | 0.025 | 0.5 | 0 |  | --> | C14 ex POPPINTREE | Poppintree [T101,T102] | FINGLAS |  | 53.4049 | -6.235
067397 | MV/LV Substation SC***397 |  | 20 kV | _ | LV | 100 kVA :Pole Substation | 0.1 | --> | 0.1 | 0.082 | 13.8 |  | --> | 0.095 | 0 | 0.005 | 0.089 | 0 |  | --> | C14 ex SINGLAND | Singland [T101,T102] | SINGLAND |  | 52.5944 | -8.4774
004742 | MV/LV Substation PA***742 |  | 10 kV | _ | LV | 50 kVA :Pole Substation | 0.05 | --> | 0.05 | 0 | 0 | Constrained, otherwise capacity available =31 kVA | --> | 0.048 | 0 | 0 | 0 | 0 | Constrained, otherwise capacity available =45 kW | --> | C23 ex TINAHASK | Tinahask [T41,T42] | ARKLOW |  | 52.7461 | -6.3287
154363 | MV/LV Substation LO***363 |  | 10 kV | _ | LV | 200 kVA :Kiosk Substation | 0.2 | --> | 0.2 | 0 | 0 | Constrained, otherwise capacity available =49 kVA | --> | 0.19 | 0 | 0.037 | 0 | 0 | Constrained, otherwise capacity available =141 kW | --> | C18 ex COOLMINE | Coolmine [T41,T42] | FINGLAS |  | 53.3873 | -6.4059
060295 | MV/LV Substation NE***295 |  | 20 kV | _ | LV | 200 kVA :Pole Substation | 0.2 | --> | 0.2 | 0 | 0 | Constrained, otherwise capacity available =164 kVA | --> | 0.19 | 0 | 0 | 0 | 0 | Constrained, otherwise capacity available =185 kW | --> | C17 ex CLONES | Clones [T41,T42] | SHANKILL |  | 54.1562 | -7.1406
062408 | MV/LV Substation TU***408 |  | 10 kV | _ | LV | 200 kVA :Kiosk Substation | 0.2 | --> | 0.2 | 0.163 | 1.03 |  | --> | 0.19 | 0 | 0.033 | 0 | 0 | Constrained, otherwise capacity available =160 kW | --> | C15 ex LITTLE MILLS | Little Mills [T41] | DUNDALK |  | 53.9804 | -6.3986
074081 | MV/LV Substation LA***081 |  | 20 kV | _ | LV | 630 kVA :Building Structure | 0.63 | --> | 0.63 | 0 | 0 | Constrained, otherwise capacity available =557 kVA | --> | 0.598 | 0 | 0 | 0 | 0 | Constrained, otherwise capacity available =588 kW | --> | C16 ex CARRICK ON SHANNON | Carrick On Shannon [T41,T42] | CARRICK ON SHANNON |  | 53.8188 | -8.1114
1844053 | MV/LV Substation SL***4053 |  | 10 kV | _ | LV | 200 kVA :Pole Substation | 0.2 | --> | 0.2 | 0.189 | 3.38 |  | --> | 0.19 | 0 | 0 | 0 | 0 | Constrained, otherwise capacity available =188 kW | --> | C13 ex CASTLEBLAYNEY | Castleblayney [T41,T42] | DUNDALK |  | 54.1225 | -6.7374
020646X | MV/LV Substation DA***646X |  | 10 kV | _ | LV | 400 kVA :Kiosk Substation | 0.4 | --> | 0.4 | 0 | 0 | Constrained, otherwise capacity available =342 kVA | --> | 0.38 | 0 | 0.004 | 0 | 0 | Constrained, otherwise capacity available =369 kW | --> | C12 ex COOLCORCORAN | Coolcorcoran [T41,T42] | KNOCKEARAGH |  | 52.0652 | -9.51
017016Y | MV/LV Substation BA***016Y |  | 20 kV | _ | LV | 200 kVA :Pole Substation | 0.2 | --> | 0.2 | 0.178 | 7.48 |  | --> | 0.19 | 0 | 0 | 0 | 0 | Constrained, otherwise capacity available =187 kW | --> | E12 ex CHURCHTOWN | Churchtown [T422] | RATHKEALE |  | 52.4192 | -9.1351
066663Z | MV/LV Substation BA***663Z |  | 20 kV | _ | LV | 400 kVA :Building Structure | 0.4 | --> | 0.4 | 0 | 0 | Constrained, otherwise capacity available =354 kVA | --> | 0.38 | 0 | 0 | 0 | 0 | Constrained, otherwise capacity available =374 kW | --> | E16 ex ASHBOURNE | Ashbourne [T421,T422] | FINGLAS |  | 53.5101 | -6.3954
426793 | MV/LV Substation MA***793 |  | 20 kV | _ | LV | 100 kVA :Pole Substation | 0.1 | --> | 0.1 | 0 | 0 | Constrained, otherwise capacity available =92 kVA | --> | 0.095 | 0 | 0 | 0 | 0 | Constrained, otherwise capacity available =94 kW | --> | E16 ex DINGLE | Dingle [T421,T422] | OUGHTRAGH |  | 52.1352 | -10.2662
156456Z | MV/LV Substation BA***456Z |  | 10 kV | _ | LV | 50 kVA :Pole Substation | 0.05 | --> | 0.05 | 0.047 | 2.47 |  | --> | 0.048 | 0 | 0 | 0 | 0 | Constrained, otherwise capacity available =47 kW | --> | C12 ex TELAYDON | Telaydon [T42,T421] | LISDRUM |  | 54.2613 | -6.9653
033054Y | MV/LV Substation AB***054Y |  | 10 kV | _ | LV | 100 kVA :Pole Substation | 0.1 | --> | 0.1 | 0 | 0 | Constrained, otherwise capacity available =83 kVA | --> | 0.095 | 0 | 0 | 0 | 0 | Constrained, otherwise capacity available =93 kW | --> | C12 ex BALLYHALE | Ballyhale [T42,T421] | KILKENNY |  | 52.4832 | -7.2161
0544385 | MV/LV Substation NO***4385 |  | 20 kV | _ | LV | 50 kVA :Pole Substation | 0.05 | --> | 0.05 | 0 | 0 | Constrained, otherwise capacity available =45 kVA | --> | 0.048 | 0 | 0 | 0 | 0 | Constrained, otherwise capacity available =47 kW | --> | E13 ex ABBEYLEIX | Abbeyleix [T422] | PORTLAOISE |  | 52.9066 | -7.3778
012217Y | MV/LV Substation LA***217Y |  | 10 kV | _ | LV | 50 kVA :Pole Substation | 0.05 | --> | 0.05 | 0.049 | 1.99 |  | --> | 0.048 | 0 | 0 | 0 | 0 | Constrained, otherwise capacity available =47 kW | --> | C20 ex GRAIGUE | Graigue [T41,T42] | CARLOW |  | 52.8415 | -6.9548
0504526 | MV/LV Substation TR***4526 |  | 10 kV | _ | LV | 50 kVA :Pole Substation | 0.05 | --> | 0.05 | 0.05 | 7.61 |  | --> | 0.048 | 0 | 0 | 0 | 0 | Constrained, otherwise capacity available =48 kW | --> | C20 ex GARRYCASTLE | Garrycastle [T41,T42] | ATHLONE |  | 53.4258 | -7.9033
099256X | MV/LV Substation GL***256X |  | 10 kV | _ | LV | 400 kVA :Kiosk Substation | 0.4 | --> | 0.4 | 0.315 | 5.45 |  | --> | 0.38 | 0 | 0.008 | 0 | 0 | Constrained, otherwise capacity available =362 kW | --> | C14 ex GORTLEE | Gortlee [T41,T42] | LETTERKENNY |  | 54.9645 | -7.7587
281471Y | MV/LV Substation MO***471Y |  | 10 kV | _ | LV | 630 kVA :Building Structure | 0.63 | --> | 0.63 | 0.5 | 10.79 |  | --> | 0.598 | 0 | 0.04 | 0.5 | 0 |  | --> | C12 ex FACTORY CROSS | Factory Cross [T41,T42] | BARNAHELY |  | 51.8242 | -8.3304
2444012 | MV/LV Substation MO***4012 |  | 20 kV | _ | LV | 50 kVA :Pole Substation | 0.05 | --> | 0.05 | 0 | 0 | Constrained, otherwise capacity available =48 kVA | --> | 0.048 | 0 | 0.01 | 0 | 0 | Constrained, otherwise capacity available =40 kW | --> | E12 ex MILLTOWN (SR) | Milltown (sr) [T421,T422] | OUGHTRAGH |  | 52.0866 | -9.772
074277X | MV/LV Substation TH***277X |  | 20 kV | _ | LV | 50 kVA :Pole Substation | 0.05 | --> | 0.05 | 0 | 0 | Constrained, otherwise capacity available =36 kVA | --> | 0.048 | 0 | 0 | 0 | 0 | Constrained, otherwise capacity available =46 kW | --> | C16 ex CARRICK ON SHANNON | Carrick On Shannon [T41,T42] | CARRICK ON SHANNON |  | 53.9347 | -8.1093
075394Y | MV/LV Substation CH***394Y |  | 20 kV | _ | LV | 400 kVA :Kiosk Substation | 0.4 | --> | 0.4 | 0.342 | 4.38 |  | --> | 0.38 | 0 | 0.005 | 0.368 | 0 |  | --> | E18 ex CRANE | Crane [T122] | CRANE |  | 52.5146 | -6.2829
022781 | MV/LV Substation CA***781 |  | 10 kV | _ | LV | 100 kVA :Pole Substation | 0.1 | --> | 0.1 | 0.094 | 4.55 |  | --> | 0.095 | 0 | 0.006 | 0 | 0 | Constrained, otherwise capacity available =90 kW | --> | C12 ex MALLOW | Mallow [T41,T42] | MALLOW |  | 52.1425 | -8.6134
2884192 | MV/LV Substation DA***4192 |  | 10 kV | _ | LV | 630 kVA :Kiosk Substation | 0.63 | --> | 0.63 | 0.5 | 2.36 |  | --> | 0.598 | 0 | 0 | 0.5 | 0 |  | --> | C11 ex BRAY | Bray [T41,T42] | FASSAROE |  | 53.1876 | -6.1673
281404Y | MV/LV Substation ES***404Y |  | 10 kV | _ | LV | 400 kVA :Kiosk Substation | 0.4 | --> | 0.4 | 0.316 | 6.78 |  | --> | 0.38 | 0 | 0.011 | 0.36 | 0 |  | --> | C26 ex CASTLEVIEW | Castleview [T101,T102] | CASTLEVIEW |  | 51.8877 | -8.3956
1394360 | MV/LV Substation DR***4360 |  | 10 kV | _ | LV | 50 kVA :Pole Substation | 0.05 | --> | 0.05 | 0.05 | 4 |  | --> | 0.048 | 0 | 0 | 0 | 0 | Constrained, otherwise capacity available =48 kW | --> | C14 ex BALLYJAMESDUFF | Ballyjamesduff [T41,T42] | SHANKILL |  | 53.8681 | -7.1021
077956 | MV/LV Substation GR***956 |  | 20 kV | _ | LV | 50 kVA :Pole Substation | 0.05 | --> | 0.05 | 0 | 0 | Constrained, otherwise capacity available =46 kVA | --> | 0.048 | 0 | 0 | 0 | 0 | Constrained, otherwise capacity available =47 kW | --> | E18 ex PATRICKSWELL | Patrickswell [T421,T422] | LIMERICK |  | 52.5978 | -8.6965
293827X | MV/LV Substation BA***827X |  | 20 kV | _ | LV | 50 kVA :Pole Substation | 0.05 | --> | 0.05 | 0.041 | 0.43 |  | --> | 0.048 | 0 | 0.01 | 0 | 0 | Constrained, otherwise capacity available =39 kW | --> | E19 ex TULLOW | Tullow [T421,T422] | CARLOW |  | 52.8119 | -6.6252
007779Z | MV/LV Substation WE***779Z |  | 10 kV | _ | LV | 400 kVA :Building Structure | 0.4 | --> | 0.4 | 0 | 0 | Constrained, otherwise capacity available =372 kVA | --> | 0.38 | 0 | 0 | 0 | 0 | Constrained, otherwise capacity available =376 kW | --> | C13 ex MULGANNON | Mulgannon [T41,T42] | WEXFORD |  | 52.3076 | -6.4593
066403Z | MV/LV Substation ST***403Z |  | 20 kV | _ | LV | 200 kVA :Kiosk Substation | 0.2 | --> | 0.2 | 0 | 0 | Constrained, otherwise capacity available =150 kVA | --> | 0.19 | 0 | 0 | 0 | 0 | Constrained, otherwise capacity available =183 kW | --> | E18 ex BALTRASNA | Baltrasna [T121,T122] | BALTRASNA |  | 53.5011 | -6.4722
058075 | MV/LV Substation ME***075 |  | 10 kV | _ | LV | 400 kVA :Kiosk Substation | 0.4 | --> | 0.4 | 0.321 | 3 |  | --> | 0.38 | 0 | 0.018 | 0 | 0 | Constrained, otherwise capacity available =356 kW | --> | C18 ex NENAGH | Nenagh [T41,T42] | NENAGH |  | 52.8677 | -8.2015
081571Y | MV/LV Substation EL***571Y |  | 10 kV | _ | LV | 50 kVA :Pole Substation | 0.05 | --> | 0.05 | 0 | 0 | Constrained, otherwise capacity available =42 kVA | --> | 0.048 | 0 | 0 | 0 | 0 | Constrained, otherwise capacity available =46 kW | --> | C18 ex CELBRIDGE | Celbridge [T41,T42] | GRIFFINRATH |  | 53.3299 | -6.5171
081206Y | MV/LV Substation CO***206Y |  | 10 kV | _ | LV | 50 kVA :Pole Substation | 0.05 | --> | 0.05 | 0 | 0 |  | --> | 0.048 | 0 | 0.02 | 0 | 0 | Constrained, otherwise capacity available =25 kW | --> | C16 ex LEIXLIP | Leixlip [T41,T42] | GRIFFINRATH |  | 53.3447 | -6.5061
023781Y | MV/LV Substation CO***781Y |  | 20 kV | _ | LV | 400 kVA :Building Structure | 0.4 | --> | 0.4 | 0 | 0 | Constrained, otherwise capacity available =337 kVA | --> | 0.38 | 0 | 0.008 | 0 | 0 | Constrained, otherwise capacity available =365 kW | --> | E11 ex CASTLELYONS | Castlelyons [T421,T422] | BARRYMORE |  | 52.0988 | -8.2754
220382 | MV/LV Substation SE***382 |  | 20 kV | _ | LV | 100 kVA :Pole Substation | 0.1 | --> | 0.1 | 0.078 | 1.36 |  | --> | 0.095 | 0 | 0 | 0 | 0 | Constrained, otherwise capacity available =92 kW | --> | C12 ex CROSSMOLINA | Crossmolina [T41,T42] | MOY |  | 54.2777 | -9.3659
093418Z | MV/LV Substation RE***418Z |  | 10 kV | _ | LV | 400 kVA :Kiosk Substation | 0.4 | --> | 0.4 | 0 | 0 | Constrained, otherwise capacity available =243 kVA | --> | 0.38 | 0 | 0.015 | 0.347 | 0 |  | --> | C12 ex GRANGE (DR) | Grange (dr) [T41,T42] | GRANGE (DR) |  | 53.4004 | -6.1411
156806Y | MV/LV Substation DE***806Y |  | 20 kV | _ | LV | 50 kVA :Pole Substation | 0.05 | --> | 0.05 | 0 | 0 | Constrained, otherwise capacity available =49 kVA | --> | 0.048 | 0 | 0.01 | 0 | 0 | Constrained, otherwise capacity available =40 kW | --> | E14 ex EMYVALE | Emyvale [T422] | LISDRUM |  | 54.3383 | -6.9574
081119Z | MV/LV Substation MO***119Z |  | 10 kV | _ | LV | 400 kVA :Kiosk Substation | 0.4 | --> | 0.4 | 0 | 0 | Constrained, otherwise capacity available =292 kVA | --> | 0.38 | 0 | 0.024 | 0.347 | 0 |  | --> | C34 ex CLONDALKIN | Clondalkin [T41,T42,T44] | INCHICORE 220KV |  | 53.3209 | -6.3806
153391X | MV/LV Substation GA***391X |  | 20 kV | _ | LV | 630 kVA :Kiosk Substation | 0.63 | --> | 0.63 | 0 | 0 | Constrained, otherwise capacity available =562 kVA | --> | 0.598 | 0 | 0.005 | 0 | 0 | Constrained, otherwise capacity available =586 kW | --> | E17 ex BIRDHILL | Birdhill [T421,T422] | ARDNACRUSHA |  | 52.8097 | -8.4387
009642 | MV/LV Substation CH***642 |  | 20 kV | _ | LV | 100 kVA :Pole Substation | 0.1 | --> | 0.1 | 0 | 0 | Constrained, otherwise capacity available =77 kVA | --> | 0.095 | 0 | 0.005 | 0 | 0 | Constrained, otherwise capacity available =88 kW | --> | E11 ex KILCARRAGH | Kilcarragh [T421,T422] | BUTLERSTOWN |  | 52.2691 | -6.9959
1164206 | MV/LV Substation TE***4206 |  | 10 kV | _ | LV | 50 kVA :Pole Substation | 0.05 | --> | 0.05 | 0.05 | 7.32 |  | --> | 0.048 | 0 | 0 | 0.048 | 0 |  | --> | C12 ex CARROWBEG | Carrowbeg [T41,T42] | CARROWBEG |  | 53.754 | -9.4533
099018 | MV/LV Substation NE***018 |  | 10 kV | _ | LV | 200 kVA :Pole Substation | 0.2 | --> | 0.2 | 0 | 0 | Constrained, otherwise capacity available =159 kVA | --> | 0.19 | 0 | 0.009 | 0 | 0 | Constrained, otherwise capacity available =178 kW | --> | C12 ex CULLION | Cullion [T41,T42] | LETTERKENNY |  | 54.9419 | -7.7453
160837Y | MV/LV Substation MO***837Y |  | 20 kV | _ | LV | 400 kVA :Building Structure | 0.4 | --> | 0.4 | 0 | 0 | Constrained, otherwise capacity available =343 kVA | --> | 0.38 | 0 | 0 | 0 | 0 | Constrained, otherwise capacity available =373 kW | --> | C21 ex PORTARLINGTON | Portarlington [T43] | BLAKE |  | 53.1367 | -7.0652
032510Y | MV/LV Substation BU***510Y |  | 20 kV | _ | LV | 200 kVA :Pole Substation | 0.2 | --> | 0.2 | 0 | 0 | Constrained, otherwise capacity available =181 kVA | --> | 0.19 | 0 | 0 | 0 | 0 | Constrained, otherwise capacity available =187 kW | --> | C21 ex TRAMORE | Tramore [T41,T42] | BUTLERSTOWN |  | 52.1405 | -7.3667
002082X | MV/LV Substation WC***082X |  | 10 kV | _ | LV | 200 kVA :Kiosk Substation | 0.2 | --> | 0.2 | 0.2 | 4.51 |  | --> | 0.19 | 0 | 0 | 0.19 | 0 |  | --> | C20 ex BOGHALL ROAD | Boghall Road [T41,T42] | FASSAROE |  | 53.1795 | -6.0935
006725 | MV/LV Substation KI***725 |  | 20 kV | _ | LV | 50 kVA :Pole Substation | 0.05 | --> | 0.05 | 0.041 | 4.38 |  | --> | 0.048 | 0 | 0 | 0.046 | 0 |  | --> | E18 ex CRANE | Crane [T122] | CRANE |  | 52.4579 | -6.3335
049791Y | MV/LV Substation GL***791Y |  | 10 kV | _ | LV | 630 kVA :Kiosk Substation | 0.63 | --> | 0.63 | 0.5 | 2.8 |  | --> | 0.598 | 0 | 0 | 0 | 0 | Constrained, otherwise capacity available =593 kW | --> | C17 ex GLEBE | Glebe [T41,T42] | RICHMOND |  | 53.7196 | -7.7946
011471 | MV/LV Substation WE***471 |  | 10 kV | _ | LV | 100 kVA :Pole Substation | 0.1 | --> | 0.1 | 0 | 0 | Constrained, otherwise capacity available =71 kVA | --> | 0.095 | 0 | 0.008 | 0 | 0 | Constrained, otherwise capacity available =85 kW | --> | C17 ex ROSEHILL | Rosehill [T41,T42] | KILKENNY |  | 52.6422 | -7.2658
026822X | MV/LV Substation CA***822X |  | 10 kV | _ | LV | 50 kVA :Pole Substation | 0.05 | --> | 0.05 | 0.048 | 8.66 |  | --> | 0.048 | 0 | 0.005 | 0 | 0 | Constrained, otherwise capacity available =44 kW | --> | C14 ex BANDON | Bandon [T101,T42] | BANDON |  | 51.7514 | -8.6999
0154175 | MV/LV Substation FI***4175 |  | 10 kV | _ | LV | 400 kVA :Kiosk Substation | 0.4 | --> | 0.4 | 0.346 | 12.6 |  | --> | 0.38 | 0 | 0.006 | 0.368 | 0 |  | --> | C22 ex MONREAD | Monread [T101,T102] | MONREAD |  | 53.2214 | -6.673
210377Y | MV/LV Substation VI***377Y |  | 10 kV | _ | LV | 200 kVA :Pole Substation | 0.2 | --> | 0.2 | 0.052 | 1.15 |  | --> | 0.19 | 0 | 0 | 0 | 0 | Constrained, otherwise capacity available =169 kW | --> | C17 ex TULLYNAMALRA | Tullynamalra [T41,T42] | MEATH HILL |  | 54.0586 | -6.8148
164844X | MV/LV Substation HA***844X |  | 10 kV | _ | LV | 400 kVA :Kiosk Substation | 0.4 | --> | 0.4 | 0 | 0 | Constrained, otherwise capacity available =340 kVA | --> | 0.38 | 0 | 0 | 0 | 0 | Constrained, otherwise capacity available =372 kW | --> | C15 ex SKIBBEREEN | Skibbereen [T41,T42] | DUNMANWAY |  | 51.5466 | -9.2579
019015 | MV/LV Substation DE***015 |  | 10 kV | _ | LV | 630 kVA :Building Structure | 0.63 | --> | 0.63 | 0.265 | 1.54 |  | --> | 0.598 | 0 | 0.011 | 0 | 0 | Constrained, otherwise capacity available =538 kW | --> | C16 ex BALLYARD | Ballyard [T41,T42] | TRALEE |  | 52.2684 | -9.7046
062899X | MV/LV Substation R ***899X |  | 10 kV | _ | LV | 100 kVA :Pole Substation | 0.1 | --> | 0.1 | 0.092 | 0.72 |  | --> | 0.095 | 0 | 0 | 0 | 0 | Constrained, otherwise capacity available =94 kW | --> | C15 ex COES ROAD | Coes Road [T41,T42] | DUNDALK |  | 54.0003 | -6.376
0624442 | MV/LV Substation RA***4442 |  | 10 kV | _ | LV | 630 kVA :Kiosk Substation | 0.63 | --> | 0.63 | 0.5 | 3.12 |  | --> | 0.598 | 0 | 0.097 | 0 | 0 | Constrained, otherwise capacity available =520 kW | --> | C21 ex MARSHES | Marshes [T41,T42] | DUNDALK |  | 53.9619 | -6.3902
039899X | MV/LV Substation AN***899X |  | 10 kV | _ | LV | 200 kVA :Kiosk Substation | 0.2 | --> | 0.2 | 0.154 | 11.03 |  | --> | 0.19 | 0 | 0.003 | 0.181 | 0 |  | --> | C28 ex SALTHILL | Salthill [T101,T102] | SALTHILL |  | 53.2521 | -9.1531
010696 | MV/LV Substation RA***696 |  | 10 kV | _ | LV | 50 kVA :Pole Substation | 0.05 | --> | 0.05 | 0 | 0 | Constrained, otherwise capacity available =46 kVA | --> | 0.048 | 0 | 0 | 0 | 0 | Constrained, otherwise capacity available =47 kW | --> | C16 ex GRAIGUENAMANAGH | Graiguenamanagh [T41,T42] | KILKENNY |  | 52.5217 | -7.0196
064033Z | MV/LV Substation SI***033Z |  | 10 kV | _ | LV | 200 kVA :Kiosk Substation | 0.2 | --> | 0.2 | 0 | 0 | Constrained, otherwise capacity available =108 kVA | --> | 0.19 | 0 | 0.01 | 0 | 0 | Constrained, otherwise capacity available =170 kW | --> | C18 ex RATHMULLAN | Rathmullan [T41,T42] | DRYBRIDGE |  | 53.707 | -6.3519
377092Y | MV/LV Substation DO***092Y |  | 20 kV | _ | LV | 50 kVA :Pole Substation | 0.05 | --> | 0.05 | 0 | 0 | Constrained, otherwise capacity available =49 kVA | --> | 0.048 | 0 | 0 | 0 | 0 | Constrained, otherwise capacity available =47 kW | --> | E18 ex GURRANEBANE | Gurranebane [T421,T422] | OUGHTRAGH |  | 51.8797 | -10.372
210694Y | MV/LV Substation TU***694Y |  | 10 kV | _ | LV | 50 kVA :Pole Substation | 0.05 | --> | 0.05 | 0.035 | 1.15 |  | --> | 0.048 | 0 | 0 | 0 | 0 | Constrained, otherwise capacity available =46 kW | --> | C15 ex TULLYNAMALRA | Tullynamalra [T41,T42] | MEATH HILL |  | 54.0619 | -6.8076
007006 | MV/LV Substation TR***006 |  | 10 kV | _ | LV | 400 kVA :Building Structure | 0.4 | --> | 0.4 | 0 | 0 | Constrained, otherwise capacity available =301 kVA | --> | 0.38 | 0 | 0.009 | 0 | 0 | Constrained, otherwise capacity available =360 kW | --> | C19 ex MULGANNON | Mulgannon [T41,T42] | WEXFORD |  | 52.3333 | -6.4538
0634138 | MV/LV Substation MU***4138 |  | 10 kV | _ | LV | 50 kVA :Pole Substation | 0.05 | --> | 0.05 | 0 | 0 | Constrained, otherwise capacity available =50 kVA | --> | 0.048 | 0 | 0 | 0 | 0 | Constrained, otherwise capacity available =48 kW | --> | C18 ex BALLYBAILIE | Ballybailie [T41,T42] | DUNDALK |  | 53.9389 | -6.5424
293835Z | MV/LV Substation BA***835Z |  | 20 kV | _ | LV | 100 kVA :Pole Substation | 0.1 | --> | 0.1 | 0.098 | 2.83 |  | --> | 0.095 | 0 | 0 | 0 | 0 | Constrained, otherwise capacity available =95 kW | --> | E18 ex BAGENALSTOWN | Bagenalstown [T421,T422] | CARLOW |  | 52.7055 | -6.9113
305303 | MV/LV Substation BA***303 |  | 20 kV | _ | LV | 50 kVA :Pole Substation | 0.05 | --> | 0.05 | 0.046 | 4.61 |  | --> | 0.048 | 0 | 0 | 0 | 0 | Constrained, otherwise capacity available =47 kW | --> | E12 ex LUMCLOON | Lumcloon [T421,T422] | DALLOW |  | 53.2744 | -7.8175
0234391 | MV/LV Substation RA***4391 |  | 10 kV | _ | LV | 400 kVA :Kiosk Substation | 0.4 | --> | 0.4 | 0 | 0 | Constrained, otherwise capacity available =341 kVA | --> | 0.38 | 0 | 0 | 0 | 0 | Constrained, otherwise capacity available =372 kW | --> | C13 ex FERMOY NORTH | Fermoy North [T41,T42] | BARRYMORE |  | 52.143 | -8.2667
047003 | MV/LV Substation MA***003 |  | 20 kV | _ | LV | 400 kVA :Kiosk Substation | 0.4 | --> | 0.4 | 0.322 | 1.04 |  | --> | 0.38 | 0 | 0.003 | 0 | 0 | Constrained, otherwise capacity available =367 kW | --> | C18 ex BOYLE | Boyle [T41,T42] | CARRICK ON SHANNON |  | 53.8454 | -8.1959
127892 | MV/LV Substation SH***892 |  | 10 kV | _ | LV | 100 kVA :Pole Substation | 0.1 | --> | 0.1 | 0 | 0 | Constrained, otherwise capacity available =90 kVA | --> | 0.095 | 0 | 0.005 | 0 | 0 | Constrained, otherwise capacity available =90 kW | --> | C17 ex HOLYCROSS ROAD | Holycross Road [T41,T42] | THURLES |  | 52.687 | -8.0466
158015Y | MV/LV Substation NA***015Y |  | 10 kV | _ | LV | 50 kVA :Pole Substation | 0.05 | --> | 0.05 | 0 | 0 | Constrained, otherwise capacity available =50 kVA | --> | 0.048 | 0 | 0 | 0 | 0 | Constrained, otherwise capacity available =48 kW | --> | C16 ex ENNISTYMON | Ennistymon [T41,T42] | ENNIS |  | 52.9431 | -9.4253
0684138 | MV/LV Substation TR***4138 |  | 10 kV | _ | LV | 1000 kVA :Building Structure | 1 | --> | 1 | 0.5 | 28.43 |  | --> | 0.95 | 0 | 0 | 0.5 | 0 |  | --> | C47 ex BEDFORD ROW | Bedford Row [T41,T42,T43,T44] | FRANCIS STREET |  | 53.3437 | -6.262
180541X | MV/LV Substation OC***541X |  | 10 kV | _ | LV | 200 kVA :Pole Substation | 0.2 | --> | 0.2 | 0.152 | 1.4 |  | --> | 0.19 | 0 | 0.011 | 0 | 0 | Constrained, otherwise capacity available =175 kW | --> | C14 ex KELLS | Kells [T41,T42] | NAVAN |  | 53.7634 | -6.839
007551Z | MV/LV Substation KE***551Z |  | 10 kV | _ | LV | 100 kVA :Pole Substation | 0.1 | --> | 0.1 | 0 | 0 | Constrained, otherwise capacity available =59 kVA | --> | 0.095 | 0 | 0.047 | 0 | 0 | Constrained, otherwise capacity available =54 kW | --> | C18 ex MULGANNON | Mulgannon [T41,T42] | WEXFORD |  | 52.3183 | -6.4554
209369 | MV/LV Substation CU***369 |  | 10 kV | _ | LV | 50 kVA :Pole Substation | 0.05 | --> | 0.05 | 0 | 0 | Constrained, otherwise capacity available =45 kVA | --> | 0.048 | 0 | 0.005 | 0 | 0 | Constrained, otherwise capacity available =43 kW | --> | C16 ex MILFORD (NR) | Milford (nr) [T41,T42] | LETTERKENNY |  | 55.0494 | -7.833
137069 | MV/LV Substation CA***069 |  | 10 kV | _ | LV | 100 kVA :Pole Substation | 0.1 | --> | 0.1 | 0.093 | 2 |  | --> | 0.095 | 0 | 0 | 0 | 0 | Constrained, otherwise capacity available =94 kW | --> | C12 ex CAUSEWAY | Causeway [T41,T42] | TRALEE |  | 52.4816 | -9.6813
109436 | MV/LV Substation LI***436 |  | 10 kV | _ | LV | 630 kVA :Kiosk Substation | 0.63 | --> | 0.63 | 0 | 0 | Constrained, otherwise capacity available =553 kVA | --> | 0.598 | 0 | 0.046 | 0 | 0 | Constrained, otherwise capacity available =554 kW | --> | E16 ex DRUMLINE | Drumline [T421,T422] | DRUMLINE |  | 52.7122 | -8.8589
125175Y | MV/LV Substation GO***175Y |  | 10 kV | _ | LV | 50 kVA :Pole Substation | 0.05 | --> | 0.05 | 0 | 0 | Constrained, otherwise capacity available =44 kVA | --> | 0.048 | 0 | 0 | 0 | 0 | Constrained, otherwise capacity available =47 kW | --> | C20 ex CLOONLOUGH | Cloonlough [T41,T42] | BARRYMORE |  | 52.2403 | -8.2756
095639X | MV/LV Substation KI***639X |  | 10 kV | _ | LV | 200 kVA :Kiosk Substation | 0.2 | --> | 0.2 | 0.165 | 0.7 |  | --> | 0.19 | 0 | 0.026 | 0 | 0 | Constrained, otherwise capacity available =166 kW | --> | C14 ex KILRUSH | Kilrush [T41,T42] | TULLABRACK |  | 52.6446 | -9.4924
2884103 | MV/LV Substation BR***4103 |  | 10 kV | _ | LV | 630 kVA :Kiosk Substation | 0.63 | --> | 0.63 | 0 | 0 | Constrained, otherwise capacity available =68 kVA | --> | 0.598 | 0 | 0.035 | 0.491 | 0 |  | --> | C14 ex CARRICKMINES | Carrickmines [T41,T42] | CARRICKMINES |  | 53.2544 | -6.2003
021300Z | MV/LV Substation EL***300Z |  | 10 kV | _ | LV | 200 kVA :Pole Substation | 0.2 | --> | 0.2 | 0.1 | 6.78 |  | --> | 0.19 | 0 | 0 | 0.176 | 0 |  | --> | C39 ex CASTLEVIEW | Castleview [T101,T102] | CASTLEVIEW |  | 51.912 | -8.3037
032275Y | MV/LV Substation BA***275Y |  | 20 kV | _ | LV | 100 kVA :Pole Substation | 0.1 | --> | 0.1 | 0 | 0 | Constrained, otherwise capacity available =63 kVA | --> | 0.095 | 0 | 0 | 0 | 0 | Constrained, otherwise capacity available =90 kW | --> | C19 ex TRAMORE | Tramore [T41,T42] | BUTLERSTOWN |  | 52.2124 | -7.1116
081429Z | MV/LV Substation LO***429Z |  | 10 kV | _ | LV | 630 kVA :Kiosk Substation | 0.63 | --> | 0.63 | 0 | 0 | Constrained, otherwise capacity available =553 kVA | --> | 0.598 | 0 | 0 | 0 | 0 | Constrained, otherwise capacity available =588 kW | --> | C17 ex LEIXLIP | Leixlip [T41,T42] | GRIFFINRATH |  | 53.3695 | -6.5046
011136 | MV/LV Substation AR***136 |  | 10 kV | _ | LV | 400 kVA :Kiosk Substation | 0.4 | --> | 0.4 | 0 | 0 | Constrained, otherwise capacity available =247 kVA | --> | 0.38 | 0 | 0.02 | 0 | 0 | Constrained, otherwise capacity available =344 kW | --> | C19 ex ROSEHILL | Rosehill [T41,T42] | KILKENNY |  | 52.6444 | -7.2416
0674225 | MV/LV Substation SE***4225 |  | 10 kV | _ | LV | 630 kVA :Building Structure | 0.63 | --> | 0.63 | 0.5 | 6.81 |  | --> | 0.598 | 0 | 0 | 0.5 | 0 |  | --> | C04 ex AHANE | Ahane [T102] | AHANE |  | 52.6604 | -8.4996
036042 | MV/LV Substation OB***042 |  | 10 kV | _ | LV | 400 kVA :Building Structure | 0.4 | --> | 0.4 | 0.196 | 2.76 |  | --> | 0.38 | 0 | 0.02 | 0 | 0 | Constrained, otherwise capacity available =336 kW | --> | C16 ex KILROSS ROAD | Kilross Road [T42] | TIPPERARY |  | 52.4728 | -8.1655
250022X | MV/LV Substation ST***022X |  | 20 kV | _ | LV | 200 kVA :Pole Substation | 0.2 | --> | 0.2 | 0.171 | 1.26 |  | --> | 0.19 | 0 | 0 | 0 | 0 | Constrained, otherwise capacity available =186 kW | --> | E16 ex BALLYCROSSAUN | Ballycrossaun [T421,T422] | SOMERSET |  | 53.0958 | -8.2239
249740 | MV/LV Substation CO***740 |  | 10 kV | _ | LV | 50 kVA :Pole Substation | 0.05 | --> | 0.05 | 0 | 0 | Constrained, otherwise capacity available =33 kVA | --> | 0.048 | 0 | 0 | 0 | 0 | Constrained, otherwise capacity available =45 kW | --> | C19 ex LISMORE | Lismore [T41,T42] | DUNGARVAN |  | 52.1257 | -8.0385
075994 | MV/LV Substation CA***994 |  | 20 kV | _ | LV | 100 kVA :Pole Substation | 0.1 | --> | 0.1 | 0.087 | 17.8 |  | --> | 0.095 | 0 | 0.005 | 0.089 | 0 |  | --> | E13 ex BANOGE | Banoge [T121,T122] | BANOGE |  | 52.5679 | -6.2037
522006 | MV/LV Substation DR***006 |  | 10 kV | _ | LV | 200 kVA :Pole Substation | 0.2 | --> | 0.2 | 0 | 0 | Constrained, otherwise capacity available =200 kVA | --> | 0.19 | 0 | 0 | 0 | 0 | Constrained, otherwise capacity available =190 kW | --> | C12 ex OLDTOWN |  |  |  | 53.0189 | -7.2989
0074383 | MV/LV Substation CA***4383 |  | 20 kV | _ | LV | 50 kVA :Pole Substation | 0.05 | --> | 0.05 | 0.05 | 16.12 |  | --> | 0.048 | 0 | 0 | 0.048 | 0 |  | --> | E20 ex WEXFORD | Wexford [T121,T122] | WEXFORD |  | 52.3246 | -6.5535
011360X | MV/LV Substation SI***360X |  | 10 kV | _ | LV | 100 kVA :Pole Substation | 0.1 | --> | 0.1 | 0.1 | 5.05 |  | --> | 0.095 | 0 | 0 | 0 | 0 | Constrained, otherwise capacity available =95 kW | --> | C14 ex MCDONAGH | Mcdonagh [T41,T42] | KILKENNY |  | 52.647 | -7.2268
235770X | MV/LV Substation CL***770X |  | 20 kV | _ | LV | 200 kVA :Pole Substation | 0.2 | --> | 0.2 | 0 | 0 | Constrained, otherwise capacity available =195 kVA | --> | 0.19 | 0 | 0 | 0 | 0 | Constrained, otherwise capacity available =189 kW | --> | E11 ex BEALNABLATH | Bealnablath [T421] | BANDON |  | 51.8502 | -8.7823
377911 | MV/LV Substation MU***911 |  | 20 kV | _ | LV | 50 kVA :Pole Substation | 0.05 | --> | 0.05 | 0 | 0 | Constrained, otherwise capacity available =42 kVA | --> | 0.048 | 0 | 0 | 0 | 0 | Constrained, otherwise capacity available =46 kW | --> | E16 ex GURRANEBANE | Gurranebane [T421,T422] | OUGHTRAGH |  | 51.8438 | -10.1889
220913 | MV/LV Substation G ***913 |  | 10 kV | _ | LV | 100 kVA :Pole Substation | 0.1 | --> | 0.1 | 0.065 | 1.36 |  | --> | 0.095 | 0 | 0.005 | 0 | 0 | Constrained, otherwise capacity available =86 kW | --> | C15 ex CROSSMOLINA | Crossmolina [T41,T42] | MOY |  | 54.1043 | -9.3065
250809 | MV/LV Substation SH***809 |  | 20 kV | _ | LV | 50 kVA :Building Structure | 0.05 | --> | 0.05 | 0.034 | 1.26 |  | --> | 0.048 | 0 | 0 | 0 | 0 | Constrained, otherwise capacity available =45 kW | --> | E16 ex BALLYCROSSAUN | Ballycrossaun [T421,T422] | SOMERSET |  | 53.0939 | -8.202
150366X | MV/LV Substation VI***366X |  | 20 kV | _ | LV | 630 kVA :Building Structure | 0.63 | --> | 0.63 | 0.5 | 3.96 |  | --> | 0.598 | 0 | 0.03 | 0 | 0 | Constrained, otherwise capacity available =564 kW | --> | E21 ex STRANORLAR | Stranorlar [T421,T422] | LETTERKENNY |  | 54.8007 | -7.7812
0254180 | MV/LV Substation GA***4180 |  | 20 kV | _ | LV | 200 kVA :Kiosk Substation | 0.2 | --> | 0.2 | 0.177 | 2.96 |  | --> | 0.19 | 0 | 0.006 | 0 | 0 | Constrained, otherwise capacity available =182 kW | --> | E11 ex CHARLEVILLE | Charleville [T421,T422] | CHARLEVILLE |  | 52.4249 | -8.6583
089355 | MV/LV Substation CO***355 |  | 20 kV | _ | LV | 100 kVA :Pole Substation | 0.1 | --> | 0.1 | 0 | 0 | Constrained, otherwise capacity available =76 kVA | --> | 0.095 | 0 | 0 | 0 | 0 | Constrained, otherwise capacity available =92 kW | --> | E20 ex COLLOONEY | Collooney [T421,T422] | SLIGO |  | 54.2615 | -8.7694
014408X | MV/LV Substation TO***408X |  | 20 kV | _ | LV | 50 kVA :Pole Substation | 0.05 | --> | 0.05 | 0 | 0 | Constrained, otherwise capacity available =50 kVA | --> | 0.048 | 0 | 0 | 0 | 0 | Constrained, otherwise capacity available =48 kW | --> | C11 ex KILDARE | Kildare [T41,T42] | NEWBRIDGE |  | 53.1617 | -7.0153
249758 | MV/LV Substation CR***758 |  | 10 kV | _ | LV | 50 kVA :Pole Substation | 0.05 | --> | 0.05 | 0 | 0 | Constrained, otherwise capacity available =40 kVA | --> | 0.048 | 0 | 0.005 | 0 | 0 | Constrained, otherwise capacity available =42 kW | --> | C19 ex LISMORE | Lismore [T41,T42] | DUNGARVAN |  | 52.1436 | -8.0513
068176X | MV/LV Substation NO***176X |  | 10 kV | _ | LV | 1000 kVA :Building Structure | 1 | --> | 1 | 0 | 0 | Constrained, otherwise capacity available =496 kVA | --> | 0.95 | 0 | 0 | 0.5 | 0 |  | --> | C15 ex WATLING STREET | Watling Street [T41,T42] | FRANCIS STREET |  | 53.3501 | -6.2814
017942X | MV/LV Substation CH***942X |  | 20 kV | _ | LV | 200 kVA :Pole Substation | 0.2 | --> | 0.2 | 0.174 | 1.98 |  | --> | 0.19 | 0 | 0 | 0 | 0 | Constrained, otherwise capacity available =186 kW | --> | E11 ex RATHKEALE | Rathkeale [T421,T422] | RATHKEALE |  | 52.6019 | -8.9717
032409 | MV/LV Substation KN***409 |  | 10 kV | _ | LV | 50 kVA :Pole Substation | 0.05 | --> | 0.05 | 0 | 0 | Constrained, otherwise capacity available =30 kVA | --> | 0.048 | 0 | 0 | 0 | 0 | Constrained, otherwise capacity available =45 kW | --> | C18 ex TRAMORE | Tramore [T41,T42] | BUTLERSTOWN |  | 52.2159 | -7.1649
021120 | MV/LV Substation PO***120 |  | 10 kV | _ | LV | 400 kVA :Building Structure | 0.4 | --> | 0.4 | 0.241 | 7.88 |  | --> | 0.38 | 0 | 0 | 0.358 | 0 |  | --> | C28 ex LIBERTY STREET | Liberty Street [T101,T102] | LIBERTY STREET |  | 51.9019 | -8.4771
011001Z | MV/LV Substation CL***001Z |  | 10 kV | _ | LV | 400 kVA :Kiosk Substation | 0.4 | --> | 0.4 | 0 | 0 | Constrained, otherwise capacity available =292 kVA | --> | 0.38 | 0 | 0.04 | 0 | 0 | Constrained, otherwise capacity available =335 kW | --> | C14 ex GORESBRIDGE | Goresbridge [T41,T42] | KILKENNY |  | 52.6066 | -6.9197
009112 | MV/LV Substation IN***112 |  | 10 kV | _ | LV | 1000 kVA :Building Structure | 1 | --> | 1 | 0 | 0 | Constrained, otherwise capacity available =754 kVA | --> | 0.95 | 0 | 0.061 | 0 | 0 | Constrained, otherwise capacity available =871 kW | --> | C18 ex WATERFORD IND EST | Waterford Ind Est [T41,T42,T44] | BUTLERSTOWN |  | 52.2456 | -7.147
365470X | MV/LV Substation RO***470X |  | 10 kV | _ | LV | 200 kVA :Pole Substation | 0.2 | --> | 0.2 | 0 | 0 | Constrained, otherwise capacity available =200 kVA | --> | 0.19 | 0 | 0 | 0.19 | 0 |  | --> | C22 ex FORTUNESTOWN | Fortunestown [T101,T102] | INCHICORE 220KV |  | 53.2924 | -6.44
276851 | MV/LV Substation RY***851 |  | 10 kV | _ | LV | 630 kVA :Kiosk Substation | 0.63 | --> | 0.63 | 0.491 | 0.76 |  | --> | 0.598 | 0 | 0.014 | 0 | 0 | Constrained, otherwise capacity available =569 kW | --> | C11 ex WOODFORD | Woodford [T41,T42] | KNOCKEARAGH |  | 52.0589 | -9.4853
130201 | MV/LV Substation GR***201 |  | 20 kV | _ | LV | 100 kVA :Pole Substation | 0.1 | --> | 0.1 | 0.072 | 2.55 |  | --> | 0.095 | 0 | 0.005 | 0 | 0 | Constrained, otherwise capacity available =87 kW | --> | E18 ex EDGEWORTHSTOWN | Edgeworthstown [T421,T422] | RICHMOND |  | 53.696 | -7.6034
503442 | MV/LV Substation IN***442 |  | 20 kV | _ | LV | 100 kVA :Pole Substation | 0.1 | --> | 0.1 | 0.068 | 1.69 |  | --> | 0.095 | 0 | 0 | 0 | 0 | Constrained, otherwise capacity available =90 kW | --> | C18 ex NEWTOWNCUNNINGHAM | Newtowncunningham [T41,T42] | LETTERKENNY |  | 55.051 | -7.4437
073998 | MV/LV Substation SL***998 |  | 20 kV | _ | LV | 400 kVA :Kiosk Substation | 0.4 | --> | 0.4 | 0 | 0 | Constrained, otherwise capacity available =275 kVA | --> | 0.38 | 0 | 0.03 | 0 | 0 | Constrained, otherwise capacity available =340 kW | --> | C16 ex MOATE | Moate [T41,T42] | ATHLONE |  | 53.4017 | -7.7159
075356X | MV/LV Substation AS***356X |  | 20 kV | _ | LV | 50 kVA :Pole Substation | 0.05 | --> | 0.05 | 0.026 | 17.8 |  | --> | 0.048 | 0 | 0 | 0.044 | 0 |  | --> | E13 ex BANOGE | Banoge [T121,T122] | BANOGE |  | 52.6002 | -6.2351
162474X | MV/LV Substation PA***474X |  | 20 kV | _ | LV | 400 kVA :Kiosk Substation | 0.4 | --> | 0.4 | 0.246 | 0.25 | Constrained, otherwise capacity available =340 kVA | --> | 0.38 | 0 | 0.002 | 0 | 0 | Constrained, otherwise capacity available =370 kW | --> | C12 ex ROSSGEIR | Rossgeir [T41,T42] | LETTERKENNY |  | 54.8051 | -7.5915
049189Z | MV/LV Substation VI***189Z |  | 10 kV | _ | LV | 200 kVA :Pole Substation | 0.2 | --> | 0.2 | 0.199 | 2.8 |  | --> | 0.19 | 0 | 0 | 0 | 0 | Constrained, otherwise capacity available =190 kW | --> | C18 ex GLEBE | Glebe [T41,T42] | RICHMOND |  | 53.7214 | -7.7696
0824212 | MV/LV Substation GL***4212 |  | 20 kV | _ | LV | 50 kVA :Pole Substation | 0.05 | --> | 0.05 | 0 | 0 | Constrained, otherwise capacity available =48 kVA | --> | 0.048 | 0 | 0.01 | 0 | 0 | Constrained, otherwise capacity available =40 kW | --> | E19 ex SLANE | Slane [T421] | DRYBRIDGE |  | 53.6866 | -6.6196
250300 | MV/LV Substation SH***300 |  | 20 kV | _ | LV | 100 kVA :Pole Substation | 0.1 | --> | 0.1 | 0.066 | 1.26 |  | --> | 0.095 | 0 | 0.009 | 0 | 0 | Constrained, otherwise capacity available =84 kW | --> | E16 ex BALLYCROSSAUN | Ballycrossaun [T421,T422] | SOMERSET |  | 53.0939 | -8.2114
281101X | MV/LV Substation QU***101X |  | 10 kV | _ | LV | 400 kVA :Building Structure | 0.4 | --> | 0.4 | 0.383 | 5.49 |  | --> | 0.38 | 0 | 0 | 0.378 | 0 |  | --> | C11 ex TRABEG | Trabeg [T101,T102] | TRABEG |  | 51.891 | -8.4695
093294Z | MV/LV Substation LA***294Z |  | 10 kV | _ | LV | 400 kVA :Kiosk Substation | 0.4 | --> | 0.4 | 0 | 0 | Constrained, otherwise capacity available =344 kVA | --> | 0.38 | 0 | 0 | 0.372 | 0 |  | --> | C24 ex POPPINTREE | Poppintree [T101,T102] | FINGLAS |  | 53.4049 | -6.2945
127918X | MV/LV Substation PU***918X |  | 10 kV | _ | LV | 400 kVA :Building Structure | 0.4 | --> | 0.4 | 0 | 0 | Constrained, otherwise capacity available =342 kVA | --> | 0.38 | 0 | 0 | 0 | 0 | Constrained, otherwise capacity available =372 kW | --> | C11 ex HOLYCROSS ROAD | Holycross Road [T41,T42] | THURLES |  | 52.5938 | -7.8189
056023X | MV/LV Substation PO***023X |  | 20 kV | _ | LV | 50 kVA :Pole Substation | 0.05 | --> | 0.05 | 0.05 | 1.26 |  | --> | 0.048 | 0 | 0 | 0 | 0 | Constrained, otherwise capacity available =48 kW | --> | E15 ex BALLYCROSSAUN | Ballycrossaun [T421,T422] | SOMERSET |  | 53.0963 | -8.1824
160036Y | MV/LV Substation EY***036Y |  | 10 kV | _ | LV | 200 kVA :Pole Substation | 0.2 | --> | 0.2 | 0 | 0 | Constrained, otherwise capacity available =174 kVA | --> | 0.19 | 0 | 0 | 0 | 0 | Constrained, otherwise capacity available =186 kW | --> | C20 ex MOUNTMELLICK | Mountmellick [T41,T42] | PORTLAOISE |  | 53.0827 | -7.2696
244827 | MV/LV Substation AR***827 |  | 20 kV | _ | LV | 100 kVA :Pole Substation | 0.1 | --> | 0.1 | 0 | 0 | Constrained, otherwise capacity available =77 kVA | --> | 0.095 | 0 | 0 | 0 | 0 | Constrained, otherwise capacity available =92 kW | --> | E12 ex MILLTOWN (SR) | Milltown (sr) [T421,T422] | OUGHTRAGH |  | 52.0598 | -9.8397
060022 | MV/LV Substation ST***022 |  | 10 kV | _ | LV | 400 kVA :Kiosk Substation | 0.4 | --> | 0.4 | 0.293 | 2.57 |  | --> | 0.38 | 0 | 0 | 0 | 0 | Constrained, otherwise capacity available =365 kW | --> | C19 ex ERRIGAL | Errigal [T41,T422] | SHANKILL |  | 54.0752 | -7.0823
160274Y | MV/LV Substation MO***274Y |  | 20 kV | _ | LV | 100 kVA :Pole Substation | 0.1 | --> | 0.1 | 0 | 0 | Constrained, otherwise capacity available =100 kVA | --> | 0.095 | 0 | 0 | 0 | 0 | Constrained, otherwise capacity available =95 kW | --> | C11 ex KILDARE | Kildare [T41,T42] | NEWBRIDGE |  | 53.1583 | -7.0414
025682 | MV/LV Substation CO***682 |  | 10 kV | _ | LV | 50 kVA :Pole Substation | 0.05 | --> | 0.05 | 0.024 | 1.93 |  | --> | 0.048 | 0 | 0 | 0 | 0 | Constrained, otherwise capacity available =44 kW | --> | C17 ex MILFORD (MWR) | Milford (mwr) [T41] | CHARLEVILLE |  | 52.3449 | -8.9148
012098 | MV/LV Substation ST***098 |  | 10 kV | _ | LV | 200 kVA :Pole Substation | 0.2 | --> | 0.2 | 0 | 0 | Constrained, otherwise capacity available =128 kVA | --> | 0.19 | 0 | 0 | 0 | 0 | Constrained, otherwise capacity available =180 kW | --> | C19 ex POLLERTON | Pollerton [T41,T42] | CARLOW |  | 52.8381 | -6.9158
281037Y | MV/LV Substation PA***037Y |  | 10 kV | _ | LV | 630 kVA :Building Structure | 0.63 | --> | 0.63 | 0.336 | 7.88 |  | --> | 0.598 | 0 | 0 | 0.5 | 0 |  | --> | C28 ex LIBERTY STREET | Liberty Street [T101,T102] | LIBERTY STREET |  | 51.8999 | -8.4754
1524154 | MV/LV Substation FA***4154 |  | 20 kV | _ | LV | 50 kVA :Pole Substation | 0.05 | --> | 0.05 | 0 | 0 | Constrained, otherwise capacity available =35 kVA | --> | 0.048 | 0 | 0 | 0 | 0 | Constrained, otherwise capacity available =45 kW | --> | C16 ex CAPPAMORE | Cappamore [T41,T42] | ARDNACRUSHA |  | 52.5888 | -8.1561
014569X | MV/LV Substation CU***569X |  | 10 kV | _ | LV | 50 kVA :Pole Substation | 0.05 | --> | 0.05 | 0 | 0 | Constrained, otherwise capacity available =27 kVA | --> | 0.048 | 0 | 0 | 0 | 0 | Constrained, otherwise capacity available =44 kW | --> | C17 ex KILDARE | Kildare [T41,T42] | NEWBRIDGE |  | 53.16 | -6.881
117449 | MV/LV Substation BA***449 |  | 10 kV | _ | LV | 50 kVA :Pole Substation | 0.05 | --> | 0.05 | 0.047 | 5.78 |  | --> | 0.048 | 0 | 0 | 0.047 | 0 |  | --> | C14 ex OAKFIELD | Oakfield [T41,T42] | SLIGO |  | 54.219 | -8.5013
055152Y | MV/LV Substation ER***152Y |  | 10 kV | _ | LV | 50 kVA :Pole Substation | 0.05 | --> | 0.05 | 0 | 0 | Constrained, otherwise capacity available =37 kVA | --> | 0.048 | 0 | 0 | 0 | 0 | Constrained, otherwise capacity available =46 kW | --> | C18 ex RATHDOWNEY | Rathdowney [T42] | IKERRIN |  | 52.8511 | -7.6774
116371Y | MV/LV Substation MO***371Y |  | 20 kV | _ | LV | 100 kVA :Pole Substation | 0.1 | --> | 0.1 | 0.066 | 8.1 |  | --> | 0.095 | 0 | 0.01 | 0 | 0 | Constrained, otherwise capacity available =83 kW | --> | E11 ex WESTPORT | Westport [T421,T422] | CASTLEBAR |  | 53.7655 | -9.7922
0054258 | MV/LV Substation BA***4258 |  | 20 kV | _ | LV | 100 kVA :Pole Substation | 0.1 | --> | 0.1 | 0.1 | 17.8 |  | --> | 0.095 | 0 | 0 | 0.095 | 0 |  | --> | E21 ex BANOGE | Banoge [T121,T122] | BANOGE |  | 52.6817 | -6.3869
068884X | MV/LV Substation WA***884X |  | 10 kV | _ | LV | 1000 kVA :Building Structure | 1 | --> | 1 | 0.5 | 9.28 |  | --> | 0.95 | 0 | 0 | 0.5 | 0 |  | --> | C02 ex PEMBROKE | Pembroke [T41,T42,T43,T44] | RINGSEND |  | 53.3412 | -6.2314
062675X | MV/LV Substation BL***675X |  | 10 kV | _ | LV | 50 kVA :Pole Substation | 0.05 | --> | 0.05 | 0.014 | 1.03 |  | --> | 0.048 | 0 | 0 | 0 | 0 | Constrained, otherwise capacity available =42 kW | --> | C18 ex LITTLE MILLS | Little Mills [T41] | DUNDALK |  | 53.9539 | -6.3806
138895 | MV/LV Substation CR***895 |  | 10 kV | _ | LV | 50 kVA :Pole Substation | 0.05 | --> | 0.05 | 0.049 | 1.52 |  | --> | 0.048 | 0 | 0 | 0 | 0 | Constrained, otherwise capacity available =47 kW | --> | C19 ex SHERCOCK | Shercock [T41,T42] | MEATH HILL |  | 53.9697 | -6.9396
053355X | MV/LV Substation TH***355X |  | 20 kV | _ | LV | 50 kVA :Pole Substation | 0.05 | --> | 0.05 | 0.028 | 0.89 |  | --> | 0.048 | 0 | 0.018 | 0 | 0 | Constrained, otherwise capacity available =31 kW | --> | E24 ex BIRR | Birr [T41,T422] | DALLOW |  | 53.1389 | -7.8079
0814111 | MV/LV Substation TO***4111 |  | 10 kV | _ | LV | 400 kVA :Building Structure | 0.4 | --> | 0.4 | 0 | 0 | Constrained, otherwise capacity available =337 kVA | --> | 0.38 | 0 | 0 | 0.371 | 0 |  | --> | C12 ex LIFFEY VALLEY | Liffey Valley [T41,T42] | INCHICORE 220KV |  | 53.3547 | -6.4007
001251 | MV/LV Substation CH***251 |  | 10 kV | _ | LV | 400 kVA :Kiosk Substation | 0.4 | --> | 0.4 | 0.301 | 4.01 |  | --> | 0.38 | 0 | 0.049 | 0.33 | 0 |  | --> | C19 ex BALLINCLEA | Ballinclea [T41] | CHERRYWOOD |  | 53.2616 | -6.1333
002041 | MV/LV Substation EA***041 |  | 10 kV | _ | LV | 50 kVA :Pole Substation | 0.05 | --> | 0.05 | 0.044 | 4.51 |  | --> | 0.048 | 0 | 0 | 0.047 | 0 |  | --> | C20 ex BOGHALL ROAD | Boghall Road [T41,T42] | FASSAROE |  | 53.1918 | -6.0913
0814311 | MV/LV Substation HA***4311 |  | 10 kV | _ | LV | 630 kVA :Kiosk Substation | 0.63 | --> | 0.63 | 0 | 0 | Constrained, otherwise capacity available =517 kVA | --> | 0.598 | 0 | 0.017 | 0 | 0 | Constrained, otherwise capacity available =570 kW | --> | C12 ex MONEYCOOLEY | Moneycooley [T41,T42,T44] | GRIFFINRATH |  | 53.3631 | -6.5291
281132Y | MV/LV Substation TH***132Y |  | 10 kV | _ | LV | 400 kVA :Kiosk Substation | 0.4 | --> | 0.4 | 0 | 0 | Constrained, otherwise capacity available =318 kVA | --> | 0.38 | 0 | 0.048 | 0 | 0 | Constrained, otherwise capacity available =333 kW | --> | C21 ex DOUGLAS | Douglas [T41,T42] | TRABEG |  | 51.8755 | -8.3924
238827 | MV/LV Substation MO***827 |  | 20 kV | _ | LV | 50 kVA :Pole Substation | 0.05 | --> | 0.05 | 0 | 0 | Constrained, otherwise capacity available =38 kVA | --> | 0.048 | 0 | 0.009 | 0 | 0 | Constrained, otherwise capacity available =39 kW | --> | E14 ex BALLINROBE | Ballinrobe [T421,T422] | DALTON |  | 53.7449 | -9.1757
139956Y | MV/LV Substation BE***956Y |  | 10 kV | _ | LV | 100 kVA :Pole Substation | 0.1 | --> | 0.1 | 0.072 | 4 |  | --> | 0.095 | 0 | 0.005 | 0 | 0 | Constrained, otherwise capacity available =87 kW | --> | C18 ex BALLYJAMESDUFF | Ballyjamesduff [T41,T42] | SHANKILL |  | 53.8646 | -7.199
001317 | MV/LV Substation HA***317 |  | 10 kV | _ | LV | 400 kVA :Kiosk Substation | 0.4 | --> | 0.4 | 0.269 | 1.16 |  | --> | 0.38 | 0 | 0.047 | 0.327 | 0 |  | --> | C24 ex DEANSGRANGE | Deansgrange [T41,T42] | CARRICKMINES |  | 53.2641 | -6.1759
293992Z | MV/LV Substation ST***992Z |  | 20 kV | _ | LV | 50 kVA :Pole Substation | 0.05 | --> | 0.05 | 0 | 0 | Constrained, otherwise capacity available =50 kVA | --> | 0.048 | 0 | 0 | 0 | 0 | Constrained, otherwise capacity available =48 kW | --> | E12 ex BALTINGLASS | Baltinglass [T421,T422] | STRATFORD |  | 52.9869 | -6.6785
207412 | MV/LV Substation BA***412 |  | 10 kV | _ | LV | 100 kVA :Pole Substation | 0.1 | --> | 0.1 | 0.077 | 3.38 |  | --> | 0.095 | 0 | 0.005 | 0 | 0 | Constrained, otherwise capacity available =88 kW | --> | C15 ex GLENGOOLE | Glengoole [T41] | THURLES |  | 52.6373 | -7.61
055670Y | MV/LV Substation SO***670Y |  | 10 kV | _ | LV | 50 kVA :Pole Substation | 0.05 | --> | 0.05 | 0 | 0 | Constrained, otherwise capacity available =50 kVA | --> | 0.048 | 0 | 0 | 0 | 0 | Constrained, otherwise capacity available =48 kW | --> | C19 ex ROSCREA | Roscrea [T41,T42] | IKERRIN |  | 52.8837 | -7.9415
355033X | MV/LV Substation MU***033X |  | 10 kV | _ | LV | 630 kVA :Kiosk Substation | 0.63 | --> | 0.63 | 0.06 | 0.06 | Constrained, otherwise capacity available =477 kVA | --> | 0.598 | 0 | 0 | 0 | 0 | Constrained, otherwise capacity available =577 kW | --> | C15 ex TUBBERCURRY | Tubbercurry [T41,T42] | TONROE |  | 54.0538 | -8.7325
156637Y | MV/LV Substation DA***637Y |  | 10 kV | _ | LV | 630 kVA :Kiosk Substation | 0.63 | --> | 0.63 | 0 | 0 | Constrained, otherwise capacity available =534 kVA | --> | 0.598 | 0 | 0.015 | 0 | 0 | Constrained, otherwise capacity available =574 kW | --> | C13 ex DRUMBEAR | Drumbear [T41,T42] | LISDRUM |  | 54.2469 | -6.9716
067342 | MV/LV Substation LA***342 |  | 10 kV | _ | LV | 100 kVA :Pole Substation | 0.1 | --> | 0.1 | 0 | 0 | Constrained, otherwise capacity available =79 kVA | --> | 0.095 | 0 | 0 | 0 | 0 | Constrained, otherwise capacity available =92 kW | --> | E16 ex CRATLOE | Cratloe [T421,T422] | ARDNACRUSHA |  | 52.6794 | -8.6913
001164X | MV/LV Substation TR***164X |  | 10 kV | _ | LV | 400 kVA :Kiosk Substation | 0.4 | --> | 0.4 | 0.377 | 1.23 |  | --> | 0.38 | 0 | 0 | 0.377 | 0 |  | --> | C21 ex SALLYNOGGIN ROAD | Sallynoggin Road [T41,T42] | CHERRYWOOD |  | 53.2845 | -6.1318
111778Y | MV/LV Substation SC***778Y |  | 20 kV | _ | LV | 400 kVA :Kiosk Substation | 0.4 | --> | 0.4 | 0 | 0 | Constrained, otherwise capacity available =387 kVA | --> | 0.38 | 0 | 0.006 | 0 | 0 | Constrained, otherwise capacity available =374 kW | --> | E11 ex BALLYDEHOB | Ballydehob [T421] | DUNMANWAY |  | 51.5284 | -9.5503
288727 | MV/LV Substation LA***727 |  | 10 kV | _ | LV | 200 kVA :Pole Substation | 0.2 | --> | 0.2 | 0.041 | 0.04 | Constrained, otherwise capacity available =189 kVA | --> | 0.19 | 0 | 0 | 0.188 | 0 |  | --> | C21 ex LITTLE BRAY | Little Bray [T41,T42] | FASSAROE |  | 53.1735 | -6.2174
288213X | MV/LV Substation BR***213X |  | 10 kV | _ | LV | 200 kVA :Kiosk Substation | 0.2 | --> | 0.2 | 0.041 | 0.04 | Constrained, otherwise capacity available =174 kVA | --> | 0.19 | 0 | 0.01 | 0.179 | 0 |  | --> | C16 ex LITTLE BRAY | Little Bray [T41,T42] | FASSAROE |  | 53.2392 | -6.1456
036841X | MV/LV Substation AN***841X |  | 20 kV | _ | LV | 400 kVA :Kiosk Substation | 0.4 | --> | 0.4 | 0.306 | 1.4 |  | --> | 0.38 | 0 | 0.045 | 0 | 0 | Constrained, otherwise capacity available =334 kW | --> | E15 ex KILROSS ROAD | Kilross Road [T421] | TIPPERARY |  | 52.467 | -8.1656
288170 | MV/LV Substation LE***170 |  | 10 kV | _ | LV | 100 kVA :Pole Substation | 0.1 | --> | 0.1 | 0 | 0 |  | --> | 0.095 | 0 | 0 | 0.052 | 0 |  | --> | C22 ex CARRICKMINES | Carrickmines [T41,T42] | CARRICKMINES |  | 53.2642 | -6.1898
067198Z | MV/LV Substation ER***198Z |  | 10 kV | _ | LV | 1000 kVA :Building Structure | 1 | --> | 1 | 0 | 0 | Constrained, otherwise capacity available =868 kVA | --> | 0.95 | 0 | 0 | 0.5 | 0 |  | --> | C18 ex ROCHES STREET | Roches Street [T41,T42] | LIMERICK |  | 52.6623 | -8.6258
019421 | MV/LV Substation OY***421 |  | 10 kV | _ | LV | 200 kVA :Pole Substation | 0.2 | --> | 0.2 | 0.146 | 2.18 |  | --> | 0.19 | 0 | 0 | 0 | 0 | Constrained, otherwise capacity available =182 kW | --> | C12 ex BALLYRICKARD | Ballyrickard [T41,T42] | TRALEE |  | 52.2757 | -9.7799
021088Y | MV/LV Substation D+***088Y |  | 10 kV | _ | LV | 630 kVA :Building Structure | 0.63 | --> | 0.63 | 0 | 0 | Constrained, otherwise capacity available =520 kVA | --> | 0.598 | 0 | 0.21 | 0.428 | 0 |  | --> | C25 ex KILBARRY | Kilbarry [T101,T43] | KILBARRY |  | 51.9032 | -8.515
7344002 | MV/LV Substation JO***4002 |  | 20 kV | _ | LV | 400 kVA :Building Structure | 0.4 | --> | 0.4 | 0 | 0 | Constrained, otherwise capacity available =311 kVA | --> | 0.38 | 0 | 0 | 0 | 0 | Constrained, otherwise capacity available =368 kW | --> | E60 ex GRANGE CASTLE |  |  |  | 53.2912 | -6.4743
266412 | MV/LV Substation ST***412 |  | 20 kV | _ | LV | 630 kVA :Kiosk Substation | 0.63 | --> | 0.63 | 0 | 0 | Constrained, otherwise capacity available =448 kVA | --> | 0.598 | 0 | 0.005 | 0 | 0 | Constrained, otherwise capacity available =570 kW | --> | E14 ex CARNDONAGH | Carndonagh [T421,T422] | TRILLICK |  | 55.2512 | -7.2641
059762Y | MV/LV Substation CO***762Y |  | 10 kV | _ | LV | 630 kVA :Kiosk Substation | 0.63 | --> | 0.63 | 0 | 0 | Constrained, otherwise capacity available =460 kVA | --> | 0.598 | 0 | 0 | 0 | 0 | Constrained, otherwise capacity available =575 kW | --> | C15 ex DERRYCRAMPH | Derrycramph [T41,T42] | SHANKILL |  | 53.9878 | -7.3611
176851 | MV/LV Substation FL***851 |  | 20 kV | _ | LV | 100 kVA :Pole Substation | 0.1 | --> | 0.1 | 0.032 | 18.78 |  | --> | 0.095 | 0 | 0.005 | 0.082 | 0 |  | --> | E14 ex HARTNETTS CROSS | Hartnetts Cross [T121,T422] | MACROOM |  | 51.9401 | -9.1582
233038X | MV/LV Substation TR***038X |  | 10 kV | _ | LV | 400 kVA :Building Structure | 0.4 | --> | 0.4 | 0 | 0 |  | --> | 0.38 | 0 | 0 | 0 | 0 | Constrained, otherwise capacity available =311 kW | --> | C18 ex CASTLEISLAND | Castleisland [T41,T42] | TRALEE |  | 52.2319 | -9.4738
0144150 | MV/LV Substation BR***4150 |  | 10 kV | _ | LV | 50 kVA :Pole Substation | 0.05 | --> | 0.05 | 0 | 0 | Constrained, otherwise capacity available =40 kVA | --> | 0.048 | 0 | 0 | 0 | 0 | Constrained, otherwise capacity available =46 kW | --> | C19 ex KILDARE | Kildare [T41,T42] | NEWBRIDGE |  | 53.2198 | -7.0274
238820 | MV/LV Substation CA***820 |  | 20 kV | _ | LV | 50 kVA :Pole Substation | 0.05 | --> | 0.05 | 0 | 0 | Constrained, otherwise capacity available =42 kVA | --> | 0.048 | 0 | 0 | 0 | 0 | Constrained, otherwise capacity available =46 kW | --> | E14 ex BALLINROBE | Ballinrobe [T421,T422] | DALTON |  | 53.737 | -9.1842
001569 | MV/LV Substation WA***569 |  | 10 kV | _ | LV | 400 kVA :Kiosk Substation | 0.4 | --> | 0.4 | 0 | 0 | Constrained, otherwise capacity available =292 kVA | --> | 0.38 | 0 | 0.056 | 0.323 | 0 |  | --> | C14 ex LOUGHLINSTOWN | Loughlinstown [T41,T42] | CARRICKMINES |  | 53.2612 | -6.1376
1514088 | MV/LV Substation TE***4088 |  | 20 kV | _ | LV | 50 kVA :Pole Substation | 0.05 | --> | 0.05 | 0 | 0 | Constrained, otherwise capacity available =50 kVA | --> | 0.048 | 0 | 0 | 0.048 | 0 |  | --> | E15 ex BRUFF | Bruff [T42,T421] | LIMERICK |  | 52.5936 | -8.4527
027098 | MV/LV Substation TO***098 |  | 10 kV | _ | LV | 50 kVA :Pole Substation | 0.05 | --> | 0.05 | 0.05 | 7.79 |  | --> | 0.048 | 0 | 0 | 0 | 0 | Constrained, otherwise capacity available =47 kW | --> | E12 ex DUNMANWAY | Dunmanway [T422,T43] | DUNMANWAY |  | 51.6443 | -9.1597
366708 | MV/LV Substation TI***708 |  | 20 kV | _ | LV | 100 kVA :Pole Substation | 0.1 | --> | 0.1 | 0.099 | 1.47 |  | --> | 0.095 | 0 | 0 | 0.095 | 0 |  | --> | C16 ex SCREEB | Screeb [T41] | SCREEB |  | 53.2666 | -9.6656
365523X | MV/LV Substation WE***523X |  | 10 kV | _ | LV | 630 kVA :Kiosk Substation | 0.63 | --> | 0.63 | 0 | 0 | Constrained, otherwise capacity available =315 kVA | --> | 0.598 | 0 | 0.052 | 0.5 | 0 |  | --> | C17 ex BALGADDY | Balgaddy [T41,T42] | GRANGE CASTLE |  | 53.3223 | -6.4192
047156X | MV/LV Substation GR***156X |  | 10 kV | _ | LV | 630 kVA :Kiosk Substation | 0.63 | --> | 0.63 | 0.5 | 1.04 |  | --> | 0.598 | 0 | 0.024 | 0 | 0 | Constrained, otherwise capacity available =571 kW | --> | C11 ex BOYLE | Boyle [T41,T42] | CARRICK ON SHANNON |  | 53.9652 | -8.3019
049316Z | MV/LV Substation CL***316Z |  | 20 kV | _ | LV | 100 kVA :Pole Substation | 0.1 | --> | 0.1 | 0.096 | 0.21 |  | --> | 0.095 | 0 | 0 | 0 | 0 | Constrained, otherwise capacity available =94 kW | --> | E21 ex LONGFORD | Longford [T421,T422] | RICHMOND |  | 53.7608 | -7.8332
075591 | MV/LV Substation FE***591 |  | 20 kV | _ | LV | 50 kVA :Pole Substation | 0.05 | --> | 0.05 | 0.033 | 0.58 |  | --> | 0.048 | 0 | 0.004 | 0 | 0 | Constrained, otherwise capacity available =42 kW | --> | E15 ex FERNS | Ferns [T421] | CRANE |  | 52.5875 | -6.4922
0134096 | MV/LV Substation GA***4096 |  | 20 kV | _ | LV | 50 kVA :Pole Substation | 0.05 | --> | 0.05 | 0.045 | 0.12 |  | --> | 0.048 | 0 | 0 | 0.047 | 0 |  | --> | E62 ex ATHY | Athy [T101,T102] | ATHY |  | 52.992 | -6.9547
008765Y | MV/LV Substation ST***765Y |  | 10 kV | _ | LV | 100 kVA :Pole Substation | 0.1 | --> | 0.1 | 0 | 0 | Constrained, otherwise capacity available =59 kVA | --> | 0.095 | 0 | 0 | 0 | 0 | Constrained, otherwise capacity available =89 kW | --> | C14 ex KNOCKMULLEN | Knockmullen [T42,T421] | GREAT ISLAND |  | 52.4003 | -6.9314
158252Y | MV/LV Substation BA***252Y |  | 20 kV | _ | LV | 400 kVA :Building Structure | 0.4 | --> | 0.4 | 0 | 0 | Constrained, otherwise capacity available =333 kVA | --> | 0.38 | 0 | 0.009 | 0 | 0 | Constrained, otherwise capacity available =364 kW | --> | C19 ex ENNISTYMON | Ennistymon [T41,T42] | ENNIS |  | 53.1182 | -9.1535
021012 | MV/LV Substation MC***012 |  | 10 kV | _ | LV | 1000 kVA :Building Structure | 1 | --> | 1 | 0.5 | 4.67 |  | --> | 0.95 | 0 | 0.005 | 0.5 | 0 |  | --> | C17 ex CENTRE PARK ROAD | Marina [T105,T106] | MARINA |  | 51.9011 | -8.4649
020061 | MV/LV Substation IN***061 |  | 10 kV | _ | LV | 630 kVA :Kiosk Substation | 0.63 | --> | 0.63 | 0.269 | 0.76 |  | --> | 0.598 | 0 | 0 | 0 | 0 | Constrained, otherwise capacity available =550 kW | --> | C11 ex WOODFORD | Woodford [T41,T42] | KNOCKEARAGH |  | 52.0584 | -9.5074
365259Y | MV/LV Substation TA***259Y |  | 10 kV | _ | LV | 630 kVA :Building Structure | 0.63 | --> | 0.63 | 0.5 | 13.91 |  | --> | 0.598 | 0 | 0 | 0.5 | 0 |  | --> | C17 ex COOKSTOWN | Cookstown [T101,T102] | CARRICKMINES |  | 53.2859 | -6.3758
0664283 | MV/LV Substation AL***4283 |  | 20 kV | _ | LV | 400 kVA :Building Structure | 0.4 | --> | 0.4 | 0 | 0 | Constrained, otherwise capacity available =400 kVA | --> | 0.38 | 0 | 0 | 0 | 0 | Constrained, otherwise capacity available =380 kW | --> | E17 ex BALTRASNA | Baltrasna [T121,T122] | BALTRASNA |  | 53.5124 | -6.5376
366034X | MV/LV Substation NE***034X |  | 20 kV | _ | LV | 50 kVA :Pole Substation | 0.05 | --> | 0.05 | 0.046 | 0.45 |  | --> | 0.048 | 0 | 0 | 0 | 0 | Constrained, otherwise capacity available =47 kW | --> | C16 ex CARRAROE | Carraroe [T42] | SCREEB |  | 53.0893 | -9.5929
340865 | MV/LV Substation WO***865 |  | 10 kV | _ | LV | 630 kVA :Building Structure | 0.63 | --> | 0.63 | 0 | 0 | Constrained, otherwise capacity available =630 kVA | --> | 0.598 | 0 | 0 | 0 | 0 | Constrained, otherwise capacity available =598 kW | --> | C15 ex DUNGLOE | Dungloe [T41,T42] | ARDNAGAPPARY |  | 54.8763 | -8.3103
050044Z | MV/LV Substation CO***044Z |  | 20 kV | _ | LV | 50 kVA :Pole Substation | 0.05 | --> | 0.05 | 0 | 0 | Constrained, otherwise capacity available =22 kVA | --> | 0.048 | 0 | 0.002 | 0 | 0 | Constrained, otherwise capacity available =42 kW | --> | C24 ex ATHLONE | Athlone [T41,T42] | ATHLONE |  | 53.3743 | -8.0059
151895 | MV/LV Substation BO***895 |  | 20 kV | _ | LV | 50 kVA :Pole Substation | 0.05 | --> | 0.05 | 0 | 0 | Constrained, otherwise capacity available =27 kVA | --> | 0.048 | 0 | 0 | 0.044 | 0 |  | --> | E15 ex BRUFF | Bruff [T42,T421] | LIMERICK |  | 52.562 | -8.5034
154629Z | MV/LV Substation UN***629Z |  | 20 kV | _ | LV | 400 kVA :Building Structure | 0.4 | --> | 0.4 | 0 | 0 | Constrained, otherwise capacity available =299 kVA | --> | 0.38 | 0 | 0 | 0 | 0 | Constrained, otherwise capacity available =366 kW | --> | E14 ex CORDUFF |  |  |  | 53.4205 | -6.3425
035705X | MV/LV Substation TI***705X |  | 20 kV | _ | LV | 200 kVA :Pole Substation | 0.2 | --> | 0.2 | 0.163 | 0.49 |  | --> | 0.19 | 0 | 0 | 0 | 0 | Constrained, otherwise capacity available =185 kW | --> | E11 ex ARDFINNAN | Ardfinnan [T421] | CAHIR |  | 52.2586 | -7.8919
046325X | MV/LV Substation KB***325X |  | 10 kV | _ | LV | 50 kVA :Pole Substation | 0.05 | --> | 0.05 | 0.047 | 5.48 |  | --> | 0.048 | 0 | 0 | 0.047 | 0 |  | --> | C15 ex BALLYTIVNAN | Ballytivnan [T41,T42] | SLIGO |  | 54.289 | -8.3621
009270 | MV/LV Substation IN***270 |  | 10 kV | _ | LV | 630 kVA :Kiosk Substation | 0.63 | --> | 0.63 | 0.452 | 13.6 |  | --> | 0.598 | 0 | 0 | 0.5 | 0 |  | --> | C23 ex KILLOTERAN | Killoteran [T101,T102] | KILLOTERAN |  | 52.2561 | -7.1464
051439X | MV/LV Substation IV***439X |  | 20 kV | _ | LV | 200 kVA :Pole Substation | 0.2 | --> | 0.2 | 0.169 | 2.22 |  | --> | 0.19 | 0 | 0.005 | 0.182 | 0 |  | --> | E17 ex CLARA | Clara [T421,T422] | THORNSBERRY |  | 53.3677 | -7.5127
052484Y | MV/LV Substation OA***484Y |  | 10 kV | _ | LV | 200 kVA :Kiosk Substation | 0.2 | --> | 0.2 | 0 | 0 | Constrained, otherwise capacity available =144 kVA | --> | 0.19 | 0 | 0.008 | 0 | 0 | Constrained, otherwise capacity available =176 kW | --> | C21 ex BALLINDERRY | Ballinderry [T41,T422] | MULLINGAR |  | 53.5159 | -7.3315
046950 | MV/LV Substation SH***950 |  | 10 kV | _ | LV | 50 kVA :Pole Substation | 0.05 | --> | 0.05 | 0.045 | 5.48 |  | --> | 0.048 | 0 | 0 | 0.047 | 0 |  | --> | C12 ex BALLYTIVNAN | Ballytivnan [T41,T42] | SLIGO |  | 54.2924 | -8.46
014729 | MV/LV Substation SE***729 |  | 10 kV | _ | LV | 200 kVA :Kiosk Substation | 0.2 | --> | 0.2 | 0 | 0 | Constrained, otherwise capacity available =122 kVA | --> | 0.19 | 0 | 0.027 | 0 | 0 | Constrained, otherwise capacity available =159 kW | --> | C11 ex MORRISTOWN | Morristown [T41,T42] | NEWBRIDGE |  | 53.1751 | -6.8191
054257Y | MV/LV Substation BE***257Y |  | 10 kV | _ | LV | 200 kVA :Kiosk Substation | 0.2 | --> | 0.2 | 0 | 0 | Constrained, otherwise capacity available =151 kVA | --> | 0.19 | 0 | 0.025 | 0 | 0 | Constrained, otherwise capacity available =165 kW | --> | C19 ex PALLAS | Pallas [T41,T42] | PORTLAOISE |  | 53.037 | -7.3033
281521Z | MV/LV Substation SC***521Z |  | 10 kV | _ | LV | 400 kVA :Kiosk Substation | 0.4 | --> | 0.4 | 0 | 0 | Constrained, otherwise capacity available =309 kVA | --> | 0.38 | 0 | 0 | 0 | 0 | Constrained, otherwise capacity available =367 kW | --> | C16 ex DOUGLAS | Douglas [T41,T42] | TRABEG |  | 51.8886 | -8.4188
067285Y | MV/LV Substation S.***285Y |  | 20 kV | _ | LV | 630 kVA :Building Structure | 0.63 | --> | 0.63 | 0 | 0 | Constrained, otherwise capacity available =615 kVA | --> | 0.598 | 0 | 0 | 0 | 0 | Constrained, otherwise capacity available =596 kW | --> | E11 ex DRUMLINE | Drumline [T421,T422] | DRUMLINE |  | 52.7181 | -8.861
109531 | MV/LV Substation CU***531 |  | 10 kV | _ | LV | 400 kVA :Kiosk Substation | 0.4 | --> | 0.4 | 0.32 | 0.38 |  | --> | 0.38 | 0 | 0 | 0.369 | 0 |  | --> | C15 ex RINEANNA | Rineanna [T41,T42] | DRUMLINE |  | 52.7054 | -8.8648
004522 | MV/LV Substation BA***522 |  | 20 kV | _ | LV | 50 kVA :Pole Substation | 0.05 | --> | 0.05 | 0 | 0 | Constrained, otherwise capacity available =20 kVA | --> | 0.048 | 0 | 0 | 0 | 0 | Constrained, otherwise capacity available =43 kW | --> | E13 ex SHILLELAGH | Shillelagh [T421,T422] | CARLOW |  | 52.8219 | -6.4285
007685X | MV/LV Substation BA***685X |  | 10 kV | _ | LV | 100 kVA :Pole Substation | 0.1 | --> | 0.1 | 0.088 | 16.12 |  | --> | 0.095 | 0 | 0.015 | 0.082 | 0 |  | --> | E19 ex WEXFORD | Wexford [T121,T122] | WEXFORD |  | 52.3374 | -6.5428
154570 | MV/LV Substation BA***570 |  | 10 kV | _ | LV | 100 kVA :Pole Substation | 0.1 | --> | 0.1 | 0 | 0 | Constrained, otherwise capacity available =85 kVA | --> | 0.095 | 0 | 0 | 0.093 | 0 |  | --> | C23 ex MACETOWN | Macetown [T101,T102] | MACETOWN |  | 53.3842 | -6.4404
054006 | MV/LV Substation CH***006 |  | 20 kV | _ | LV | 200 kVA :Pole Substation | 0.2 | --> | 0.2 | 0 | 0 | Constrained, otherwise capacity available =105 kVA | --> | 0.19 | 0 | 0.038 | 0 | 0 | Constrained, otherwise capacity available =148 kW | --> | E12 ex PORTLAOISE | Portlaoise [T423,T424] | PORTLAOISE |  | 53.0144 | -7.1457
156364Y | MV/LV Substation HA***364Y |  | 20 kV | _ | LV | 50 kVA :Pole Substation | 0.05 | --> | 0.05 | 0.036 | 2.1 |  | --> | 0.048 | 0 | 0 | 0 | 0 | Constrained, otherwise capacity available =46 kW | --> | E17 ex LISDRUM | Lisdrum [T422] | LISDRUM |  | 54.2354 | -6.998
156137Z | MV/LV Substation TH***137Z |  | 20 kV | _ | LV | 100 kVA :Pole Substation | 0.1 | --> | 0.1 | 0.085 | 2.47 |  | --> | 0.095 | 0 | 0.004 | 0 | 0 | Constrained, otherwise capacity available =90 kW | --> | E13 ex TELAYDON | Telaydon [T42,T421] | LISDRUM |  | 54.2748 | -7.0723
152506X | MV/LV Substation DR***506X |  | 10 kV | _ | LV | 50 kVA :Pole Substation | 0.05 | --> | 0.05 | 0 | 0 | Constrained, otherwise capacity available =49 kVA | --> | 0.048 | 0 | 0 | 0 | 0 | Constrained, otherwise capacity available =47 kW | --> | C17 ex CAPPAMORE | Cappamore [T41,T42] | ARDNACRUSHA |  | 52.5741 | -8.4009
258068X | MV/LV Substation HO***068X |  | 20 kV | _ | LV | 400 kVA :Kiosk Substation | 0.4 | --> | 0.4 | 0.327 | 1.86 |  | --> | 0.38 | 0 | 0.023 | 0 | 0 | Constrained, otherwise capacity available =353 kW | --> | E17 ex CREESLOUGH | Creeslough [T421] | ARDNAGAPPARY |  | 55.1821 | -7.9749
1374001 | MV/LV Substation BA***4001 |  | 10 kV | _ | LV | 50 kVA :Pole Substation | 0.05 | --> | 0.05 | 0.034 | 2 |  | --> | 0.048 | 0 | 0 | 0 | 0 | Constrained, otherwise capacity available =45 kW | --> | C19 ex CAUSEWAY | Causeway [T41,T42] | TRALEE |  | 52.4137 | -9.7643
093507 | MV/LV Substation AS***507 |  | 10 kV | _ | LV | 200 kVA :Pole Substation | 0.2 | --> | 0.2 | 0.121 | 7.91 |  | --> | 0.19 | 0 | 0 | 0.179 | 0 |  | --> | C26 ex PELLETSTOWN | Pelletstown [T101,T102] | FINGLAS |  | 53.3783 | -6.3384
021746X | MV/LV Substation CO***746X |  | 10 kV | _ | LV | 200 kVA :Pole Substation | 0.2 | --> | 0.2 | 0 | 0 | Constrained, otherwise capacity available =155 kVA | --> | 0.19 | 0 | 0 | 0.184 | 0 |  | --> | C15 ex RIVERSTOWN | Riverstown [T41,T42] | KILBARRY |  | 51.9303 | -8.3699
001108X | MV/LV Substation GR***108X |  | 10 kV | _ | LV | 630 kVA :Building Structure | 0.63 | --> | 0.63 | 0.31 | 4.01 |  | --> | 0.598 | 0 | 0.088 | 0.488 | 0 |  | --> | C19 ex BALLINCLEA | Ballinclea [T41] | CHERRYWOOD |  | 53.2674 | -6.1352
081389Y | MV/LV Substation LE***389Y |  | 10 kV | _ | LV | 200 kVA :Kiosk Substation | 0.2 | --> | 0.2 | 0 | 0 | Constrained, otherwise capacity available =194 kVA | --> | 0.19 | 0 | 0 | 0 | 0 | Constrained, otherwise capacity available =189 kW | --> | C16 ex LEIXLIP | Leixlip [T41,T42] | GRIFFINRATH |  | 53.3605 | -6.4893
051226 | MV/LV Substation MO***226 |  | 20 kV | _ | LV | 50 kVA :Pole Substation | 0.05 | --> | 0.05 | 0.044 | 2.22 |  | --> | 0.048 | 0 | 0 | 0.047 | 0 |  | --> | E12 ex CLARA | Clara [T421,T422] | THORNSBERRY |  | 53.3701 | -7.5079
060282Y | MV/LV Substation MO***282Y |  | 10 kV | _ | LV | 100 kVA :Pole Substation | 0.1 | --> | 0.1 | 0 | 0 | Constrained, otherwise capacity available =66 kVA | --> | 0.095 | 0 | 0 | 0 | 0 | Constrained, otherwise capacity available =90 kW | --> | C16 ex CLONES | Clones [T41,T42] | SHANKILL |  | 54.1805 | -7.2271
160657Y | MV/LV Substation CO***657Y |  | 20 kV | _ | LV | 100 kVA :Pole Substation | 0.1 | --> | 0.1 | 0.087 | 0.12 |  | --> | 0.095 | 0 | 0.005 | 0.09 | 0 |  | --> | E64 ex ATHY | Athy [T101,T102] | ATHY |  | 53.0521 | -7.0905
0144053 | MV/LV Substation DU***4053 |  | 20 kV | _ | LV | 50 kVA :Pole Substation | 0.05 | --> | 0.05 | 0.05 | 0.12 |  | --> | 0.048 | 0 | 0 | 0.048 | 0 |  | --> | C26 ex ATHY | Athy [T101,T102] | ATHY |  | 53.1162 | -6.9734
037222Y | MV/LV Substation WE***222Y |  | 10 kV | _ | LV | 400 kVA :Kiosk Substation | 0.4 | --> | 0.4 | 0.343 | 13.05 |  | --> | 0.38 | 0 | 0.005 | 0.368 | 0 |  | --> | C17 ex ENNIS | Ennis [T101,T102] | ENNIS |  | 52.8504 | -8.9876
021347 | MV/LV Substation LO***347 |  | 10 kV | _ | LV | 400 kVA :Kiosk Substation | 0.4 | --> | 0.4 | 0 | 0 | Constrained, otherwise capacity available =268 kVA | --> | 0.38 | 0 | 0.014 | 0.351 | 0 |  | --> | C12 ex MAYFIELD | Mayfield [T41,T42] | KILBARRY |  | 51.9036 | -8.4325
0664402 | MV/LV Substation FO***4402 |  | 10 kV | _ | LV | 400 kVA :Kiosk Substation | 0.4 | --> | 0.4 | 0 | 0 | Constrained, otherwise capacity available =260 kVA | --> | 0.38 | 0 | 0.047 | 0 | 0 | Constrained, otherwise capacity available =326 kW | --> | E17 ex GLASMORE | Glasmore [T421,T422] | GLASMORE |  | 53.4441 | -6.2303
288026 | MV/LV Substation RA***026 |  | 10 kV | _ | LV | 1000 kVA :Building Structure | 1 | --> | 1 | 0.5 | 15.18 |  | --> | 0.95 | 0 | 0 | 0.5 | 0 |  | --> | C19 ex CENTRAL PARK | Central Park [T101,T102] | CARRICKMINES |  | 53.2659 | -6.1948
365824X | MV/LV Substation WO***824X |  | 10 kV | _ | LV | 400 kVA :Kiosk Substation | 0.4 | --> | 0.4 | 0 | 0 | Constrained, otherwise capacity available =249 kVA | --> | 0.38 | 0 | 0.025 | 0.34 | 0 |  | --> | C15 ex TYMON | Tymon [T41,T42] | COOKSTOWN |  | 53.2739 | -6.3232
350213X | MV/LV Substation ED***213X |  | 10 kV | _ | LV | 630 kVA :Building Structure | 0.63 | --> | 0.63 | 0.5 | 1.57 |  | --> | 0.598 | 0 | 0 | 0 | 0 | Constrained, otherwise capacity available =583 kW | --> | C13 ex BUNDORAN | Bundoran [T41,T42] | CATHALEENS FALL |  | 54.4769 | -8.287
039038 | MV/LV Substation SH***038 |  | 10 kV | _ | LV | 400 kVA :Building Structure | 0.4 | --> | 0.4 | 0.239 | 3.45 |  | --> | 0.38 | 0 | 0.033 | 0.333 | 0 |  | --> | C19 ex TRIMMS LANE | Trimms Lane [T41,T42] | SALTHILL |  | 53.2732 | -9.0675
068189X | MV/LV Substation TA***189X |  | 10 kV | _ | LV | 1000 kVA :Building Structure | 1 | --> | 1 | 0.5 | 9.02 |  | --> | 0.95 | 0 | 0 | 0.5 | 0 |  | --> | C25 ex MISERY HILL | Misery Hill [T101,T102] | POOLBEG |  | 53.3458 | -6.2538
035420X | MV/LV Substation KI***420X |  | 10 kV | _ | LV | 200 kVA :Kiosk Substation | 0.2 | --> | 0.2 | 0.169 | 6.17 |  | --> | 0.19 | 0 | 0 | 0 | 0 | Constrained, otherwise capacity available =186 kW | --> | C20 ex CAHIR | Cahir [T41,T42] | CAHIR |  | 52.3455 | -8.0275
0684395 | MV/LV Substation SP***4395 |  | 10 kV | _ | LV | 1000 kVA :Building Structure | 1 | --> | 1 | 0 | 14.34 |  | --> | 0.95 | 0 | 0 | 0.5 | 0 |  | --> | C28 ex NORTH QUAYS | North Quays [T101,T102,T103] | POOLBEG |  | 53.3496 | -6.2354
256014 | MV/LV Substation KN***014 |  | 10 kV | _ | LV | 200 kVA :Pole Substation | 0.2 | --> | 0.2 | 0.132 | 1.28 |  | --> | 0.19 | 0 | 0.009 | 0 | 0 | Constrained, otherwise capacity available =174 kW | --> | C17 ex CASTLEREA | Castlerea [T41,T42] | CARRICK ON SHANNON |  | 53.7619 | -8.4744
068076X | MV/LV Substation SH***076X |  | 10 kV | _ | LV | 400 kVA :Kiosk Substation | 0.4 | --> | 0.4 | 0.3 | 7.61 |  | --> | 0.38 | 0 | 0.005 | 0.362 | 0 |  | --> | C14 ex SHERIFF STREET | Sheriff Street [T41,T42] | FRANCIS STREET |  | 53.3503 | -6.243
0824292 | MV/LV Substation BU***4292 |  | 20 kV | _ | LV | 50 kVA :Pole Substation | 0.05 | --> | 0.05 | 0 | 0 | Constrained, otherwise capacity available =48 kVA | --> | 0.048 | 0 | 0.005 | 0 | 0 | Constrained, otherwise capacity available =44 kW | --> | E11 ex ACADEMY STREET | Academy Street [T421,T422,T44] | NAVAN |  | 53.5885 | -6.52
006467 | MV/LV Substation DU***467 |  | 10 kV | _ | LV | 50 kVA :Pole Substation | 0.05 | --> | 0.05 | 0.034 | 1.29 |  | --> | 0.048 | 0 | 0 | 0 | 0 | Constrained, otherwise capacity available =45 kW | --> | C13 ex MONFIN | Monfin [T41,T42] | WEXFORD |  | 52.4665 | -6.5833
119476 | MV/LV Substation FA***476 |  | 10 kV | _ | LV | 50 kVA :Pole Substation | 0.05 | --> | 0.05 | 0 | 0 | Constrained, otherwise capacity available =26 kVA | --> | 0.048 | 0 | 0.016 | 0 | 0 | Constrained, otherwise capacity available =32 kW | --> | C16 ex KANTURK | Kanturk [T41,T42] | GLENLARA |  | 52.1578 | -8.9277
138027 | MV/LV Substation GA***027 |  | 10 kV | _ | LV | 50 kVA :Pole Substation | 0.05 | --> | 0.05 | 0.046 | 2.18 |  | --> | 0.048 | 0 | 0 | 0 | 0 | Constrained, otherwise capacity available =47 kW | --> | C21 ex BAILIEBORO | Bailieboro [T41,T42] | MEATH HILL |  | 53.8988 | -6.8542
011680X | MV/LV Substation LA***680X |  | 10 kV | _ | LV | 100 kVA :Pole Substation | 0.1 | --> | 0.1 | 0.071 | 5.05 |  | --> | 0.095 | 0 | 0.027 | 0 | 0 | Constrained, otherwise capacity available =71 kW | --> | C14 ex MCDONAGH | Mcdonagh [T41,T42] | KILKENNY |  | 52.6528 | -7.2372
068962 | MV/LV Substation HA***962 |  | 10 kV | _ | LV | 630 kVA :Building Structure | 0.63 | --> | 0.63 | 0.5 | 9.99 |  | --> | 0.598 | 0 | 0 | 0.5 | 0 |  | --> | C24 ex HAROLDS CROSS | Harolds Cross [T101,T102] | POOLBEG |  | 53.3333 | -6.2637
108471 | MV/LV Substation FI***471 |  | 10 kV | _ | LV | 50 kVA :Pole Substation | 0.05 | --> | 0.05 | 0.05 | 1.57 |  | --> | 0.048 | 0 | 0 | 0 | 0 | Constrained, otherwise capacity available =47 kW | --> | C17 ex BALLYSHANNON | Ballyshannon [T41,T42] | CATHALEENS FALL |  | 54.4936 | -8.1262
365933X | MV/LV Substation WO***933X |  | 10 kV | _ | LV | 200 kVA :Kiosk Substation | 0.2 | --> | 0.2 | 0 | 0 | Constrained, otherwise capacity available =59 kVA | --> | 0.19 | 0 | 0.05 | 0.133 | 0 |  | --> | C15 ex TYMON | Tymon [T41,T42] | COOKSTOWN |  | 53.2737 | -6.3297
111966Y | MV/LV Substation CO***966Y |  | 10 kV | _ | LV | 50 kVA :Pole Substation | 0.05 | --> | 0.05 | 0 | 0 | Constrained, otherwise capacity available =37 kVA | --> | 0.048 | 0 | 0 | 0 | 0 | Constrained, otherwise capacity available =46 kW | --> | E11 ex BALLYDEHOB | Ballydehob [T421] | DUNMANWAY |  | 51.5677 | -9.406
0314270 | MV/LV Substation KI***4270 |  | 10 kV | _ | LV | 630 kVA :Kiosk Substation | 0.63 | --> | 0.63 | 0 | 0 | Constrained, otherwise capacity available =630 kVA | --> | 0.598 | 0 | 0 | 0 | 0 | Constrained, otherwise capacity available =598 kW | --> | C20 ex COLLIGAN | Colligan [T41,T42] | DUNGARVAN |  | 52.0926 | -7.6355
020349 | MV/LV Substation HO***349 |  | 10 kV | _ | LV | 400 kVA :Building Structure | 0.4 | --> | 0.4 | 0 | 0 | Constrained, otherwise capacity available =393 kVA | --> | 0.38 | 0 | 0 | 0 | 0 | Constrained, otherwise capacity available =379 kW | --> | C18 ex COOLCORCORAN | Coolcorcoran [T41,T42] | KNOCKEARAGH |  | 52.0673 | -9.5722
025630X | MV/LV Substation RO***630X |  | 20 kV | _ | LV | 50 kVA :Pole Substation | 0.05 | --> | 0.05 | 0.046 | 6.21 |  | --> | 0.048 | 0 | 0 | 0 | 0 | Constrained, otherwise capacity available =47 kW | --> | E28 ex MILFORD (MWR) | Milford (mwr) [T422] | CHARLEVILLE |  | 52.4006 | -8.774
293240X | MV/LV Substation BA***240X |  | 20 kV | _ | LV | 50 kVA :Pole Substation | 0.05 | --> | 0.05 | 0 | 0 | Constrained, otherwise capacity available =46 kVA | --> | 0.048 | 0 | 0.005 | 0 | 0 | Constrained, otherwise capacity available =43 kW | --> | E19 ex SHILLELAGH | Shillelagh [T421,T422] | CARLOW |  | 52.7156 | -6.5554
1104108 | MV/LV Substation KI***4108 |  | 20 kV | _ | LV | 50 kVA :Pole Substation | 0.05 | --> | 0.05 | 0.05 | 0.76 |  | --> | 0.048 | 0 | 0 | 0 | 0 | Constrained, otherwise capacity available =48 kW | --> | E11 ex KILGARVAN | Kilgarvan [T421] | KNOCKEARAGH |  | 51.8509 | -9.6268
288891 | MV/LV Substation CO***891 |  | 10 kV | _ | LV | 200 kVA :Kiosk Substation | 0.2 | --> | 0.2 | 0 | 0 | Constrained, otherwise capacity available =185 kVA | --> | 0.19 | 0 | 0 | 0.188 | 0 |  | --> | C13 ex SANDYFORD | Sandyford [T41,T42] | CARRICKMINES |  | 53.2672 | -6.2711
062588Y | MV/LV Substation AN***588Y |  | 20 kV | _ | LV | 200 kVA :Kiosk Substation | 0.2 | --> | 0.2 | 0.156 | 2.33 |  | --> | 0.19 | 0 | 0 | 0 | 0 | Constrained, otherwise capacity available =184 kW | --> | C18 ex DUNDALK | Dundalk [T41,T42] | DUNDALK |  | 54.0207 | -6.4266
365068X | MV/LV Substation NA***068X |  | 10 kV | _ | LV | 50 kVA :Pole Substation | 0.05 | --> | 0.05 | 0 | 0 | Constrained, otherwise capacity available =50 kVA | --> | 0.048 | 0 | 0 | 0.048 | 0 |  | --> | C17 ex BALGADDY | Balgaddy [T41,T42] | GRANGE CASTLE |  | 53.3177 | -6.429
064170 | MV/LV Substation ST***170 |  | 20 kV | _ | LV | 200 kVA :Pole Substation | 0.2 | --> | 0.2 | 0 | 0 | Constrained, otherwise capacity available =138 kVA | --> | 0.19 | 0 | 0.034 | 0 | 0 | Constrained, otherwise capacity available =156 kW | --> | E15 ex JULIANSTOWN | Julianstown [T421,T422] | DRYBRIDGE |  | 53.6267 | -6.2698
066243 | MV/LV Substation MO***243 |  | 10 kV | _ | LV | 400 kVA :Kiosk Substation | 0.4 | --> | 0.4 | 0 | 0 | Constrained, otherwise capacity available =278 kVA | --> | 0.38 | 0 | 0.01 | 0.356 | 0 |  | --> | C17 ex KILMORE | Kilmore [T101,T102,T103] | FINGLAS |  | 53.4047 | -6.2035
0214356 | MV/LV Substation RA***4356 |  | 10 kV | _ | LV | 630 kVA :Kiosk Substation | 0.63 | --> | 0.63 | 0 | 0 | Constrained, otherwise capacity available =630 kVA | --> | 0.598 | 0 | 0 | 0.5 | 0 |  | --> | C31 ex KILBARRY | Kilbarry [T101,T43] | KILBARRY |  | 51.9292 | -8.4457
031050 | MV/LV Substation MO***050 |  | 20 kV | _ | LV | 50 kVA :Pole Substation | 0.05 | --> | 0.05 | 0 | 0 | Constrained, otherwise capacity available =41 kVA | --> | 0.048 | 0 | 0 | 0 | 0 | Constrained, otherwise capacity available =46 kW | --> | E13 ex FOXHOLE | Foxhole [T421,T422] | DUNGARVAN |  | 51.9647 | -7.7324
1094033 | MV/LV Substation WE***4033 |  | 10 kV | _ | LV | 630 kVA :Building Structure | 0.63 | --> | 0.63 | 0.381 | 0.38 | Constrained, otherwise capacity available =478 kVA | --> | 0.598 | 0 | 0 | 0.5 | 0 |  | --> | C16 ex RINEANNA | Rineanna [T41,T42] | DRUMLINE |  | 52.7132 | -8.8926
071015 | MV/LV Substation KI***015 |  | 10 kV | _ | LV | 50 kVA :Pole Substation | 0.05 | --> | 0.05 | 0.036 | 5.58 |  | --> | 0.048 | 0 | 0 | 0.046 | 0 |  | --> | C14 ex KILCOOLE | Kilcoole [T41,T42] | FASSAROE |  | 53.1092 | -6.0908
154254Y | MV/LV Substation CH***254Y |  | 10 kV | _ | LV | 200 kVA :Kiosk Substation | 0.2 | --> | 0.2 | 0 | 0 | Constrained, otherwise capacity available =137 kVA | --> | 0.19 | 0 | 0.044 | 0.149 | 0 |  | --> | C23 ex MACETOWN | Macetown [T101,T102] | MACETOWN |  | 53.41 | -6.4714
039382X | MV/LV Substation TA***382X |  | 10 kV | _ | LV | 630 kVA :Building Structure | 0.63 | --> | 0.63 | 0 | 0 | Constrained, otherwise capacity available =587 kVA | --> | 0.598 | 0 | 0.13 | 0 | 0 | Constrained, otherwise capacity available =496 kW | --> | C12 ex MONEENAGEISHA | Moneenageisha [T41,T42] | GALWAY 110KV |  | 53.269 | -9.0417
001457 | MV/LV Substation MU***457 |  | 10 kV | _ | LV | 200 kVA :Building Structure | 0.2 | --> | 0.2 | 0.119 | 13.42 |  | --> | 0.19 | 0 | 0.032 | 0.155 | 0 |  | --> | C20 ex POTTERY ROAD | Pottery Road [T101,T102] | CARRICKMINES |  | 53.2585 | -6.1442
039422X | MV/LV Substation CH***422X |  | 10 kV | _ | LV | 50 kVA :Pole Substation | 0.05 | --> | 0.05 | 0.033 | 11.03 |  | --> | 0.048 | 0 | 0 | 0.045 | 0 |  | --> | C36 ex SALTHILL | Salthill [T101,T102] | SALTHILL |  | 53.2969 | -9.0859
066158X | MV/LV Substation PR***158X |  | 10 kV | _ | LV | 630 kVA :Kiosk Substation | 0.63 | --> | 0.63 | 0 | 0 | Constrained, otherwise capacity available =418 kVA | --> | 0.598 | 0 | 0.047 | 0.5 | 0 |  | --> | C17 ex KILMORE | Kilmore [T101,T102,T103] | FINGLAS |  | 53.404 | -6.211
081430Y | MV/LV Substation BA***430Y |  | 10 kV | _ | LV | 50 kVA :Pole Substation | 0.05 | --> | 0.05 | 0 | 0 | Constrained, otherwise capacity available =48 kVA | --> | 0.048 | 0 | 0.005 | 0 | 0 | Constrained, otherwise capacity available =44 kW | --> | C16 ex LEIXLIP | Leixlip [T41,T42] | GRIFFINRATH |  | 53.339 | -6.5201
0384039 | MV/LV Substation GA***4039 |  | 20 kV | _ | LV | 100 kVA :Pole Substation | 0.1 | --> | 0.1 | 0 | 0 | Constrained, otherwise capacity available =78 kVA | --> | 0.095 | 0 | 0 | 0 | 0 | Constrained, otherwise capacity available =92 kW | --> | E15 ex GORT | Gort [T41,T42] | ENNIS |  | 53.0829 | -8.7238
062801Y | MV/LV Substation EA***801Y |  | 10 kV | _ | LV | 400 kVA :Kiosk Substation | 0.4 | --> | 0.4 | 0.283 | 3.12 |  | --> | 0.38 | 0 | 0.119 | 0 | 0 | Constrained, otherwise capacity available =276 kW | --> | C21 ex MARSHES | Marshes [T41,T42] | DUNDALK |  | 53.962 | -6.3818
365712X | MV/LV Substation SO***712X |  | 10 kV | _ | LV | 200 kVA :Building Structure | 0.2 | --> | 0.2 | 0 | 0 | Constrained, otherwise capacity available =173 kVA | --> | 0.19 | 0 | 0 | 0.186 | 0 |  | --> | C20 ex BELGARD | Belgard [T41,T42] | COOKSTOWN |  | 53.2868 | -6.3697
182568X | MV/LV Substation MO***568X |  | 20 kV | _ | LV | 50 kVA :Pole Substation | 0.05 | --> | 0.05 | 0 | 0 | Constrained, otherwise capacity available =43 kVA | --> | 0.048 | 0 | 0 | 0 | 0 | Constrained, otherwise capacity available =46 kW | --> | C12 ex SCARIFF | Scariff [T42] | ENNIS |  | 52.9389 | -8.4301
281142Y | MV/LV Substation LO***142Y |  | 10 kV | _ | LV | 630 kVA :Building Structure | 0.63 | --> | 0.63 | 0 | 0 | Constrained, otherwise capacity available =366 kVA | --> | 0.598 | 0 | 0.042 | 0.5 | 0 |  | --> | C21 ex BISHOPSTOWN | Bishopstown [T41,T42] | KILBARRY |  | 51.8803 | -8.5159
522021 | MV/LV Substation OD***021 |  | 10 kV | _ | LV | 200 kVA :Kiosk Substation | 0.2 | --> | 0.2 | 0 | 0 | Constrained, otherwise capacity available =200 kVA | --> | 0.19 | 0 | 0 | 0 | 0 | Constrained, otherwise capacity available =190 kW | --> | C16 ex MEELICK |  |  |  | 53.019 | -7.2963
081101 | MV/LV Substation BA***101 |  | 10 kV | _ | LV | 400 kVA :Building Structure | 0.4 | --> | 0.4 | 0 | 0 | Constrained, otherwise capacity available =107 kVA | --> | 0.38 | 0 | 0.032 | 0.314 | 0 |  | --> | C14 ex INCHICORE NORTH | Inchicore North [T41] | INCHICORE 220KV |  | 53.3413 | -6.333
2144038 | MV/LV Substation KN***4038 |  | 20 kV | _ | LV | 50 kVA :Pole Substation | 0.05 | --> | 0.05 | 0 | 0 | Constrained, otherwise capacity available =50 kVA | --> | 0.048 | 0 | 0 | 0 | 0 | Constrained, otherwise capacity available =48 kW | --> | C11 ex DRUMQUIN | Drumquin [T42] | ENNIS |  | 52.8287 | -9.1224
069594 | MV/LV Substation BE***594 |  | 10 kV | _ | LV | 400 kVA :Kiosk Substation | 0.4 | --> | 0.4 | 0 | 0 | Constrained, otherwise capacity available =318 kVA | --> | 0.38 | 0 | 0 | 0.369 | 0 |  | --> | C13 ex DONNYBROOK | Donnybrook [T41,T42] | MILLTOWN (DR) |  | 53.3205 | -6.2378
007012 | MV/LV Substation HA***012 |  | 20 kV | _ | LV | 200 kVA :Pole Substation | 0.2 | --> | 0.2 | 0.134 | 1.4 |  | --> | 0.19 | 0 | 0.008 | 0 | 0 | Constrained, otherwise capacity available =175 kW | --> | E12 ex KILLINICK | Killinick [T421,T422] | WEXFORD |  | 52.2495 | -6.3393
154036Z | MV/LV Substation B.***036Z |  | 10 kV | _ | LV | 630 kVA :Building Structure | 0.63 | --> | 0.63 | 0 | 0 | Constrained, otherwise capacity available =468 kVA | --> | 0.598 | 0 | 0 | 0 | 0 | Constrained, otherwise capacity available =576 kW | --> | C19 ex COOLMINE | Coolmine [T41,T42] | FINGLAS |  | 53.394 | -6.3865
055338X | MV/LV Substation DA***338X |  | 10 kV | _ | LV | 400 kVA :Kiosk Substation | 0.4 | --> | 0.4 | 0 | 0 | Constrained, otherwise capacity available =313 kVA | --> | 0.38 | 0 | 0.021 | 0 | 0 | Constrained, otherwise capacity available =352 kW | --> | C16 ex RATHDOWNEY | Rathdowney [T42] | IKERRIN |  | 52.8517 | -7.5864
084464 | MV/LV Substation KI***464 |  | 20 kV | _ | LV | 50 kVA :Pole Substation | 0.05 | --> | 0.05 | 0 | 0 | Constrained, otherwise capacity available =34 kVA | --> | 0.048 | 0 | 0 | 0 | 0 | Constrained, otherwise capacity available =45 kW | --> | E17 ex KILCOLGAN | Kilcolgan [T42,T421] | GALWAY 110KV |  | 53.2208 | -8.8067
081371X | MV/LV Substation LI***371X |  | 10 kV | _ | LV | 400 kVA :Kiosk Substation | 0.4 | --> | 0.4 | 0 | 0 | Constrained, otherwise capacity available =269 kVA | --> | 0.38 | 0 | 0.004 | 0.359 | 0 |  | --> | C11 ex LIFFEY VALLEY | Liffey Valley [T41,T42] | INCHICORE 220KV |  | 53.3434 | -6.398
069164 | MV/LV Substation RO***164 |  | 10 kV | _ | LV | 630 kVA :Kiosk Substation | 0.63 | --> | 0.63 | 0.368 | 4.47 |  | --> | 0.598 | 0 | 0.072 | 0.5 | 0 |  | --> | C11 ex TEMPLEOGUE | Templeogue [T41,T42] | MILLTOWN (DR) |  | 53.299 | -6.2991
111125Z | MV/LV Substation BA***125Z |  | 10 kV | _ | LV | 200 kVA :Pole Substation | 0.2 | --> | 0.2 | 0 | 0 | Constrained, otherwise capacity available =166 kVA | --> | 0.19 | 0 | 0.006 | 0 | 0 | Constrained, otherwise capacity available =181 kW | --> | C15 ex BANTRY | Bantry [T41,T42] | BALLYLICKY |  | 51.7213 | -9.4359
003763 | MV/LV Substation TO***763 |  | 10 kV | _ | LV | 50 kVA :Pole Substation | 0.05 | --> | 0.05 | 0.039 | 11.58 |  | --> | 0.048 | 0 | 0 | 0 | 0 | Constrained, otherwise capacity available =46 kW | --> | C17 ex BALLYBEG | Ballybeg [T101,T102] | CARRICKMINES |  | 52.9511 | -6.052
032458Y | MV/LV Substation TY***458Y |  | 20 kV | _ | LV | 400 kVA :Kiosk Substation | 0.4 | --> | 0.4 | 0 | 0 | Constrained, otherwise capacity available =377 kVA | --> | 0.38 | 0 | 0 | 0 | 0 | Constrained, otherwise capacity available =377 kW | --> | E14 ex KILCARRAGH | Kilcarragh [T421,T422] | BUTLERSTOWN |  | 52.1855 | -7.0807
060508Y | MV/LV Substation LA***508Y |  | 10 kV | _ | LV | 400 kVA :Kiosk Substation | 0.4 | --> | 0.4 | 0 | 0 | Constrained, otherwise capacity available =357 kVA | --> | 0.38 | 0 | 0.005 | 0 | 0 | Constrained, otherwise capacity available =370 kW | --> | C16 ex CLONES | Clones [T41,T42] | SHANKILL |  | 54.1839 | -7.2314
001266 | MV/LV Substation AU***266 |  | 10 kV | _ | LV | 400 kVA :Kiosk Substation | 0.4 | --> | 0.4 | 0.268 | 13.42 |  | --> | 0.38 | 0 | 0.069 | 0.31 | 0 |  | --> | C20 ex POTTERY ROAD | Pottery Road [T101,T102] | CARRICKMINES |  | 53.2665 | -6.1415
021263Z | MV/LV Substation BL***263Z |  | 10 kV | _ | LV | 630 kVA :Building Structure | 0.63 | --> | 0.63 | 0 | 0 | Constrained, otherwise capacity available =549 kVA | --> | 0.598 | 0 | 0 | 0.5 | 0 |  | --> | C13 ex KILBARRY | Kilbarry [T101,T43] | KILBARRY |  | 51.9157 | -8.4708
064156Z | MV/LV Substation DE***156Z |  | 10 kV | _ | LV | 200 kVA :Kiosk Substation | 0.2 | --> | 0.2 | 0 | 0 | Constrained, otherwise capacity available =154 kVA | --> | 0.19 | 0 | 0.01 | 0 | 0 | Constrained, otherwise capacity available =176 kW | --> | C18 ex RATHMULLAN | Rathmullan [T41,T42] | DRYBRIDGE |  | 53.7009 | -6.316
081354Z | MV/LV Substation AR***354Z |  | 10 kV | _ | LV | 630 kVA :Building Structure | 0.63 | --> | 0.63 | 0 | 0 | Constrained, otherwise capacity available =367 kVA | --> | 0.598 | 0 | 0 | 0.5 | 0 |  | --> | C34 ex CLONDALKIN | Clondalkin [T41,T42,T44] | INCHICORE 220KV |  | 53.327 | -6.3832
066191Y | MV/LV Substation HA***191Y |  | 20 kV | _ | LV | 630 kVA :Kiosk Substation | 0.63 | --> | 0.63 | 0 | 0 | Constrained, otherwise capacity available =468 kVA | --> | 0.598 | 0 | 0.047 | 0 | 0 | Constrained, otherwise capacity available =541 kW | --> | E15 ex BATTER LANE TEMPORARY | Batter Lane Temporary 38kv [T421] | GLASMORE |  | 53.4891 | -6.1499
216032X | MV/LV Substation BE***032X |  | 10 kV | _ | LV | 400 kVA :Kiosk Substation | 0.4 | --> | 0.4 | 0 | 0 | Constrained, otherwise capacity available =374 kVA | --> | 0.38 | 0 | 0 | 0 | 0 | Constrained, otherwise capacity available =376 kW | --> | C23 ex GLENTIES | Glenties [T41,T42] | BINBANE |  | 54.7629 | -8.4104
0114565 | MV/LV Substation CA***4565 |  | 10 kV | _ | LV | 630 kVA :Kiosk Substation | 0.63 | --> | 0.63 | 0 | 0 | Constrained, otherwise capacity available =614 kVA | --> | 0.598 | 0 | 0.005 | 0 | 0 | Constrained, otherwise capacity available =592 kW | --> | C11 ex ROSEHILL | Rosehill [T41,T42] | KILKENNY |  | 52.6434 | -7.2671
154436 | MV/LV Substation LO***436 |  | 10 kV | _ | LV | 50 kVA :Pole Substation | 0.05 | --> | 0.05 | 0 | 0 | Constrained, otherwise capacity available =43 kVA | --> | 0.048 | 0 | 0 | 0.046 | 0 |  | --> | C23 ex MACETOWN | Macetown [T101,T102] | MACETOWN |  | 53.418 | -6.4535
281675Z | MV/LV Substation BR***675Z |  | 10 kV | _ | LV | 400 kVA :Kiosk Substation | 0.4 | --> | 0.4 | 0 | 0 | Constrained, otherwise capacity available =384 kVA | --> | 0.38 | 0 | 0 | 0 | 0 | Constrained, otherwise capacity available =378 kW | --> | C20 ex DENNEHYS CROSS | Dennehys Cross [T41,T42] | TRABEG |  | 51.8794 | -8.5113
062696X | MV/LV Substation AR***696X |  | 20 kV | _ | LV | 100 kVA :Pole Substation | 0.1 | --> | 0.1 | 0.09 | 3.47 |  | --> | 0.095 | 0 | 0 | 0 | 0 | Constrained, otherwise capacity available =94 kW | --> | E18 ex BUSH | Bush [T421,T422] | DUNDALK |  | 53.9921 | -6.178
056052 | MV/LV Substation DI***052 |  | 10 kV | _ | LV | 200 kVA :Pole Substation | 0.2 | --> | 0.2 | 0.12 | 0.89 |  | --> | 0.19 | 0 | 0.022 | 0 | 0 | Constrained, otherwise capacity available =162 kW | --> | C17 ex BIRR | Birr [T41,T422] | DALLOW |  | 53.0943 | -7.9063
0684067 | MV/LV Substation TH***4067 |  | 10 kV | _ | LV | 630 kVA :Building Structure | 0.63 | --> | 0.63 | 0.5 | 3 |  | --> | 0.598 | 0 | 0 | 0.5 | 0 |  | --> | C37 ex INCHICORE CENTRAL | Inchicore Central [T43,T45] | INCHICORE 220KV |  | 53.337 | -6.3157
067163 | MV/LV Substation O/***163 |  | 10 kV | _ | LV | 100 kVA :Pole Substation | 0.1 | --> | 0.1 | 0 | 0 | Constrained, otherwise capacity available =100 kVA | --> | 0.095 | 0 | 0 | 0 | 0 | Constrained, otherwise capacity available =95 kW | --> | C18 ex CORBALLY | Corbally [T41,T42] | ARDNACRUSHA |  | 52.6706 | -8.617
116229 | MV/LV Substation TI***229 |  | 20 kV | _ | LV | 50 kVA :Pole Substation | 0.05 | --> | 0.05 | 0.045 | 8.1 |  | --> | 0.048 | 0 | 0 | 0 | 0 | Constrained, otherwise capacity available =47 kW | --> | E15 ex WESTPORT | Westport [T421,T422] | CASTLEBAR |  | 53.8028 | -9.4741
209589X | MV/LV Substation RA***589X |  | 10 kV | _ | LV | 100 kVA :Pole Substation | 0.1 | --> | 0.1 | 0 | 0 | Constrained, otherwise capacity available =82 kVA | --> | 0.095 | 0 | 0.024 | 0 | 0 | Constrained, otherwise capacity available =75 kW | --> | C16 ex MILFORD (NR) | Milford (nr) [T41,T42] | LETTERKENNY |  | 55.0273 | -7.7758
069057 | MV/LV Substation BU***057 |  | 10 kV | _ | LV | 630 kVA :Building Structure | 0.63 | --> | 0.63 | 0.155 | 4.47 |  | --> | 0.598 | 0 | 0.07 | 0.478 | 0 |  | --> | C13 ex TEMPLEOGUE | Templeogue [T41,T42] | MILLTOWN (DR) |  | 53.2948 | -6.3044
009872X | MV/LV Substation CI***872X |  | 10 kV | _ | LV | 1000 kVA :Building Structure | 1 | --> | 1 | 0.5 | 0.53 | Constrained, otherwise capacity available =762 kVA | --> | 0.95 | 0 | 0 | 0 | 0 | Constrained, otherwise capacity available =918 kW | --> | C13 ex MANOR STREET | Manor Street [T41,T42] | WATERFORD |  | 52.2607 | -7.1102
281971Y | MV/LV Substation MA***971Y |  | 10 kV | _ | LV | 1000 kVA :Building Structure | 1 | --> | 1 | 0 | 0 | Constrained, otherwise capacity available =883 kVA | --> | 0.95 | 0 | 0.022 | 0 | 0 | Constrained, otherwise capacity available =918 kW | --> | C21 ex DOUGLAS | Douglas [T41,T42] | TRABEG |  | 51.8737 | -8.4202
055899 | MV/LV Substation CL***899 |  | 10 kV | _ | LV | 50 kVA :Pole Substation | 0.05 | --> | 0.05 | 0 | 0 | Constrained, otherwise capacity available =45 kVA | --> | 0.048 | 0 | 0 | 0 | 0 | Constrained, otherwise capacity available =47 kW | --> | C13 ex ROSCREA | Roscrea [T41,T42] | IKERRIN |  | 52.9745 | -7.7939
084333X | MV/LV Substation KI***333X |  | 20 kV | _ | LV | 50 kVA :Pole Substation | 0.05 | --> | 0.05 | 0 | 0 | Constrained, otherwise capacity available =47 kVA | --> | 0.048 | 0 | 0 | 0 | 0 | Constrained, otherwise capacity available =47 kW | --> | E17 ex KILCOLGAN | Kilcolgan [T42,T421] | GALWAY 110KV |  | 53.2251 | -8.7979
015610 | MV/LV Substation HO***610 |  | 20 kV | _ | LV | 200 kVA :Pole Substation | 0.2 | --> | 0.2 | 0 | 0 | Constrained, otherwise capacity available =149 kVA | --> | 0.19 | 0 | 0.006 | 0 | 0 | Constrained, otherwise capacity available =178 kW | --> | E17 ex BLESSINGTON | Blessington [T421,T422] | KILTEEL |  | 53.0926 | -6.5973
081257X | MV/LV Substation BR***257X |  | 10 kV | _ | LV | 50 kVA :Pole Substation | 0.05 | --> | 0.05 | 0 | 0 | Constrained, otherwise capacity available =50 kVA | --> | 0.048 | 0 | 0 | 0 | 0 | Constrained, otherwise capacity available =47 kW | --> | C11 ex COOLMINE | Coolmine [T41,T42] | FINGLAS |  | 53.3691 | -6.417
019184 | MV/LV Substation SH***184 |  | 10 kV | _ | LV | 400 kVA :Kiosk Substation | 0.4 | --> | 0.4 | 0.047 | 0.05 | Constrained, otherwise capacity available =282 kVA | --> | 0.38 | 0 | 0.017 | 0 | 0 | Constrained, otherwise capacity available =351 kW | --> | C17 ex BALLYBEGGAN | Ballybeggan [T43,T44] | TRALEE |  | 52.2829 | -9.697
005476 | MV/LV Substation CO***476 |  | 20 kV | _ | LV | 630 kVA :Kiosk Substation | 0.63 | --> | 0.63 | 0.5 | 17.8 |  | --> | 0.598 | 0 | 0.009 | 0.5 | 0 |  | --> | E13 ex BANOGE | Banoge [T121,T122] | BANOGE |  | 52.645 | -6.23
062575X | MV/LV Substation CH***575X |  | 10 kV | _ | LV | 100 kVA :Pole Substation | 0.1 | --> | 0.1 | 0.06 | 1.03 |  | --> | 0.095 | 0 | 0 | 0 | 0 | Constrained, otherwise capacity available =90 kW | --> | C18 ex LITTLE MILLS | Little Mills [T41] | DUNDALK |  | 53.9235 | -6.3988
046496 | MV/LV Substation DO***496 |  | 10 kV | _ | LV | 50 kVA :Pole Substation | 0.05 | --> | 0.05 | 0.041 | 5.48 |  | --> | 0.048 | 0 | 0.005 | 0.042 | 0 |  | --> | C12 ex BALLYTIVNAN | Ballytivnan [T41,T42] | SLIGO |  | 54.2993 | -8.435
015986Y | MV/LV Substation DU***986Y |  | 10 kV | _ | LV | 50 kVA :Pole Substation | 0.05 | --> | 0.05 | 0 | 0 | Constrained, otherwise capacity available =48 kVA | --> | 0.048 | 0 | 0.006 | 0 | 0 | Constrained, otherwise capacity available =43 kW | --> | C19 ex SALLINS | Sallins [T41,T42] | GRIFFINRATH |  | 53.2575 | -6.7294
288957 | MV/LV Substation CO***957 |  | 10 kV | _ | LV | 200 kVA :Kiosk Substation | 0.2 | --> | 0.2 | 0.041 | 0.04 | Constrained, otherwise capacity available =109 kVA | --> | 0.19 | 0 | 0.025 | 0.159 | 0 |  | --> | C13 ex LITTLE BRAY | Little Bray [T41,T42] | FASSAROE |  | 53.2084 | -6.1199
089213X | MV/LV Substation DE***213X |  | 20 kV | _ | LV | 50 kVA :Pole Substation | 0.05 | --> | 0.05 | 0.049 | 9.1 |  | --> | 0.048 | 0 | 0 | 0 | 0 | Constrained, otherwise capacity available =47 kW | --> | E11 ex ARDNAREE | Ardnaree [T42,T421] | MOY |  | 54.1107 | -9.0722
050006 | MV/LV Substation LU***006 |  | 10 kV | _ | LV | 400 kVA :Kiosk Substation | 0.4 | --> | 0.4 | 0 | 0 | Constrained, otherwise capacity available =261 kVA | --> | 0.38 | 0 | 0.008 | 0 | 0 | Constrained, otherwise capacity available =355 kW | --> | C17 ex ATHLONE | Athlone [T41,T42] | ATHLONE |  | 53.4253 | -7.9397
015388 | MV/LV Substation DO***388 |  | 10 kV | _ | LV | 200 kVA :Pole Substation | 0.2 | --> | 0.2 | 0 | 0 | Constrained, otherwise capacity available =166 kVA | --> | 0.19 | 0 | 0 | 0 | 0 | Constrained, otherwise capacity available =185 kW | --> | C19 ex SALLINS | Sallins [T41,T42] | GRIFFINRATH |  | 53.2869 | -6.764
037005 | MV/LV Substation RU***005 |  | 20 kV | _ | LV | 50 kVA :Pole Substation | 0.05 | --> | 0.05 | 0 | 0 | Constrained, otherwise capacity available =32 kVA | --> | 0.048 | 0 | 0.01 | 0 | 0 | Constrained, otherwise capacity available =38 kW | --> | C11 ex ENNIS NORTH | Ennis North [T41,T42] | ENNIS |  | 52.9256 | -8.9974
1604343 | MV/LV Substation DR***4343 |  | 20 kV | _ | LV | 200 kVA :Kiosk Substation | 0.2 | --> | 0.2 | 0 | 0 | Constrained, otherwise capacity available =200 kVA | --> | 0.19 | 0 | 0 | 0 | 0 | Constrained, otherwise capacity available =190 kW | --> | C21 ex PORTARLINGTON | Portarlington [T43] | BLAKE |  | 53.1663 | -7.1874
081223Z | MV/LV Substation PA***223Z |  | 10 kV | _ | LV | 400 kVA :Kiosk Substation | 0.4 | --> | 0.4 | 0 | 0 | Constrained, otherwise capacity available =349 kVA | --> | 0.38 | 0 | 0 | 0 | 0 | Constrained, otherwise capacity available =373 kW | --> | C17 ex PALMERSTOWN | Palmerstown [T41,T42] | FINGLAS |  | 53.3506 | -6.3817
051490X | MV/LV Substation RI***490X |  | 20 kV | _ | LV | 630 kVA :Building Structure | 0.63 | --> | 0.63 | 0.5 | 2.22 |  | --> | 0.598 | 0 | 0.009 | 0.5 | 0 |  | --> | E12 ex CLARA | Clara [T421,T422] | THORNSBERRY |  | 53.3689 | -7.4999
016276Z | MV/LV Substation HA***276Z |  | 10 kV | _ | LV | 50 kVA :Pole Substation | 0.05 | --> | 0.05 | 0 | 0 | Constrained, otherwise capacity available =26 kVA | --> | 0.048 | 0 | 0 | 0 | 0 | Constrained, otherwise capacity available =44 kW | --> | C18 ex CELBRIDGE | Celbridge [T41,T42] | GRIFFINRATH |  | 53.323 | -6.5219
365125 | MV/LV Substation TA***125 |  | 10 kV | _ | LV | 630 kVA :Building Structure | 0.63 | --> | 0.63 | 0.393 | 13.91 |  | --> | 0.598 | 0 | 0 | 0.5 | 0 |  | --> | C17 ex COOKSTOWN | Cookstown [T101,T102] | CARRICKMINES |  | 53.2858 | -6.376
154005Z | MV/LV Substation CA***005Z |  | 10 kV | _ | LV | 400 kVA :Kiosk Substation | 0.4 | --> | 0.4 | 0 | 0 | Constrained, otherwise capacity available =270 kVA | --> | 0.38 | 0 | 0.037 | 0.334 | 0 |  | --> | C41 ex COLLEGE PARK | College Park [T101,T102,T103] | COLLEGE PARK |  | 53.4025 | -6.4266
056921 | MV/LV Substation W/***921 |  | 20 kV | _ | LV | 50 kVA :Pole Substation | 0.05 | --> | 0.05 | 0.044 | 0.89 |  | --> | 0.048 | 0 | 0.008 | 0 | 0 | Constrained, otherwise capacity available =41 kW | --> | E12 ex BIRR | Birr [T41,T422] | DALLOW |  | 53.1025 | -7.802
046161X | MV/LV Substation RE***161X |  | 10 kV | _ | LV | 50 kVA :Pole Substation | 0.05 | --> | 0.05 | 0 | 0 | Constrained, otherwise capacity available =47 kVA | --> | 0.048 | 0 | 0 | 0.047 | 0 |  | --> | C12 ex CRANMORE | Cranmore [T41,T42] | SLIGO |  | 54.2346 | -8.4445
111725Z | MV/LV Substation DR***725Z |  | 10 kV | _ | LV | 200 kVA :Pole Substation | 0.2 | --> | 0.2 | 0 | 0 | Constrained, otherwise capacity available =195 kVA | --> | 0.19 | 0 | 0.04 | 0 | 0 | Constrained, otherwise capacity available =160 kW | --> | C15 ex BANTRY | Bantry [T41,T42] | BALLYLICKY |  | 51.7289 | -9.4477
081421X | MV/LV Substation NE***421X |  | 10 kV | _ | LV | 200 kVA :Building Structure | 0.2 | --> | 0.2 | 0 | 0 | Constrained, otherwise capacity available =159 kVA | --> | 0.19 | 0 | 0.01 | 0.177 | 0 |  | --> | C11 ex LIFFEY VALLEY | Liffey Valley [T41,T42] | INCHICORE 220KV |  | 53.3416 | -6.3955
001150 | MV/LV Substation BR***150 |  | 10 kV | _ | LV | 400 kVA :Kiosk Substation | 0.4 | --> | 0.4 | 0.356 | 15.18 |  | --> | 0.38 | 0 | 0.03 | 0.352 | 0 |  | --> | C21 ex CENTRAL PARK | Central Park [T101,T102] | CARRICKMINES |  | 53.2828 | -6.1949
0214141 | MV/LV Substation GL***4141 |  | 10 kV | _ | LV | 400 kVA :Kiosk Substation | 0.4 | --> | 0.4 | 0 | 0 | Constrained, otherwise capacity available =369 kVA | --> | 0.38 | 0 | 0.034 | 0.351 | 0 |  | --> | C16 ex RIVERSTOWN | Riverstown [T41,T42] | KILBARRY |  | 51.9571 | -8.3407
074117X | MV/LV Substation EL***117X |  | 20 kV | _ | LV | 200 kVA :Pole Substation | 0.2 | --> | 0.2 | 0 | 0 | Constrained, otherwise capacity available =148 kVA | --> | 0.19 | 0 | 0.005 | 0 | 0 | Constrained, otherwise capacity available =179 kW | --> | C16 ex CARRICK ON SHANNON | Carrick On Shannon [T41,T42] | CARRICK ON SHANNON |  | 53.847 | -8.1889
037989X | MV/LV Substation SH***989X |  | 10 kV | _ | LV | 400 kVA :Kiosk Substation | 0.4 | --> | 0.4 | 0 | 0 | Constrained, otherwise capacity available =322 kVA | --> | 0.38 | 0 | 0.022 | 0 | 0 | Constrained, otherwise capacity available =353 kW | --> | C15 ex ENNIS NORTH | Ennis North [T41,T42] | ENNIS |  | 52.8532 | -9.0098
3654269 | MV/LV Substation NV***4269 |  | 10 kV | _ | LV | 400 kVA :Kiosk Substation | 0.4 | --> | 0.4 | 0 | 0 | Constrained, otherwise capacity available =400 kVA | --> | 0.38 | 0 | 0 | 0.38 | 0 |  | --> | C19 ex CLONDALKIN | Clondalkin [T41,T42,T44] | INCHICORE 220KV |  | 53.2994 | -6.4329
0334198 | MV/LV Substation CO***4198 |  | 10 kV | _ | LV | 50 kVA :Pole Substation | 0.05 | --> | 0.05 | 0.037 | 0.04 | Constrained, otherwise capacity available =45 kVA | --> | 0.048 | 0 | 0 | 0 | 0 | Constrained, otherwise capacity available =47 kW | --> | C18 ex CALLAN | Callan [T41,T42] | KILKENNY |  | 52.5109 | -7.4478
365604X | MV/LV Substation SU***604X |  | 10 kV | _ | LV | 1000 kVA :Building Structure | 1 | --> | 1 | 0.439 | 13.91 |  | --> | 0.95 | 0 | 0 | 0.5 | 0 |  | --> | C18 ex COOKSTOWN | Cookstown [T101,T102] | CARRICKMINES |  | 53.2858 | -6.3707
068899X | MV/LV Substation OL***899X |  | 10 kV | _ | LV | 1000 kVA :Building Structure | 1 | --> | 1 | 0.5 | 3 |  | --> | 0.95 | 0 | 0.01 | 0.5 | 0 |  | --> | C37 ex INCHICORE CENTRAL | Inchicore Central [T43,T45] | INCHICORE 220KV |  | 53.3411 | -6.3125
003204 | MV/LV Substation GL***204 |  | 10 kV | _ | LV | 400 kVA :Kiosk Substation | 0.4 | --> | 0.4 | 0.235 | 11.58 |  | --> | 0.38 | 0 | 0 | 0 | 0 | Constrained, otherwise capacity available =357 kW | --> | C25 ex BALLYBEG | Ballybeg [T101,T102] | CARRICKMINES |  | 52.9861 | -6.0506
288827 | MV/LV Substation RU***827 |  | 10 kV | _ | LV | 50 kVA :Pole Substation | 0.05 | --> | 0.05 | 0 | 0 | Constrained, otherwise capacity available =50 kVA | --> | 0.048 | 0 | 0 | 0.048 | 0 |  | --> | C17 ex CARRICKMINES | Carrickmines [T41,T42] | CARRICKMINES |  | 53.247 | -6.1913
052563Z | MV/LV Substation KI***563Z |  | 20 kV | _ | LV | 400 kVA :Kiosk Substation | 0.4 | --> | 0.4 | 0 | 0 | Constrained, otherwise capacity available =298 kVA | --> | 0.38 | 0 | 0.022 | 0 | 0 | Constrained, otherwise capacity available =350 kW | --> | E18 ex BALLINDERRY | Ballinderry [T41,T422] | MULLINGAR |  | 53.5059 | -7.1374
111736 | MV/LV Substation GO***736 |  | 20 kV | _ | LV | 50 kVA :Pole Substation | 0.05 | --> | 0.05 | 0 | 0 | Constrained, otherwise capacity available =45 kVA | --> | 0.048 | 0 | 0 | 0 | 0 | Constrained, otherwise capacity available =47 kW | --> | C12 ex BANTRY | Bantry [T41,T42] | BALLYLICKY |  | 51.651 | -9.4591
001306 | MV/LV Substation SU***306 |  | 10 kV | _ | LV | 400 kVA :Kiosk Substation | 0.4 | --> | 0.4 | 0 | 0 | Constrained, otherwise capacity available =58 kVA | --> | 0.38 | 0 | 0.074 | 0.276 | 0 |  | --> | C19 ex DUNDRUM | Dundrum [T41,T42] | BLACKROCK |  | 53.2975 | -6.2472
120765Y | MV/LV Substation TE***765Y |  | 20 kV | _ | LV | 400 kVA :Kiosk Substation | 0.4 | --> | 0.4 | 0 | 0 | Constrained, otherwise capacity available =317 kVA | --> | 0.38 | 0 | 0 | 0 | 0 | Constrained, otherwise capacity available =368 kW | --> | E18 ex EDENDERRY | Edenderry [T421,T422] | BLAKE |  | 53.3448 | -7.0413
139864X | MV/LV Substation DR***864X |  | 20 kV | _ | LV | 50 kVA :Pole Substation | 0.05 | --> | 0.05 | 0 | 0 | Constrained, otherwise capacity available =33 kVA | --> | 0.048 | 0 | 0 | 0 | 0 | Constrained, otherwise capacity available =45 kW | --> | E21 ex FINEA | Finea [T421,T422] | SHANKILL |  | 53.8467 | -7.3525
116537 | MV/LV Substation BE***537 |  | 20 kV | _ | LV | 50 kVA :Pole Substation | 0.05 | --> | 0.05 | 0.025 | 8.1 |  | --> | 0.048 | 0 | 0.012 | 0 | 0 | Constrained, otherwise capacity available =35 kW | --> | E11 ex WESTPORT | Westport [T421,T422] | CASTLEBAR |  | 53.7806 | -9.5725
238809X | MV/LV Substation BA***809X |  | 20 kV | _ | LV | 50 kVA :Pole Substation | 0.05 | --> | 0.05 | 0 | 0 | Constrained, otherwise capacity available =39 kVA | --> | 0.048 | 0 | 0.005 | 0 | 0 | Constrained, otherwise capacity available =42 kW | --> | E12 ex BALLINROBE | Ballinrobe [T421,T422] | DALTON |  | 53.6179 | -9.2299
265742 | MV/LV Substation BA***742 |  | 20 kV | _ | LV | 100 kVA :Pole Substation | 0.1 | --> | 0.1 | 0.062 | 0.07 |  | --> | 0.095 | 0 | 0.005 | 0 | 0 | Constrained, otherwise capacity available =86 kW | --> | E17 ex BALLYCONNELL | Ballyconnell [T421,T422] | GORTAWEE |  | 54.1207 | -7.6749
0254109 | MV/LV Substation SH***4109 |  | 20 kV | _ | LV | 50 kVA :Pole Substation | 0.05 | --> | 0.05 | 0.048 | 6.21 |  | --> | 0.048 | 0 | 0 | 0 | 0 | Constrained, otherwise capacity available =47 kW | --> | E28 ex MILFORD (MWR) | Milford (mwr) [T422] | CHARLEVILLE |  | 52.4245 | -8.8514
108184X | MV/LV Substation CO***184X |  | 10 kV | _ | LV | 50 kVA :Pole Substation | 0.05 | --> | 0.05 | 0.037 | 1.57 |  | --> | 0.048 | 0 | 0.011 | 0 | 0 | Constrained, otherwise capacity available =38 kW | --> | C16 ex BALLYSHANNON | Ballyshannon [T41,T42] | CATHALEENS FALL |  | 54.5433 | -8.2183
019283X | MV/LV Substation FE***283X |  | 10 kV | _ | LV | 50 kVA :Pole Substation | 0.05 | --> | 0.05 | 0.049 | 2.18 |  | --> | 0.048 | 0 | 0.005 | 0 | 0 | Constrained, otherwise capacity available =44 kW | --> | C12 ex BALLYRICKARD | Ballyrickard [T41,T42] | TRALEE |  | 52.2766 | -9.8651
139162X | MV/LV Substation DR***162X |  | 20 kV | _ | LV | 50 kVA :Pole Substation | 0.05 | --> | 0.05 | 0 | 0 | Constrained, otherwise capacity available =45 kVA | --> | 0.048 | 0 | 0 | 0 | 0 | Constrained, otherwise capacity available =47 kW | --> | E16 ex FINEA | Finea [T421,T422] | SHANKILL |  | 53.8966 | -7.4672
061440X | MV/LV Substation DR***440X |  | 10 kV | _ | LV | 50 kVA :Pole Substation | 0.05 | --> | 0.05 | 0.05 | 2.04 |  | --> | 0.048 | 0 | 0 | 0 | 0 | Constrained, otherwise capacity available =48 kW | --> | C19 ex BALLYBAY | Ballybay [T41,T42] | LISDRUM |  | 54.0896 | -6.9151
0504015 | MV/LV Substation WA***4015 |  | 20 kV | _ | LV | 100 kVA :Pole Substation | 0.1 | --> | 0.1 | 0 | 0 | Constrained, otherwise capacity available =100 kVA | --> | 0.095 | 0 | 0 | 0 | 0 | Constrained, otherwise capacity available =95 kW | --> | C22 ex ATHLONE | Athlone [T41,T42] | ATHLONE |  | 53.4497 | -8.057
014804Z | MV/LV Substation OL***804Z |  | 10 kV | _ | LV | 200 kVA :Pole Substation | 0.2 | --> | 0.2 | 0 | 0 | Constrained, otherwise capacity available =160 kVA | --> | 0.19 | 0 | 0.005 | 0 | 0 | Constrained, otherwise capacity available =181 kW | --> | C14 ex ATHGARVAN | Athgarvan [T41,T44] | NEWBRIDGE |  | 53.168 | -6.7706
176897 | MV/LV Substation MA***897 |  | 20 kV | _ | LV | 50 kVA :Pole Substation | 0.05 | --> | 0.05 | 0.035 | 18.78 |  | --> | 0.048 | 0 | 0.009 | 0.039 | 0 |  | --> | E18 ex HARTNETTS CROSS | Hartnetts Cross [T121,T422] | MACROOM |  | 51.8932 | -8.9383
2884115 | MV/LV Substation MO***4115 |  | 10 kV | _ | LV | 400 kVA :Kiosk Substation | 0.4 | --> | 0.4 | 0 | 0 | Constrained, otherwise capacity available =400 kVA | --> | 0.38 | 0 | 0 | 0.38 | 0 |  | --> | C19 ex CARRICKMINES | Carrickmines [T41,T42] | CARRICKMINES |  | 53.2669 | -6.2178
111496Y | MV/LV Substation LO***496Y |  | 20 kV | _ | LV | 50 kVA :Pole Substation | 0.05 | --> | 0.05 | 0 | 0 | Constrained, otherwise capacity available =19 kVA | --> | 0.048 | 0 | 0 | 0 | 0 | Constrained, otherwise capacity available =43 kW | --> | C11 ex BANTRY | Bantry [T41,T42] | BALLYLICKY |  | 51.6835 | -9.392
027513X | MV/LV Substation CO***513X |  | 10 kV | _ | LV | 50 kVA :Pole Substation | 0.05 | --> | 0.05 | 0.046 | 7.79 |  | --> | 0.048 | 0 | 0 | 0 | 0 | Constrained, otherwise capacity available =47 kW | --> | C11 ex DUNMANWAY | Dunmanway [T422,T43] | DUNMANWAY |  | 51.7156 | -9.1085
001031X | MV/LV Substation LI***031X |  | 10 kV | _ | LV | 400 kVA :Building Structure | 0.4 | --> | 0.4 | 0.383 | 1.16 |  | --> | 0.38 | 0 | 0 | 0.378 | 0 |  | --> | C17 ex MOUNT MERRION | Mount Merrion [T41,T42] | CARRICKMINES |  | 53.293 | -6.1938
161064 | MV/LV Substation CL***064 |  | 10 kV | _ | LV | 50 kVA :Pole Substation | 0.05 | --> | 0.05 | 0.032 | 6.53 |  | --> | 0.048 | 0 | 0 | 0.045 | 0 |  | --> | C17 ex OUGHTERARD | Oughterard [T41,T42] | SCREEB |  | 53.4283 | -9.3382
160669X | MV/LV Substation RO***669X |  | 10 kV | _ | LV | 400 kVA :Kiosk Substation | 0.4 | --> | 0.4 | 0 | 0 | Constrained, otherwise capacity available =255 kVA | --> | 0.38 | 0 | 0 | 0 | 0 | Constrained, otherwise capacity available =360 kW | --> | C15 ex PORTARLINGTON | Portarlington [T41,T42] | PORTLAOISE |  | 53.1606 | -7.1933
064256Z | MV/LV Substation ST***256Z |  | 10 kV | _ | LV | 50 kVA :Pole Substation | 0.05 | --> | 0.05 | 0 | 0 | Constrained, otherwise capacity available =50 kVA | --> | 0.048 | 0 | 0 | 0 | 0 | Constrained, otherwise capacity available =48 kW | --> | C13 ex MORNINGTON ROAD | Mornington Road [T41,T42] | DRYBRIDGE |  | 53.7171 | -6.3189
1194193 | MV/LV Substation SC***4193 |  | 10 kV | _ | LV | 50 kVA :Pole Substation | 0.05 | --> | 0.05 | 0.05 | 4.16 |  | --> | 0.048 | 0 | 0 | 0.048 | 0 |  | --> | C20 ex NEWMARKET (SR) | Newmarket (sr) [T41,T42] | GLENLARA |  | 52.2374 | -9.0197
0684274 | MV/LV Substation BR***4274 |  | 10 kV | _ | LV | 630 kVA :Building Structure | 0.63 | --> | 0.63 | 0.5 | 9.02 |  | --> | 0.598 | 0 | 0 | 0.5 | 0 |  | --> | C14 ex MISERY HILL | Misery Hill [T101,T102] | POOLBEG |  | 53.3448 | -6.2307
138063X | MV/LV Substation DH***063X |  | 10 kV | _ | LV | 50 kVA :Pole Substation | 0.05 | --> | 0.05 | 0.003 | 1.52 |  | --> | 0.048 | 0 | 0 | 0 | 0 | Constrained, otherwise capacity available =41 kW | --> | C19 ex SHERCOCK | Shercock [T41,T42] | MEATH HILL |  | 53.9616 | -6.9046
039405 | MV/LV Substation ME***405 |  | 10 kV | _ | LV | 100 kVA :Pole Substation | 0.1 | --> | 0.1 | 0 | 0 | Constrained, otherwise capacity available =81 kVA | --> | 0.095 | 0 | 0.011 | 0 | 0 | Constrained, otherwise capacity available =84 kW | --> | C18 ex HEADFORD ROAD | Headford Road [T41,T42] | GALWAY 110KV |  | 53.3023 | -9.0715
034417X | MV/LV Substation MA***417X |  | 20 kV | _ | LV | 200 kVA :Pole Substation | 0.2 | --> | 0.2 | 0.163 | 0.57 |  | --> | 0.19 | 0 | 0.014 | 0 | 0 | Constrained, otherwise capacity available =174 kW | --> | E23 ex LAWLESSTOWN | Lawlesstown [T42,T421] | DOON |  | 52.3483 | -7.7463
049083Y | MV/LV Substation RO***083Y |  | 10 kV | _ | LV | 400 kVA :Kiosk Substation | 0.4 | --> | 0.4 | 0.379 | 1.31 |  | --> | 0.38 | 0 | 0.015 | 0 | 0 | Constrained, otherwise capacity available =366 kW | --> | C17 ex ROOSKY | Roosky [T41] | RICHMOND |  | 53.8312 | -7.9247
118993 | MV/LV Substation ME***993 |  | 20 kV | _ | LV | 50 kVA :Pole Substation | 0.05 | --> | 0.05 | 0 | 0 | Constrained, otherwise capacity available =46 kVA | --> | 0.048 | 0 | 0 | 0 | 0 | Constrained, otherwise capacity available =47 kW | --> | E17 ex CREAGH | Creagh [T421,T422] | ATHLONE |  | 53.3045 | -8.3055
160945Y | MV/LV Substation TH***945Y |  | 10 kV | _ | LV | 400 kVA :Kiosk Substation | 0.4 | --> | 0.4 | 0 | 0 | Constrained, otherwise capacity available =328 kVA | --> | 0.38 | 0 | 0.019 | 0 | 0 | Constrained, otherwise capacity available =356 kW | --> | C15 ex PORTARLINGTON | Portarlington [T41,T42] | PORTLAOISE |  | 53.1593 | -7.1787
081059Z | MV/LV Substation LI***059Z |  | 10 kV | _ | LV | 400 kVA :Building Structure | 0.4 | --> | 0.4 | 0 | 0 | Constrained, otherwise capacity available =275 kVA | --> | 0.38 | 0 | 0 | 0 | 0 | Constrained, otherwise capacity available =363 kW | --> | C12 ex PALMERSTOWN | Palmerstown [T41,T42] | FINGLAS |  | 53.3541 | -6.3895
2494072 | MV/LV Substation WO***4072 |  | 10 kV | _ | LV | 200 kVA :Pole Substation | 0.2 | --> | 0.2 | 0 | 0 | Constrained, otherwise capacity available =190 kVA | --> | 0.19 | 0 | 0 | 0 | 0 | Constrained, otherwise capacity available =189 kW | --> | C15 ex KILCLOHER | Kilcloher [T41,T42] | DUNGARVAN |  | 52.0822 | -7.7718
206750 | MV/LV Substation KI***750 |  | 20 kV | _ | LV | 50 kVA :Pole Substation | 0.05 | --> | 0.05 | 0.047 | 7.61 |  | --> | 0.048 | 0 | 0 | 0 | 0 | Constrained, otherwise capacity available =47 kW | --> | E14 ex BELLACORICK | Bellacorick [T122] | BELLACORICK |  | 54.1217 | -9.6002
111831 | MV/LV Substation KI***831 |  | 20 kV | _ | LV | 50 kVA :Pole Substation | 0.05 | --> | 0.05 | 0 | 0 | Constrained, otherwise capacity available =25 kVA | --> | 0.048 | 0 | 0.006 | 0 | 0 | Constrained, otherwise capacity available =40 kW | --> | C12 ex BANTRY | Bantry [T41,T42] | BALLYLICKY |  | 51.5822 | -9.7018
281082X | MV/LV Substation MA***082X |  | 10 kV | _ | LV | 400 kVA :Building Structure | 0.4 | --> | 0.4 | 0 | 7.88 |  | --> | 0.38 | 0 | 0 | 0.177 | 0 |  | --> | C19 ex LIBERTY STREET | Liberty Street [T101,T102] | LIBERTY STREET |  | 51.8984 | -8.4831
1654281 | MV/LV Substation CA***4281 |  | 10 kV | _ | LV | 50 kVA :Pole Substation | 0.05 | --> | 0.05 | 0.05 | 0.88 |  | --> | 0.048 | 0 | 0 | 0 | 0 | Constrained, otherwise capacity available =48 kW | --> | C12 ex ROSS CARBERY | Ross Carbery [T41,T42] | DUNMANWAY |  | 51.5814 | -8.9677
180949X | MV/LV Substation CU***949X |  | 10 kV | _ | LV | 100 kVA :Pole Substation | 0.1 | --> | 0.1 | 0.027 | 1.4 |  | --> | 0.095 | 0 | 0.013 | 0 | 0 | Constrained, otherwise capacity available =75 kW | --> | C14 ex KELLS | Kells [T41,T42] | NAVAN |  | 53.759 | -6.8449
014446Z | MV/LV Substation WI***446Z |  | 10 kV | _ | LV | 200 kVA :Kiosk Substation | 0.2 | --> | 0.2 | 0 | 0 | Constrained, otherwise capacity available =151 kVA | --> | 0.19 | 0 | 0 | 0 | 0 | Constrained, otherwise capacity available =183 kW | --> | C20 ex KILDARE | Kildare [T41,T42] | NEWBRIDGE |  | 53.1688 | -6.9089
281941 | MV/LV Substation BA***941 |  | 10 kV | _ | LV | 50 kVA :Pole Substation | 0.05 | --> | 0.05 | 0 | 0 | Constrained, otherwise capacity available =30 kVA | --> | 0.048 | 0 | 0 | 0.045 | 0 |  | --> | C11 ex BALLINCOLLIG | Ballincollig [T41,T42] | KILBARRY |  | 51.8385 | -8.6095
293385Z | MV/LV Substation BA***385Z |  | 20 kV | _ | LV | 200 kVA :Pole Substation | 0.2 | --> | 0.2 | 0.13 | 2.83 |  | --> | 0.19 | 0 | 0 | 0 | 0 | Constrained, otherwise capacity available =180 kW | --> | E18 ex BAGENALSTOWN | Bagenalstown [T421,T422] | CARLOW |  | 52.7082 | -6.7948
028977X | MV/LV Substation HA***977X |  | 10 kV | _ | LV | 200 kVA :Kiosk Substation | 0.2 | --> | 0.2 | 0.132 | 19.7 |  | --> | 0.19 | 0 | 0.011 | 0.172 | 0 |  | --> | C14 ex COW CROSS | Cow Cross [T102,T41] | COW CROSS |  | 51.8558 | -8.2737
081581Y | MV/LV Substation CH***581Y |  | 10 kV | _ | LV | 200 kVA :Kiosk Substation | 0.2 | --> | 0.2 | 0 | 0 | Constrained, otherwise capacity available =128 kVA | --> | 0.19 | 0 | 0.047 | 0 | 0 | Constrained, otherwise capacity available =145 kW | --> | C20 ex CELBRIDGE | Celbridge [T41,T42] | GRIFFINRATH |  | 53.3279 | -6.5477
0584323 | MV/LV Substation CL***4323 |  | 10 kV | _ | LV | 50 kVA :Pole Substation | 0.05 | --> | 0.05 | 0.045 | 3 |  | --> | 0.048 | 0 | 0 | 0 | 0 | Constrained, otherwise capacity available =47 kW | --> | C25 ex NENAGH | Nenagh [T41,T42] | NENAGH |  | 52.7757 | -8.0795
0644381 | MV/LV Substation FE***4381 |  | 10 kV | _ | LV | 630 kVA :Kiosk Substation | 0.63 | --> | 0.63 | 0 | 0 | Constrained, otherwise capacity available =565 kVA | --> | 0.598 | 0 | 0.027 | 0 | 0 | Constrained, otherwise capacity available =570 kW | --> | C22 ex TERMONFECKIN ROAD | Termonfeckin Road [T41,T42] | DRYBRIDGE |  | 53.7301 | -6.3614
009253 | MV/LV Substation IN***253 |  | 10 kV | _ | LV | 630 kVA :Building Structure | 0.63 | --> | 0.63 | 0.5 | 13.6 |  | --> | 0.598 | 0 | 0 | 0.5 | 0 |  | --> | C23 ex KILLOTERAN | Killoteran [T101,T102] | KILLOTERAN |  | 52.2536 | -7.1465
039742X | MV/LV Substation PA***742X |  | 20 kV | _ | LV | 100 kVA :Pole Substation | 0.1 | --> | 0.1 | 0.098 | 11.03 |  | --> | 0.095 | 0 | 0 | 0.095 | 0 |  | --> | C27 ex SALTHILL | Salthill [T101,T102] | SALTHILL |  | 53.2756 | -9.1586
082847X | MV/LV Substation BL***847X |  | 10 kV | _ | LV | 200 kVA :Building Structure | 0.2 | --> | 0.2 | 0.2 | 2.01 |  | --> | 0.19 | 0 | 0 | 0 | 0 | Constrained, otherwise capacity available =190 kW | --> | C16 ex ABBEYLAND | Abbeyland [T41,T42] | NAVAN |  | 53.656 | -6.6956
074995 | MV/LV Substation MA***995 |  | 20 kV | _ | LV | 50 kVA :Pole Substation | 0.05 | --> | 0.05 | 0.011 | 8.5 |  | --> | 0.048 | 0 | 0.007 | 0 | 0 | Constrained, otherwise capacity available =37 kW | --> | E14 ex ARIGNA | Arigna [T121] | ARIGNA |  | 54.0364 | -8.0475
293384Z | MV/LV Substation CA***384Z |  | 20 kV | _ | LV | 50 kVA :Pole Substation | 0.05 | --> | 0.05 | 0 | 2.83 |  | --> | 0.048 | 0 | 0.05 | 0 | 0 |  | --> | E18 ex BAGENALSTOWN | Bagenalstown [T421,T422] | CARLOW |  | 52.7431 | -6.8209
0074396 | MV/LV Substation CU***4396 |  | 20 kV | _ | LV | 50 kVA :Pole Substation | 0.05 | --> | 0.05 | 0.048 | 16.12 |  | --> | 0.048 | 0 | 0 | 0.047 | 0 |  | --> | E21 ex WEXFORD | Wexford [T121,T122] | WEXFORD |  | 52.4035 | -6.3697
005969 | MV/LV Substation CA***969 |  | 20 kV | _ | LV | 50 kVA :Pole Substation | 0.05 | --> | 0.05 | 0.045 | 17.8 |  | --> | 0.048 | 0 | 0 | 0.047 | 0 |  | --> | E22 ex BANOGE | Banoge [T121,T122] | BANOGE |  | 52.6697 | -6.4314
0474032 | MV/LV Substation WI***4032 |  | 20 kV | _ | LV | 50 kVA :Pole Substation | 0.05 | --> | 0.05 | 0.024 | 1.04 |  | --> | 0.048 | 0 | 0 | 0 | 0 | Constrained, otherwise capacity available =44 kW | --> | C18 ex BOYLE | Boyle [T41,T42] | CARRICK ON SHANNON |  | 53.8479 | -8.2059
365408X | MV/LV Substation RA***408X |  | 10 kV | _ | LV | 400 kVA :Kiosk Substation | 0.4 | --> | 0.4 | 0 | 0 | Constrained, otherwise capacity available =312 kVA | --> | 0.38 | 0 | 0.009 | 0.361 | 0 |  | --> | C12 ex WHITESTOWN | Whitestown [T41,T42] | COOKSTOWN |  | 53.2793 | -6.4067
4174023 | MV/LV Substation DR***4023 |  | 20 kV | _ | LV | 50 kVA :Pole Substation | 0.05 | --> | 0.05 | 0.05 | 8.5 |  | --> | 0.048 | 0 | 0 | 0 | 0 | Constrained, otherwise capacity available =48 kW | --> | E14 ex ARIGNA | Arigna [T121] | ARIGNA |  | 54.0345 | -7.971
2504106 | MV/LV Substation KI***4106 |  | 10 kV | _ | LV | 200 kVA :Pole Substation | 0.2 | --> | 0.2 | 0.172 | 1.26 |  | --> | 0.19 | 0 | 0.126 | 0 | 0 | Constrained, otherwise capacity available =93 kW | --> | C27 ex BALLYCROSSAUN | Ballycrossaun [T421,T422] | SOMERSET |  | 53.1728 | -8.2897
180043 | MV/LV Substation RO***043 |  | 10 kV | _ | LV | 50 kVA :Pole Substation | 0.05 | --> | 0.05 | 0 | 0.68 |  | --> | 0.048 | 0 | 0.006 | 0 | 0 | Constrained, otherwise capacity available =30 kW | --> | C24 ex MULLAGH | Mullagh [T44] | MEATH HILL |  | 53.8106 | -6.9362
365118Y | MV/LV Substation NE***118Y |  | 10 kV | _ | LV | 50 kVA :Pole Substation | 0.05 | --> | 0.05 | 0 | 0 | Constrained, otherwise capacity available =37 kVA | --> | 0.048 | 0 | 0 | 0 | 0 | Constrained, otherwise capacity available =46 kW | --> | C18 ex CELBRIDGE | Celbridge [T41,T42] | GRIFFINRATH |  | 53.2955 | -6.5137
042092 | MV/LV Substation GA***092 |  | 10 kV | _ | LV | 200 kVA :Kiosk Substation | 0.2 | --> | 0.2 | 0.123 | 1.51 |  | --> | 0.19 | 0 | 0.021 | 0 | 0 | Constrained, otherwise capacity available =164 kW | --> | C19 ex TURLOUGH ROAD | Turlough Road [T43] | CASTLEBAR |  | 53.8611 | -9.3083
365562X | MV/LV Substation SP***562X |  | 10 kV | _ | LV | 1000 kVA :Building Structure | 1 | --> | 1 | 0 | 0 | Constrained, otherwise capacity available =733 kVA | --> | 0.95 | 0 | 0 | 0.5 | 0 |  | --> | C21 ex BELGARD | Belgard [T41,T42] | COOKSTOWN |  | 53.2868 | -6.3609
150885 | MV/LV Substation BE***885 |  | 20 kV | _ | LV | 50 kVA :Pole Substation | 0.05 | --> | 0.05 | 0.029 | 3.96 |  | --> | 0.048 | 0 | 0.006 | 0 | 0 | Constrained, otherwise capacity available =40 kW | --> | E19 ex STRANORLAR | Stranorlar [T421,T422] | LETTERKENNY |  | 54.8662 | -8.0454
150213X | MV/LV Substation CA***213X |  | 20 kV | _ | LV | 630 kVA :Kiosk Substation | 0.63 | --> | 0.63 | 0.478 | 3.96 |  | --> | 0.598 | 0 | 0 | 0 | 0 | Constrained, otherwise capacity available =578 kW | --> | E19 ex STRANORLAR | Stranorlar [T421,T422] | LETTERKENNY |  | 54.7941 | -7.7969
119765 | MV/LV Substation LI***765 |  | 10 kV | _ | LV | 50 kVA :Pole Substation | 0.05 | --> | 0.05 | 0.046 | 4.16 |  | --> | 0.048 | 0 | 0 | 0.047 | 0 |  | --> | C20 ex NEWMARKET (SR) | Newmarket (sr) [T41,T42] | GLENLARA |  | 52.2329 | -8.9258
293631Z | MV/LV Substation BA***631Z |  | 20 kV | _ | LV | 50 kVA :Pole Substation | 0.05 | --> | 0.05 | 0 | 0 | Constrained, otherwise capacity available =49 kVA | --> | 0.048 | 0 | 0 | 0 | 0 | Constrained, otherwise capacity available =47 kW | --> | E12 ex BALTINGLASS | Baltinglass [T421,T422] | STRATFORD |  | 52.9852 | -6.6324
026028 | MV/LV Substation BA***028 |  | 10 kV | _ | LV | 50 kVA :Pole Substation | 0.05 | --> | 0.05 | 0.044 | 8.66 |  | --> | 0.048 | 0 | 0 | 0 | 0 | Constrained, otherwise capacity available =47 kW | --> | C20 ex BANDON | Bandon [T101,T42] | BANDON |  | 51.746 | -8.8188
012635X | MV/LV Substation BU***635X |  | 20 kV | _ | LV | 50 kVA :Pole Substation | 0.05 | --> | 0.05 | 0.041 | 2.83 |  | --> | 0.048 | 0 | 0.016 | 0 | 0 | Constrained, otherwise capacity available =34 kW | --> | E17 ex BAGENALSTOWN | Bagenalstown [T421,T422] | CARLOW |  | 52.7237 | -6.9779
067214 | MV/LV Substation BE***214 |  | 10 kV | _ | LV | 400 kVA :Kiosk Substation | 0.4 | --> | 0.4 | 0.242 | 13.8 |  | --> | 0.38 | 0 | 0.057 | 0.316 | 0 |  | --> | C19 ex SINGLAND | Singland [T101,T102] | SINGLAND |  | 52.6619 | -8.5716
0104117 | MV/LV Substation BA***4117 |  | 20 kV | _ | LV | 50 kVA :Pole Substation | 0.05 | --> | 0.05 | 0 | 0 | Constrained, otherwise capacity available =50 kVA | --> | 0.048 | 0 | 0 | 0 | 0 | Constrained, otherwise capacity available =48 kW | --> | E11 ex BALLYHALE | Ballyhale [T42,T421] | KILKENNY |  | 52.5369 | -7.1783
377959X | MV/LV Substation HO***959X |  | 20 kV | _ | LV | 50 kVA :Pole Substation | 0.05 | --> | 0.05 | 0 | 0 | Constrained, otherwise capacity available =42 kVA | --> | 0.048 | 0 | 0.003 | 0 | 0 | Constrained, otherwise capacity available =44 kW | --> | E18 ex GURRANEBANE | Gurranebane [T421,T422] | OUGHTRAGH |  | 51.9204 | -10.2905
265540 | MV/LV Substation CR***540 |  | 20 kV | _ | LV | 100 kVA :Pole Substation | 0.1 | --> | 0.1 | 0.088 | 2.56 |  | --> | 0.095 | 0 | 0.01 | 0.086 | 0 |  | --> | C17 ex KILLESHANDRA | Killeshandra [T41,T42] | GORTAWEE |  | 54.0648 | -7.472
014609 | MV/LV Substation HA***609 |  | 10 kV | _ | LV | 200 kVA :Kiosk Substation | 0.2 | --> | 0.2 | 0.144 | 0.63 |  | --> | 0.19 | 0 | 0.032 | 0 | 0 | Constrained, otherwise capacity available =158 kW | --> | C16 ex KILCULLEN | Kilcullen [T41,T42,T424] | STRATFORD |  | 53.113 | -6.8567
288073 | MV/LV Substation KI***073 |  | 10 kV | _ | LV | 400 kVA :Kiosk Substation | 0.4 | --> | 0.4 | 0.041 | 0.04 | Constrained, otherwise capacity available =241 kVA | --> | 0.38 | 0 | 0.054 | 0.318 | 0 |  | --> | C16 ex LITTLE BRAY | Little Bray [T41,T42] | FASSAROE |  | 53.23 | -6.1199
022653X | MV/LV Substation SH***653X |  | 10 kV | _ | LV | 200 kVA :Kiosk Substation | 0.2 | --> | 0.2 | 0.155 | 2.24 |  | --> | 0.19 | 0 | 0.013 | 0 | 0 | Constrained, otherwise capacity available =174 kW | --> | C19 ex CASTLETOWNROCHE | Castletownroche [T41] | MALLOW |  | 52.2196 | -8.4757
037858 | MV/LV Substation GO***858 |  | 10 kV | _ | LV | 630 kVA :Building Structure | 0.63 | --> | 0.63 | 0.5 | 13.05 |  | --> | 0.598 | 0 | 0.049 | 0.5 | 0 |  | --> | C12 ex ENNIS | Ennis [T101,T102] | ENNIS |  | 52.8387 | -8.9723
062493 | MV/LV Substation CA***493 |  | 20 kV | _ | LV | 100 kVA :Pole Substation | 0.1 | --> | 0.1 | 0.079 | 4.25 |  | --> | 0.095 | 0 | 0 | 0 | 0 | Constrained, otherwise capacity available =92 kW | --> | E15 ex JENKINSTOWN | Jenkinstown [T421,T422] | DUNDALK |  | 54.058 | -6.332
025427X | MV/LV Substation PA***427X |  | 10 kV | _ | LV | 100 kVA :Pole Substation | 0.1 | --> | 0.1 | 0.078 | 1.05 |  | --> | 0.095 | 0 | 0 | 0 | 0 | Constrained, otherwise capacity available =92 kW | --> | C19 ex NEWCASTLEWEST | Newcastlewest [T41,T42] | RATHKEALE |  | 52.3696 | -9.0231
007525Y | MV/LV Substation CE***525Y |  | 10 kV | _ | LV | 200 kVA :Pole Substation | 0.2 | --> | 0.2 | 0.114 | 1.4 |  | --> | 0.19 | 0 | 0.019 | 0 | 0 | Constrained, otherwise capacity available =164 kW | --> | E18 ex KILLINICK | Killinick [T421,T422] | WEXFORD |  | 52.2799 | -6.3943
0684599 | MV/LV Substation LA***4599 |  | 10 kV | _ | LV | 1000 kVA :Building Structure | 1 | --> | 1 | 0.014 | 7.2 |  | --> | 0.95 | 0 | 0 | 0.5 | 0 |  | --> | C23 ex TRINITY | Trinity [T101,T102] | POOLBEG |  | 53.3342 | -6.2501
001034 | MV/LV Substation FO***034 |  | 10 kV | _ | LV | 400 kVA :Kiosk Substation | 0.4 | --> | 0.4 | 0.376 | 1.16 |  | --> | 0.38 | 0 | 0.004 | 0.374 | 0 |  | --> | C14 ex MOUNT MERRION | Mount Merrion [T41,T42] | CARRICKMINES |  | 53.3036 | -6.2092
184227 | MV/LV Substation TE***227 |  | 10 kV | _ | LV | 200 kVA :Pole Substation | 0.2 | --> | 0.2 | 0.173 | 3.38 |  | --> | 0.19 | 0 | 0 | 0 | 0 | Constrained, otherwise capacity available =186 kW | --> | C18 ex CASTLEBLAYNEY | Castleblayney [T41,T42] | DUNDALK |  | 54.1313 | -6.6591
070141X | MV/LV Substation BA***141X |  | 20 kV | _ | LV | 200 kVA :Kiosk Substation | 0.2 | --> | 0.2 | 0.162 | 0.76 |  | --> | 0.19 | 0 | 0.01 | 0 | 0 | Constrained, otherwise capacity available =177 kW | --> | E15 ex RATHMORE | Rathmore [T42,T421] | KNOCKEARAGH |  | 52.1822 | -9.2335
033886 | MV/LV Substation FE***886 |  | 20 kV | _ | LV | 50 kVA :Pole Substation | 0.05 | --> | 0.05 | 0 | 0 | Constrained, otherwise capacity available =39 kVA | --> | 0.048 | 0 | 0.025 | 0 | 0 | Constrained, otherwise capacity available =28 kW | --> | E17 ex KILMACTHOMAS | Kilmacthomas [T421,T422] | DUNGARVAN |  | 52.3029 | -7.4583
138003X | MV/LV Substation CO***003X |  | 10 kV | _ | LV | 1000 kVA :Kiosk Substation | 1 | --> | 1 | 0.5 | 1.52 |  | --> | 0.95 | 0 | 0 | 0 | 0 | Constrained, otherwise capacity available =934 kW | --> | C18 ex SHERCOCK | Shercock [T41,T42] | MEATH HILL |  | 53.996 | -6.8544
206626 | MV/LV Substation EM***626 |  | 20 kV | _ | LV | 50 kVA :Pole Substation | 0.05 | --> | 0.05 | 0.046 | 1.6 |  | --> | 0.048 | 0 | 0.005 | 0 | 0 | Constrained, otherwise capacity available =43 kW | --> | E17 ex BELMULLET | Belmullet [T421] | BELLACORICK |  | 54.2116 | -10.0262
0534089 | MV/LV Substation KM***4089 |  | 10 kV | _ | LV | 630 kVA :Building Structure | 0.63 | --> | 0.63 | 0 | 0 | Constrained, otherwise capacity available =537 kVA | --> | 0.598 | 0 | 0 | 0.5 | 0 |  | --> | C23 ex CLONMINCH | Clonminch [T41,T422] | THORNSBERRY |  | 53.2746 | -7.4622
055300Y | MV/LV Substation DO***300Y |  | 10 kV | _ | LV | 100 kVA :Pole Substation | 0.1 | --> | 0.1 | 0 | 0 | Constrained, otherwise capacity available =67 kVA | --> | 0.095 | 0 | 0 | 0 | 0 | Constrained, otherwise capacity available =90 kW | --> | C18 ex RATHDOWNEY | Rathdowney [T42] | IKERRIN |  | 52.8763 | -7.6151
041808 | MV/LV Substation AB***808 |  | 20 kV | _ | LV | 50 kVA :Pole Substation | 0.05 | --> | 0.05 | 0 | 0 | Constrained, otherwise capacity available =44 kVA | --> | 0.048 | 0 | 0 | 0 | 0 | Constrained, otherwise capacity available =47 kW | --> | E21 ex DALTON | Dalton [T421,T422] | DALTON |  | 53.7542 | -9.0321
2814323 | MV/LV Substation JA***4323 |  | 10 kV | _ | LV | 630 kVA :Kiosk Substation | 0.63 | --> | 0.63 | 0 | 0 | Constrained, otherwise capacity available =521 kVA | --> | 0.598 | 0 | 0.032 | 0 | 0 | Constrained, otherwise capacity available =560 kW | --> | C16 ex CARRIGALINE | Carrigaline [T41,T42] | BARNAHELY |  | 51.8296 | -8.3924
063775 | MV/LV Substation FU***775 |  | 10 kV | _ | LV | 50 kVA :Pole Substation | 0.05 | --> | 0.05 | 0 | 0 | Constrained, otherwise capacity available =47 kVA | --> | 0.048 | 0 | 0 | 0 | 0 | Constrained, otherwise capacity available =47 kW | --> | C16 ex STICKILLEN | Stickillen [T41,T42] | DRYBRIDGE |  | 53.8143 | -6.509
015999Z | MV/LV Substation CL***999Z |  | 10 kV | _ | LV | 630 kVA :Kiosk Substation | 0.63 | --> | 0.63 | 0 | 0 | Constrained, otherwise capacity available =505 kVA | --> | 0.598 | 0 | 0 | 0 | 0 | Constrained, otherwise capacity available =581 kW | --> | C18 ex SALLINS | Sallins [T41,T42] | GRIFFINRATH |  | 53.2978 | -6.6802
029100 | MV/LV Substation CH***100 |  | 10 kV | _ | LV | 100 kVA :Pole Substation | 0.1 | --> | 0.1 | 0 | 0 | Constrained, otherwise capacity available =77 kVA | --> | 0.095 | 0 | 0.026 | 0 | 0 | Constrained, otherwise capacity available =72 kW | --> | C17 ex CARRIGSHANE | Carrigshane [T41] | MIDLETON |  | 51.8974 | -8.1699
365128X | MV/LV Substation PA***128X |  | 10 kV | _ | LV | 1000 kVA :Building Structure | 1 | --> | 1 | 0 | 0 | Constrained, otherwise capacity available =828 kVA | --> | 0.95 | 0 | 0.01 | 0.5 | 0 |  | --> | C35 ex SEMPERIT | Semperit [T41,T42,T43] | GRANGE CASTLE |  | 53.322 | -6.3457
206453 | MV/LV Substation BR***453 |  | 20 kV | _ | LV | 200 kVA :Pole Substation | 0.2 | --> | 0.2 | 0.198 | 1.6 |  | --> | 0.19 | 0 | 0 | 0 | 0 | Constrained, otherwise capacity available =190 kW | --> | E17 ex BELMULLET | Belmullet [T421] | BELLACORICK |  | 54.2284 | -9.9897
209339 | MV/LV Substation ID***339 |  | 10 kV | _ | LV | 200 kVA :Pole Substation | 0.2 | --> | 0.2 | 0 | 0 | Constrained, otherwise capacity available =190 kVA | --> | 0.19 | 0 | 0 | 0 | 0 | Constrained, otherwise capacity available =189 kW | --> | C19 ex MILFORD (NR) | Milford (nr) [T41,T42] | LETTERKENNY |  | 55.0837 | -7.684
293853 | MV/LV Substation KI***853 |  | 20 kV | _ | LV | 50 kVA :Pole Substation | 0.05 | --> | 0.05 | 0 | 0 | Constrained, otherwise capacity available =39 kVA | --> | 0.048 | 0 | 0 | 0 | 0 | Constrained, otherwise capacity available =46 kW | --> | E17 ex BALTINGLASS | Baltinglass [T421,T422] | STRATFORD |  | 52.9087 | -6.5393
030950 | MV/LV Substation DU***950 |  | 20 kV | _ | LV | 400 kVA :Kiosk Substation | 0.4 | --> | 0.4 | 0 | 0 | Constrained, otherwise capacity available =380 kVA | --> | 0.38 | 0 | 0 | 0 | 0 | Constrained, otherwise capacity available =377 kW | --> | E17 ex FOXHOLE | Foxhole [T421,T422] | DUNGARVAN |  | 51.9396 | -7.8602
005760X | MV/LV Substation BA***760X |  | 20 kV | _ | LV | 100 kVA :Pole Substation | 0.1 | --> | 0.1 | 0.094 | 17.8 |  | --> | 0.095 | 0 | 0 | 0.094 | 0 |  | --> | E22 ex BANOGE | Banoge [T121,T122] | BANOGE |  | 52.6065 | -6.3795
180125Y | MV/LV Substation RO***125Y |  | 10 kV | _ | LV | 50 kVA :Pole Substation | 0.05 | --> | 0.05 | 0.028 | 0.68 |  | --> | 0.048 | 0 | 0 | 0 | 0 | Constrained, otherwise capacity available =44 kW | --> | C24 ex MULLAGH | Mullagh [T44] | MEATH HILL |  | 53.8121 | -6.9198
365842X | MV/LV Substation RA***842X |  | 10 kV | _ | LV | 50 kVA :Pole Substation | 0.05 | --> | 0.05 | 0 | 0 | Constrained, otherwise capacity available =48 kVA | --> | 0.048 | 0 | 0 | 0.047 | 0 |  | --> | C15 ex SAGGART | Saggart [T41,T42] | GRANGE CASTLE |  | 53.2392 | -6.4477
366592 | MV/LV Substation OS***592 |  | 20 kV | _ | LV | 200 kVA :Pole Substation | 0.2 | --> | 0.2 | 0.169 | 0.45 |  | --> | 0.19 | 0 | 0.006 | 0 | 0 | Constrained, otherwise capacity available =181 kW | --> | C16 ex CARRAROE | Carraroe [T42] | SCREEB |  | 53.2652 | -9.6036
136008 | MV/LV Substation CO***008 |  | 10 kV | _ | LV | 630 kVA :Building Structure | 0.63 | --> | 0.63 | 0 | 0 | Constrained, otherwise capacity available =424 kVA | --> | 0.598 | 0 | 0.015 | 0 | 0 | Constrained, otherwise capacity available =559 kW | --> | C13 ex ROSCOMMON | Roscommon [T41,T42] | LANESBORO |  | 53.6247 | -8.1769
256005 | MV/LV Substation MO***005 |  | 10 kV | _ | LV | 200 kVA :Pole Substation | 0.2 | --> | 0.2 | 0.145 | 1.28 |  | --> | 0.19 | 0 | 0.005 | 0 | 0 | Constrained, otherwise capacity available =179 kW | --> | C17 ex CASTLEREA | Castlerea [T41,T42] | CARRICK ON SHANNON |  | 53.7646 | -8.4791
023401X | MV/LV Substation CR***401X |  | 10 kV | _ | LV | 200 kVA :Pole Substation | 0.2 | --> | 0.2 | 0 | 0 | Constrained, otherwise capacity available =65 kVA | --> | 0.19 | 0 | 0 | 0 | 0 | Constrained, otherwise capacity available =171 kW | --> | C18 ex FERMOY NORTH | Fermoy North [T41,T42] | BARRYMORE |  | 52.137 | -8.3263
281138 | MV/LV Substation WO***138 |  | 10 kV | _ | LV | 630 kVA :Building Structure | 0.63 | --> | 0.63 | 0.442 | 5.49 |  | --> | 0.598 | 0 | 0.04 | 0.5 | 0 |  | --> | C11 ex TRABEG | Trabeg [T101,T102] | TRABEG |  | 51.8851 | -8.4504
118613Y | MV/LV Substation MA***613Y |  | 20 kV | _ | LV | 50 kVA :Pole Substation | 0.05 | --> | 0.05 | 0 | 0 | Constrained, otherwise capacity available =50 kVA | --> | 0.048 | 0 | 0 | 0 | 0 | Constrained, otherwise capacity available =48 kW | --> | E18 ex CREAGH | Creagh [T421,T422] | ATHLONE |  | 53.469 | -8.4825
093454Z | MV/LV Substation CL***454Z |  | 10 kV | _ | LV | 630 kVA :Building Structure | 0.63 | --> | 0.63 | 0 | 0 | Constrained, otherwise capacity available =562 kVA | --> | 0.598 | 0 | 0 | 0.5 | 0 |  | --> | C22 ex GRANGE (DR) | Grange (dr) [T41,T42] | GRANGE (DR) |  | 53.3989 | -6.1809
0684503 | MV/LV Substation GR***4503 |  | 10 kV | _ | LV | 630 kVA :Kiosk Substation | 0.63 | --> | 0.63 | 0.5 | 1.86 |  | --> | 0.598 | 0 | 0 | 0.5 | 0 |  | --> | C20 ex FAIRVIEW | Fairview [T41] | MCDERMOTT |  | 53.3718 | -6.2363
1674020 | MV/LV Substation TR***4020 |  | 20 kV | _ | LV | 400 kVA :Building Structure | 0.4 | --> | 0.4 | 0 | 0 | Constrained, otherwise capacity available =382 kVA | --> | 0.38 | 0 | 0 | 0 | 0 | Constrained, otherwise capacity available =378 kW | --> | E21 ex WHITECHURCH | Whitechurch [T421,T422] | KILBARRY |  | 51.952 | -8.4657
049481Z | MV/LV Substation RI***481Z |  | 20 kV | _ | LV | 200 kVA :Pole Substation | 0.2 | --> | 0.2 | 0.178 | 0.21 |  | --> | 0.19 | 0 | 0 | 0 | 0 | Constrained, otherwise capacity available =187 kW | --> | E17 ex LONGFORD | Longford [T421,T422] | RICHMOND |  | 53.7758 | -7.6553
093394 | MV/LV Substation GL***394 |  | 10 kV | _ | LV | 200 kVA :Kiosk Substation | 0.2 | --> | 0.2 | 0 | 0 | Constrained, otherwise capacity available =158 kVA | --> | 0.19 | 0 | 0.021 | 0.169 | 0 |  | --> | C14 ex MERVILLE | Merville [T41,T42] | FINGLAS |  | 53.3765 | -6.2909
366170X | MV/LV Substation SC***170X |  | 20 kV | _ | LV | 400 kVA :Kiosk Substation | 0.4 | --> | 0.4 | 0.387 | 0.45 |  | --> | 0.38 | 0 | 0 | 0 | 0 | Constrained, otherwise capacity available =378 kW | --> | C16 ex CARRAROE | Carraroe [T42] | SCREEB |  | 53.2621 | -9.5986
017473X | MV/LV Substation CL***473X |  | 20 kV | _ | LV | 50 kVA :Pole Substation | 0.05 | --> | 0.05 | 0.038 | 1.98 |  | --> | 0.048 | 0 | 0 | 0 | 0 | Constrained, otherwise capacity available =46 kW | --> | E11 ex RATHKEALE | Rathkeale [T421,T422] | RATHKEALE |  | 52.6058 | -8.9824
0014070 | MV/LV Substation DA***4070 |  | 10 kV | _ | LV | 400 kVA :Kiosk Substation | 0.4 | --> | 0.4 | 0.4 | 4.01 |  | --> | 0.38 | 0 | 0 | 0.38 | 0 |  | --> | C15 ex BALLINCLEA | Ballinclea [T41] | CHERRYWOOD |  | 53.2706 | -6.1165
1624125 | MV/LV Substation GA***4125 |  | 10 kV | _ | LV | 200 kVA :Kiosk Substation | 0.2 | --> | 0.2 | 0.177 | 7.25 |  | --> | 0.19 | 0 | 0.002 | 0 | 0 | Constrained, otherwise capacity available =185 kW | --> | C18 ex CONVOY | Convoy [T41,T42] | LETTERKENNY |  | 54.8647 | -7.6648
011972 | MV/LV Substation MO***972 |  | 10 kV | _ | LV | 50 kVA :Pole Substation | 0.05 | --> | 0.05 | 0.037 | 0.04 | Constrained, otherwise capacity available =43 kVA | --> | 0.048 | 0 | 0.002 | 0 | 0 | Constrained, otherwise capacity available =45 kW | --> | C16 ex CALLAN | Callan [T41,T42] | KILKENNY |  | 52.5441 | -7.3665
429055X | MV/LV Substation G.***055X |  | 10 kV | _ | LV | 100 kVA :Pole Substation | 0.1 | --> | 0.1 | 0.085 | 0.33 |  | --> | 0.095 | 0 | 0 | 0 | 0 | Constrained, otherwise capacity available =93 kW | --> | C12 ex ABBEYFEALE | Abbeyfeale [T42] | TRIEN |  | 52.388 | -9.3052
122837 | MV/LV Substation BA***837 |  | 10 kV | _ | LV | 50 kVA :Pole Substation | 0.05 | --> | 0.05 | 0.05 | 4.18 |  | --> | 0.048 | 0 | 0 | 0 | 0 | Constrained, otherwise capacity available =48 kW | --> | C19 ex KINGSCOURT | Kingscourt [T41,T42] | MEATH HILL |  | 53.8642 | -6.7822
039835X | MV/LV Substation AS***835X |  | 10 kV | _ | LV | 200 kVA :Kiosk Substation | 0.2 | --> | 0.2 | 0 | 0 | Constrained, otherwise capacity available =174 kVA | --> | 0.19 | 0 | 0 | 0.186 | 0 |  | --> | C19 ex GALWAY 110KV | Galway 110kv [T102,T103] | GALWAY 110KV |  | 53.2752 | -9.0141
366368X | MV/LV Substation LE***368X |  | 20 kV | _ | LV | 200 kVA :Kiosk Substation | 0.2 | --> | 0.2 | 0.188 | 1.47 |  | --> | 0.19 | 0 | 0 | 0.188 | 0 |  | --> | C16 ex SCREEB | Screeb [T41] | SCREEB |  | 53.2788 | -9.6592
184707 | MV/LV Substation KI***707 |  | 10 kV | _ | LV | 100 kVA :Pole Substation | 0.1 | --> | 0.1 | 0.075 | 3.38 |  | --> | 0.095 | 0 | 0.007 | 0 | 0 | Constrained, otherwise capacity available =86 kW | --> | C20 ex CASTLEBLAYNEY | Castleblayney [T41,T42] | DUNDALK |  | 54.1184 | -6.7506
154450 | MV/LV Substation WA***450 |  | 20 kV | _ | LV | 50 kVA :Pole Substation | 0.05 | --> | 0.05 | 0 | 0 | Constrained, otherwise capacity available =28 kVA | --> | 0.048 | 0 | 0.024 | 0.027 | 0 |  | --> | C21 ex MACETOWN | Macetown [T101,T102] | MACETOWN |  | 53.4408 | -6.5102
017058Y | MV/LV Substation KA***058Y |  | 10 kV | _ | LV | 100 kVA :Pole Substation | 0.1 | --> | 0.1 | 0.096 | 1.05 |  | --> | 0.095 | 0 | 0.095 | 0 | 0 | Constrained, otherwise capacity available =24 kW | --> | C19 ex NEWCASTLEWEST | Newcastlewest [T41,T42] | RATHKEALE |  | 52.3767 | -9.0518
0014149 | MV/LV Substation RO***4149 |  | 10 kV | _ | LV | 1000 kVA :Building Structure | 1 | --> | 1 | 0.5 | 1.55 |  | --> | 0.95 | 0 | 0 | 0.5 | 0 |  | --> | C21 ex MONKSTOWN | Monkstown [T41,T42] | BLACKROCK |  | 53.278 | -6.182
058410Y | MV/LV Substation MI***410Y |  | 10 kV | _ | LV | 400 kVA :Kiosk Substation | 0.4 | --> | 0.4 | 0 | 0 | Constrained, otherwise capacity available =322 kVA | --> | 0.38 | 0 | 0.005 | 0 | 0 | Constrained, otherwise capacity available =366 kW | --> | C26 ex KYLEERAGH | Kyleeragh [T41,T42] | NENAGH |  | 52.8745 | -8.1923
009998 | MV/LV Substation MU***998 |  | 10 kV | _ | LV | 400 kVA :Building Structure | 0.4 | --> | 0.4 | 0.287 | 13.6 |  | --> | 0.38 | 0 | 0.01 | 0.357 | 0 |  | --> | C22 ex KILLOTERAN | Killoteran [T101,T102] | KILLOTERAN |  | 52.242 | -7.1568
067259Y | MV/LV Substation LO***259Y |  | 10 kV | _ | LV | 200 kVA :Building Structure | 0.2 | --> | 0.2 | 0 | 0 | Constrained, otherwise capacity available =192 kVA | --> | 0.19 | 0 | 0 | 0.189 | 0 |  | --> | C14 ex GARRYOWEN | Garryowen [T41,T42] | LIMERICK |  | 52.6672 | -8.6129
120570 | MV/LV Substation WI***570 |  | 20 kV | _ | LV | 100 kVA :Pole Substation | 0.1 | --> | 0.1 | 0 | 0 | Constrained, otherwise capacity available =84 kVA | --> | 0.095 | 0 | 0.006 | 0 | 0 | Constrained, otherwise capacity available =88 kW | --> | E13 ex EDENDERRY | Edenderry [T421,T422] | BLAKE |  | 53.3851 | -7.0017
2814478 | MV/LV Substation HE***4478 |  | 10 kV | _ | LV | 630 kVA :Kiosk Substation | 0.63 | --> | 0.63 | 0 | 0 | Constrained, otherwise capacity available =630 kVA | --> | 0.598 | 0 | 0 | 0.5 | 0 |  | --> | C17 ex BISHOPSTOWN | Bishopstown [T41,T42] | KILBARRY |  | 51.8818 | -8.5792
035098Y | MV/LV Substation AS***098Y |  | 10 kV | _ | LV | 200 kVA :Kiosk Substation | 0.2 | --> | 0.2 | 0.177 | 3.91 |  | --> | 0.19 | 0 | 0.014 | 0 | 0 | Constrained, otherwise capacity available =176 kW | --> | C16 ex ARDFINNAN | Ardfinnan [T42] | CAHIR |  | 52.3063 | -7.8854
002044 | MV/LV Substation KI***044 |  | 10 kV | _ | LV | 400 kVA :Kiosk Substation | 0.4 | --> | 0.4 | 0.28 | 2.36 |  | --> | 0.38 | 0 | 0.072 | 0.31 | 0 |  | --> | C12 ex BRAY | Bray [T41,T42] | FASSAROE |  | 53.2015 | -6.1168
281967Y | MV/LV Substation CL***967Y |  | 10 kV | _ | LV | 400 kVA :Kiosk Substation | 0.4 | --> | 0.4 | 0 | 0 | Constrained, otherwise capacity available =288 kVA | --> | 0.38 | 0 | 0.051 | 0 | 0 | Constrained, otherwise capacity available =327 kW | --> | C22 ex KILMONEY | Kilmoney [T41,T42] | TRABEG |  | 51.8077 | -8.4029
2884123 | MV/LV Substation BY***4123 |  | 10 kV | _ | LV | 50 kVA :Pole Substation | 0.05 | --> | 0.05 | 0.05 | 2.36 |  | --> | 0.048 | 0 | 0 | 0.048 | 0 |  | --> | C11 ex BRAY | Bray [T41,T42] | FASSAROE |  | 53.1996 | -6.1958
253063 | MV/LV Substation FA***063 |  | 10 kV | _ | LV | 100 kVA :Pole Substation | 0.1 | --> | 0.1 | 0 | 0 | Constrained, otherwise capacity available =68 kVA | --> | 0.095 | 0 | 0.005 | 0 | 0 | Constrained, otherwise capacity available =87 kW | --> | C13 ex TUAM SOUTH | Tuam South [T42] | CLOON |  | 53.5199 | -8.8618
158344Y | MV/LV Substation CA***344Y |  | 20 kV | _ | LV | 100 kVA :Pole Substation | 0.1 | --> | 0.1 | 0 | 0 | Constrained, otherwise capacity available =78 kVA | --> | 0.095 | 0 | 0 | 0 | 0 | Constrained, otherwise capacity available =92 kW | --> | C19 ex ENNISTYMON | Ennistymon [T41,T42] | ENNIS |  | 53.0472 | -9.2416
008569Y | MV/LV Substation CA***569Y |  | 10 kV | _ | LV | 50 kVA :Pole Substation | 0.05 | --> | 0.05 | 0 | 0 | Constrained, otherwise capacity available =39 kVA | --> | 0.048 | 0 | 0.005 | 0 | 0 | Constrained, otherwise capacity available =42 kW | --> | C14 ex KNOCKMULLEN | Knockmullen [T42,T421] | GREAT ISLAND |  | 52.4004 | -6.9349
011675Z | MV/LV Substation LY***675Z |  | 10 kV | _ | LV | 200 kVA :Kiosk Substation | 0.2 | --> | 0.2 | 0.197 | 5.05 |  | --> | 0.19 | 0 | 0 | 0 | 0 | Constrained, otherwise capacity available =190 kW | --> | C14 ex MCDONAGH | Mcdonagh [T41,T42] | KILKENNY |  | 52.6458 | -7.2059
503894 | MV/LV Substation FI***894 |  | 20 kV | _ | LV | 100 kVA :Pole Substation | 0.1 | --> | 0.1 | 0.059 | 1.69 |  | --> | 0.095 | 0 | 0.006 | 0 | 0 | Constrained, otherwise capacity available =85 kW | --> | C18 ex NEWTOWNCUNNINGHAM | Newtowncunningham [T41,T42] | LETTERKENNY |  | 55.0318 | -7.4531
093310Z | MV/LV Substation NO***310Z |  | 10 kV | _ | LV | 1000 kVA :Building Structure | 1 | --> | 1 | 0 | 0 | Constrained, otherwise capacity available =670 kVA | --> | 0.95 | 0 | 0.005 | 0.5 | 0 |  | --> | C18 ex POPPINTREE | Poppintree [T101,T102] | FINGLAS |  | 53.401 | -6.2637
002950 | MV/LV Substation AV***950 |  | 10 kV | _ | LV | 200 kVA :Pole Substation | 0.2 | --> | 0.2 | 0.198 | 2.36 |  | --> | 0.19 | 0 | 0 | 0.19 | 0 |  | --> | C16 ex BRAY | Bray [T41,T42] | FASSAROE |  | 53.1723 | -6.1386
071728 | MV/LV Substation BL***728 |  | 10 kV | _ | LV | 100 kVA :Pole Substation | 0.1 | --> | 0.1 | 0.074 | 5.58 |  | --> | 0.095 | 0 | 0.018 | 0.078 | 0 |  | --> | C11 ex KILCOOLE | Kilcoole [T41,T42] | FASSAROE |  | 53.0735 | -6.0765
117352Y | MV/LV Substation RI***352Y |  | 10 kV | _ | LV | 400 kVA :Kiosk Substation | 0.4 | --> | 0.4 | 0.338 | 5.78 |  | --> | 0.38 | 0 | 0.005 | 0.368 | 0 |  | --> | C14 ex OAKFIELD | Oakfield [T41,T42] | SLIGO |  | 54.209 | -8.5044
029187Y | MV/LV Substation SO***187Y |  | 10 kV | _ | LV | 400 kVA :Kiosk Substation | 0.4 | --> | 0.4 | 0 | 0 | Constrained, otherwise capacity available =370 kVA | --> | 0.38 | 0 | 0 | 0 | 0 | Constrained, otherwise capacity available =376 kW | --> | C17 ex CARRIGSHANE | Carrigshane [T41] | MIDLETON |  | 51.8981 | -8.1699
180807X | MV/LV Substation CL***807X |  | 10 kV | _ | LV | 100 kVA :Pole Substation | 0.1 | --> | 0.1 | 0.096 | 0.68 |  | --> | 0.095 | 0 | 0 | 0 | 0 | Constrained, otherwise capacity available =94 kW | --> | C24 ex MULLAGH | Mullagh [T44] | MEATH HILL |  | 53.8445 | -6.9795
061337X | MV/LV Substation CU***337X |  | 10 kV | _ | LV | 100 kVA :Pole Substation | 0.1 | --> | 0.1 | 0.097 | 2.04 |  | --> | 0.095 | 0 | 0 | 0 | 0 | Constrained, otherwise capacity available =95 kW | --> | C17 ex BALLYBAY | Ballybay [T41,T42] | LISDRUM |  | 54.1199 | -6.9032
350065X | MV/LV Substation KI***065X |  | 10 kV | _ | LV | 200 kVA :Pole Substation | 0.2 | --> | 0.2 | 0.154 | 1.57 |  | --> | 0.19 | 0 | 0.005 | 0 | 0 | Constrained, otherwise capacity available =180 kW | --> | C18 ex BUNDORAN | Bundoran [T41,T42] | CATHALEENS FALL |  | 54.446 | -8.2816
130816 | MV/LV Substation ED***816 |  | 20 kV | _ | LV | 200 kVA :Pole Substation | 0.2 | --> | 0.2 | 0.028 | 2.55 |  | --> | 0.19 | 0 | 0 | 0 | 0 | Constrained, otherwise capacity available =165 kW | --> | E18 ex EDGEWORTHSTOWN | Edgeworthstown [T421,T422] | RICHMOND |  | 53.6945 | -7.6063
066421 | MV/LV Substation OL***421 |  | 20 kV | _ | LV | 200 kVA :Pole Substation | 0.2 | --> | 0.2 | 0 | 0 | Constrained, otherwise capacity available =131 kVA | --> | 0.19 | 0 | 0.017 | 0 | 0 | Constrained, otherwise capacity available =168 kW | --> | E21 ex ASHBOURNE | Ashbourne [T421,T422] | FINGLAS |  | 53.5237 | -6.3148
2814443 | MV/LV Substation HE***4443 |  | 10 kV | _ | LV | 630 kVA :Kiosk Substation | 0.63 | --> | 0.63 | 0.5 | 4.67 |  | --> | 0.598 | 0 | 0 | 0.5 | 0 |  | --> | C28 ex CENTRE PARK ROAD | Marina [T105,T106] | MARINA |  | 51.8857 | -8.4406
011811Z | MV/LV Substation BO***811Z |  | 10 kV | _ | LV | 50 kVA :Pole Substation | 0.05 | --> | 0.05 | 0.037 | 0.04 | Constrained, otherwise capacity available =50 kVA | --> | 0.048 | 0 | 0 | 0 | 0 | Constrained, otherwise capacity available =48 kW | --> | C18 ex CALLAN | Callan [T41,T42] | KILKENNY |  | 52.5364 | -7.3882
008989 | MV/LV Substation IR***989 |  | 10 kV | _ | LV | 50 kVA :Pole Substation | 0.05 | --> | 0.05 | 0 | 0 | Constrained, otherwise capacity available =22 kVA | --> | 0.048 | 0 | 0.006 | 0 | 0 | Constrained, otherwise capacity available =39 kW | --> | C14 ex KNOCKMULLEN | Knockmullen [T42,T421] | GREAT ISLAND |  | 52.3999 | -6.9347
093518Z | MV/LV Substation CR***518Z |  | 10 kV | _ | LV | 400 kVA :Kiosk Substation | 0.4 | --> | 0.4 | 0 | 0 | Constrained, otherwise capacity available =299 kVA | --> | 0.38 | 0 | 0.007 | 0.361 | 0 |  | --> | C24 ex POPPINTREE | Poppintree [T101,T102] | FINGLAS |  | 53.4075 | -6.2917
067824Y | MV/LV Substation KI***824Y |  | 10 kV | _ | LV | 400 kVA :Kiosk Substation | 0.4 | --> | 0.4 | 0 | 0 | Constrained, otherwise capacity available =326 kVA | --> | 0.38 | 0 | 0 | 0 | 0 | Constrained, otherwise capacity available =370 kW | --> | C19 ex CAHERDAVIN | Caherdavin [T41,T42] | ARDNACRUSHA |  | 52.673 | -8.6366
2494070 | MV/LV Substation MO***4070 |  | 10 kV | _ | LV | 50 kVA :Pole Substation | 0.05 | --> | 0.05 | 0 | 0 | Constrained, otherwise capacity available =50 kVA | --> | 0.048 | 0 | 0 | 0 | 0 | Constrained, otherwise capacity available =48 kW | --> | C22 ex LISMORE | Lismore [T41,T42] | DUNGARVAN |  | 52.1833 | -7.9819
365927 | MV/LV Substation ST***927 |  | 10 kV | _ | LV | 400 kVA :Kiosk Substation | 0.4 | --> | 0.4 | 0 | 0 | Constrained, otherwise capacity available =228 kVA | --> | 0.38 | 0 | 0.036 | 0.329 | 0 |  | --> | C16 ex OLDBAWN | Oldbawn [T41,T42] | COOKSTOWN |  | 53.2828 | -6.3625
281877 | MV/LV Substation RO***877 |  | 10 kV | _ | LV | 50 kVA :Pole Substation | 0.05 | --> | 0.05 | 0 | 0 | Constrained, otherwise capacity available =0 kVA | --> | 0.048 | 0 | 0 | 0 | 0 | Constrained, otherwise capacity available =40 kW | --> | C16 ex CARRIGALINE | Carrigaline [T41,T42] | BARNAHELY |  | 51.8702 | -8.3761
051021 | MV/LV Substation CO***021 |  | 10 kV | _ | LV | 100 kVA :Pole Substation | 0.1 | --> | 0.1 | 0.081 | 2.22 |  | --> | 0.095 | 0 | 0 | 0.092 | 0 |  | --> | E14 ex CLARA | Clara [T421,T422] | THORNSBERRY |  | 53.3448 | -7.5955
078124X | MV/LV Substation BE***124X |  | 10 kV | _ | LV | 400 kVA :Kiosk Substation | 0.4 | --> | 0.4 | 0 | 0 | Constrained, otherwise capacity available =353 kVA | --> | 0.38 | 0 | 0.005 | 0 | 0 | Constrained, otherwise capacity available =370 kW | --> | C12 ex CHARLESTOWN | Charlestown [T41] | TONROE |  | 53.9689 | -8.7975
365294X | MV/LV Substation SU***294X |  | 10 kV | _ | LV | 400 kVA :Kiosk Substation | 0.4 | --> | 0.4 | 0.279 | 13.91 |  | --> | 0.38 | 0 | 0.035 | 0.337 | 0 |  | --> | C23 ex COOKSTOWN | Cookstown [T101,T102] | CARRICKMINES |  | 53.2819 | -6.4062
340285X | MV/LV Substation ME***285X |  | 10 kV | _ | LV | 50 kVA :Pole Substation | 0.05 | --> | 0.05 | 0 | 0 | Constrained, otherwise capacity available =40 kVA | --> | 0.048 | 0 | 0 | 0 | 0 | Constrained, otherwise capacity available =46 kW | --> | C16 ex DUNGLOE | Dungloe [T41,T42] | ARDNAGAPPARY |  | 54.9565 | -8.3773
019371 | MV/LV Substation CL***371 |  | 10 kV | _ | LV | 200 kVA :Kiosk Substation | 0.2 | --> | 0.2 | 0.121 | 1.54 |  | --> | 0.19 | 0 | 0 | 0 | 0 | Constrained, otherwise capacity available =179 kW | --> | C20 ex BALLYARD | Ballyard [T41,T42] | TRALEE |  | 52.2642 | -9.6965
093419Z | MV/LV Substation RE***419Z |  | 10 kV | _ | LV | 400 kVA :Kiosk Substation | 0.4 | --> | 0.4 | 0 | 0 | Constrained, otherwise capacity available =324 kVA | --> | 0.38 | 0 | 0 | 0.369 | 0 |  | --> | C12 ex GRANGE (DR) | Grange (dr) [T41,T42] | GRANGE (DR) |  | 53.4013 | -6.1396
363695 | MV/LV Substation GO***695 |  | 20 kV | _ | LV | 50 kVA :Pole Substation | 0.05 | --> | 0.05 | 0.043 | 3.25 |  | --> | 0.048 | 0 | 0 | 0 | 0 | Constrained, otherwise capacity available =46 kW | --> | E16 ex BALLYBUNION | Ballybunion [T421,T422] | TRIEN |  | 52.5026 | -9.6509
033735X | MV/LV Substation TE***735X |  | 20 kV | _ | LV | 50 kVA :Pole Substation | 0.05 | --> | 0.05 | 0 | 0 | Constrained, otherwise capacity available =35 kVA | --> | 0.048 | 0 | 0.011 | 0 | 0 | Constrained, otherwise capacity available =37 kW | --> | C18 ex DEERPARK | Deerpark [T41,T42] | BALLYDINE |  | 52.4342 | -7.4617
075696 | MV/LV Substation BR***696 |  | 20 kV | _ | LV | 50 kVA :Pole Substation | 0.05 | --> | 0.05 | 0.041 | 1.13 |  | --> | 0.048 | 0 | 0.005 | 0 | 0 | Constrained, otherwise capacity available =43 kW | --> | E12 ex BUNCLODY | Bunclody [T421,T422] | CRANE |  | 52.6584 | -6.635
366325 | MV/LV Substation PH***325 |  | 10 kV | _ | LV | 100 kVA :Pole Substation | 0.1 | --> | 0.1 | 0.08 | 2.76 |  | --> | 0.095 | 0 | 0 | 0.092 | 0 |  | --> | C19 ex RECESS | Recess [T41] | SCREEB |  | 53.3267 | -9.9044
003211Y | MV/LV Substation CU***211Y |  | 10 kV | _ | LV | 50 kVA :Pole Substation | 0.05 | --> | 0.05 | 0.043 | 11.58 |  | --> | 0.048 | 0 | 0 | 0 | 0 | Constrained, otherwise capacity available =46 kW | --> | C17 ex BALLYBEG | Ballybeg [T101,T102] | CARRICKMINES |  | 52.9292 | -6.0503
006206 | MV/LV Substation CL***206 |  | 10 kV | _ | LV | 50 kVA :Pole Substation | 0.05 | --> | 0.05 | 0.023 | 3.12 |  | --> | 0.048 | 0 | 0 | 0 | 0 | Constrained, otherwise capacity available =44 kW | --> | C14 ex BELLFIELD | Bellfield [T41,T42] | CRANE |  | 52.5083 | -6.5559
111656X | MV/LV Substation GO***656X |  | 20 kV | _ | LV | 200 kVA :Pole Substation | 0.2 | --> | 0.2 | 0 | 0 | Constrained, otherwise capacity available =120 kVA | --> | 0.19 | 0 | 0.02 | 0 | 0 | Constrained, otherwise capacity available =164 kW | --> | E16 ex BALLYDEHOB | Ballydehob [T421] | DUNMANWAY |  | 51.4949 | -9.7123
149229X | MV/LV Substation RI***229X |  | 20 kV | _ | LV | 100 kVA :Pole Substation | 0.1 | --> | 0.1 | 0 | 0 | Constrained, otherwise capacity available =94 kVA | --> | 0.095 | 0 | 0 | 0 | 0 | Constrained, otherwise capacity available =94 kW | --> | C13 ex DONEGAL | Donegal [T41,T42] | CATHALEENS FALL |  | 54.6218 | -8.0893
2934603 | MV/LV Substation AC***4603 |  | 20 kV | _ | LV | 50 kVA :Pole Substation | 0.05 | --> | 0.05 | 0 | 0 | Constrained, otherwise capacity available =50 kVA | --> | 0.048 | 0 | 0 | 0 | 0 | Constrained, otherwise capacity available =48 kW | --> | E13 ex BALTINGLASS | Baltinglass [T421,T422] | STRATFORD |  | 52.8631 | -6.7245
069529 | MV/LV Substation ED***529 |  | 10 kV | _ | LV | 400 kVA :Kiosk Substation | 0.4 | --> | 0.4 | 0 | 0 | Constrained, otherwise capacity available =275 kVA | --> | 0.38 | 0 | 0.028 | 0.342 | 0 |  | --> | C17 ex BALLYBODEN | Ballyboden [T41,T42] | COOKSTOWN |  | 53.2786 | -6.2858
243139 | MV/LV Substation GA***139 |  | 20 kV | _ | LV | 50 kVA :Pole Substation | 0.05 | --> | 0.05 | 0 | 0 | Constrained, otherwise capacity available =33 kVA | --> | 0.048 | 0 | 0.005 | 0 | 0 | Constrained, otherwise capacity available =42 kW | --> | E16 ex DINGLE | Dingle [T421,T422] | OUGHTRAGH |  | 52.1445 | -10.145
3654126 | MV/LV Substation LE***4126 |  | 10 kV | _ | LV | 400 kVA :Building Structure | 0.4 | --> | 0.4 | 0 | 0 | Constrained, otherwise capacity available =338 kVA | --> | 0.38 | 0 | 0.08 | 0.315 | 0 |  | --> | C15 ex CLONDALKIN | Clondalkin [T41,T42,T44] | INCHICORE 220KV |  | 53.3208 | -6.3886
160034 | MV/LV Substation ST***034 |  | 10 kV | _ | LV | 1000 kVA :Building Structure | 1 | --> | 1 | 0 | 0 | Constrained, otherwise capacity available =605 kVA | --> | 0.95 | 0 | 0.007 | 0 | 0 | Constrained, otherwise capacity available =922 kW | --> | C15 ex MOUNTMELLICK | Mountmellick [T41,T42] | PORTLAOISE |  | 53.1115 | -7.3229
042249 | MV/LV Substation SN***249 |  | 10 kV | _ | LV | 100 kVA :Pole Substation | 0.1 | --> | 0.1 | 0 | 0 | Constrained, otherwise capacity available =96 kVA | --> | 0.095 | 0 | 0.005 | 0 | 0 | Constrained, otherwise capacity available =91 kW | --> | C18 ex KNOCKAPHUNTA | Knockaphunta [T41,T42] | CASTLEBAR |  | 53.8648 | -9.3184
012713 | MV/LV Substation BA***713 |  | 10 kV | _ | LV | 200 kVA :Pole Substation | 0.2 | --> | 0.2 | 0 | 0 | Constrained, otherwise capacity available =180 kVA | --> | 0.19 | 0 | 0 | 0 | 0 | Constrained, otherwise capacity available =187 kW | --> | C20 ex POLLERTON | Pollerton [T41,T42] | CARLOW |  | 52.8385 | -6.8761
138167 | MV/LV Substation MA***167 |  | 10 kV | _ | LV | 200 kVA :Pole Substation | 0.2 | --> | 0.2 | 0.129 | 1.52 |  | --> | 0.19 | 0 | 0.005 | 0 | 0 | Constrained, otherwise capacity available =176 kW | --> | C18 ex SHERCOCK | Shercock [T41,T42] | MEATH HILL |  | 53.9935 | -6.8944
0644108 | MV/LV Substation PL***4108 |  | 10 kV | _ | LV | 100 kVA :Pole Substation | 0.1 | --> | 0.1 | 0 | 0 | Constrained, otherwise capacity available =29 kVA | --> | 0.095 | 0 | 0.05 | 0 | 0 | Constrained, otherwise capacity available =48 kW | --> | C20 ex RATHMULLAN | Rathmullan [T41,T42] | DRYBRIDGE |  | 53.6885 | -6.3945
006028 | MV/LV Substation IR***028 |  | 10 kV | _ | LV | 630 kVA :Building Structure | 0.63 | --> | 0.63 | 0.5 | 3.12 |  | --> | 0.598 | 0 | 0 | 0 | 0 | Constrained, otherwise capacity available =589 kW | --> | C17 ex BELLFIELD | Bellfield [T41,T42] | CRANE |  | 52.5033 | -6.5699
049750X | MV/LV Substation SL***750X |  | 10 kV | _ | LV | 100 kVA :Pole Substation | 0.1 | --> | 0.1 | 0.081 | 2.8 |  | --> | 0.095 | 0 | 0 | 0 | 0 | Constrained, otherwise capacity available =92 kW | --> | C18 ex GLEBE | Glebe [T41,T42] | RICHMOND |  | 53.7146 | -7.7986
0544075 | MV/LV Substation DE***4075 |  | 20 kV | _ | LV | 50 kVA :Pole Substation | 0.05 | --> | 0.05 | 0 | 0 | Constrained, otherwise capacity available =49 kVA | --> | 0.048 | 0 | 0 | 0 | 0 | Constrained, otherwise capacity available =47 kW | --> | E13 ex ABBEYLEIX | Abbeyleix [T422] | PORTLAOISE |  | 52.9458 | -7.3815
067918X | MV/LV Substation BA***918X |  | 20 kV | _ | LV | 50 kVA :Pole Substation | 0.05 | --> | 0.05 | 0.035 | 6.81 |  | --> | 0.048 | 0 | 0.005 | 0.042 | 0 |  | --> | C06 ex AHANE | Ahane [T102] | AHANE |  | 52.6914 | -8.5108
111815Y | MV/LV Substation CA***815Y |  | 20 kV | _ | LV | 50 kVA :Pole Substation | 0.05 | --> | 0.05 | 0 | 0 | Constrained, otherwise capacity available =46 kVA | --> | 0.048 | 0 | 0 | 0 | 0 | Constrained, otherwise capacity available =47 kW | --> | E11 ex BALLYDEHOB | Ballydehob [T421] | DUNMANWAY |  | 51.5319 | -9.4572
125764 | MV/LV Substation CO***764 |  | 10 kV | _ | LV | 50 kVA :Pole Substation | 0.05 | --> | 0.05 | 0.05 | 0.22 |  | --> | 0.048 | 0 | 0 | 0 | 0 | Constrained, otherwise capacity available =48 kW | --> | C15 ex KILSHANNY | Kilshanny [T41,T42] | CAHIR |  | 52.2805 | -8.2517
0014144 | MV/LV Substation EG***4144 |  | 10 kV | _ | LV | 400 kVA :Kiosk Substation | 0.4 | --> | 0.4 | 0 | 0 | Constrained, otherwise capacity available =400 kVA | --> | 0.38 | 0 | 0 | 0.38 | 0 |  | --> | C14 ex LOUGHLINSTOWN | Loughlinstown [T41,T42] | CARRICKMINES |  | 53.2563 | -6.1266
144065 | MV/LV Substation TH***065 |  | 20 kV | _ | LV | 50 kVA :Pole Substation | 0.05 | --> | 0.05 | 0.036 | 2.78 |  | --> | 0.048 | 0 | 0.005 | 0 | 0 | Constrained, otherwise capacity available =42 kW | --> | E13 ex BALLYRAGGET | Ballyragget [T421,T422] | BALLYRAGGET |  | 52.7917 | -7.3326
210705Y | MV/LV Substation LO***705Y |  | 10 kV | _ | LV | 400 kVA :Kiosk Substation | 0.4 | --> | 0.4 | 0 | 0 | Constrained, otherwise capacity available =318 kVA | --> | 0.38 | 0 | 0.006 | 0 | 0 | Constrained, otherwise capacity available =364 kW | --> | C18 ex CARRICKMACROSS | Carrickmacross [T41,T42] | MEATH HILL |  | 53.9686 | -6.7048
0014115 | MV/LV Substation LI***4115 |  | 10 kV | _ | LV | 630 kVA :Building Structure | 0.63 | --> | 0.63 | 0 | 0 | Constrained, otherwise capacity available =630 kVA | --> | 0.598 | 0 | 0 | 0.5 | 0 |  | --> | C11 ex LOUGHLINSTOWN | Loughlinstown [T41,T42] | CARRICKMINES |  | 53.2337 | -6.1224
029235 | MV/LV Substation CA***235 |  | 10 kV | _ | LV | 50 kVA :Pole Substation | 0.05 | --> | 0.05 | 0 | 0 | Constrained, otherwise capacity available =4 kVA | --> | 0.048 | 0 | 0 | 0.041 | 0 |  | --> | C18 ex MIDLETON | Midleton [T101,T102] | MIDLETON |  | 52.0151 | -8.2243
281708Z | MV/LV Substation B ***708Z |  | 20 kV | _ | LV | 1000 kVA :Building Structure | 1 | --> | 1 | 0.5 | 17.47 |  | --> | 0.95 | 0 | 0 | 0.5 | 0 |  | --> | E11 ex COOLROE | Coolroe [T121,T122] | COOLROE |  | 51.8893 | -8.5911
0034185 | MV/LV Substation WA***4185 |  | 10 kV | _ | LV | 630 kVA :Kiosk Substation | 0.63 | --> | 0.63 | 0.5 | 11.58 |  | --> | 0.598 | 0 | 0 | 0 | 0 | Constrained, otherwise capacity available =598 kW | --> | C21 ex BALLYBEG | Ballybeg [T101,T102] | CARRICKMINES |  | 52.9854 | -6.0788
288982 | MV/LV Substation ES***982 |  | 10 kV | _ | LV | 50 kVA :Pole Substation | 0.05 | --> | 0.05 | 0.035 | 2.36 |  | --> | 0.048 | 0 | 0 | 0.045 | 0 |  | --> | C11 ex BRAY | Bray [T41,T42] | FASSAROE |  | 53.1983 | -6.1554
064577Y | MV/LV Substation SL***577Y |  | 20 kV | _ | LV | 50 kVA :Pole Substation | 0.05 | --> | 0.05 | 0 | 0 | Constrained, otherwise capacity available =38 kVA | --> | 0.048 | 0 | 0 | 0 | 0 | Constrained, otherwise capacity available =46 kW | --> | E21 ex SLANE | Slane [T421] | DRYBRIDGE |  | 53.703 | -6.527
049650X | MV/LV Substation RI***650X |  | 10 kV | _ | LV | 75 kVA :Pole Substation | 0.075 | --> | 0.075 | 0 | 0 | Constrained, otherwise capacity available =67 kVA | --> | 0.071 | 0 | 0 | 0 | 0 | Constrained, otherwise capacity available =70 kW | --> | C17 ex AGHAMORE | Aghamore [T41,T42] | LANESBORO |  | 53.7313 | -7.9061
099035 | MV/LV Substation ST***035 |  | 10 kV | _ | LV | 200 kVA :Pole Substation | 0.2 | --> | 0.2 | 0 | 0 | Constrained, otherwise capacity available =128 kVA | --> | 0.19 | 0 | 0.01 | 0 | 0 | Constrained, otherwise capacity available =173 kW | --> | C12 ex CULLION | Cullion [T41,T42] | LETTERKENNY |  | 54.9513 | -7.745
006099Y | MV/LV Substation LO***099Y |  | 10 kV | _ | LV | 200 kVA :Kiosk Substation | 0.2 | --> | 0.2 | 0.182 | 3.12 |  | --> | 0.19 | 0 | 0 | 0 | 0 | Constrained, otherwise capacity available =188 kW | --> | C11 ex BELLFIELD | Bellfield [T41,T42] | CRANE |  | 52.5011 | -6.573
265559X | MV/LV Substation LO***559X |  | 20 kV | _ | LV | 50 kVA :Pole Substation | 0.05 | --> | 0.05 | 0.049 | 0.07 |  | --> | 0.048 | 0 | 0 | 0 | 0 | Constrained, otherwise capacity available =47 kW | --> | E15 ex BALLYCONNELL | Ballyconnell [T421,T422] | GORTAWEE |  | 54.1186 | -7.5747
119004 | MV/LV Substation BL***004 |  | 10 kV | _ | LV | 630 kVA :Kiosk Substation | 0.63 | --> | 0.63 | 0 | 0 | Constrained, otherwise capacity available =498 kVA | --> | 0.598 | 0 | 0.01 | 0 | 0 | Constrained, otherwise capacity available =573 kW | --> | C12 ex KANTURK | Kanturk [T41,T42] | GLENLARA |  | 52.1754 | -8.9049
067278X | MV/LV Substation CA***278X |  | 10 kV | _ | LV | 1000 kVA :Building Structure | 1 | --> | 1 | 0.5 | 13.8 |  | --> | 0.95 | 0 | 0 | 0.5 | 0 |  | --> | C18 ex SINGLAND | Singland [T101,T102] | SINGLAND |  | 52.6672 | -8.5769
062994Y | MV/LV Substation ME***994Y |  | 10 kV | _ | LV | 400 kVA :Kiosk Substation | 0.4 | --> | 0.4 | 0.298 | 3.12 |  | --> | 0.38 | 0 | 0.04 | 0 | 0 | Constrained, otherwise capacity available =336 kW | --> | C12 ex MARSHES | Marshes [T41,T42] | DUNDALK |  | 53.9959 | -6.3834
2934410 | MV/LV Substation MA***4410 |  | 20 kV | _ | LV | 50 kVA :Pole Substation | 0.05 | --> | 0.05 | 0 | 0 | Constrained, otherwise capacity available =50 kVA | --> | 0.048 | 0 | 0 | 0 | 0 | Constrained, otherwise capacity available =48 kW | --> | E20 ex BALTINGLASS | Baltinglass [T421,T422] | STRATFORD |  | 52.9401 | -6.8147
008043 | MV/LV Substation MA***043 |  | 10 kV | _ | LV | 400 kVA :Kiosk Substation | 0.4 | --> | 0.4 | 0 | 0 | Constrained, otherwise capacity available =274 kVA | --> | 0.38 | 0 | 0.015 | 0 | 0 | Constrained, otherwise capacity available =351 kW | --> | C14 ex KNOCKMULLEN | Knockmullen [T42,T421] | GREAT ISLAND |  | 52.3953 | -6.9414
009387 | MV/LV Substation DE***387 |  | 10 kV | _ | LV | 50 kVA :Pole Substation | 0.05 | --> | 0.05 | 0.036 | 0.95 |  | --> | 0.048 | 0 | 0 | 0 | 0 | Constrained, otherwise capacity available =46 kW | --> | C25 ex TYCOR | Tycor [T41,T42] | WATERFORD |  | 52.258 | -7.1374
081263Y | MV/LV Substation OL***263Y |  | 10 kV | _ | LV | 50 kVA :Pole Substation | 0.05 | --> | 0.05 | 0 | 0 | Constrained, otherwise capacity available =32 kVA | --> | 0.048 | 0 | 0 | 0 | 0 | Constrained, otherwise capacity available =45 kW | --> | C22 ex CELBRIDGE | Celbridge [T41,T42] | GRIFFINRATH |  | 53.3449 | -6.5632
0614017 | MV/LV Substation CA***4017 |  | 10 kV | _ | LV | 630 kVA :Building Structure | 0.63 | --> | 0.63 | 0.5 | 2.04 |  | --> | 0.598 | 0 | 0.008 | 0 | 0 | Constrained, otherwise capacity available =578 kW | --> | C14 ex BALLYBAY | Ballybay [T41,T42] | LISDRUM |  | 54.1299 | -6.9017
069511 | MV/LV Substation N ***511 |  | 10 kV | _ | LV | 400 kVA :Building Structure | 0.4 | --> | 0.4 | 0.306 | 9.99 |  | --> | 0.38 | 0 | 0.009 | 0.36 | 0 |  | --> | C19 ex HAROLDS CROSS | Harolds Cross [T101,T102] | POOLBEG |  | 53.3175 | -6.3012
164779 | MV/LV Substation LE***779 |  | 10 kV | _ | LV | 100 kVA :Pole Substation | 0.1 | --> | 0.1 | 0 | 0 |  | --> | 0.095 | 0 | 0.01 | 0 | 0 | Constrained, otherwise capacity available =72 kW | --> | C17 ex SKIBBEREEN | Skibbereen [T41,T42] | DUNMANWAY |  | 51.5815 | -9.142
009173 | MV/LV Substation CL***173 |  | 10 kV | _ | LV | 200 kVA :Kiosk Substation | 0.2 | --> | 0.2 | 0.176 | 0.95 |  | --> | 0.19 | 0 | 0 | 0 | 0 | Constrained, otherwise capacity available =187 kW | --> | C16 ex TYCOR | Tycor [T41,T42] | WATERFORD |  | 52.2468 | -7.136
158126Y | MV/LV Substation CL***126Y |  | 10 kV | _ | LV | 50 kVA :Pole Substation | 0.05 | --> | 0.05 | 0.046 | 0.83 |  | --> | 0.048 | 0 | 0 | 0 | 0 | Constrained, otherwise capacity available =47 kW | --> | C17 ex MILLTOWN MALBAY | Milltown Malbay [T42] | TULLABRACK |  | 52.8048 | -9.3213
001130 | MV/LV Substation AB***130 |  | 10 kV | _ | LV | 630 kVA :Kiosk Substation | 0.63 | --> | 0.63 | 0.424 | 1.16 |  | --> | 0.598 | 0 | 0.046 | 0.5 | 0 |  | --> | C17 ex DEANSGRANGE | Deansgrange [T41,T42] | CARRICKMINES |  | 53.2858 | -6.1606
020231 | MV/LV Substation GL***231 |  | 10 kV | _ | LV | 50 kVA :Pole Substation | 0.05 | --> | 0.05 | 0 | 0 | Constrained, otherwise capacity available =39 kVA | --> | 0.048 | 0 | 0 | 0 | 0 | Constrained, otherwise capacity available =46 kW | --> | C17 ex COOLCORCORAN | Coolcorcoran [T41,T42] | KNOCKEARAGH |  | 52.1101 | -9.4986
009903X | MV/LV Substation CL***903X |  | 10 kV | _ | LV | 200 kVA :Kiosk Substation | 0.2 | --> | 0.2 | 0.166 | 0.95 |  | --> | 0.19 | 0 | 0.003 | 0 | 0 | Constrained, otherwise capacity available =183 kW | --> | C25 ex TYCOR | Tycor [T41,T42] | WATERFORD |  | 52.2572 | -7.1362
265183Y | MV/LV Substation MU***183Y |  | 20 kV | _ | LV | 50 kVA :Pole Substation | 0.05 | --> | 0.05 | 0.049 | 0.07 |  | --> | 0.048 | 0 | 0 | 0 | 0 | Constrained, otherwise capacity available =47 kW | --> | E17 ex BALLYCONNELL | Ballyconnell [T421,T422] | GORTAWEE |  | 54.116 | -7.6096
0464042 | MV/LV Substation AM***4042 |  | 10 kV | _ | LV | 1000 kVA :Building Structure | 1 | --> | 1 | 0 | 0 | Constrained, otherwise capacity available =449 kVA | --> | 0.95 | 0 | 0 | 0.5 | 0 |  | --> | C11 ex FINISKLIN | Finisklin [T41,T42] | SLIGO |  | 54.2735 | -8.4952
025881 | MV/LV Substation CL***881 |  | 20 kV | _ | LV | 100 kVA :Pole Substation | 0.1 | --> | 0.1 | 0.09 | 2.96 |  | --> | 0.095 | 0 | 0.005 | 0 | 0 | Constrained, otherwise capacity available =90 kW | --> | E11 ex CHARLEVILLE | Charleville [T421,T422] | CHARLEVILLE |  | 52.3269 | -8.6843
118685X | MV/LV Substation KI***685X |  | 10 kV | _ | LV | 200 kVA :Pole Substation | 0.2 | --> | 0.2 | 0.15 | 2 |  | --> | 0.19 | 0 | 0.022 | 0 | 0 | Constrained, otherwise capacity available =167 kW | --> | C11 ex BALLINASLOE | Ballinasloe [T41,T42] | SOMERSET |  | 53.3272 | -8.1961
021149 | MV/LV Substation CO***149 |  | 10 kV | _ | LV | 630 kVA :Building Structure | 0.63 | --> | 0.63 | 0 | 0 | Constrained, otherwise capacity available =609 kVA | --> | 0.598 | 0 | 0 | 0.5 | 0 |  | --> | C31 ex KILBARRY | Kilbarry [T101,T43] | KILBARRY |  | 51.9268 | -8.4607
039447X | MV/LV Substation CA***447X |  | 10 kV | _ | LV | 400 kVA :Kiosk Substation | 0.4 | --> | 0.4 | 0.35 | 11.03 |  | --> | 0.38 | 0 | 0.015 | 0.362 | 0 |  | --> | C22 ex SALTHILL | Salthill [T101,T102] | SALTHILL |  | 53.2741 | -9.1053
244274 | MV/LV Substation KI***274 |  | 20 kV | _ | LV | 100 kVA :Pole Substation | 0.1 | --> | 0.1 | 0 | 0 | Constrained, otherwise capacity available =93 kVA | --> | 0.095 | 0 | 0.006 | 0 | 0 | Constrained, otherwise capacity available =90 kW | --> | E18 ex MILLTOWN (SR) | Milltown (sr) [T421,T422] | OUGHTRAGH |  | 52.1705 | -9.5931
021118Z | MV/LV Substation DU***118Z |  | 10 kV | _ | LV | 50 kVA :Pole Substation | 0.05 | --> | 0.05 | 0 | 0 | Constrained, otherwise capacity available =28 kVA | --> | 0.048 | 0 | 0.01 | 0.037 | 0 |  | --> | C31 ex KILBARRY | Kilbarry [T101,T43] | KILBARRY |  | 51.9328 | -8.4632
049401 | MV/LV Substation FA***401 |  | 10 kV | _ | LV | 50 kVA :Pole Substation | 0.05 | --> | 0.05 | 0.022 | 0.21 |  | --> | 0.048 | 0 | 0 | 0 | 0 | Constrained, otherwise capacity available =44 kW | --> | E19 ex LONGFORD | Longford [T421,T422] | RICHMOND |  | 53.7187 | -7.8121
095040X | MV/LV Substation MO***040X |  | 10 kV | _ | LV | 100 kVA :Pole Substation | 0.1 | --> | 0.1 | 0.094 | 0.7 |  | --> | 0.095 | 0 | 0 | 0 | 0 | Constrained, otherwise capacity available =94 kW | --> | C15 ex KILRUSH | Kilrush [T41,T42] | TULLABRACK |  | 52.6197 | -9.4718
046030 | MV/LV Substation CH***030 |  | 10 kV | _ | LV | 1000 kVA :Building Structure | 1 | --> | 1 | 0 | 0 | Constrained, otherwise capacity available =629 kVA | --> | 0.95 | 0 | 0 | 0.5 | 0 |  | --> | C14 ex CRANMORE | Cranmore [T41,T42] | SLIGO |  | 54.2701 | -8.4757
196403X | MV/LV Substation MO***403X |  | 20 kV | _ | LV | 50 kVA :Pole Substation | 0.05 | --> | 0.05 | 0.047 | 1.34 |  | --> | 0.048 | 0 | 0 | 0 | 0 | Constrained, otherwise capacity available =47 kW | --> | E23 ex ATHBOY | Athboy [T423] | NAVAN |  | 53.5266 | -6.8913
047211X | MV/LV Substation HI***211X |  | 20 kV | _ | LV | 100 kVA :Pole Substation | 0.1 | --> | 0.1 | 0.072 | 1.04 |  | --> | 0.095 | 0 | 0 | 0 | 0 | Constrained, otherwise capacity available =91 kW | --> | C16 ex BOYLE | Boyle [T41,T42] | CARRICK ON SHANNON |  | 54.0767 | -8.276
011207 | MV/LV Substation RI***207 |  | 10 kV | _ | LV | 400 kVA :Kiosk Substation | 0.4 | --> | 0.4 | 0 | 0 | Constrained, otherwise capacity available =331 kVA | --> | 0.38 | 0 | 0.025 | 0 | 0 | Constrained, otherwise capacity available =352 kW | --> | C16 ex TALBOTS INCH | Talbots Inch [T41,T42] | KILKENNY |  | 52.662 | -7.257
053894 | MV/LV Substation GL***894 |  | 10 kV | _ | LV | 50 kVA :Pole Substation | 0.05 | --> | 0.05 | 0 | 0 | Constrained, otherwise capacity available =32 kVA | --> | 0.048 | 0 | 0.036 | 0.018 | 0 |  | --> | C21 ex CLONMINCH | Clonminch [T41,T422] | THORNSBERRY |  | 53.2531 | -7.4792
067663Y | MV/LV Substation MA***663Y |  | 20 kV | _ | LV | 50 kVA :Pole Substation | 0.05 | --> | 0.05 | 0 | 0 | Constrained, otherwise capacity available =48 kVA | --> | 0.048 | 0 | 0 | 0 | 0 | Constrained, otherwise capacity available =47 kW | --> | C17 ex GILLOGUE | Gillogue [T41,T42] | ARDNACRUSHA |  | 52.7014 | -8.5327
164019 | MV/LV Substation CA***019 |  | 10 kV | _ | LV | 100 kVA :Pole Substation | 0.1 | --> | 0.1 | 0 | 0 | Constrained, otherwise capacity available =84 kVA | --> | 0.095 | 0 | 0 | 0 | 0 | Constrained, otherwise capacity available =93 kW | --> | C15 ex SKIBBEREEN | Skibbereen [T41,T42] | DUNMANWAY |  | 51.5395 | -9.2553
138017 | MV/LV Substation TA***017 |  | 10 kV | _ | LV | 50 kVA :Pole Substation | 0.05 | --> | 0.05 | 0.029 | 2.18 |  | --> | 0.048 | 0 | 0.009 | 0 | 0 | Constrained, otherwise capacity available =38 kW | --> | C24 ex BAILIEBORO | Bailieboro [T41,T42] | MEATH HILL |  | 53.9165 | -6.975
281754X | MV/LV Substation KE***754X |  | 10 kV | _ | LV | 200 kVA :Kiosk Substation | 0.2 | --> | 0.2 | 0 | 0 | Constrained, otherwise capacity available =127 kVA | --> | 0.19 | 0 | 0.02 | 0.165 | 0 |  | --> | C12 ex BISHOPSTOWN | Bishopstown [T41,T42] | KILBARRY |  | 51.888 | -8.5247
0524765 | MV/LV Substation FA***4765 |  | 10 kV | _ | LV | 630 kVA :Kiosk Substation | 0.63 | --> | 0.63 | 0.5 | 10.9 |  | --> | 0.598 | 0 | 0.027 | 0.5 | 0 |  | --> | C12 ex MULLINGAR | Mullingar [T101,T102] | MULLINGAR |  | 53.5304 | -7.3617
033271 | MV/LV Substation TY***271 |  | 10 kV | _ | LV | 50 kVA :Pole Substation | 0.05 | --> | 0.05 | 0 | 0 | Constrained, otherwise capacity available =45 kVA | --> | 0.048 | 0 | 0.005 | 0.043 | 0 |  | --> | C16 ex CREGG ROAD | Cregg Road [T41,T42] | BALLYDINE |  | 52.3461 | -7.3356
0214198 | MV/LV Substation MI***4198 |  | 10 kV | _ | LV | 630 kVA :Kiosk Substation | 0.63 | --> | 0.63 | 0.5 | 6.78 |  | --> | 0.598 | 0 | 0.023 | 0.5 | 0 |  | --> | C18 ex CASTLEVIEW | Castleview [T101,T102] | CASTLEVIEW |  | 51.9204 | -8.391
120576Y | MV/LV Substation AR***576Y |  | 20 kV | _ | LV | 100 kVA :Pole Substation | 0.1 | --> | 0.1 | 0 | 0 | Constrained, otherwise capacity available =84 kVA | --> | 0.095 | 0 | 0 | 0 | 0 | Constrained, otherwise capacity available =93 kW | --> | E19 ex EDENDERRY | Edenderry [T421,T422] | BLAKE |  | 53.3955 | -7.0145
137191 | MV/LV Substation BA***191 |  | 10 kV | _ | LV | 50 kVA :Pole Substation | 0.05 | --> | 0.05 | 0.049 | 2 |  | --> | 0.048 | 0 | 0 | 0 | 0 | Constrained, otherwise capacity available =47 kW | --> | C15 ex CAUSEWAY | Causeway [T41,T42] | TRALEE |  | 52.343 | -9.8109
196334X | MV/LV Substation KN***334X |  | 10 kV | _ | LV | 400 kVA :Kiosk Substation | 0.4 | --> | 0.4 | 0 | 0 | Constrained, otherwise capacity available =258 kVA | --> | 0.38 | 0 | 0.021 | 0 | 0 | Constrained, otherwise capacity available =345 kW | --> | C17 ex TRIM | Trim [T41,T42] | NAVAN |  | 53.5499 | -6.7706
032055 | MV/LV Substation BR***055 |  | 10 kV | _ | LV | 400 kVA :Kiosk Substation | 0.4 | --> | 0.4 | 0 | 0 | Constrained, otherwise capacity available =320 kVA | --> | 0.38 | 0 | 0.01 | 0 | 0 | Constrained, otherwise capacity available =361 kW | --> | C16 ex TRAMORE | Tramore [T41,T42] | BUTLERSTOWN |  | 52.1637 | -7.149
049441Z | MV/LV Substation LT***441Z |  | 10 kV | _ | LV | 630 kVA :Building Structure | 0.63 | --> | 0.63 | 0.213 | 0.21 | Constrained, otherwise capacity available =621 kVA | --> | 0.598 | 0 | 0 | 0 | 0 | Constrained, otherwise capacity available =597 kW | --> | E14 ex LONGFORD | Longford [T421,T422] | RICHMOND |  | 53.7296 | -7.8036
0254369 | MV/LV Substation RA***4369 |  | 20 kV | _ | LV | 630 kVA :Kiosk Substation | 0.63 | --> | 0.63 | 0.5 | 2.96 |  | --> | 0.598 | 0 | 0 | 0 | 0 | Constrained, otherwise capacity available =584 kW | --> | E17 ex CHARLEVILLE | Charleville [T421,T422] | CHARLEVILLE |  | 52.347 | -8.6747
0554370 | MV/LV Substation MA***4370 |  | 20 kV | _ | LV | 50 kVA :Pole Substation | 0.05 | --> | 0.05 | 0 | 0 | Constrained, otherwise capacity available =46 kVA | --> | 0.048 | 0 | 0 | 0 | 0 | Constrained, otherwise capacity available =47 kW | --> | E22 ex ROSCREA | Roscrea [T41,T42] | IKERRIN |  | 52.9666 | -7.9768
153395X | MV/LV Substation CO***395X |  | 20 kV | _ | LV | 200 kVA :Kiosk Substation | 0.2 | --> | 0.2 | 0 | 0 | Constrained, otherwise capacity available =163 kVA | --> | 0.19 | 0 | 0.021 | 0 | 0 | Constrained, otherwise capacity available =169 kW | --> | E18 ex BIRDHILL | Birdhill [T421,T422] | ARDNACRUSHA |  | 52.7126 | -8.4964
0814285 | MV/LV Substation PH***4285 |  | 10 kV | _ | LV | 630 kVA :Building Structure | 0.63 | --> | 0.63 | 0.5 | 7.91 |  | --> | 0.598 | 0 | 0 | 0.5 | 0 |  | --> | C29 ex PELLETSTOWN | Pelletstown [T101,T102] | FINGLAS |  | 53.3732 | -6.3404
0234346 | MV/LV Substation BA***4346 |  | 10 kV | _ | LV | 50 kVA :Pole Substation | 0.05 | --> | 0.05 | 0 | 0 | Constrained, otherwise capacity available =39 kVA | --> | 0.048 | 0 | 0.011 | 0 | 0 | Constrained, otherwise capacity available =38 kW | --> | E14 ex CASTLELYONS | Castlelyons [T421,T422] | BARRYMORE |  | 52.0755 | -8.1791
007025 | MV/LV Substation CR***025 |  | 20 kV | _ | LV | 100 kVA :Pole Substation | 0.1 | --> | 0.1 | 0.097 | 16.12 |  | --> | 0.095 | 0 | 0.004 | 0.092 | 0 |  | --> | E17 ex WEXFORD | Wexford [T121,T122] | WEXFORD |  | 52.3404 | -6.5799
073034X | MV/LV Substation GR***034X |  | 20 kV | _ | LV | 200 kVA :Kiosk Substation | 0.2 | --> | 0.2 | 0 | 0 | Constrained, otherwise capacity available =181 kVA | --> | 0.19 | 0 | 0.014 | 0 | 0 | Constrained, otherwise capacity available =177 kW | --> | C15 ex MOATE | Moate [T41,T42] | ATHLONE |  | 53.3902 | -7.7088
060646X | MV/LV Substation SE***646X |  | 20 kV | _ | LV | 50 kVA :Pole Substation | 0.05 | --> | 0.05 | 0 | 0 | Constrained, otherwise capacity available =23 kVA | --> | 0.048 | 0 | 0.048 | 0 | 0 | Constrained, otherwise capacity available =8 kW | --> | C18 ex CLONES | Clones [T41,T42] | SHANKILL |  | 54.1408 | -7.1883
139465X | MV/LV Substation ST***465X |  | 10 kV | _ | LV | 200 kVA :Pole Substation | 0.2 | --> | 0.2 | 0.15 | 4 |  | --> | 0.19 | 0 | 0 | 0 | 0 | Constrained, otherwise capacity available =183 kW | --> | C14 ex BALLYJAMESDUFF | Ballyjamesduff [T41,T42] | SHANKILL |  | 53.8332 | -7.1204
136436Y | MV/LV Substation KI***436Y |  | 20 kV | _ | LV | 50 kVA :Pole Substation | 0.05 | --> | 0.05 | 0 | 0 | Constrained, otherwise capacity available =49 kVA | --> | 0.048 | 0 | 0 | 0 | 0 | Constrained, otherwise capacity available =47 kW | --> | C18 ex ROSCOMMON | Roscommon [T41,T42] | LANESBORO |  | 53.5486 | -8.0504
176683 | MV/LV Substation CO***683 |  | 20 kV | _ | LV | 50 kVA :Pole Substation | 0.05 | --> | 0.05 | 0.047 | 18.78 |  | --> | 0.048 | 0 | 0 | 0.047 | 0 |  | --> | E17 ex HARTNETTS CROSS | Hartnetts Cross [T121,T422] | HARTNETTS CROSS |  | 51.9254 | -9.0497
039103 | MV/LV Substation MA***103 |  | 10 kV | _ | LV | 400 kVA :Kiosk Substation | 0.4 | --> | 0.4 | 0.294 | 3.45 |  | --> | 0.38 | 0 | 0.072 | 0.312 | 0 |  | --> | C14 ex TRIMMS LANE | Trimms Lane [T41,T42] | SALTHILL |  | 53.2718 | -9.0732
111487 | MV/LV Substation SC***487 |  | 20 kV | _ | LV | 400 kVA :Kiosk Substation | 0.4 | --> | 0.4 | 0 | 0 | Constrained, otherwise capacity available =254 kVA | --> | 0.38 | 0 | 0.024 | 0 | 0 | Constrained, otherwise capacity available =342 kW | --> | E11 ex BALLYDEHOB | Ballydehob [T421] | DUNMANWAY |  | 51.5274 | -9.548
008113 | MV/LV Substation BO***113 |  | 10 kV | _ | LV | 100 kVA :Pole Substation | 0.1 | --> | 0.1 | 0 | 0 | Constrained, otherwise capacity available =95 kVA | --> | 0.095 | 0 | 0 | 0 | 0 | Constrained, otherwise capacity available =94 kW | --> | E11 ex KNOCKMULLEN | Knockmullen [T42,T421] | GREAT ISLAND |  | 52.432 | -6.8853
066034Z | MV/LV Substation AT***034Z |  | 10 kV | _ | LV | 200 kVA :Building Structure | 0.2 | --> | 0.2 | 0 | 0 | Constrained, otherwise capacity available =166 kVA | --> | 0.19 | 0 | 0 | 0.185 | 0 |  | --> | C14 ex MOUNTGORRY | Mountgorry [T41,T42] | GRANGE (DR) |  | 53.4572 | -6.2064
037740X | MV/LV Substation BR***740X |  | 10 kV | _ | LV | 400 kVA :Kiosk Substation | 0.4 | --> | 0.4 | 0.301 | 13.05 |  | --> | 0.38 | 0 | 0.032 | 0.342 | 0 |  | --> | C19 ex ENNIS | Ennis [T101,T102] | ENNIS |  | 52.8377 | -8.9646
122641 | MV/LV Substation CO***641 |  | 10 kV | _ | LV | 100 kVA :Pole Substation | 0.1 | --> | 0.1 | 0.094 | 4.18 |  | --> | 0.095 | 0 | 0 | 0 | 0 | Constrained, otherwise capacity available =94 kW | --> | C17 ex KINGSCOURT | Kingscourt [T41,T42] | MEATH HILL |  | 53.9238 | -6.7741
154191Y | MV/LV Substation TH***191Y |  | 10 kV | _ | LV | 200 kVA :Kiosk Substation | 0.2 | --> | 0.2 | 0 | 0 | Constrained, otherwise capacity available =111 kVA | --> | 0.19 | 0 | 0.017 | 0.165 | 0 |  | --> | C23 ex MACETOWN | Macetown [T101,T102] | MACETOWN |  | 53.423 | -6.4742
001006 | MV/LV Substation KN***006 |  | 10 kV | _ | LV | 630 kVA :Kiosk Substation | 0.63 | --> | 0.63 | 0.332 | 1.23 |  | --> | 0.598 | 0 | 0.121 | 0.467 | 0 |  | --> | C20 ex SALLYNOGGIN ROAD | Sallynoggin Road [T41,T42] | CHERRYWOOD |  | 53.2888 | -6.1462
3634040 | MV/LV Substation O ***4040 |  | 20 kV | _ | LV | 100 kVA :Pole Substation | 0.1 | --> | 0.1 | 0.099 | 3.25 |  | --> | 0.095 | 0 | 0 | 0 | 0 | Constrained, otherwise capacity available =95 kW | --> | E15 ex BALLYBUNION | Ballybunion [T421,T422] | TRIEN |  | 52.5563 | -9.58
1104115 | MV/LV Substation CA***4115 |  | 20 kV | _ | LV | 50 kVA :Pole Substation | 0.05 | --> | 0.05 | 0.046 | 0.76 |  | --> | 0.048 | 0 | 0 | 0 | 0 | Constrained, otherwise capacity available =47 kW | --> | E11 ex KILGARVAN | Kilgarvan [T421] | KNOCKEARAGH |  | 51.8952 | -9.5303
064255Z | MV/LV Substation LI***255Z |  | 10 kV | _ | LV | 200 kVA :Kiosk Substation | 0.2 | --> | 0.2 | 0 | 0 | Constrained, otherwise capacity available =154 kVA | --> | 0.19 | 0 | 0 | 0 | 0 | Constrained, otherwise capacity available =184 kW | --> | C22 ex TERMONFECKIN ROAD | Termonfeckin Road [T41,T42] | DRYBRIDGE |  | 53.7298 | -6.3511
154473Z | MV/LV Substation MO***473Z |  | 10 kV | _ | LV | 400 kVA :Kiosk Substation | 0.4 | --> | 0.4 | 0 | 0 | Constrained, otherwise capacity available =251 kVA | --> | 0.38 | 0 | 0.035 | 0 | 0 | Constrained, otherwise capacity available =333 kW | --> | C21 ex MONEYCOOLEY | Moneycooley [T41,T42,T44] | GRIFFINRATH |  | 53.3929 | -6.594
252387 | MV/LV Substation CA***387 |  | 10 kV | _ | LV | 100 kVA :Pole Substation | 0.1 | --> | 0.1 | 0.077 | 2.76 |  | --> | 0.095 | 0 | 0 | 0.092 | 0 |  | --> | C19 ex RECESS | Recess [T41] | SCREEB |  | 53.4199 | -9.8083
001127 | MV/LV Substation JO***127 |  | 10 kV | _ | LV | 400 kVA :Kiosk Substation | 0.4 | --> | 0.4 | 0.283 | 13.42 |  | --> | 0.38 | 0 | 0.027 | 0.344 | 0 |  | --> | C17 ex POTTERY ROAD | Pottery Road [T101,T102] | CARRICKMINES |  | 53.2728 | -6.1459
154156Y | MV/LV Substation MA***156Y |  | 10 kV | _ | LV | 630 kVA :Kiosk Substation | 0.63 | --> | 0.63 | 0 | 0 | Constrained, otherwise capacity available =449 kVA | --> | 0.598 | 0 | 0 | 0 | 0 | Constrained, otherwise capacity available =573 kW | --> | C26 ex MONEYCOOLEY | Moneycooley [T41,T42,T44] | GRIFFINRATH |  | 53.3852 | -6.5975
111124Z | MV/LV Substation SC***124Z |  | 20 kV | _ | LV | 200 kVA :Pole Substation | 0.2 | --> | 0.2 | 0 | 0 | Constrained, otherwise capacity available =166 kVA | --> | 0.19 | 0 | 0.005 | 0 | 0 | Constrained, otherwise capacity available =182 kW | --> | E11 ex BALLYDEHOB | Ballydehob [T421] | DUNMANWAY |  | 51.5295 | -9.5416
039525X | MV/LV Substation DE***525X |  | 10 kV | _ | LV | 400 kVA :Building Structure | 0.4 | --> | 0.4 | 0 | 0 | Constrained, otherwise capacity available =246 kVA | --> | 0.38 | 0 | 0 | 0 | 0 | Constrained, otherwise capacity available =358 kW | --> | C17 ex ORANMORE | Oranmore [T41,T44] | GALWAY 110KV |  | 53.2793 | -8.9338
154559Z | MV/LV Substation US***559Z |  | 10 kV | _ | LV | 1000 kVA :Building Structure | 1 | --> | 1 | 0 | 0 | Constrained, otherwise capacity available =844 kVA | --> | 0.95 | 0 | 0 | 0 | 0 | Constrained, otherwise capacity available =928 kW | --> | C20 ex BALLYCOOLIN | Ballycoolin [T41,T42,T43] | FINGLAS |  | 53.4096 | -6.3495
3654144 | MV/LV Substation GM***4144 |  | 10 kV | _ | LV | 50 kVA :Pole Substation | 0.05 | --> | 0.05 | 0 | 0 | Constrained, otherwise capacity available =25 kVA | --> | 0.048 | 0 | 0 | 0.044 | 0 |  | --> | C20 ex CLONDALKIN | Clondalkin [T41,T42,T44] | INCHICORE 220KV |  | 53.3153 | -6.3742
0694144 | MV/LV Substation TI***4144 |  | 10 kV | _ | LV | 1000 kVA :Building Structure | 1 | --> | 1 | 0 | 0 | Constrained, otherwise capacity available =885 kVA | --> | 0.95 | 0 | 0 | 0.5 | 0 |  | --> | C12 ex BALLYBODEN | Ballyboden [T41,T42] | COOKSTOWN |  | 53.2801 | -6.3122
022522 | MV/LV Substation IR***522 |  | 10 kV | _ | LV | 50 kVA :Pole Substation | 0.05 | --> | 0.05 | 0.044 | 4.55 |  | --> | 0.048 | 0 | 0 | 0 | 0 | Constrained, otherwise capacity available =47 kW | --> | C14 ex MALLOW | Mallow [T41,T42] | MALLOW |  | 52.1481 | -8.6442
081132Z | MV/LV Substation SI***132Z |  | 10 kV | _ | LV | 400 kVA :Building Structure | 0.4 | --> | 0.4 | 0 | 0 | Constrained, otherwise capacity available =292 kVA | --> | 0.38 | 0 | 0 | 0.365 | 0 |  | --> | C34 ex CLONDALKIN | Clondalkin [T41,T42,T44] | INCHICORE 220KV |  | 53.319 | -6.3812
030445 | MV/LV Substation IN***445 |  | 20 kV | _ | LV | 50 kVA :Pole Substation | 0.05 | --> | 0.05 | 0 | 0 | Constrained, otherwise capacity available =47 kVA | --> | 0.048 | 0 | 0 | 0 | 0 | Constrained, otherwise capacity available =47 kW | --> | E20 ex FOXHOLE | Foxhole [T421,T422] | DUNGARVAN |  | 51.9293 | -7.9308
068897 | MV/LV Substation DU***897 |  | 10 kV | _ | LV | 1000 kVA :Building Structure | 1 | --> | 1 | 0.5 | 1.37 |  | --> | 0.95 | 0 | 0 | 0.5 | 0 |  | --> | C20 ex SOUTH KING STREET | South King Street [T41,T42] | FRANCIS STREET |  | 53.3417 | -6.2587
062060Z | MV/LV Substation DO***060Z |  | 10 kV | _ | LV | 200 kVA :Kiosk Substation | 0.2 | --> | 0.2 | 0.181 | 0.72 |  | --> | 0.19 | 0 | 0.006 | 0 | 0 | Constrained, otherwise capacity available =183 kW | --> | C12 ex COES ROAD | Coes Road [T41,T42] | DUNDALK |  | 54.0083 | -6.3893
001214X | MV/LV Substation DU***214X |  | 10 kV | _ | LV | 1000 kVA :Building Structure | 1 | --> | 1 | 0 | 0 | Constrained, otherwise capacity available =803 kVA | --> | 0.95 | 0 | 0 | 0.5 | 0 |  | --> | C19 ex DUNDRUM | Dundrum [T41,T42] | BLACKROCK |  | 53.3036 | -6.2443
0264049 | MV/LV Substation SH***4049 |  | 10 kV | _ | LV | 50 kVA :Pole Substation | 0.05 | --> | 0.05 | 0.045 | 8.66 |  | --> | 0.048 | 0 | 0.056 | 0 | 0 | Constrained, otherwise capacity available =6 kW | --> | C20 ex BANDON | Bandon [T101,T42] | BANDON |  | 51.7509 | -8.7831
014416X | MV/LV Substation SH***416X |  | 10 kV | _ | LV | 50 kVA :Pole Substation | 0.05 | --> | 0.05 | 0 | 0 | Constrained, otherwise capacity available =30 kVA | --> | 0.048 | 0 | 0.02 | 0 | 0 | Constrained, otherwise capacity available =30 kW | --> | C19 ex KILDARE | Kildare [T41,T42] | NEWBRIDGE |  | 53.2212 | -7.0101
365101X | MV/LV Substation MO***101X |  | 10 kV | _ | LV | 630 kVA :Building Structure | 0.63 | --> | 0.63 | 0 | 0 | Constrained, otherwise capacity available =541 kVA | --> | 0.598 | 0 | 0.023 | 0.5 | 0 |  | --> | C15 ex CLONDALKIN | Clondalkin [T41,T42,T44] | INCHICORE 220KV |  | 53.3242 | -6.3867
004004Y | MV/LV Substation RE***004Y |  | 10 kV | _ | LV | 200 kVA :Kiosk Substation | 0.2 | --> | 0.2 | 0.097 | 18.08 |  | --> | 0.19 | 0 | 0 | 0.176 | 0 |  | --> | C19 ex ARKLOW | Arklow [T101,T102] | ARKLOW |  | 52.8065 | -6.1538
068292 | MV/LV Substation MO***292 |  | 10 kV | _ | LV | 1000 kVA :Building Structure | 1 | --> | 1 | 0 | 0 | Constrained, otherwise capacity available =837 kVA | --> | 0.95 | 0 | 0.02 | 0.5 | 0 |  | --> | C13 ex GLASNEVIN | Glasnevin [T41] | FINGLAS |  | 53.3723 | -6.2664
281718Z | MV/LV Substation ST***718Z |  | 10 kV | _ | LV | 1000 kVA :Building Structure | 1 | --> | 1 | 0.5 | 4.67 |  | --> | 0.95 | 0 | 0 | 0.5 | 0 |  | --> | C26 ex CENTRE PARK ROAD | Marina [T105,T106] | MARINA |  | 51.8948 | -8.4671
050698Y | MV/LV Substation OL***698Y |  | 20 kV | _ | LV | 400 kVA :Kiosk Substation | 0.4 | --> | 0.4 | 0 | 0 | Constrained, otherwise capacity available =358 kVA | --> | 0.38 | 0 | 0.006 | 0 | 0 | Constrained, otherwise capacity available =370 kW | --> | C22 ex ATHLONE | Athlone [T41,T42] | ATHLONE |  | 53.4227 | -7.9879
253966Y | MV/LV Substation DE***966Y |  | 20 kV | _ | LV | 200 kVA :Pole Substation | 0.2 | --> | 0.2 | 0 | 0 | Constrained, otherwise capacity available =200 kVA | --> | 0.19 | 0 | 0 | 0 | 0 | Constrained, otherwise capacity available =190 kW | --> | E16 ex GLENAMADDY | Glenamaddy [T422] | ATHLONE |  | 53.4513 | -8.6945
2534288 | MV/LV Substation WE***4288 |  | 10 kV | _ | LV | 50 kVA :Pole Substation | 0.05 | --> | 0.05 | 0.046 | 10.7 |  | --> | 0.048 | 0 | 0 | 0 | 0 | Constrained, otherwise capacity available =47 kW | --> | C14 ex CLOON | Cloon [T42,T421] | CLOON |  | 53.4784 | -8.8306
081628X | MV/LV Substation CL***628X |  | 10 kV | _ | LV | 200 kVA :Pole Substation | 0.2 | --> | 0.2 | 0 | 0 | Constrained, otherwise capacity available =200 kVA | --> | 0.19 | 0 | 0 | 0 | 0 | Constrained, otherwise capacity available =190 kW | --> | C11 ex COOLMINE | Coolmine [T41,T42] | FINGLAS |  | 53.3754 | -6.415
013915Y | MV/LV Substation CO***915Y |  | 20 kV | _ | LV | 400 kVA :Kiosk Substation | 0.4 | --> | 0.4 | 0.121 | 0.12 | Constrained, otherwise capacity available =321 kVA | --> | 0.38 | 0 | 0.005 | 0.365 | 0 |  | --> | C12 ex ATHY | Athy [T101,T102] | ATHY |  | 52.9813 | -6.9726
0684365 | MV/LV Substation AR***4365 |  | 10 kV | _ | LV | 1000 kVA :Building Structure | 1 | --> | 1 | 0.5 | 2.6 |  | --> | 0.95 | 0 | 0 | 0.5 | 0 |  | --> | C20 ex WOLFE TONE STREET | Wolfe Tone Street [T101,T102] | FINGLAS |  | 53.3488 | -6.2625
062158 | MV/LV Substation GR***158 |  | 10 kV | _ | LV | 400 kVA :Kiosk Substation | 0.4 | --> | 0.4 | 0.319 | 5.69 |  | --> | 0.38 | 0 | 0.028 | 0 | 0 | Constrained, otherwise capacity available =348 kW | --> | C11 ex RAMPARTS | Ramparts [T41,T42] | DUNDALK |  | 53.9968 | -6.3964
093346X | MV/LV Substation AB***346X |  | 10 kV | _ | LV | 400 kVA :Kiosk Substation | 0.4 | --> | 0.4 | 0 | 0 | Constrained, otherwise capacity available =200 kVA | --> | 0.38 | 0 | 0.004 | 0.349 | 0 |  | --> | C11 ex SUTTON | Sutton [T41,T42] | GRANGE (DR) |  | 53.3873 | -6.0657
048500 | MV/LV Substation DR***500 |  | 20 kV | _ | LV | 100 kVA :Pole Substation | 0.1 | --> | 0.1 | 0.041 | 1.31 |  | --> | 0.095 | 0 | 0.022 | 0 | 0 | Constrained, otherwise capacity available =70 kW | --> | C14 ex ROOSKY | Roosky [T41] | RICHMOND |  | 53.8574 | -7.9216
0214323 | MV/LV Substation CU***4323 |  | 20 kV | _ | LV | 50 kVA :Pole Substation | 0.05 | --> | 0.05 | 0.049 | 17.47 |  | --> | 0.048 | 0 | 0.005 | 0.044 | 0 |  | --> | E22 ex COOLROE | Coolroe [T121,T122] | COOLROE |  | 51.9021 | -8.6636
125080 | MV/LV Substation CU***080 |  | 10 kV | _ | LV | 100 kVA :Pole Substation | 0.1 | --> | 0.1 | 0.094 | 0.22 |  | --> | 0.095 | 0 | 0 | 0 | 0 | Constrained, otherwise capacity available =94 kW | --> | C15 ex KILSHANNY | Kilshanny [T41,T42] | CAHIR |  | 52.2825 | -8.2514
068139X | MV/LV Substation CR***139X |  | 10 kV | _ | LV | 400 kVA :Building Structure | 0.4 | --> | 0.4 | 0.387 | 3 |  | --> | 0.38 | 0 | 0 | 0.378 | 0 |  | --> | C37 ex INCHICORE CENTRAL | Inchicore Central [T43,T45] | INCHICORE 220KV |  | 53.3351 | -6.3332
004413Y | MV/LV Substation AU***413Y |  | 10 kV | _ | LV | 400 kVA :Kiosk Substation | 0.4 | --> | 0.4 | 0.362 | 0.45 |  | --> | 0.38 | 0 | 0.002 | 0 | 0 | Constrained, otherwise capacity available =373 kW | --> | C15 ex KILMAGIG | Kilmagig [T42] | ARKLOW |  | 52.8551 | -6.3296
590174 | MV/LV Substation CO***174 |  | 20 kV | _ | LV | 50 kVA :Pole Substation | 0.05 | --> | 0.05 | 0 | 0 | Constrained, otherwise capacity available =8 kVA | --> | 0.048 | 0 | 0.016 | 0 | 0 | Constrained, otherwise capacity available =30 kW | --> | E15 ex CONG |  |  |  | 53.5432 | -9.2871
089175X | MV/LV Substation AR***175X |  | 10 kV | _ | LV | 630 kVA :Building Structure | 0.63 | --> | 0.63 | 0.5 | 2.33 |  | --> | 0.598 | 0 | 0 | 0 | 0 | Constrained, otherwise capacity available =597 kW | --> | E18 ex MOY | Moy [T421,T422] | MOY |  | 54.1157 | -9.1514
066537Z | MV/LV Substation CE***537Z |  | 10 kV | _ | LV | 630 kVA :Kiosk Substation | 0.63 | --> | 0.63 | 0 | 0 | Constrained, otherwise capacity available =505 kVA | --> | 0.598 | 0 | 0.025 | 0 | 0 | Constrained, otherwise capacity available =563 kW | --> | E12 ex GLASMORE | Glasmore [T421,T422] | GLASMORE |  | 53.4498 | -6.2485
238989X | MV/LV Substation MC***989X |  | 20 kV | _ | LV | 630 kVA :Building Structure | 0.63 | --> | 0.63 | 0 | 0 | Constrained, otherwise capacity available =627 kVA | --> | 0.598 | 0 | 0 | 0 | 0 | Constrained, otherwise capacity available =598 kW | --> | E14 ex BALLINROBE | Ballinrobe [T421,T422] | DALTON |  | 53.7005 | -9.1555
081158Z | MV/LV Substation PA***158Z |  | 10 kV | _ | LV | 200 kVA :Kiosk Substation | 0.2 | --> | 0.2 | 0.142 | 7.91 |  | --> | 0.19 | 0 | 0.021 | 0.166 | 0 |  | --> | C23 ex PELLETSTOWN | Pelletstown [T101,T102] | FINGLAS |  | 53.3725 | -6.3812
062225X | MV/LV Substation AQ***225X |  | 20 kV | _ | LV | 50 kVA :Pole Substation | 0.05 | --> | 0.05 | 0.024 | 3.47 |  | --> | 0.048 | 0 | 0 | 0 | 0 | Constrained, otherwise capacity available =44 kW | --> | E15 ex BUSH | Bush [T421,T422] | DUNDALK |  | 54.0295 | -6.1561
019209X | MV/LV Substation TH***209X |  | 10 kV | _ | LV | 630 kVA :Kiosk Substation | 0.63 | --> | 0.63 | 0.414 | 2.18 |  | --> | 0.598 | 0 | 0 | 0 | 0 | Constrained, otherwise capacity available =568 kW | --> | C21 ex BALLYRICKARD | Ballyrickard [T41,T42] | TRALEE |  | 52.2677 | -9.7073
001789 | MV/LV Substation SE***789 |  | 10 kV | _ | LV | 200 kVA :Kiosk Substation | 0.2 | --> | 0.2 | 0.165 | 13.42 |  | --> | 0.19 | 0 | 0.017 | 0.173 | 0 |  | --> | C19 ex POTTERY ROAD | Pottery Road [T101,T102] | CARRICKMINES |  | 53.2773 | -6.1511
0644255 | MV/LV Substation BE***4255 |  | 10 kV | _ | LV | 400 kVA :Kiosk Substation | 0.4 | --> | 0.4 | 0 | 0 | Constrained, otherwise capacity available =371 kVA | --> | 0.38 | 0 | 0.01 | 0 | 0 | Constrained, otherwise capacity available =369 kW | --> | C21 ex TERMONFECKIN ROAD | Termonfeckin Road [T41,T42] | DRYBRIDGE |  | 53.7308 | -6.326
0194138 | MV/LV Substation LI***4138 |  | 10 kV | _ | LV | 100 kVA :Pole Substation | 0.1 | --> | 0.1 | 0.097 | 3.74 |  | --> | 0.095 | 0 | 0 | 0 | 0 | Constrained, otherwise capacity available =94 kW | --> | C11 ex KILFLYNN | Kilflynn [T41,T42] | TRALEE |  | 52.2996 | -9.693
023818X | MV/LV Substation SP***818X |  | 10 kV | _ | LV | 50 kVA :Pole Substation | 0.05 | --> | 0.05 | 0 | 0 | Constrained, otherwise capacity available =47 kVA | --> | 0.048 | 0 | 0 | 0 | 0 | Constrained, otherwise capacity available =47 kW | --> | C18 ex FERMOY NORTH | Fermoy North [T41,T42] | BARRYMORE |  | 52.141 | -8.4355
025530X | MV/LV Substation CA***530X |  | 10 kV | _ | LV | 30 kVA :Pole Substation | 0.03 | --> | 0.03 | 0.024 | 6.21 |  | --> | 0.028 | 0 | 0 | 0 | 0 | Constrained, otherwise capacity available =28 kW | --> | E24 ex MILFORD (MWR) | Milford (mwr) [T422] | CHARLEVILLE |  | 52.3366 | -8.8911
060635X | MV/LV Substation CL***635X |  | 20 kV | _ | LV | 50 kVA :Pole Substation | 0.05 | --> | 0.05 | 0 | 0 | Constrained, otherwise capacity available =42 kVA | --> | 0.048 | 0 | 0 | 0 | 0 | Constrained, otherwise capacity available =46 kW | --> | C18 ex CLONES | Clones [T41,T42] | SHANKILL |  | 54.1562 | -7.2388
069452 | MV/LV Substation OR***452 |  | 10 kV | _ | LV | 400 kVA :Building Structure | 0.4 | --> | 0.4 | 0.198 | 4.47 |  | --> | 0.38 | 0 | 0.019 | 0.337 | 0 |  | --> | C14 ex TEMPLEOGUE | Templeogue [T41,T42] | MILLTOWN (DR) |  | 53.2988 | -6.3215
266152X | MV/LV Substation AR***152X |  | 20 kV | _ | LV | 100 kVA :Pole Substation | 0.1 | --> | 0.1 | 0 | 0 | Constrained, otherwise capacity available =96 kVA | --> | 0.095 | 0 | 0 | 0 | 0 | Constrained, otherwise capacity available =94 kW | --> | E12 ex CARNDONAGH | Carndonagh [T421,T422] | TRILLICK |  | 55.3667 | -7.3387
138802 | MV/LV Substation LE***802 |  | 10 kV | _ | LV | 50 kVA :Pole Substation | 0.05 | --> | 0.05 | 0.043 | 2.18 |  | --> | 0.048 | 0 | 0 | 0 | 0 | Constrained, otherwise capacity available =46 kW | --> | C26 ex BAILIEBORO | Bailieboro [T41,T42] | MEATH HILL |  | 53.9258 | -6.9725
089050 | MV/LV Substation DU***050 |  | 10 kV | _ | LV | 630 kVA :Building Structure | 0.63 | --> | 0.63 | 0.262 | 2.33 |  | --> | 0.598 | 0 | 0.03 | 0 | 0 | Constrained, otherwise capacity available =524 kW | --> | E18 ex MOY | Moy [T421,T422] | MOY |  | 54.116 | -9.153
433758 | MV/LV Substation CO***758 |  | 10 kV | _ | LV | 50 kVA :Pole Substation | 0.05 | --> | 0.05 | 0 | 0 | Constrained, otherwise capacity available =37 kVA | --> | 0.048 | 0 | 0.011 | 0 | 0 | Constrained, otherwise capacity available =38 kW | --> | C15 ex BALLAGHADERREEN | Ballaghaderreen [T41,T42] | TONROE |  | 53.8858 | -8.5006
068785 | MV/LV Substation E.***785 |  | 10 kV | _ | LV | 400 kVA :Building Structure | 0.4 | --> | 0.4 | 0.297 | 28.43 |  | --> | 0.38 | 0 | 0 | 0.366 | 0 |  | --> | C06 ex BEDFORD ROW | Bedford Row [T41,T42,T43,T44] | FRANCIS STREET |  | 53.3461 | -6.2586
025726Y | MV/LV Substation GO***726Y |  | 10 kV | _ | LV | 50 kVA :Pole Substation | 0.05 | --> | 0.05 | 0 | 0 | Constrained, otherwise capacity available =50 kVA | --> | 0.048 | 0 | 0 | 0 | 0 | Constrained, otherwise capacity available =48 kW | --> | C12 ex KILMALLOCK | Kilmallock [T41,T42] | CHARLEVILLE |  | 52.3967 | -8.5619
119024 | MV/LV Substation GO***024 |  | 10 kV | _ | LV | 50 kVA :Pole Substation | 0.05 | --> | 0.05 | 0 | 0 | Constrained, otherwise capacity available =47 kVA | --> | 0.048 | 0 | 0.004 | 0 | 0 | Constrained, otherwise capacity available =44 kW | --> | C11 ex KANTURK | Kanturk [T41,T42] | GLENLARA |  | 52.1688 | -8.8858
066176Z | MV/LV Substation PA***176Z |  | 10 kV | _ | LV | 630 kVA :Building Structure | 0.63 | --> | 0.63 | 0 | 0 | Constrained, otherwise capacity available =512 kVA | --> | 0.598 | 0 | 0 | 0.5 | 0 |  | --> | C11 ex MOUNTGORRY | Mountgorry [T41,T42] | GRANGE (DR) |  | 53.454 | -6.2186
081531Z | MV/LV Substation FA***531Z |  | 10 kV | _ | LV | 400 kVA :Kiosk Substation | 0.4 | --> | 0.4 | 0 | 0 | Constrained, otherwise capacity available =352 kVA | --> | 0.38 | 0 | 0 | 0 | 0 | Constrained, otherwise capacity available =373 kW | --> | C15 ex CASTLEKNOCK | Castleknock [T41,T42] | FINGLAS |  | 53.3708 | -6.3495
067860Y | MV/LV Substation GR***860Y |  | 10 kV | _ | LV | 630 kVA :Kiosk Substation | 0.63 | --> | 0.63 | 0.5 | 13.8 |  | --> | 0.598 | 0 | 0 | 0.5 | 0 |  | --> | C19 ex SINGLAND | Singland [T101,T102] | SINGLAND |  | 52.6593 | -8.5751
042727 | MV/LV Substation MO***727 |  | 10 kV | _ | LV | 100 kVA :Pole Substation | 0.1 | --> | 0.1 | 0 | 0 | Constrained, otherwise capacity available =91 kVA | --> | 0.095 | 0 | 0 | 0 | 0 | Constrained, otherwise capacity available =94 kW | --> | C19 ex KNOCKAPHUNTA | Knockaphunta [T41,T42] | CASTLEBAR |  | 53.845 | -9.3209
066062 | MV/LV Substation BA***062 |  | 20 kV | _ | LV | 400 kVA :Kiosk Substation | 0.4 | --> | 0.4 | 0 | 0 | Constrained, otherwise capacity available =397 kVA | --> | 0.38 | 0 | 0 | 0 | 0 | Constrained, otherwise capacity available =380 kW | --> | E11 ex GLASMORE | Glasmore [T421,T422] | GLASMORE |  | 53.487 | -6.1301
053944Y | MV/LV Substation TO***944Y |  | 10 kV | _ | LV | 100 kVA :Pole Substation | 0.1 | --> | 0.1 | 0.084 | 2.39 |  | --> | 0.095 | 0 | 0 | 0 | 0 | Constrained, otherwise capacity available =93 kW | --> | C12 ex SRAH | Srah [T41,T42] | THORNSBERRY |  | 53.2869 | -7.512
151402X | MV/LV Substation CA***402X |  | 10 kV | _ | LV | 400 kVA :Kiosk Substation | 0.4 | --> | 0.4 | 0 | 0 | Constrained, otherwise capacity available =355 kVA | --> | 0.38 | 0 | 0.012 | 0.365 | 0 |  | --> | C12 ex BRUFF | Bruff [T42,T421] | LIMERICK |  | 52.5183 | -8.4704
220703X | MV/LV Substation BA***703X |  | 20 kV | _ | LV | 200 kVA :Pole Substation | 0.2 | --> | 0.2 | 0.188 | 2.33 |  | --> | 0.19 | 0 | 0.003 | 0 | 0 | Constrained, otherwise capacity available =186 kW | --> | E14 ex MOY | Moy [T421,T422] | MOY |  | 54.2099 | -9.2192
050002X | MV/LV Substation BE***002X |  | 20 kV | _ | LV | 50 kVA :Pole Substation | 0.05 | --> | 0.05 | 0.04 | 6.49 |  | --> | 0.048 | 0 | 0 | 0 | 0 | Constrained, otherwise capacity available =46 kW | --> | C22 ex BUSHFIELD | Bushfield [T41,T42] | ATHLONE |  | 53.4336 | -7.8425
036951X | MV/LV Substation RO***951X |  | 20 kV | _ | LV | 400 kVA :Kiosk Substation | 0.4 | --> | 0.4 | 0 | 0 | Constrained, otherwise capacity available =348 kVA | --> | 0.38 | 0 | 0.015 | 0 | 0 | Constrained, otherwise capacity available =362 kW | --> | E18 ex GARRANACANTY | Garranacanty [T421,T422] | TIPPERARY |  | 52.4854 | -8.1482
0684734 | MV/LV Substation FO***4734 |  | 10 kV | _ | LV | 1000 kVA :Building Structure | 1 | --> | 1 | 0.5 | 14.34 |  | --> | 0.95 | 0 | 0 | 0.5 | 0 |  | --> | C20 ex NORTH QUAYS | North Quays [T101,T102,T103] | POOLBEG |  | 53.351 | -6.232
002436 | MV/LV Substation BA***436 |  | 10 kV | _ | LV | 50 kVA :Pole Substation | 0.05 | --> | 0.05 | 0 | 0 | Constrained, otherwise capacity available =43 kVA | --> | 0.048 | 0 | 0.009 | 0.04 | 0 |  | --> | C14 ex GREYSTONES | Greystones [T41,T42] | FASSAROE |  | 53.1757 | -6.1751
029504X | MV/LV Substation BA***504X |  | 10 kV | _ | LV | 50 kVA :Pole Substation | 0.05 | --> | 0.05 | 0 | 0 | Constrained, otherwise capacity available =28 kVA | --> | 0.048 | 0 | 0.026 | 0 | 0 | Constrained, otherwise capacity available =25 kW | --> | C32 ex CLOYNE | Cloyne [T41] | MIDLETON |  | 51.8388 | -8.1
060870X | MV/LV Substation DY***870X |  | 10 kV | _ | LV | 630 kVA :Kiosk Substation | 0.63 | --> | 0.63 | 0.481 | 2.57 |  | --> | 0.598 | 0 | 0.16 | 0 | 0 | Constrained, otherwise capacity available =460 kW | --> | C17 ex ERRIGAL | Errigal [T41,T422] | SHANKILL |  | 54.098 | -7.0901
001729 | MV/LV Substation SE***729 |  | 10 kV | _ | LV | 400 kVA :Kiosk Substation | 0.4 | --> | 0.4 | 0 | 0 | Constrained, otherwise capacity available =255 kVA | --> | 0.38 | 0 | 0.067 | 0.31 | 0 |  | --> | C11 ex LOUGHLINSTOWN | Loughlinstown [T41,T42] | CARRICKMINES |  | 53.2482 | -6.1171
064911Y | MV/LV Substation GL***911Y |  | 10 kV | _ | LV | 400 kVA :Kiosk Substation | 0.4 | --> | 0.4 | 0 | 0 | Constrained, otherwise capacity available =298 kVA | --> | 0.38 | 0 | 0.027 | 0 | 0 | Constrained, otherwise capacity available =346 kW | --> | C14 ex DRYBRIDGE | Drybridge [T41,T42] | DRYBRIDGE |  | 53.7378 | -6.4127
062105Y | MV/LV Substation IN***105Y |  | 10 kV | _ | LV | 200 kVA :Kiosk Substation | 0.2 | --> | 0.2 | 0.158 | 0.72 |  | --> | 0.19 | 0 | 0.006 | 0 | 0 | Constrained, otherwise capacity available =180 kW | --> | C11 ex COES ROAD | Coes Road [T41,T42] | DUNDALK |  | 54.0016 | -6.3745
156045Z | MV/LV Substation CO***045Z |  | 10 kV | _ | LV | 200 kVA :Kiosk Substation | 0.2 | --> | 0.2 | 0.173 | 2.47 |  | --> | 0.19 | 0 | 0.03 | 0 | 0 | Constrained, otherwise capacity available =164 kW | --> | E21 ex TELAYDON | Telaydon [T42,T421] | LISDRUM |  | 54.26 | -6.9642
110674 | MV/LV Substation DE***674 |  | 20 kV | _ | LV | 50 kVA :Pole Substation | 0.05 | --> | 0.05 | 0.046 | 0.76 |  | --> | 0.048 | 0 | 0 | 0 | 0 | Constrained, otherwise capacity available =47 kW | --> | E19 ex KENMARE | Kenmare [T421] | KNOCKEARAGH |  | 51.8424 | -9.7713
068024 | MV/LV Substation OC***024 |  | 10 kV | _ | LV | 1000 kVA :Building Structure | 1 | --> | 1 | 0.5 | 2.6 |  | --> | 0.95 | 0 | 0 | 0.5 | 0 |  | --> | C22 ex WOLFE TONE STREET | Wolfe Tone Street [T101,T102] | FINGLAS |  | 53.3504 | -6.2604
144360X | MV/LV Substation CR***360X |  | 10 kV | _ | LV | 50 kVA :Pole Substation | 0.05 | --> | 0.05 | 0 | 0 | Constrained, otherwise capacity available =47 kVA | --> | 0.048 | 0 | 0 | 0 | 0 | Constrained, otherwise capacity available =47 kW | --> | C15 ex CASTLECOMER | Castlecomer [T41,T42] | BALLYRAGGET |  | 52.8666 | -7.1049
020225 | MV/LV Substation DU***225 |  | 10 kV | _ | LV | 630 kVA :Building Structure | 0.63 | --> | 0.63 | 0 | 0 | Constrained, otherwise capacity available =469 kVA | --> | 0.598 | 0 | 0 | 0 | 0 | Constrained, otherwise capacity available =576 kW | --> | C16 ex COOLCORCORAN | Coolcorcoran [T41,T42] | KNOCKEARAGH |  | 52.0597 | -9.5138
288696 | MV/LV Substation RO***696 |  | 10 kV | _ | LV | 100 kVA :Pole Substation | 0.1 | --> | 0.1 | 0 | 0 | Constrained, otherwise capacity available =35 kVA | --> | 0.095 | 0 | 0.024 | 0.068 | 0 |  | --> | C13 ex SANDYFORD | Sandyford [T41,T42] | CARRICKMINES |  | 53.265 | -6.2973
0054197 | MV/LV Substation TR***4197 |  | 20 kV | _ | LV | 400 kVA :Kiosk Substation | 0.4 | --> | 0.4 | 0.373 | 17.8 |  | --> | 0.38 | 0 | 0 | 0.376 | 0 |  | --> | E21 ex BANOGE | Banoge [T121,T122] | BANOGE |  | 52.6743 | -6.3128
156311 | MV/LV Substation SC***311 |  | 20 kV | _ | LV | 200 kVA :Pole Substation | 0.2 | --> | 0.2 | 0.122 | 2.47 |  | --> | 0.19 | 0 | 0.01 | 0 | 0 | Constrained, otherwise capacity available =172 kW | --> | E13 ex TELAYDON | Telaydon [T42,T421] | LISDRUM |  | 54.2772 | -7.0693
065031Z | MV/LV Substation TH***031Z |  | 10 kV | _ | LV | 400 kVA :Kiosk Substation | 0.4 | --> | 0.4 | 0 | 0 | Constrained, otherwise capacity available =296 kVA | --> | 0.38 | 0 | 0.064 | 0 | 0 | Constrained, otherwise capacity available =318 kW | --> | C16 ex LOUGHSHINNY | Loughshinny [T41,T42] | GLASMORE |  | 53.5786 | -6.1221
008386 | MV/LV Substation RO***386 |  | 20 kV | _ | LV | 50 kVA :Pole Substation | 0.05 | --> | 0.05 | 0.039 | 0.2 |  | --> | 0.048 | 0 | 0.003 | 0 | 0 | Constrained, otherwise capacity available =44 kW | --> | E16 ex BEALISTOWN | Bealistown [T421,T422] | GREAT ISLAND |  | 52.2643 | -6.9289
071093 | MV/LV Substation MT***093 |  | 10 kV | _ | LV | 150 kVA :Pole Substation | 0.15 | --> | 0.15 | 0.144 | 5.58 |  | --> | 0.142 | 0 | 0 | 0.142 | 0 |  | --> | C14 ex KILCOOLE | Kilcoole [T41,T42] | FASSAROE |  | 53.1004 | -6.1182
014862 | MV/LV Substation RA***862 |  | 20 kV | _ | LV | 200 kVA :Pole Substation | 0.2 | --> | 0.2 | 0 | 0 | Constrained, otherwise capacity available =151 kVA | --> | 0.19 | 0 | 0.012 | 0 | 0 | Constrained, otherwise capacity available =174 kW | --> | C14 ex KILDARE | Kildare [T41,T42] | NEWBRIDGE |  | 53.2168 | -6.9854
046494 | MV/LV Substation BA***494 |  | 10 kV | _ | LV | 50 kVA :Pole Substation | 0.05 | --> | 0.05 | 0.036 | 5.48 |  | --> | 0.048 | 0 | 0.016 | 0.034 | 0 |  | --> | C17 ex BALLYTIVNAN | Ballytivnan [T41,T42] | SLIGO |  | 54.3042 | -8.5382
065104 | MV/LV Substation MO***104 |  | 10 kV | _ | LV | 400 kVA :Kiosk Substation | 0.4 | --> | 0.4 | 0 | 0 | Constrained, otherwise capacity available =287 kVA | --> | 0.38 | 0 | 0.029 | 0.343 | 0 |  | --> | C25 ex STEPHENSTOWN | Stephenstown [T101,T102] | FINGLAS |  | 53.58 | -6.1259
032857 | MV/LV Substation CO***857 |  | 20 kV | _ | LV | 200 kVA :Pole Substation | 0.2 | --> | 0.2 | 0 | 0 | Constrained, otherwise capacity available =171 kVA | --> | 0.19 | 0 | 0.005 | 0 | 0 | Constrained, otherwise capacity available =182 kW | --> | C19 ex TRAMORE | Tramore [T41,T42] | BUTLERSTOWN |  | 52.1483 | -7.0067
068122 | MV/LV Substation ST***122 |  | 10 kV | _ | LV | 200 kVA :Building Structure | 0.2 | --> | 0.2 | 0 | 0 | Constrained, otherwise capacity available =182 kVA | --> | 0.19 | 0 | 0 | 0.188 | 0 |  | --> | C17 ex WHITEHALL | Whitehall [T41] | FINGLAS |  | 53.381 | -6.2711
058338Y | MV/LV Substation BA***338Y |  | 10 kV | _ | LV | 50 kVA :Pole Substation | 0.05 | --> | 0.05 | 0 | 0 | Constrained, otherwise capacity available =42 kVA | --> | 0.048 | 0 | 0 | 0 | 0 | Constrained, otherwise capacity available =46 kW | --> | C26 ex KYLEERAGH | Kyleeragh [T41,T42] | NENAGH |  | 52.8796 | -8.2044
0524177 | MV/LV Substation MU***4177 |  | 20 kV | _ | LV | 50 kVA :Pole Substation | 0.05 | --> | 0.05 | 0 | 0 | Constrained, otherwise capacity available =36 kVA | --> | 0.048 | 0 | 0.009 | 0 | 0 | Constrained, otherwise capacity available =39 kW | --> | E18 ex BALLINDERRY | Ballinderry [T41,T422] | MULLINGAR |  | 53.5071 | -7.2292
052155X | MV/LV Substation GL***155X |  | 10 kV | _ | LV | 100 kVA :Pole Substation | 0.1 | --> | 0.1 | 0.071 | 1.25 |  | --> | 0.095 | 0 | 0 | 0 | 0 | Constrained, otherwise capacity available =91 kW | --> | C17 ex LOUGHANALLA | Loughanalla [T41,T42] | MULLINGAR |  | 53.6835 | -7.299
052286Z | MV/LV Substation HE***286Z |  | 20 kV | _ | LV | 400 kVA :Kiosk Substation | 0.4 | --> | 0.4 | 0 | 0 | Constrained, otherwise capacity available =266 kVA | --> | 0.38 | 0 | 0.028 | 0 | 0 | Constrained, otherwise capacity available =340 kW | --> | E14 ex BALLINDERRY | Ballinderry [T41,T422] | MULLINGAR |  | 53.4551 | -7.1089
021612Z | MV/LV Substation PI***612Z |  | 20 kV | _ | LV | 200 kVA :Kiosk Substation | 0.2 | --> | 0.2 | 0 | 0 | Constrained, otherwise capacity available =146 kVA | --> | 0.19 | 0 | 0.04 | 0 | 0 | Constrained, otherwise capacity available =153 kW | --> | E21 ex CURRALEIGH | Curraleigh [T421,T422] | KILBARRY |  | 51.9279 | -8.6112
059106 | MV/LV Substation ST***106 |  | 20 kV | _ | LV | 200 kVA :Pole Substation | 0.2 | --> | 0.2 | 0 | 0 | Constrained, otherwise capacity available =144 kVA | --> | 0.19 | 0 | 0 | 0 | 0 | Constrained, otherwise capacity available =182 kW | --> | E17 ex CAVAN | Cavan [T42,T421] | SHANKILL |  | 54.0079 | -7.3559
136786X | MV/LV Substation MA***786X |  | 10 kV | _ | LV | 630 kVA :Kiosk Substation | 0.63 | --> | 0.63 | 0 | 0 | Constrained, otherwise capacity available =407 kVA | --> | 0.598 | 0 | 0.074 | 0 | 0 | Constrained, otherwise capacity available =512 kW | --> | C12 ex ROSCOMMON | Roscommon [T41,T42] | LANESBORO |  | 53.6313 | -8.1914
064438 | MV/LV Substation GA***438 |  | 20 kV | _ | LV | 50 kVA :Pole Substation | 0.05 | --> | 0.05 | 0 | 0 | Constrained, otherwise capacity available =25 kVA | --> | 0.048 | 0 | 0.025 | 0 | 0 | Constrained, otherwise capacity available =25 kW | --> | C21 ex TERMONFECKIN ROAD | Termonfeckin Road [T41,T42] | DRYBRIDGE |  | 53.7609 | -6.2883
281310Z | MV/LV Substation SI***310Z |  | 10 kV | _ | LV | 400 kVA :Building Structure | 0.4 | --> | 0.4 | 0 | 0 | Constrained, otherwise capacity available =386 kVA | --> | 0.38 | 0 | 0 | 0 | 0 | Constrained, otherwise capacity available =378 kW | --> | C18 ex DENNEHYS CROSS | Dennehys Cross [T41,T42] | TRABEG |  | 51.8892 | -8.5218
132663X | MV/LV Substation BO***663X |  | 20 kV | _ | LV | 50 kVA :Pole Substation | 0.05 | --> | 0.05 | 0.048 | 1.62 |  | --> | 0.048 | 0 | 0 | 0 | 0 | Constrained, otherwise capacity available =47 kW | --> | C16 ex CURRA | Curra [T41] | SOMERSET |  | 53.0529 | -8.3799
066213Z | MV/LV Substation SW***213Z |  | 10 kV | _ | LV | 630 kVA :Building Structure | 0.63 | --> | 0.63 | 0 | 0 | Constrained, otherwise capacity available =438 kVA | --> | 0.598 | 0 | 0.005 | 0 | 0 | Constrained, otherwise capacity available =568 kW | --> | C12 ex SWORDS | Swords [T41,T42] | GLASMORE |  | 53.469 | -6.218
001285 | MV/LV Substation OU***285 |  | 10 kV | _ | LV | 400 kVA :Kiosk Substation | 0.4 | --> | 0.4 | 0.375 | 13.42 |  | --> | 0.38 | 0 | 0 | 0.377 | 0 |  | --> | C18 ex POTTERY ROAD | Pottery Road [T101,T102] | CARRICKMINES |  | 53.2844 | -6.1081
014584X | MV/LV Substation BA***584X |  | 10 kV | _ | LV | 50 kVA :Pole Substation | 0.05 | --> | 0.05 | 0.049 | 0.63 |  | --> | 0.048 | 0 | 0 | 0 | 0 | Constrained, otherwise capacity available =47 kW | --> | C16 ex KILCULLEN | Kilcullen [T41,T42,T424] | STRATFORD |  | 53.1185 | -6.8366
031114 | MV/LV Substation ST***114 |  | 20 kV | _ | LV | 50 kVA :Building Structure | 0.05 | --> | 0.05 | 0 | 0 |  | --> | 0.048 | 0 | 0 | 0 | 0 |  | --> | E15 ex SPRINGS | Springs [T421,T422] | DUNGARVAN |  | 52.0839 | -7.6381
119421X | MV/LV Substation RA***421X |  | 20 kV | _ | LV | 200 kVA :Pole Substation | 0.2 | --> | 0.2 | 0 | 0 | Constrained, otherwise capacity available =181 kVA | --> | 0.19 | 0 | 0.014 | 0 | 0 | Constrained, otherwise capacity available =177 kW | --> | C18 ex KANTURK | Kanturk [T41,T42] | GLENLARA |  | 52.0952 | -8.9757
0234024 | MV/LV Substation KI***4024 |  | 10 kV | _ | LV | 50 kVA :Pole Substation | 0.05 | --> | 0.05 | 0 | 0 | Constrained, otherwise capacity available =40 kVA | --> | 0.048 | 0 | 0 | 0 | 0 | Constrained, otherwise capacity available =46 kW | --> | E14 ex CASTLELYONS | Castlelyons [T421,T422] | BARRYMORE |  | 52.0716 | -8.2086
288057 | MV/LV Substation LA***057 |  | 10 kV | _ | LV | 400 kVA :Kiosk Substation | 0.4 | --> | 0.4 | 0 | 0 | Constrained, otherwise capacity available =363 kVA | --> | 0.38 | 0 | 0.004 | 0.372 | 0 |  | --> | C25 ex DUNDRUM | Dundrum [T41,T42] | BLACKROCK |  | 53.2848 | -6.2534
233996 | MV/LV Substation CA***996 |  | 20 kV | _ | LV | 50 kVA :Pole Substation | 0.05 | --> | 0.05 | 0 | 0 | Constrained, otherwise capacity available =44 kVA | --> | 0.048 | 0 | 0 | 0 | 0 | Constrained, otherwise capacity available =47 kW | --> | C21 ex CASTLEISLAND | Castleisland [T41,T42] | TRALEE |  | 52.1734 | -9.3994
252874X | MV/LV Substation RA***874X |  | 10 kV | _ | LV | 200 kVA :Kiosk Substation | 0.2 | --> | 0.2 | 0.17 | 1.32 |  | --> | 0.19 | 0 | 0.002 | 0.184 | 0 |  | --> | C26 ex CLIFDEN | Clifden [T41,T42] | SCREEB |  | 53.4939 | -10.0184
068773X | MV/LV Substation DR***773X |  | 10 kV | _ | LV | 630 kVA :Building Structure | 0.63 | --> | 0.63 | 0 | 0 | Constrained, otherwise capacity available =606 kVA | --> | 0.598 | 0 | 0 | 0.5 | 0 |  | --> | C13 ex DRUMCONDRA | Drumcondra [T41,T42] | MCDERMOTT |  | 53.3677 | -6.2561
064051Z | MV/LV Substation TI***051Z |  | 10 kV | _ | LV | 100 kVA :Pole Substation | 0.1 | --> | 0.1 | 0 | 0 | Constrained, otherwise capacity available =80 kVA | --> | 0.095 | 0 | 0 | 0 | 0 | Constrained, otherwise capacity available =92 kW | --> | C14 ex DRYBRIDGE | Drybridge [T41,T42] | DRYBRIDGE |  | 53.79 | -6.4219
081421Z | MV/LV Substation WE***421Z |  | 10 kV | _ | LV | 50 kVA :Pole Substation | 0.05 | --> | 0.05 | 0 | 0 | Constrained, otherwise capacity available =49 kVA | --> | 0.048 | 0 | 0 | 0 | 0 | Constrained, otherwise capacity available =47 kW | --> | C16 ex LEIXLIP | Leixlip [T41,T42] | GRIFFINRATH |  | 53.3533 | -6.4936
032482X | MV/LV Substation PE***482X |  | 10 kV | _ | LV | 50 kVA :Pole Substation | 0.05 | --> | 0.05 | 0 | 0 | Constrained, otherwise capacity available =40 kVA | --> | 0.048 | 0 | 0.015 | 0 | 0 | Constrained, otherwise capacity available =35 kW | --> | C18 ex TRAMORE | Tramore [T41,T42] | BUTLERSTOWN |  | 52.2095 | -7.2099
081399Z | MV/LV Substation WH***399Z |  | 10 kV | _ | LV | 400 kVA :Kiosk Substation | 0.4 | --> | 0.4 | 0 | 0 | Constrained, otherwise capacity available =272 kVA | --> | 0.38 | 0 | 0.011 | 0 | 0 | Constrained, otherwise capacity available =354 kW | --> | C15 ex CASTLEKNOCK | Castleknock [T41,T42] | FINGLAS |  | 53.368 | -6.3633
156660Y | MV/LV Substation KI***660Y |  | 20 kV | _ | LV | 50 kVA :Pole Substation | 0.05 | --> | 0.05 | 0.046 | 2.1 |  | --> | 0.048 | 0 | 0 | 0 | 0 | Constrained, otherwise capacity available =47 kW | --> | E16 ex LISDRUM | Lisdrum [T422] | LISDRUM |  | 54.2626 | -6.8946
011852Y | MV/LV Substation B ***852Y |  | 10 kV | _ | LV | 630 kVA :Building Structure | 0.63 | --> | 0.63 | 0.307 | 2.8 |  | --> | 0.598 | 0 | 0 | 0 | 0 | Constrained, otherwise capacity available =553 kW | --> | C12 ex PURCELLS INCH | Purcells Inch [T41,T42] | KILKENNY |  | 52.6014 | -7.1981
066247X | MV/LV Substation MI***247X |  | 10 kV | _ | LV | 630 kVA :Kiosk Substation | 0.63 | --> | 0.63 | 0 | 0 | Constrained, otherwise capacity available =455 kVA | --> | 0.598 | 0 | 0.092 | 0.5 | 0 |  | --> | C18 ex MOUNTGORRY | Mountgorry [T41,T42] | GRANGE (DR) |  | 53.4531 | -6.1746
062531 | MV/LV Substation BE***531 |  | 20 kV | _ | LV | 50 kVA :Pole Substation | 0.05 | --> | 0.05 | 0.039 | 4.25 |  | --> | 0.048 | 0 | 0 | 0 | 0 | Constrained, otherwise capacity available =46 kW | --> | E12 ex JENKINSTOWN | Jenkinstown [T421,T422] | DUNDALK |  | 54.0154 | -6.3389
049760Y | MV/LV Substation PA***760Y |  | 10 kV | _ | LV | 200 kVA :Kiosk Substation | 0.2 | --> | 0.2 | 0.174 | 0.21 |  | --> | 0.19 | 0 | 0 | 0 | 0 | Constrained, otherwise capacity available =186 kW | --> | E19 ex LONGFORD | Longford [T421,T422] | RICHMOND |  | 53.7145 | -7.817
0504435 | MV/LV Substation VI***4435 |  | 10 kV | _ | LV | 400 kVA :Building Structure | 0.4 | --> | 0.4 | 0 | 0 | Constrained, otherwise capacity available =229 kVA | --> | 0.38 | 0 | 0 | 0 | 0 | Constrained, otherwise capacity available =364 kW | --> | C16 ex ATHLONE | Athlone [T41,T42] | ATHLONE |  | 53.4283 | -7.9496
0654060 | MV/LV Substation KE***4060 |  | 10 kV | _ | LV | 200 kVA :Kiosk Substation | 0.2 | --> | 0.2 | 0 | 0 | Constrained, otherwise capacity available =200 kVA | --> | 0.19 | 0 | 0 | 0.19 | 0 |  | --> | C25 ex STEPHENSTOWN | Stephenstown [T101,T102] | FINGLAS |  | 53.5843 | -6.127
233418 | MV/LV Substation FA***418 |  | 10 kV | _ | LV | 50 kVA :Pole Substation | 0.05 | --> | 0.05 | 0 | 0 | Constrained, otherwise capacity available =41 kVA | --> | 0.048 | 0 | 0.011 | 0 | 0 | Constrained, otherwise capacity available =38 kW | --> | C23 ex CASTLEISLAND | Castleisland [T41,T42] | TRALEE |  | 52.272 | -9.4599
243900 | MV/LV Substation AU***900 |  | 20 kV | _ | LV | 200 kVA :Pole Substation | 0.2 | --> | 0.2 | 0 | 0 | Constrained, otherwise capacity available =112 kVA | --> | 0.19 | 0 | 0.026 | 0 | 0 | Constrained, otherwise capacity available =158 kW | --> | E18 ex INCH | Inch [T421,T422] | OUGHTRAGH |  | 52.1516 | -10.0552
035027 | MV/LV Substation MI***027 |  | 10 kV | _ | LV | 200 kVA :Pole Substation | 0.2 | --> | 0.2 | 0.127 | 6.17 |  | --> | 0.19 | 0 | 0.004 | 0 | 0 | Constrained, otherwise capacity available =177 kW | --> | C20 ex CAHIR | Cahir [T41,T42] | CAHIR |  | 52.3753 | -7.9348
068652 | MV/LV Substation HU***652 |  | 10 kV | _ | LV | 630 kVA :Building Structure | 0.63 | --> | 0.63 | 0.251 | 3.38 |  | --> | 0.598 | 0 | 0.012 | 0.5 | 0 |  | --> | C20 ex MERRION SQUARE | Merrion Square [T41,T42] | RINGSEND |  | 53.3376 | -6.2559
052987Z | MV/LV Substation EA***987Z |  | 20 kV | _ | LV | 630 kVA :Kiosk Substation | 0.63 | --> | 0.63 | 0 | 0 | Constrained, otherwise capacity available =567 kVA | --> | 0.598 | 0 | 0 | 0 | 0 | Constrained, otherwise capacity available =590 kW | --> | E19 ex EDENDERRY | Edenderry [T421,T422] | BLAKE |  | 53.4531 | -7.0973
015932Y | MV/LV Substation AS***932Y |  | 10 kV | _ | LV | 630 kVA :Building Structure | 0.63 | --> | 0.63 | 0 | 0 | Constrained, otherwise capacity available =293 kVA | --> | 0.598 | 0 | 0 | 0 | 0 | Constrained, otherwise capacity available =551 kW | --> | C19 ex JOHNSTOWN | Johnstown [T41,T42] | KILTEEL |  | 53.2291 | -6.6366
034732X | MV/LV Substation LA***732X |  | 20 kV | _ | LV | 50 kVA :Pole Substation | 0.05 | --> | 0.05 | 0.016 | 0.57 |  | --> | 0.048 | 0 | 0 | 0 | 0 | Constrained, otherwise capacity available =43 kW | --> | E19 ex LAWLESSTOWN | Lawlesstown [T42,T421] | DOON |  | 52.3779 | -7.7261
066815Z | MV/LV Substation P ***815Z |  | 20 kV | _ | LV | 50 kVA :Pole Substation | 0.05 | --> | 0.05 | 0 | 0 | Constrained, otherwise capacity available =50 kVA | --> | 0.048 | 0 | 0 | 0 | 0 | Constrained, otherwise capacity available =48 kW | --> | E11 ex GLASMORE | Glasmore [T421,T422] | GLASMORE |  | 53.4901 | -6.1117
053744Y | MV/LV Substation CA***744Y |  | 20 kV | _ | LV | 200 kVA :Kiosk Substation | 0.2 | --> | 0.2 | 0 | 0 | Constrained, otherwise capacity available =117 kVA | --> | 0.19 | 0 | 0.006 | 0.174 | 0 |  | --> | E20 ex CLONMINCH | Clonminch [T41,T422] | THORNSBERRY |  | 53.2665 | -7.3364
003389Y | MV/LV Substation RO***389Y |  | 10 kV | _ | LV | 50 kVA :Pole Substation | 0.05 | --> | 0.05 | 0.045 | 0.48 |  | --> | 0.048 | 0 | 0.006 | 0 | 0 | Constrained, otherwise capacity available =42 kW | --> | C20 ex KILMARTIN | Kilmartin [T41] | ARKLOW |  | 53.0163 | -6.2253
180687X | MV/LV Substation MU***687X |  | 10 kV | _ | LV | 100 kVA :Pole Substation | 0.1 | --> | 0.1 | 0.039 | 0.68 |  | --> | 0.095 | 0 | 0 | 0 | 0 | Constrained, otherwise capacity available =86 kW | --> | C24 ex MULLAGH | Mullagh [T44] | MEATH HILL |  | 53.8068 | -6.9667
067751X | MV/LV Substation RA***751X |  | 20 kV | _ | LV | 50 kVA :Pole Substation | 0.05 | --> | 0.05 | 0 | 0 | Constrained, otherwise capacity available =28 kVA | --> | 0.048 | 0 | 0.015 | 0.033 | 0 |  | --> | C11 ex RAHEEN | Raheen [T41,T42] | LIMERICK |  | 52.6311 | -8.697
220637X | MV/LV Substation SI***637X |  | 20 kV | _ | LV | 50 kVA :Pole Substation | 0.05 | --> | 0.05 | 0.05 | 1.36 |  | --> | 0.048 | 0 | 0 | 0 | 0 | Constrained, otherwise capacity available =48 kW | --> | C18 ex CROSSMOLINA | Crossmolina [T41,T42] | MOY |  | 54.094 | -9.3802
053771Y | MV/LV Substation CL***771Y |  | 10 kV | _ | LV | 400 kVA :Kiosk Substation | 0.4 | --> | 0.4 | 0 | 0 | Constrained, otherwise capacity available =211 kVA | --> | 0.38 | 0 | 0.046 | 0.319 | 0 |  | --> | C23 ex CLONMINCH | Clonminch [T41,T422] | THORNSBERRY |  | 53.2707 | -7.4737
018503 | MV/LV Substation FO***503 |  | 10 kV | _ | LV | 100 kVA :Pole Substation | 0.1 | --> | 0.1 | 0.08 | 3.75 |  | --> | 0.095 | 0 | 0.005 | 0 | 0 | Constrained, otherwise capacity available =88 kW | --> | C19 ex SMEARLA | Smearla [T41,T42] | TRIEN |  | 52.4094 | -9.3799
110974 | MV/LV Substation GO***974 |  | 20 kV | _ | LV | 100 kVA :Pole Substation | 0.1 | --> | 0.1 | 0.093 | 0.76 |  | --> | 0.095 | 0 | 0 | 0 | 0 | Constrained, otherwise capacity available =94 kW | --> | E11 ex KILGARVAN | Kilgarvan [T421] | KNOCKEARAGH |  | 51.8889 | -9.5484
156078Z | MV/LV Substation CA***078Z |  | 10 kV | _ | LV | 400 kVA :Kiosk Substation | 0.4 | --> | 0.4 | 0.318 | 2.47 |  | --> | 0.38 | 0 | 0.024 | 0 | 0 | Constrained, otherwise capacity available =351 kW | --> | C18 ex TELAYDON | Telaydon [T42,T421] | LISDRUM |  | 54.2443 | -6.9829
056525 | MV/LV Substation BE***525 |  | 10 kV | _ | LV | 50 kVA :Pole Substation | 0.05 | --> | 0.05 | 0.039 | 0.89 |  | --> | 0.048 | 0 | 0 | 0 | 0 | Constrained, otherwise capacity available =46 kW | --> | C21 ex BIRR | Birr [T41,T422] | DALLOW |  | 53.0818 | -7.895
2654010 | MV/LV Substation SL***4010 |  | 20 kV | _ | LV | 50 kVA :Pole Substation | 0.05 | --> | 0.05 | 0.045 | 0.07 |  | --> | 0.048 | 0 | 0 | 0 | 0 | Constrained, otherwise capacity available =47 kW | --> | E17 ex BALLYCONNELL | Ballyconnell [T421,T422] | GORTAWEE |  | 54.0932 | -7.5895
281923X | MV/LV Substation CA***923X |  | 10 kV | _ | LV | 400 kVA :Kiosk Substation | 0.4 | --> | 0.4 | 0 | 0 | Constrained, otherwise capacity available =378 kVA | --> | 0.38 | 0 | 0.015 | 0 | 0 | Constrained, otherwise capacity available =366 kW | --> | C13 ex DOUGLAS | Douglas [T41,T42] | TRABEG |  | 51.8652 | -8.4346
075042 | MV/LV Substation CA***042 |  | 20 kV | _ | LV | 50 kVA :Pole Substation | 0.05 | --> | 0.05 | 0.04 | 0.58 |  | --> | 0.048 | 0 | 0 | 0 | 0 | Constrained, otherwise capacity available =46 kW | --> | E17 ex FERNS | Ferns [T421] | CRANE |  | 52.6111 | -6.4326
060639X | MV/LV Substation CO***639X |  | 10 kV | _ | LV | 50 kVA :Pole Substation | 0.05 | --> | 0.05 | 0.031 | 2.57 |  | --> | 0.048 | 0 | 0 | 0 | 0 | Constrained, otherwise capacity available =45 kW | --> | C19 ex ERRIGAL | Errigal [T41,T422] | SHANKILL |  | 54.0737 | -7.0575
065047 | MV/LV Substation SE***047 |  | 10 kV | _ | LV | 400 kVA :Kiosk Substation | 0.4 | --> | 0.4 | 0 | 0 | Constrained, otherwise capacity available =154 kVA | --> | 0.38 | 0 | 0.082 | 0 | 0 | Constrained, otherwise capacity available =284 kW | --> | C16 ex LOUGHSHINNY | Loughshinny [T41,T42] | GLASMORE |  | 53.5801 | -6.1153
031002 | MV/LV Substation MI***002 |  | 10 kV | _ | LV | 400 kVA :Kiosk Substation | 0.4 | --> | 0.4 | 0 | 0 | Constrained, otherwise capacity available =202 kVA | --> | 0.38 | 0 | 0.019 | 0 | 0 | Constrained, otherwise capacity available =338 kW | --> | C19 ex COLLIGAN | Colligan [T41,T42] | DUNGARVAN |  | 52.0887 | -7.6249
093250 | MV/LV Substation EN***250 |  | 10 kV | _ | LV | 400 kVA :Kiosk Substation | 0.4 | --> | 0.4 | 0.316 | 12.96 |  | --> | 0.38 | 0 | 0.053 | 0.329 | 0 |  | --> | C30 ex ARTANE | Artane [T101,T102] | FINGLAS |  | 53.3778 | -6.1916
031287Y | MV/LV Substation SH***287Y |  | 10 kV | _ | LV | 1000 kVA :Building Structure | 1 | --> | 1 | 0 | 0 | Constrained, otherwise capacity available =915 kVA | --> | 0.95 | 0 | 0 | 0 | 0 | Constrained, otherwise capacity available =938 kW | --> | C18 ex COLLIGAN | Colligan [T41,T42] | DUNGARVAN |  | 52.0909 | -7.6244
066361Z | MV/LV Substation AS***361Z |  | 20 kV | _ | LV | 200 kVA :Kiosk Substation | 0.2 | --> | 0.2 | 0 | 0 | Constrained, otherwise capacity available =179 kVA | --> | 0.19 | 0 | 0 | 0 | 0 | Constrained, otherwise capacity available =187 kW | --> | E13 ex GLASMORE | Glasmore [T421,T422] | GLASMORE |  | 53.4745 | -6.235
365922X | MV/LV Substation SO***922X |  | 10 kV | _ | LV | 200 kVA :Kiosk Substation | 0.2 | --> | 0.2 | 0 | 0 | Constrained, otherwise capacity available =179 kVA | --> | 0.19 | 0 | 0 | 0.187 | 0 |  | --> | C15 ex SAGGART | Saggart [T41,T42] | GRANGE CASTLE |  | 53.2282 | -6.4492
0294168 | MV/LV Substation CA***4168 |  | 10 kV | _ | LV | 50 kVA :Pole Substation | 0.05 | --> | 0.05 | 0 | 0 | Constrained, otherwise capacity available =48 kVA | --> | 0.048 | 0 | 0.01 | 0 | 0 | Constrained, otherwise capacity available =40 kW | --> | C11 ex CARRIGTWOHILL |  |  |  | 51.9067 | -8.2644
066203X | MV/LV Substation OL***203X |  | 10 kV | _ | LV | 1000 kVA :Building Structure | 1 | --> | 1 | 0 | 0 | Constrained, otherwise capacity available =999 kVA | --> | 0.95 | 0 | 0 | 0 | 0 | Constrained, otherwise capacity available =950 kW | --> | C23 ex SWORDS | Swords [T41,T42] | GLASMORE |  | 53.4607 | -6.2229
049897Y | MV/LV Substation KE***897Y |  | 10 kV | _ | LV | 50 kVA :Pole Substation | 0.05 | --> | 0.05 | 0.041 | 0.13 |  | --> | 0.048 | 0 | 0 | 0 | 0 | Constrained, otherwise capacity available =46 kW | --> | C14 ex BALLYMAHON | Ballymahon [T41,T42] | ATHLONE |  | 53.6146 | -7.7145
111024 | MV/LV Substation LA***024 |  | 10 kV | _ | LV | 400 kVA :Kiosk Substation | 0.4 | --> | 0.4 | 0 | 0 | Constrained, otherwise capacity available =345 kVA | --> | 0.38 | 0 | 0 | 0 | 0 | Constrained, otherwise capacity available =372 kW | --> | C15 ex BANTRY | Bantry [T41,T42] | BALLYLICKY |  | 51.6937 | -9.435
052529 | MV/LV Substation BA***529 |  | 20 kV | _ | LV | 100 kVA :Pole Substation | 0.1 | --> | 0.1 | 0.085 | 10.9 |  | --> | 0.095 | 0 | 0 | 0.093 | 0 |  | --> | C24 ex MULLINGAR | Mullingar [T101,T102] | MULLINGAR |  | 53.6335 | -7.4058
066686X | MV/LV Substation BA***686X |  | 20 kV | _ | LV | 200 kVA :Pole Substation | 0.2 | --> | 0.2 | 0 | 0 | Constrained, otherwise capacity available =138 kVA | --> | 0.19 | 0 | 0.01 | 0 | 0 | Constrained, otherwise capacity available =174 kW | --> | E18 ex GLASMORE | Glasmore [T421,T422] | GLASMORE |  | 53.5351 | -6.1952
046792 | MV/LV Substation LA***792 |  | 20 kV | _ | LV | 50 kVA :Pole Substation | 0.05 | --> | 0.05 | 0.038 | 5.48 |  | --> | 0.048 | 0 | 0.01 | 0.038 | 0 |  | --> | C12 ex BALLYTIVNAN | Ballytivnan [T41,T42] | SLIGO |  | 54.3394 | -8.3695
3454013 | MV/LV Substation SR***4013 |  | 20 kV | _ | LV | 100 kVA :Pole Substation | 0.1 | --> | 0.1 | 0 | 0 | Constrained, otherwise capacity available =65 kVA | --> | 0.095 | 0 | 0 | 0.09 | 0 |  | --> | E16 ex MANORHAMILTON | Manorhamilton [T422] | SLIGO |  | 54.3712 | -8.2687
207094Y | MV/LV Substation ST***094Y |  | 10 kV | _ | LV | 200 kVA :Pole Substation | 0.2 | --> | 0.2 | 0.17 | 3.38 |  | --> | 0.19 | 0 | 0.01 | 0 | 0 | Constrained, otherwise capacity available =178 kW | --> | C15 ex GLENGOOLE | Glengoole [T41] | THURLES |  | 52.7234 | -7.5772
075862X | MV/LV Substation TH***862X |  | 20 kV | _ | LV | 630 kVA :Kiosk Substation | 0.63 | --> | 0.63 | 0.388 | 1.13 |  | --> | 0.598 | 0 | 0.005 | 0 | 0 | Constrained, otherwise capacity available =561 kW | --> | E12 ex BUNCLODY | Bunclody [T421,T422] | CRANE |  | 52.6554 | -6.651
167154 | MV/LV Substation CO***154 |  | 20 kV | _ | LV | 50 kVA :Pole Substation | 0.05 | --> | 0.05 | 0 | 0 | Constrained, otherwise capacity available =45 kVA | --> | 0.048 | 0 | 0 | 0 | 0 | Constrained, otherwise capacity available =47 kW | --> | E21 ex WHITECHURCH | Whitechurch [T421,T422] | KILBARRY |  | 51.9856 | -8.4716
019387X | MV/LV Substation TO***387X |  | 10 kV | _ | LV | 630 kVA :Kiosk Substation | 0.63 | --> | 0.63 | 0.047 | 0.05 | Constrained, otherwise capacity available =545 kVA | --> | 0.598 | 0 | 0.036 | 0 | 0 | Constrained, otherwise capacity available =560 kW | --> | C20 ex BALLYBEGGAN | Ballybeggan [T43,T44] | TRALEE |  | 52.2681 | -9.6988
068584 | MV/LV Substation RO***584 |  | 10 kV | _ | LV | 630 kVA :Building Structure | 0.63 | --> | 0.63 | 0.5 | 11.14 |  | --> | 0.598 | 0 | 0 | 0.5 | 0 |  | --> | C19 ex CABRA | Cabra [T101,T102] | FINGLAS |  | 53.3748 | -6.2982
207170 | MV/LV Substation CO***170 |  | 10 kV | _ | LV | 100 kVA :Pole Substation | 0.1 | --> | 0.1 | 0.039 | 3.38 |  | --> | 0.095 | 0 | 0.01 | 0 | 0 | Constrained, otherwise capacity available =79 kW | --> | C15 ex GLENGOOLE | Glengoole [T41] | THURLES |  | 52.7216 | -7.5777
069240 | MV/LV Substation AP***240 |  | 10 kV | _ | LV | 630 kVA :Kiosk Substation | 0.63 | --> | 0.63 | 0.36 | 7.75 |  | --> | 0.598 | 0 | 0.017 | 0.5 | 0 |  | --> | C23 ex MILLTOWN (DR) | Milltown (dr) [T101,T102] | POOLBEG |  | 53.3278 | -6.2474
144783X | MV/LV Substation MO***783X |  | 20 kV | _ | LV | 50 kVA :Pole Substation | 0.05 | --> | 0.05 | 0.041 | 2.78 |  | --> | 0.048 | 0 | 0 | 0 | 0 | Constrained, otherwise capacity available =46 kW | --> | E13 ex BALLYRAGGET | Ballyragget [T421,T422] | BALLYRAGGET |  | 52.7924 | -7.34
007758Y | MV/LV Substation HO***758Y |  | 20 kV | _ | LV | 200 kVA :Pole Substation | 0.2 | --> | 0.2 | 0.19 | 16.12 |  | --> | 0.19 | 0 | 0 | 0.189 | 0 |  | --> | E17 ex WEXFORD | Wexford [T121,T122] | WEXFORD |  | 52.3171 | -6.7214
293755Z | MV/LV Substation ST***755Z |  | 20 kV | _ | LV | 400 kVA :Kiosk Substation | 0.4 | --> | 0.4 | 0.358 | 0.43 |  | --> | 0.38 | 0 | 0 | 0 | 0 | Constrained, otherwise capacity available =374 kW | --> | E12 ex TULLOW | Tullow [T421,T422] | CARLOW |  | 52.8068 | -6.7256
034289Y | MV/LV Substation BA***289Y |  | 20 kV | _ | LV | 50 kVA :Pole Substation | 0.05 | --> | 0.05 | 0.033 | 0.57 |  | --> | 0.048 | 0 | 0 | 0 | 0 | Constrained, otherwise capacity available =45 kW | --> | E23 ex LAWLESSTOWN | Lawlesstown [T42,T421] | DOON |  | 52.2666 | -7.7163
019035 | MV/LV Substation CA***035 |  | 10 kV | _ | LV | 200 kVA :Pole Substation | 0.2 | --> | 0.2 | 0.084 | 2.18 |  | --> | 0.19 | 0 | 0.031 | 0 | 0 | Constrained, otherwise capacity available =150 kW | --> | C16 ex BALLYRICKARD | Ballyrickard [T41,T42] | TRALEE |  | 52.2779 | -9.7212
015092 | MV/LV Substation BA***092 |  | 10 kV | _ | LV | 100 kVA :Pole Substation | 0.1 | --> | 0.1 | 0 | 0 | Constrained, otherwise capacity available =97 kVA | --> | 0.095 | 0 | 0 | 0 | 0 | Constrained, otherwise capacity available =95 kW | --> | C17 ex SALLINS | Sallins [T41,T42] | GRIFFINRATH |  | 53.2928 | -6.6933
293999X | MV/LV Substation GR***999X |  | 20 kV | _ | LV | 50 kVA :Pole Substation | 0.05 | --> | 0.05 | 0 | 0 | Constrained, otherwise capacity available =34 kVA | --> | 0.048 | 0 | 0 | 0 | 0 | Constrained, otherwise capacity available =45 kW | --> | E12 ex BALTINGLASS | Baltinglass [T421,T422] | STRATFORD |  | 52.9984 | -6.7446
139868Y | MV/LV Substation CR***868Y |  | 10 kV | _ | LV | 100 kVA :Pole Substation | 0.1 | --> | 0.1 | 0.095 | 4 |  | --> | 0.095 | 0 | 0 | 0 | 0 | Constrained, otherwise capacity available =94 kW | --> | C14 ex BALLYJAMESDUFF | Ballyjamesduff [T41,T42] | SHANKILL |  | 53.8389 | -7.0962
153292 | MV/LV Substation KI***292 |  | 20 kV | _ | LV | 400 kVA :Building Structure | 0.4 | --> | 0.4 | 0 | 0 | Constrained, otherwise capacity available =400 kVA | --> | 0.38 | 0 | 0 | 0 | 0 | Constrained, otherwise capacity available =380 kW | --> | E17 ex BIRDHILL | Birdhill [T421,T422] | ARDNACRUSHA |  | 52.8579 | -8.3735
031034 | MV/LV Substation GO***034 |  | 20 kV | _ | LV | 50 kVA :Pole Substation | 0.05 | --> | 0.05 | 0 | 0 | Constrained, otherwise capacity available =36 kVA | --> | 0.048 | 0 | 0 | 0 | 0 | Constrained, otherwise capacity available =46 kW | --> | E18 ex SPRINGS | Springs [T421,T422] | DUNGARVAN |  | 52.0546 | -7.6129
004350Y | MV/LV Substation ME***350Y |  | 10 kV | _ | LV | 630 kVA :Kiosk Substation | 0.63 | --> | 0.63 | 0.5 | 18.08 |  | --> | 0.598 | 0 | 0.008 | 0.5 | 0 |  | --> | C22 ex ARKLOW | Arklow [T101,T102] | ARKLOW |  | 52.7873 | -6.1707
068951 | MV/LV Substation EA***951 |  | 10 kV | _ | LV | 630 kVA :Building Structure | 0.63 | --> | 0.63 | 0.333 | 0.98 |  | --> | 0.598 | 0 | 0 | 0.5 | 0 |  | --> | C12 ex LEESON STREET | Leeson Street [T41,T42] | MILLTOWN (DR) |  | 53.3345 | -6.257
151099 | MV/LV Substation RA***099 |  | 20 kV | _ | LV | 100 kVA :Pole Substation | 0.1 | --> | 0.1 | 0 | 0 | Constrained, otherwise capacity available =77 kVA | --> | 0.095 | 0 | 0.024 | 0 | 0 | Constrained, otherwise capacity available =74 kW | --> | E09 ex BRUFF |  |  |  | 52.5381 | -8.5219
109536 | MV/LV Substation SK***536 |  | 10 kV | _ | LV | 1000 kVA :Building Structure | 1 | --> | 1 | 0.381 | 0.38 | Constrained, otherwise capacity available =898 kVA | --> | 0.95 | 0 | 0 | 0.5 | 0 |  | --> | C11 ex RINEANNA | Rineanna [T41,T42] | DRUMLINE |  | 52.7097 | -8.8793
066375Z | MV/LV Substation BU***375Z |  | 20 kV | _ | LV | 200 kVA :Kiosk Substation | 0.2 | --> | 0.2 | 0 | 0 | Constrained, otherwise capacity available =143 kVA | --> | 0.19 | 0 | 0.005 | 0 | 0 | Constrained, otherwise capacity available =178 kW | --> | E13 ex GLASMORE | Glasmore [T421,T422] | GLASMORE |  | 53.4701 | -6.2418
127168Y | MV/LV Substation UR***168Y |  | 10 kV | _ | LV | 200 kVA :Pole Substation | 0.2 | --> | 0.2 | 0 | 0 | Constrained, otherwise capacity available =154 kVA | --> | 0.19 | 0 | 0 | 0 | 0 | Constrained, otherwise capacity available =184 kW | --> | C14 ex TEMPLEMORE | Templemore [T41,T42] | IKERRIN |  | 52.7193 | -7.5861
066512Z | MV/LV Substation BA***512Z |  | 20 kV | _ | LV | 400 kVA :Kiosk Substation | 0.4 | --> | 0.4 | 0 | 0 | Constrained, otherwise capacity available =317 kVA | --> | 0.38 | 0 | 0.023 | 0 | 0 | Constrained, otherwise capacity available =351 kW | --> | E16 ex ASHBOURNE | Ashbourne [T421,T422] | FINGLAS |  | 53.5018 | -6.388
220582 | MV/LV Substation CH***582 |  | 10 kV | _ | LV | 200 kVA :Pole Substation | 0.2 | --> | 0.2 | 0.172 | 1.36 |  | --> | 0.19 | 0 | 0 | 0 | 0 | Constrained, otherwise capacity available =186 kW | --> | C11 ex CROSSMOLINA | Crossmolina [T41,T42] | MOY |  | 54.0962 | -9.3206
007016 | MV/LV Substation TA***016 |  | 20 kV | _ | LV | 400 kVA :Kiosk Substation | 0.4 | --> | 0.4 | 0.192 | 16.12 |  | --> | 0.38 | 0 | 0.009 | 0.344 | 0 |  | --> | E17 ex WEXFORD | Wexford [T121,T122] | WEXFORD |  | 52.323 | -6.6517
033066Y | MV/LV Substation BA***066Y |  | 10 kV | _ | LV | 200 kVA :Kiosk Substation | 0.2 | --> | 0.2 | 0 | 0 | Constrained, otherwise capacity available =114 kVA | --> | 0.19 | 0 | 0.009 | 0 | 0 | Constrained, otherwise capacity available =171 kW | --> | C14 ex BALLYHALE | Ballyhale [T42,T421] | KILKENNY |  | 52.4682 | -7.2004
252727X | MV/LV Substation GA***727X |  | 10 kV | _ | LV | 400 kVA :Building Structure | 0.4 | --> | 0.4 | 0.302 | 1.32 |  | --> | 0.38 | 0 | 0 | 0.366 | 0 |  | --> | C27 ex CLIFDEN | Clifden [T41,T42] | SCREEB |  | 53.4885 | -10.0151
220897 | MV/LV Substation MO***897 |  | 20 kV | _ | LV | 50 kVA :Pole Substation | 0.05 | --> | 0.05 | 0.039 | 1.36 |  | --> | 0.048 | 0 | 0 | 0 | 0 | Constrained, otherwise capacity available =46 kW | --> | C18 ex CROSSMOLINA | Crossmolina [T41,T42] | MOY |  | 54.0946 | -9.3768
365239X | MV/LV Substation OA***239X |  | 10 kV | _ | LV | 400 kVA :Kiosk Substation | 0.4 | --> | 0.4 | 0 | 0 | Constrained, otherwise capacity available =177 kVA | --> | 0.38 | 0 | 0.059 | 0.305 | 0 |  | --> | C19 ex CLONDALKIN | Clondalkin [T41,T42,T44] | INCHICORE 220KV |  | 53.3134 | -6.4032
334032 | MV/LV Substation VE***032 |  | 10 kV | _ | LV | 400 kVA :Kiosk Substation | 0.4 | --> | 0.4 | 0 | 0 | Constrained, otherwise capacity available =304 kVA | --> | 0.38 | 0 | 0.035 | 0.341 | 0 |  | --> | C20 ex HOWTH JUNCTION | Howth Junction [T41,T42] | GRANGE (DR) |  | 53.389 | -6.1464
253468Y | MV/LV Substation QU***468Y |  | 20 kV | _ | LV | 100 kVA :Pole Substation | 0.1 | --> | 0.1 | 0 | 0 | Constrained, otherwise capacity available =99 kVA | --> | 0.095 | 0 | 0 | 0 | 0 | Constrained, otherwise capacity available =95 kW | --> | C23 ex TUAM NORTH | Tuam North [T41,T42] | CLOON |  | 53.557 | -8.8009
196012 | MV/LV Substation TR***012 |  | 10 kV | _ | LV | 630 kVA :Building Structure | 0.63 | --> | 0.63 | 0 | 0 | Constrained, otherwise capacity available =619 kVA | --> | 0.598 | 0 | 0 | 0 | 0 | Constrained, otherwise capacity available =597 kW | --> | C15 ex TRIM | Trim [T41,T42] | NAVAN |  | 53.5519 | -6.7944
0014146 | MV/LV Substation EB***4146 |  | 10 kV | _ | LV | 630 kVA :Building Structure | 0.63 | --> | 0.63 | 0.5 | 4.37 |  | --> | 0.598 | 0 | 0 | 0.5 | 0 |  | --> | C19 ex DUN LAOGHAIRE | Dun Laoghaire [T41,T42] | BLACKROCK |  | 53.294 | -6.1354
365599X | MV/LV Substation DU***599X |  | 10 kV | _ | LV | 200 kVA :Pole Substation | 0.2 | --> | 0.2 | 0 | 0 | Constrained, otherwise capacity available =166 kVA | --> | 0.19 | 0 | 0.04 | 0.156 | 0 |  | --> | C12 ex SAGGART | Saggart [T41,T42] | GRANGE CASTLE |  | 53.2509 | -6.4969
066241X | MV/LV Substation SA***241X |  | 10 kV | _ | LV | 200 kVA :Kiosk Substation | 0.2 | --> | 0.2 | 0 | 0 | Constrained, otherwise capacity available =144 kVA | --> | 0.19 | 0 | 0.019 | 0.168 | 0 |  | --> | C20 ex HOWTH JUNCTION | Howth Junction [T41,T42] | GRANGE (DR) |  | 53.3878 | -6.1432
017012Y | MV/LV Substation BA***012Y |  | 20 kV | _ | LV | 50 kVA :Pole Substation | 0.05 | --> | 0.05 | 0.019 | 1.98 |  | --> | 0.048 | 0 | 0 | 0 | 0 | Constrained, otherwise capacity available =43 kW | --> | E12 ex RATHKEALE | Rathkeale [T421,T422] | RATHKEALE |  | 52.4793 | -9.0117
019273 | MV/LV Substation RE***273 |  | 10 kV | _ | LV | 1000 kVA :Building Structure | 1 | --> | 1 | 0.047 | 0.05 | Constrained, otherwise capacity available =916 kVA | --> | 0.95 | 0 | 0.002 | 0 | 0 | Constrained, otherwise capacity available =937 kW | --> | C11 ex BALLYBEGGAN | Ballybeggan [T43,T44] | TRALEE |  | 52.2718 | -9.6887
160918Y | MV/LV Substation RA***918Y |  | 10 kV | _ | LV | 200 kVA :Kiosk Substation | 0.2 | --> | 0.2 | 0 | 0 | Constrained, otherwise capacity available =151 kVA | --> | 0.19 | 0 | 0.018 | 0 | 0 | Constrained, otherwise capacity available =170 kW | --> | C14 ex PORTLAOISE | Portlaoise [T41,T42] | PORTLAOISE |  | 53.0508 | -7.2736
029677Y | MV/LV Substation CL***677Y |  | 10 kV | _ | LV | 400 kVA :Kiosk Substation | 0.4 | --> | 0.4 | 0 | 0 | Constrained, otherwise capacity available =344 kVA | --> | 0.38 | 0 | 0 | 0 | 0 | Constrained, otherwise capacity available =372 kW | --> | C32 ex CLOYNE | Cloyne [T41] | MIDLETON |  | 51.8627 | -8.1213
034290Y | MV/LV Substation AR***290Y |  | 20 kV | _ | LV | 400 kVA :Building Structure | 0.4 | --> | 0.4 | 0.341 | 0.57 |  | --> | 0.38 | 0 | 0.011 | 0 | 0 | Constrained, otherwise capacity available =364 kW | --> | E19 ex LAWLESSTOWN | Lawlesstown [T42,T421] | DOON |  | 52.374 | -7.723
139777Y | MV/LV Substation FI***777Y |  | 10 kV | _ | LV | 50 kVA :Pole Substation | 0.05 | --> | 0.05 | 0 | 0 | Constrained, otherwise capacity available =31 kVA | --> | 0.048 | 0 | 0 | 0 | 0 | Constrained, otherwise capacity available =45 kW | --> | E18 ex FINEA | Finea [T421,T422] | SHANKILL |  | 53.7801 | -7.3854
049984Y | MV/LV Substation HI***984Y |  | 10 kV | _ | LV | 400 kVA :Kiosk Substation | 0.4 | --> | 0.4 | 0.342 | 2.8 |  | --> | 0.38 | 0 | 0 | 0 | 0 | Constrained, otherwise capacity available =372 kW | --> | C16 ex GLEBE | Glebe [T41,T42] | RICHMOND |  | 53.728 | -7.7997
152169 | MV/LV Substation LI***169 |  | 20 kV | _ | LV | 50 kVA :Pole Substation | 0.05 | --> | 0.05 | 0 | 0 | Constrained, otherwise capacity available =35 kVA | --> | 0.048 | 0 | 0 | 0 | 0 | Constrained, otherwise capacity available =46 kW | --> | E33 ex CAPPAMORE | Cappamore [T41,T42] | ARDNACRUSHA |  | 52.5711 | -8.3395
1564033 | MV/LV Substation TI***4033 |  | 20 kV | _ | LV | 50 kVA :Pole Substation | 0.05 | --> | 0.05 | 0.05 | 2.47 |  | --> | 0.048 | 0 | 0 | 0 | 0 | Constrained, otherwise capacity available =48 kW | --> | E19 ex TELAYDON | Telaydon [T42,T421] | LISDRUM |  | 54.2796 | -6.9165
127421X | MV/LV Substation BE***421X |  | 20 kV | _ | LV | 50 kVA :Pole Substation | 0.05 | --> | 0.05 | 0 | 0 | Constrained, otherwise capacity available =48 kVA | --> | 0.048 | 0 | 0 | 0 | 0 | Constrained, otherwise capacity available =47 kW | --> | C16 ex HOLYCROSS ROAD | Holycross Road [T41,T42] | THURLES |  | 52.6549 | -7.8574
249836 | MV/LV Substation AG***836 |  | 20 kV | _ | LV | 50 kVA :Pole Substation | 0.05 | --> | 0.05 | 0 | 0 | Constrained, otherwise capacity available =39 kVA | --> | 0.048 | 0 | 0.006 | 0 | 0 | Constrained, otherwise capacity available =42 kW | --> | E18 ex FOXHOLE | Foxhole [T421,T422] | DUNGARVAN |  | 52.0673 | -7.8239
160108Z | MV/LV Substation O2***108Z |  | 10 kV | _ | LV | 50 kVA :Pole Substation | 0.05 | --> | 0.05 | 0 | 0 | Constrained, otherwise capacity available =45 kVA | --> | 0.048 | 0 | 0 | 0 | 0 | Constrained, otherwise capacity available =47 kW | --> | C20 ex MOUNTMELLICK | Mountmellick [T41,T42] | PORTLAOISE |  | 53.0654 | -7.2722
0644483 | MV/LV Substation GO***4483 |  | 10 kV | _ | LV | 630 kVA :Kiosk Substation | 0.63 | --> | 0.63 | 0 | 0 | Constrained, otherwise capacity available =630 kVA | --> | 0.598 | 0 | 0 | 0 | 0 | Constrained, otherwise capacity available =598 kW | --> | C12 ex DRYBRIDGE | Drybridge [T41,T42] | DRYBRIDGE |  | 53.7267 | -6.3946
209036 | MV/LV Substation TE***036 |  | 10 kV | _ | LV | 50 kVA :Pole Substation | 0.05 | --> | 0.05 | 0 | 0 | Constrained, otherwise capacity available =46 kVA | --> | 0.048 | 0 | 0 | 0 | 0 | Constrained, otherwise capacity available =47 kW | --> | C16 ex MILFORD (NR) | Milford (nr) [T41,T42] | LETTERKENNY |  | 55.0427 | -7.8157
207024Y | MV/LV Substation WA***024Y |  | 10 kV | _ | LV | 50 kVA :Pole Substation | 0.05 | --> | 0.05 | 0.046 | 3.38 |  | --> | 0.048 | 0 | 0 | 0 | 0 | Constrained, otherwise capacity available =47 kW | --> | C15 ex GLENGOOLE | Glengoole [T41] | THURLES |  | 52.7326 | -7.5649
125780X | MV/LV Substation HI***780X |  | 10 kV | _ | LV | 100 kVA :Pole Substation | 0.1 | --> | 0.1 | 0 | 0 | Constrained, otherwise capacity available =55 kVA | --> | 0.095 | 0 | 0.074 | 0 | 0 | Constrained, otherwise capacity available =34 kW | --> | C20 ex CLOONLOUGH | Cloonlough [T41,T42] | BARRYMORE |  | 52.2319 | -8.2582
127129Y | MV/LV Substation MO***129Y |  | 10 kV | _ | LV | 50 kVA :Pole Substation | 0.05 | --> | 0.05 | 0 | 0 | Constrained, otherwise capacity available =10 kVA | --> | 0.048 | 0 | 0 | 0 | 0 | Constrained, otherwise capacity available =42 kW | --> | C11 ex LOUGHTAGALLA | Loughtagalla [T41,T42] | THURLES |  | 52.704 | -7.7036
082600 | MV/LV Substation LI***600 |  | 20 kV | _ | LV | 100 kVA :Pole Substation | 0.1 | --> | 0.1 | 0 | 0 | Constrained, otherwise capacity available =81 kVA | --> | 0.095 | 0 | 0 | 0 | 0 | Constrained, otherwise capacity available =92 kW | --> | E11 ex ACADEMY STREET | Academy Street [T421,T422,T44] | NAVAN |  | 53.6003 | -6.5954
160995X | MV/LV Substation KI***995X |  | 20 kV | _ | LV | 100 kVA :Pole Substation | 0.1 | --> | 0.1 | 0 | 0 | Constrained, otherwise capacity available =74 kVA | --> | 0.095 | 0 | 0.014 | 0 | 0 | Constrained, otherwise capacity available =81 kW | --> | E11 ex PORTLAOISE |  |  |  | 53.0441 | -7.2594
068488 | MV/LV Substation IR***488 |  | 10 kV | _ | LV | 630 kVA :Kiosk Substation | 0.63 | --> | 0.63 | 0 | 0 | Constrained, otherwise capacity available =396 kVA | --> | 0.598 | 0 | 0 | 0.5 | 0 |  | --> | C13 ex DRUMCONDRA | Drumcondra [T41,T42] | MCDERMOTT |  | 53.3716 | -6.252
281084Z | MV/LV Substation CA***084Z |  | 10 kV | _ | LV | 200 kVA :Kiosk Substation | 0.2 | --> | 0.2 | 0 | 0 | Constrained, otherwise capacity available =137 kVA | --> | 0.19 | 0 | 0 | 0 | 0 | Constrained, otherwise capacity available =181 kW | --> | C15 ex CARRIGALINE | Carrigaline [T41,T42] | BARNAHELY |  | 51.8158 | -8.3925
003480 | MV/LV Substation BE***480 |  | 10 kV | _ | LV | 200 kVA :Pole Substation | 0.2 | --> | 0.2 | 0.159 | 11.58 |  | --> | 0.19 | 0 | 0.014 | 0 | 0 | Constrained, otherwise capacity available =174 kW | --> | C19 ex BALLYBEG | Ballybeg [T101,T102] | CARRICKMINES |  | 53.0011 | -6.121
031327 | MV/LV Substation LI***327 |  | 20 kV | _ | LV | 50 kVA :Pole Substation | 0.05 | --> | 0.05 | 0 | 0 | Constrained, otherwise capacity available =44 kVA | --> | 0.048 | 0 | 0 | 0 | 0 | Constrained, otherwise capacity available =47 kW | --> | E13 ex FOXHOLE | Foxhole [T421,T422] | DUNGARVAN |  | 51.9844 | -7.7032
1644100 | MV/LV Substation AL***4100 |  | 10 kV | _ | LV | 200 kVA :Kiosk Substation | 0.2 | --> | 0.2 | 0 | 0 | Constrained, otherwise capacity available =152 kVA | --> | 0.19 | 0 | 0 | 0 | 0 | Constrained, otherwise capacity available =183 kW | --> | C12 ex SKIBBEREEN | Skibbereen [T41,T42] | DUNMANWAY |  | 51.5483 | -9.2698
073067X | MV/LV Substation GO***067X |  | 20 kV | _ | LV | 200 kVA :Kiosk Substation | 0.2 | --> | 0.2 | 0 | 0 | Constrained, otherwise capacity available =168 kVA | --> | 0.19 | 0 | 0.042 | 0 | 0 | Constrained, otherwise capacity available =154 kW | --> | C15 ex MOATE | Moate [T41,T42] | ATHLONE |  | 53.432 | -7.7798
144788X | MV/LV Substation OL***788X |  | 20 kV | _ | LV | 50 kVA :Pole Substation | 0.05 | --> | 0.05 | 0.031 | 2.78 |  | --> | 0.048 | 0 | 0 | 0 | 0 | Constrained, otherwise capacity available =45 kW | --> | E13 ex BALLYRAGGET | Ballyragget [T421,T422] | BALLYRAGGET |  | 52.7811 | -7.3393
081540Z | MV/LV Substation WH***540Z |  | 10 kV | _ | LV | 400 kVA :Kiosk Substation | 0.4 | --> | 0.4 | 0 | 0 | Constrained, otherwise capacity available =325 kVA | --> | 0.38 | 0 | 0.021 | 0 | 0 | Constrained, otherwise capacity available =354 kW | --> | C15 ex CASTLEKNOCK | Castleknock [T41,T42] | FINGLAS |  | 53.3678 | -6.3578
210261Y | MV/LV Substation DE***261Y |  | 10 kV | _ | LV | 50 kVA :Pole Substation | 0.05 | --> | 0.05 | 0 | 0 | Constrained, otherwise capacity available =50 kVA | --> | 0.048 | 0 | 0 | 0 | 0 | Constrained, otherwise capacity available =48 kW | --> | C19 ex CARRICKMACROSS | Carrickmacross [T41,T42] | MEATH HILL |  | 53.9655 | -6.7465
365886X | MV/LV Substation SO***886X |  | 10 kV | _ | LV | 50 kVA :Pole Substation | 0.05 | --> | 0.05 | 0 | 0 | Constrained, otherwise capacity available =50 kVA | --> | 0.048 | 0 | 0 | 0.048 | 0 |  | --> | C15 ex SAGGART | Saggart [T41,T42] | GRANGE CASTLE |  | 53.2318 | -6.4495
160233Y | MV/LV Substation MA***233Y |  | 10 kV | _ | LV | 50 kVA :Pole Substation | 0.05 | --> | 0.05 | 0 | 0 | Constrained, otherwise capacity available =41 kVA | --> | 0.048 | 0 | 0 | 0 | 0 | Constrained, otherwise capacity available =46 kW | --> | C11 ex PORTARLINGTON | Portarlington [T41,T42] | PORTLAOISE |  | 53.2116 | -7.1103
119202Y | MV/LV Substation RA***202Y |  | 20 kV | _ | LV | 200 kVA :Kiosk Substation | 0.2 | --> | 0.2 | 0 | 0 | Constrained, otherwise capacity available =159 kVA | --> | 0.19 | 0 | 0.01 | 0 | 0 | Constrained, otherwise capacity available =177 kW | --> | C18 ex KANTURK | Kanturk [T41,T42] | GLENLARA |  | 52.0971 | -8.9774
281166 | MV/LV Substation BI***166 |  | 10 kV | _ | LV | 630 kVA :Kiosk Substation | 0.63 | --> | 0.63 | 0 | 0 | Constrained, otherwise capacity available =579 kVA | --> | 0.598 | 0 | 0.02 | 0.5 | 0 |  | --> | C21 ex BISHOPSTOWN | Bishopstown [T41,T42] | KILBARRY |  | 51.8816 | -8.5153
019506 | MV/LV Substation BA***506 |  | 10 kV | _ | LV | 100 kVA :Pole Substation | 0.1 | --> | 0.1 | 0.047 | 0.05 | Constrained, otherwise capacity available =88 kVA | --> | 0.095 | 0 | 0 | 0 | 0 | Constrained, otherwise capacity available =93 kW | --> | C12 ex BALLYBEGGAN | Ballybeggan [T43,T44] | TRALEE |  | 52.254 | -9.6446
012214Y | MV/LV Substation LO***214Y |  | 20 kV | _ | LV | 400 kVA :Building Structure | 0.4 | --> | 0.4 | 0.314 | 2.83 |  | --> | 0.38 | 0 | 0.048 | 0 | 0 | Constrained, otherwise capacity available =332 kW | --> | E17 ex BAGENALSTOWN | Bagenalstown [T421,T422] | CARLOW |  | 52.7371 | -6.9761
365253 | MV/LV Substation SL***253 |  | 10 kV | _ | LV | 100 kVA :Pole Substation | 0.1 | --> | 0.1 | 0 | 0 | Constrained, otherwise capacity available =68 kVA | --> | 0.095 | 0 | 0 | 0.091 | 0 |  | --> | C12 ex SAGGART | Saggart [T41,T42] | GRANGE CASTLE |  | 53.2461 | -6.4774
503500 | MV/LV Substation FI***500 |  | 20 kV | _ | LV | 50 kVA :Pole Substation | 0.05 | --> | 0.05 | 0.038 | 1.69 |  | --> | 0.048 | 0 | 0 | 0 | 0 | Constrained, otherwise capacity available =46 kW | --> | C18 ex NEWTOWNCUNNINGHAM | Newtowncunningham [T41,T42] | LETTERKENNY |  | 55.0708 | -7.3684
059179Y | MV/LV Substation BE***179Y |  | 10 kV | _ | LV | 50 kVA :Pole Substation | 0.05 | --> | 0.05 | 0 | 0 | Constrained, otherwise capacity available =41 kVA | --> | 0.048 | 0 | 0 | 0 | 0 | Constrained, otherwise capacity available =46 kW | --> | C18 ex CAVAN | Cavan [T42,T421] | SHANKILL |  | 54.001 | -7.364
049582 | MV/LV Substation DA***582 |  | 10 kV | _ | LV | 50 kVA :Pole Substation | 0.05 | --> | 0.05 | 0.044 | 0.21 |  | --> | 0.048 | 0 | 0 | 0 | 0 | Constrained, otherwise capacity available =47 kW | --> | E19 ex LONGFORD | Longford [T421,T422] | RICHMOND |  | 53.692 | -7.8258
068964 | MV/LV Substation HA***964 |  | 10 kV | _ | LV | 400 kVA :Building Structure | 0.4 | --> | 0.4 | 0 | 9.99 |  | --> | 0.38 | 0 | 0 | 0.266 | 0 |  | --> | C24 ex HAROLDS CROSS | Harolds Cross [T101,T102] | POOLBEG |  | 53.3334 | -6.2629
058568Y | MV/LV Substation FA***568Y |  | 20 kV | _ | LV | 200 kVA :Kiosk Substation | 0.2 | --> | 0.2 | 0 | 0 | Constrained, otherwise capacity available =156 kVA | --> | 0.19 | 0 | 0.004 | 0 | 0 | Constrained, otherwise capacity available =181 kW | --> | C17 ex KYLEERAGH | Kyleeragh [T41,T42] | NENAGH |  | 52.9941 | -8.1302
065361Z | MV/LV Substation LO***361Z |  | 10 kV | _ | LV | 400 kVA :Building Structure | 0.4 | --> | 0.4 | 0 | 0 | Constrained, otherwise capacity available =342 kVA | --> | 0.38 | 0 | 0 | 0 | 0 | Constrained, otherwise capacity available =372 kW | --> | C16 ex BALBRIGGAN | Balbriggan [T42] | GLASMORE |  | 53.6126 | -6.1858
127169Y | MV/LV Substation DU***169Y |  | 10 kV | _ | LV | 200 kVA :Kiosk Substation | 0.2 | --> | 0.2 | 0.144 | 5.89 |  | --> | 0.19 | 0 | 0.015 | 0 | 0 | Constrained, otherwise capacity available =171 kW | --> | C13 ex CASHEL | Cashel [T41,T42] | CAHIR |  | 52.5174 | -7.8757
031340Y | MV/LV Substation MU***340Y |  | 10 kV | _ | LV | 630 kVA :Building Structure | 0.63 | --> | 0.63 | 0 | 0 | Constrained, otherwise capacity available =541 kVA | --> | 0.598 | 0 | 0 | 0 | 0 | Constrained, otherwise capacity available =586 kW | --> | C18 ex COLLIGAN | Colligan [T41,T42] | DUNGARVAN |  | 52.09 | -7.624
034280Y | MV/LV Substation CN***280Y |  | 20 kV | _ | LV | 400 kVA :Kiosk Substation | 0.4 | --> | 0.4 | 0.335 | 0.57 |  | --> | 0.38 | 0 | 0 | 0 | 0 | Constrained, otherwise capacity available =371 kW | --> | E23 ex LAWLESSTOWN | Lawlesstown [T42,T421] | DOON |  | 52.4101 | -7.7521
053829Y | MV/LV Substation CA***829Y |  | 10 kV | _ | LV | 400 kVA :Kiosk Substation | 0.4 | --> | 0.4 | 0.319 | 2.39 |  | --> | 0.38 | 0 | 0 | 0 | 0 | Constrained, otherwise capacity available =369 kW | --> | C12 ex SRAH | Srah [T41,T42] | THORNSBERRY |  | 53.2872 | -7.5068
281046Y | MV/LV Substation RO***046Y |  | 10 kV | _ | LV | 630 kVA :Kiosk Substation | 0.63 | --> | 0.63 | 0 | 0 | Constrained, otherwise capacity available =449 kVA | --> | 0.598 | 0 | 0 | 0 | 0 | Constrained, otherwise capacity available =573 kW | --> | C21 ex DOUGLAS | Douglas [T41,T42] | TRABEG |  | 51.8774 | -8.3982
204092X | MV/LV Substation TH***092X |  | 20 kV | _ | LV | 200 kVA :Pole Substation | 0.2 | --> | 0.2 | 0 | 0 | Constrained, otherwise capacity available =100 kVA | --> | 0.19 | 0 | 0.03 | 0 | 0 | Constrained, otherwise capacity available =154 kW | --> | E17 ex BUNCRANA | Buncrana [T421,T422] | TRILLICK |  | 55.1334 | -7.4351
068015 | MV/LV Substation EA***015 |  | 10 kV | _ | LV | 630 kVA :Building Structure | 0.63 | --> | 0.63 | 0.5 | 0.98 |  | --> | 0.598 | 0 | 0 | 0.5 | 0 |  | --> | C12 ex LEESON STREET | Leeson Street [T41,T42] | MILLTOWN (DR) |  | 53.3352 | -6.2576
037595X | MV/LV Substation AR***595X |  | 10 kV | _ | LV | 200 kVA :Kiosk Substation | 0.2 | --> | 0.2 | 0 | 0 | Constrained, otherwise capacity available =174 kVA | --> | 0.19 | 0 | 0.025 | 0 | 0 | Constrained, otherwise capacity available =168 kW | --> | C15 ex CAHIRCALLA | Cahircalla [T41,T42] | ENNIS |  | 52.835 | -8.9794
062205Y | MV/LV Substation TA***205Y |  | 20 kV | _ | LV | 50 kVA :Pole Substation | 0.05 | --> | 0.05 | 0.041 | 2.33 |  | --> | 0.048 | 0 | 0.025 | 0 | 0 | Constrained, otherwise capacity available =28 kW | --> | C26 ex DUNDALK | Dundalk [T41,T42] | DUNDALK |  | 54.0417 | -6.5372
0134141 | MV/LV Substation KI***4141 |  | 10 kV | _ | LV | 50 kVA :Pole Substation | 0.05 | --> | 0.05 | 0.05 | 0.12 |  | --> | 0.048 | 0 | 0 | 0.048 | 0 |  | --> | C23 ex ATHY | Athy [T101,T102] | ATHY |  | 52.9085 | -6.9623
060475X | MV/LV Substation KI***475X |  | 10 kV | _ | LV | 100 kVA :Pole Substation | 0.1 | --> | 0.1 | 0.06 | 2.57 |  | --> | 0.095 | 0 | 0.05 | 0 | 0 | Constrained, otherwise capacity available =52 kW | --> | C13 ex ERRIGAL | Errigal [T41,T422] | SHANKILL |  | 54.0657 | -7.1466
082262Z | MV/LV Substation TH***262Z |  | 20 kV | _ | LV | 200 kVA :Kiosk Substation | 0.2 | --> | 0.2 | 0 | 0 | Constrained, otherwise capacity available =195 kVA | --> | 0.19 | 0 | 0.008 | 0 | 0 | Constrained, otherwise capacity available =183 kW | --> | E11 ex ACADEMY STREET | Academy Street [T421,T422,T44] | NAVAN |  | 53.533 | -6.5811
248497X | MV/LV Substation SU***497X |  | 20 kV | _ | LV | 630 kVA :Kiosk Substation | 0.63 | --> | 0.63 | 0 | 0 | Constrained, otherwise capacity available =550 kVA | --> | 0.598 | 0 | 0 | 0 | 0 | Constrained, otherwise capacity available =587 kW | --> | E14 ex KILCOCK | Kilcock [T421,T422] | GRIFFINRATH |  | 53.4842 | -6.7286
093346 | MV/LV Substation GU***346 |  | 10 kV | _ | LV | 630 kVA :Building Structure | 0.63 | --> | 0.63 | 0 | 0 | Constrained, otherwise capacity available =412 kVA | --> | 0.598 | 0 | 0 | 0.5 | 0 |  | --> | C12 ex MERVILLE | Merville [T41,T42] | FINGLAS |  | 53.3851 | -6.3113
068736 | MV/LV Substation BA***736 |  | 10 kV | _ | LV | 400 kVA :Building Structure | 0.4 | --> | 0.4 | 0.397 | 3.38 |  | --> | 0.38 | 0 | 0 | 0.38 | 0 |  | --> | C11 ex MERRION SQUARE | Merrion Square [T41,T42] | RINGSEND |  | 53.3349 | -6.2469
293864Y | MV/LV Substation CR***864Y |  | 20 kV | _ | LV | 50 kVA :Pole Substation | 0.05 | --> | 0.05 | 0 | 0 | Constrained, otherwise capacity available =31 kVA | --> | 0.048 | 0 | 0 | 0 | 0 | Constrained, otherwise capacity available =45 kW | --> | E17 ex BALTINGLASS | Baltinglass [T421,T422] | STRATFORD |  | 52.9012 | -6.5842
081118Y | MV/LV Substation MT***118Y |  | 10 kV | _ | LV | 400 kVA :Kiosk Substation | 0.4 | --> | 0.4 | 0 | 0 | Constrained, otherwise capacity available =256 kVA | --> | 0.38 | 0 | 0.062 | 0 | 0 | Constrained, otherwise capacity available =314 kW | --> | C12 ex LEIXLIP | Leixlip [T41,T42] | GRIFFINRATH |  | 53.3735 | -6.4952
116498X | MV/LV Substation RO***498X |  | 20 kV | _ | LV | 50 kVA :Pole Substation | 0.05 | --> | 0.05 | 0.041 | 8.1 |  | --> | 0.048 | 0 | 0.005 | 0 | 0 | Constrained, otherwise capacity available =42 kW | --> | E16 ex WESTPORT | Westport [T421,T422] | CASTLEBAR |  | 53.7981 | -9.5618
068970 | MV/LV Substation ST***970 |  | 10 kV | _ | LV | 200 kVA :Kiosk Substation | 0.2 | --> | 0.2 | 0 | 0 | Constrained, otherwise capacity available =110 kVA | --> | 0.19 | 0 | 0.028 | 0.157 | 0 |  | --> | C17 ex WHITEHALL | Whitehall [T41] | FINGLAS |  | 53.3839 | -6.2718
031615 | MV/LV Substation MA***615 |  | 20 kV | _ | LV | 50 kVA :Pole Substation | 0.05 | --> | 0.05 | 0 | 0 | Constrained, otherwise capacity available =44 kVA | --> | 0.048 | 0 | 0 | 0 | 0 | Constrained, otherwise capacity available =47 kW | --> | E17 ex SPRINGS | Springs [T421,T422] | DUNGARVAN |  | 52.1092 | -7.6749
018199 | MV/LV Substation DR***199 |  | 10 kV | _ | LV | 100 kVA :Pole Substation | 0.1 | --> | 0.1 | 0.047 | 3.75 |  | --> | 0.095 | 0 | 0.011 | 0 | 0 | Constrained, otherwise capacity available =79 kW | --> | C13 ex SMEARLA | Smearla [T41,T42] | TRIEN |  | 52.4598 | -9.4632
248111 | MV/LV Substation RE***111 |  | 20 kV | _ | LV | 50 kVA :Pole Substation | 0.05 | --> | 0.05 | 0 | 0 | Constrained, otherwise capacity available =49 kVA | --> | 0.048 | 0 | 0 | 0 | 0 | Constrained, otherwise capacity available =47 kW | --> | E13 ex KILCOCK | Kilcock [T421,T422] | GRIFFINRATH |  | 53.5111 | -6.5638
067439 | MV/LV Substation LI***439 |  | 20 kV | _ | LV | 50 kVA :Pole Substation | 0.05 | --> | 0.05 | 0 | 0 | Constrained, otherwise capacity available =38 kVA | --> | 0.048 | 0 | 0 | 0.046 | 0 |  | --> | C11 ex RAHEEN | Raheen [T41,T42] | LIMERICK |  | 52.6009 | -8.6337
047263X | MV/LV Substation CO***263X |  | 20 kV | _ | LV | 200 kVA :Kiosk Substation | 0.2 | --> | 0.2 | 0.161 | 1.04 |  | --> | 0.19 | 0 | 0 | 0 | 0 | Constrained, otherwise capacity available =184 kW | --> | C18 ex BOYLE | Boyle [T41,T42] | CARRICK ON SHANNON |  | 53.9111 | -8.2181
429292X | MV/LV Substation BE***292X |  | 10 kV | _ | LV | 200 kVA :Kiosk Substation | 0.2 | --> | 0.2 | 0.2 | 5.75 |  | --> | 0.19 | 0 | 0 | 0 | 0 | Constrained, otherwise capacity available =190 kW | --> | E15 ex ABBEYFEALE | Abbeyfeale [T421] | TRIEN |  | 52.3837 | -9.2933
039212X | MV/LV Substation KN***212X |  | 10 kV | _ | LV | 50 kVA :Pole Substation | 0.05 | --> | 0.05 | 0.049 | 11.03 |  | --> | 0.048 | 0 | 0 | 0.047 | 0 |  | --> | C28 ex SALTHILL | Salthill [T101,T102] | SALTHILL |  | 53.2507 | -9.2065
0654286 | MV/LV Substation CH***4286 |  | 20 kV | _ | LV | 630 kVA :Kiosk Substation | 0.63 | --> | 0.63 | 0 | 0 | Constrained, otherwise capacity available =520 kVA | --> | 0.598 | 0 | 0.022 | 0 | 0 | Constrained, otherwise capacity available =567 kW | --> | E23 ex BALTRASNA | Baltrasna [T121,T122] | BALTRASNA |  | 53.5647 | -6.3837
365723X | MV/LV Substation WO***723X |  | 10 kV | _ | LV | 400 kVA :Kiosk Substation | 0.4 | --> | 0.4 | 0 | 0 | Constrained, otherwise capacity available =226 kVA | --> | 0.38 | 0 | 0.04 | 0.326 | 0 |  | --> | C22 ex OLDBAWN | Oldbawn [T41,T42] | COOKSTOWN |  | 53.2755 | -6.3341
0684033 | MV/LV Substation NS***4033 |  | 10 kV | _ | LV | 630 kVA :Building Structure | 0.63 | --> | 0.63 | 0 | 0 | Constrained, otherwise capacity available =551 kVA | --> | 0.598 | 0 | 0.035 | 0.5 | 0 |  | --> | C13 ex GLASNEVIN | Glasnevin [T41] | FINGLAS |  | 53.379 | -6.2718
069187 | MV/LV Substation KE***187 |  | 10 kV | _ | LV | 1000 kVA :Building Structure | 1 | --> | 1 | 0.5 | 0.87 |  | --> | 0.95 | 0 | 0.01 | 0.5 | 0 |  | --> | C17 ex GARVILLE AVENUE | Garville Avenue [T42] | MILLTOWN (DR) |  | 53.3193 | -6.2752
031963 | MV/LV Substation BA***963 |  | 20 kV | _ | LV | 50 kVA :Pole Substation | 0.05 | --> | 0.05 | 0 | 0 | Constrained, otherwise capacity available =48 kVA | --> | 0.048 | 0 | 0 | 0 | 0 | Constrained, otherwise capacity available =47 kW | --> | E17 ex SPRINGS | Springs [T421,T422] | DUNGARVAN |  | 52.1069 | -7.6781
249040Z | MV/LV Substation BA***040Z |  | 10 kV | _ | LV | 50 kVA :Pole Substation | 0.05 | --> | 0.05 | 0 | 0 | Constrained, otherwise capacity available =48 kVA | --> | 0.048 | 0 | 0 | 0 | 0 | Constrained, otherwise capacity available =47 kW | --> | C22 ex LISMORE | Lismore [T41,T42] | DUNGARVAN |  | 52.147 | -7.9291
0624304 | MV/LV Substation CA***4304 |  | 10 kV | _ | LV | 400 kVA :Kiosk Substation | 0.4 | --> | 0.4 | 0.369 | 5.69 |  | --> | 0.38 | 0 | 0.088 | 0 | 0 | Constrained, otherwise capacity available =310 kW | --> | C14 ex RAMPARTS | Ramparts [T41,T42] | DUNDALK |  | 54.002 | -6.4009
065433Z | MV/LV Substation SK***433Z |  | 10 kV | _ | LV | 630 kVA :Kiosk Substation | 0.63 | --> | 0.63 | 0 | 0 | Constrained, otherwise capacity available =382 kVA | --> | 0.598 | 0 | 0.019 | 0 | 0 | Constrained, otherwise capacity available =554 kW | --> | C19 ex LOUGHSHINNY | Loughshinny [T41,T42] | GLASMORE |  | 53.5791 | -6.1051
031910X | MV/LV Substation SP***910X |  | 10 kV | _ | LV | 400 kVA :Kiosk Substation | 0.4 | --> | 0.4 | 0 | 0 | Constrained, otherwise capacity available =331 kVA | --> | 0.38 | 0 | 0.017 | 0 | 0 | Constrained, otherwise capacity available =358 kW | --> | C20 ex COLLIGAN | Colligan [T41,T42] | DUNGARVAN |  | 52.0876 | -7.6411
0664087 | MV/LV Substation LO***4087 |  | 20 kV | _ | LV | 400 kVA :Kiosk Substation | 0.4 | --> | 0.4 | 0 | 0 | Constrained, otherwise capacity available =275 kVA | --> | 0.38 | 0 | 0.046 | 0 | 0 | Constrained, otherwise capacity available =328 kW | --> | E13 ex GLASMORE | Glasmore [T421,T422] | GLASMORE |  | 53.4727 | -6.2423
050863Y | MV/LV Substation GA***863Y |  | 10 kV | _ | LV | 200 kVA :Kiosk Substation | 0.2 | --> | 0.2 | 0.158 | 7.61 |  | --> | 0.19 | 0 | 0 | 0 | 0 | Constrained, otherwise capacity available =184 kW | --> | C13 ex GARRYCASTLE | Garrycastle [T41,T42] | ATHLONE |  | 53.4277 | -7.9286
093248X | MV/LV Substation FO***248X |  | 10 kV | _ | LV | 400 kVA :Kiosk Substation | 0.4 | --> | 0.4 | 0 | 0 | Constrained, otherwise capacity available =338 kVA | --> | 0.38 | 0 | 0.039 | 0.342 | 0 |  | --> | C22 ex HOWTH JUNCTION | Howth Junction [T41,T42] | GRANGE (DR) |  | 53.3839 | -6.1542
050619 | MV/LV Substation BA***619 |  | 20 kV | _ | LV | 50 kVA :Pole Substation | 0.05 | --> | 0.05 | 0.029 | 6.49 |  | --> | 0.048 | 0 | 0 | 0 | 0 | Constrained, otherwise capacity available =45 kW | --> | C22 ex BUSHFIELD | Bushfield [T41,T42] | ATHLONE |  | 53.4492 | -7.888
0814288 | MV/LV Substation AD***4288 |  | 20 kV | _ | LV | 630 kVA :Kiosk Substation | 0.63 | --> | 0.63 | 0 | 0 | Constrained, otherwise capacity available =430 kVA | --> | 0.598 | 0 | 0 | 0.5 | 0 |  | --> | E17 ex ADAMSTOWN | Adamstown [T121,T122] | INCHICORE 220KV |  | 53.3412 | -6.4731
052936X | MV/LV Substation LY***936X |  | 10 kV | _ | LV | 200 kVA :Kiosk Substation | 0.2 | --> | 0.2 | 0 | 0 | Constrained, otherwise capacity available =127 kVA | --> | 0.19 | 0 | 0.008 | 0 | 0 | Constrained, otherwise capacity available =174 kW | --> | C21 ex BALLINDERRY | Ballinderry [T41,T422] | MULLINGAR |  | 53.5101 | -7.3381
075026 | MV/LV Substation BO***026 |  | 20 kV | _ | LV | 630 kVA :Building Structure | 0.63 | --> | 0.63 | 0.5 | 0.58 | Constrained, otherwise capacity available =600 kVA | --> | 0.598 | 0 | 0 | 0 | 0 | Constrained, otherwise capacity available =594 kW | --> | E15 ex FERNS | Ferns [T421] | CRANE |  | 52.5849 | -6.4852
5034065 | MV/LV Substation DR***4065 |  | 20 kV | _ | LV | 50 kVA :Pole Substation | 0.05 | --> | 0.05 | 0.042 | 1.69 |  | --> | 0.048 | 0 | 0 | 0 | 0 | Constrained, otherwise capacity available =46 kW | --> | C18 ex NEWTOWNCUNNINGHAM | Newtowncunningham [T41,T42] | LETTERKENNY |  | 55.0671 | -7.3468
001777 | MV/LV Substation CA***777 |  | 10 kV | _ | LV | 400 kVA :Kiosk Substation | 0.4 | --> | 0.4 | 0.293 | 13.42 |  | --> | 0.38 | 0 | 0.097 | 0.293 | 0 |  | --> | C21 ex POTTERY ROAD | Pottery Road [T101,T102] | CARRICKMINES |  | 53.2645 | -6.1534
081504X | MV/LV Substation CA***504X |  | 10 kV | _ | LV | 630 kVA :Building Structure | 0.63 | --> | 0.63 | 0.432 | 7.91 |  | --> | 0.598 | 0 | 0 | 0.5 | 0 |  | --> | C26 ex PELLETSTOWN | Pelletstown [T101,T102] | FINGLAS |  | 53.3731 | -6.361
1654251 | MV/LV Substation DE***4251 |  | 10 kV | _ | LV | 50 kVA :Pole Substation | 0.05 | --> | 0.05 | 0.046 | 0.88 |  | --> | 0.048 | 0 | 0 | 0 | 0 | Constrained, otherwise capacity available =47 kW | --> | C21 ex ROSS CARBERY | Ross Carbery [T41,T42] | DUNMANWAY |  | 51.5987 | -9.0008
042063Y | MV/LV Substation MI***063Y |  | 10 kV | _ | LV | 50 kVA :Pole Substation | 0.05 | --> | 0.05 | 0 | 0 | Constrained, otherwise capacity available =38 kVA | --> | 0.048 | 0 | 0.006 | 0 | 0 | Constrained, otherwise capacity available =41 kW | --> | C20 ex KNOCKAPHUNTA | Knockaphunta [T41,T42] | CASTLEBAR |  | 53.8349 | -9.2754
037913X | MV/LV Substation CL***913X |  | 10 kV | _ | LV | 200 kVA :Pole Substation | 0.2 | --> | 0.2 | 0 | 0 | Constrained, otherwise capacity available =191 kVA | --> | 0.19 | 0 | 0.04 | 0 | 0 | Constrained, otherwise capacity available =159 kW | --> | C15 ex CAHIRCALLA | Cahircalla [T41,T42] | ENNIS |  | 52.8178 | -8.9696
281537 | MV/LV Substation FE***537 |  | 10 kV | _ | LV | 50 kVA :Pole Substation | 0.05 | --> | 0.05 | 0 | 0 | Constrained, otherwise capacity available =32 kVA | --> | 0.048 | 0 | 0.008 | 0 | 0 | Constrained, otherwise capacity available =39 kW | --> | C17 ex CARRIGALINE | Carrigaline [T41,T42] | BARNAHELY |  | 51.7875 | -8.297
066266 | MV/LV Substation HA***266 |  | 10 kV | _ | LV | 630 kVA :Kiosk Substation | 0.63 | --> | 0.63 | 0.433 | 12.96 |  | --> | 0.598 | 0 | 0.008 | 0.5 | 0 |  | --> | C30 ex ARTANE | Artane [T101,T102] | FINGLAS |  | 53.3795 | -6.1903
3654041 | MV/LV Substation OL***4041 |  | 10 kV | _ | LV | 50 kVA :Pole Substation | 0.05 | --> | 0.05 | 0 | 0 | Constrained, otherwise capacity available =49 kVA | --> | 0.048 | 0 | 0 | 0.047 | 0 |  | --> | C12 ex SAGGART | Saggart [T41,T42] | GRANGE CASTLE |  | 53.2534 | -6.5365
0654092 | MV/LV Substation BA***4092 |  | 10 kV | _ | LV | 400 kVA :Kiosk Substation | 0.4 | --> | 0.4 | 0 | 0 | Constrained, otherwise capacity available =300 kVA | --> | 0.38 | 0 | 0.026 | 0 | 0 | Constrained, otherwise capacity available =347 kW | --> | C16 ex LOUGHSHINNY | Loughshinny [T41,T42] | GLASMORE |  | 53.5695 | -6.1109
056025X | MV/LV Substation TH***025X |  | 20 kV | _ | LV | 50 kVA :Pole Substation | 0.05 | --> | 0.05 | 0.036 | 1.26 |  | --> | 0.048 | 0 | 0 | 0 | 0 | Constrained, otherwise capacity available =46 kW | --> | E16 ex BALLYCROSSAUN | Ballycrossaun [T421,T422] | SOMERSET |  | 53.0901 | -8.1863
065915 | MV/LV Substation TH***915 |  | 10 kV | _ | LV | 200 kVA :Kiosk Substation | 0.2 | --> | 0.2 | 0 | 0 | Constrained, otherwise capacity available =101 kVA | --> | 0.19 | 0 | 0.075 | 0.12 | 0 |  | --> | C29 ex STEPHENSTOWN | Stephenstown [T101,T102] | FINGLAS |  | 53.5966 | -6.1802
196344X | MV/LV Substation TR***344X |  | 10 kV | _ | LV | 630 kVA :Building Structure | 0.63 | --> | 0.63 | 0 | 0 | Constrained, otherwise capacity available =589 kVA | --> | 0.598 | 0 | 0.025 | 0 | 0 | Constrained, otherwise capacity available =574 kW | --> | C15 ex TRIM | Trim [T41,T42] | NAVAN |  | 53.553 | -6.8001
002059X | MV/LV Substation RO***059X |  | 10 kV | _ | LV | 200 kVA :Kiosk Substation | 0.2 | --> | 0.2 | 0.127 | 4.51 |  | --> | 0.19 | 0 | 0.019 | 0.166 | 0 |  | --> | C22 ex BOGHALL ROAD | Boghall Road [T41,T42] | FASSAROE |  | 53.1711 | -6.1414
0784069 | MV/LV Substation CH***4069 |  | 10 kV | _ | LV | 400 kVA :Building Structure | 0.4 | --> | 0.4 | 0 | 0 | Constrained, otherwise capacity available =243 kVA | --> | 0.38 | 0 | 0 | 0 | 0 | Constrained, otherwise capacity available =380 kW | --> | C12 ex CHARLESTOWN | Charlestown [T41] | TONROE |  | 53.9598 | -8.7935
015846 | MV/LV Substation CL***846 |  | 10 kV | _ | LV | 200 kVA :Pole Substation | 0.2 | --> | 0.2 | 0 | 0 | Constrained, otherwise capacity available =197 kVA | --> | 0.19 | 0 | 0 | 0 | 0 | Constrained, otherwise capacity available =190 kW | --> | C18 ex SALLINS | Sallins [T41,T42] | GRIFFINRATH |  | 53.3091 | -6.6859
176455 | MV/LV Substation CA***455 |  | 20 kV | _ | LV | 50 kVA :Pole Substation | 0.05 | --> | 0.05 | 0 | 0 | Constrained, otherwise capacity available =47 kVA | --> | 0.048 | 0 | 0 | 0 | 0 | Constrained, otherwise capacity available =47 kW | --> | E11 ex MACROOM | Macroom [T422] | MACROOM |  | 51.9019 | -8.8776
066099Z | MV/LV Substation NE***099Z |  | 10 kV | _ | LV | 400 kVA :Building Structure | 0.4 | --> | 0.4 | 0 | 0 | Constrained, otherwise capacity available =383 kVA | --> | 0.38 | 0 | 0 | 0.378 | 0 |  | --> | C20 ex COLLINSTOWN | Collinstown [T41,T42] | GRANGE (DR) |  | 53.4253 | -6.2212
012557Y | MV/LV Substation BA***557Y |  | 20 kV | _ | LV | 50 kVA :Pole Substation | 0.05 | --> | 0.05 | 0.05 | 2.83 |  | --> | 0.048 | 0 | 0 | 0 | 0 | Constrained, otherwise capacity available =48 kW | --> | E17 ex BAGENALSTOWN | Bagenalstown [T421,T422] | CARLOW |  | 52.7204 | -7.0163
118761 | MV/LV Substation PO***761 |  | 10 kV | _ | LV | 100 kVA :Pole Substation | 0.1 | --> | 0.1 | 0.038 | 2 |  | --> | 0.095 | 0 | 0.023 | 0 | 0 | Constrained, otherwise capacity available =69 kW | --> | C11 ex BALLINASLOE | Ballinasloe [T41,T42] | SOMERSET |  | 53.3229 | -8.1911
042857X | MV/LV Substation BA***857X |  | 10 kV | _ | LV | 50 kVA :Pole Substation | 0.05 | --> | 0.05 | 0 | 0 | Constrained, otherwise capacity available =47 kVA | --> | 0.048 | 0 | 0 | 0 | 0 | Constrained, otherwise capacity available =47 kW | --> | C20 ex KNOCKAPHUNTA | Knockaphunta [T41,T42] | CASTLEBAR |  | 53.8071 | -9.2061
007837Z | MV/LV Substation WE***837Z |  | 10 kV | _ | LV | 50 kVA :Pole Substation | 0.05 | --> | 0.05 | 0 | 0 | Constrained, otherwise capacity available =49 kVA | --> | 0.048 | 0 | 0 | 0 | 0 | Constrained, otherwise capacity available =47 kW | --> | C13 ex MULGANNON | Mulgannon [T41,T42] | WEXFORD |  | 52.3181 | -6.468
068701 | MV/LV Substation BE***701 |  | 10 kV | _ | LV | 630 kVA :Building Structure | 0.63 | --> | 0.63 | 0 | 0 | Constrained, otherwise capacity available =410 kVA | --> | 0.598 | 0 | 0 | 0.5 | 0 |  | --> | C18 ex WATLING STREET | Watling Street [T41,T42] | FRANCIS STREET |  | 53.3474 | -6.2843
066266X | MV/LV Substation DU***266X |  | 10 kV | _ | LV | 200 kVA :Building Structure | 0.2 | --> | 0.2 | 0 | 0 | Constrained, otherwise capacity available =50 kVA | --> | 0.19 | 0 | 0 | 0 | 0 | Constrained, otherwise capacity available =168 kW | --> | C16 ex MALAHIDE | Malahide [T41,T42] | GLASMORE |  | 53.4347 | -6.1308
0934297 | MV/LV Substation HO***4297 |  | 10 kV | _ | LV | 630 kVA :Building Structure | 0.63 | --> | 0.63 | 0 | 0 | Constrained, otherwise capacity available =630 kVA | --> | 0.598 | 0 | 0 | 0.5 | 0 |  | --> | C26 ex POPPINTREE | Poppintree [T101,T102] | FINGLAS |  | 53.4158 | -6.28
074411 | MV/LV Substation DR***411 |  | 20 kV | _ | LV | 50 kVA :Pole Substation | 0.05 | --> | 0.05 | 0 | 0 | Constrained, otherwise capacity available =47 kVA | --> | 0.048 | 0 | 0 | 0 | 0 | Constrained, otherwise capacity available =47 kW | --> | C14 ex CARRICK ON SHANNON | Carrick On Shannon [T41,T42] | CARRICK ON SHANNON |  | 54.0164 | -8.0713
068528 | MV/LV Substation BE***528 |  | 10 kV | _ | LV | 630 kVA :Building Structure | 0.63 | --> | 0.63 | 0.093 | 2.6 |  | --> | 0.598 | 0 | 0.012 | 0.5 | 0 |  | --> | C18 ex WOLFE TONE STREET | Wolfe Tone Street [T101,T102] | FINGLAS |  | 53.3577 | -6.2682
082826Y | MV/LV Substation TR***826Y |  | 20 kV | _ | LV | 50 kVA :Pole Substation | 0.05 | --> | 0.05 | 0 | 0 | Constrained, otherwise capacity available =21 kVA | --> | 0.048 | 0 | 0 | 0 | 0 | Constrained, otherwise capacity available =44 kW | --> | E17 ex ACADEMY STREET | Academy Street [T421,T422,T44] | NAVAN |  | 53.5747 | -6.717
149923 | MV/LV Substation FR***923 |  | 10 kV | _ | LV | 50 kVA :Pole Substation | 0.05 | --> | 0.05 | 0 | 0 | Constrained, otherwise capacity available =47 kVA | --> | 0.048 | 0 | 0 | 0 | 0 | Constrained, otherwise capacity available =47 kW | --> | C11 ex DONEGAL | Donegal [T41,T42] | CATHALEENS FALL |  | 54.6687 | -8.2445
066293 | MV/LV Substation GR***293 |  | 10 kV | _ | LV | 400 kVA :Kiosk Substation | 0.4 | --> | 0.4 | 0 | 0 | Constrained, otherwise capacity available =297 kVA | --> | 0.38 | 0 | 0.037 | 0.338 | 0 |  | --> | C17 ex HOWTH JUNCTION | Howth Junction [T41,T42] | GRANGE (DR) |  | 53.3875 | -6.1627
0124265 | MV/LV Substation LI***4265 |  | 20 kV | _ | LV | 400 kVA :Building Structure | 0.4 | --> | 0.4 | 0.303 | 2.83 |  | --> | 0.38 | 0 | 0 | 0 | 0 | Constrained, otherwise capacity available =368 kW | --> | E12 ex BAGENALSTOWN | Bagenalstown [T421,T422] | CARLOW |  | 52.6996 | -6.9651
120692Y | MV/LV Substation WA***692Y |  | 20 kV | _ | LV | 200 kVA :Pole Substation | 0.2 | --> | 0.2 | 0 | 0 | Constrained, otherwise capacity available =176 kVA | --> | 0.19 | 0 | 0.03 | 0 | 0 | Constrained, otherwise capacity available =164 kW | --> | E20 ex EDENDERRY | Edenderry [T421,T422] | BLAKE |  | 53.3247 | -7.0984
074573X | MV/LV Substation BA***573X |  | 10 kV | _ | LV | 50 kVA :Pole Substation | 0.05 | --> | 0.05 | 0 | 0 | Constrained, otherwise capacity available =48 kVA | --> | 0.048 | 0 | 0 | 0 | 0 | Constrained, otherwise capacity available =47 kW | --> | C14 ex CARRICK ON SHANNON | Carrick On Shannon [T41,T42] | CARRICK ON SHANNON |  | 53.9573 | -8.0808
160288Y | MV/LV Substation DU***288Y |  | 20 kV | _ | LV | 200 kVA :Pole Substation | 0.2 | --> | 0.2 | 0 | 0 | Constrained, otherwise capacity available =99 kVA | --> | 0.19 | 0 | 0.008 | 0 | 0 | Constrained, otherwise capacity available =170 kW | --> | C11 ex KILDARE | Kildare [T41,T42] | NEWBRIDGE |  | 53.1389 | -7.0598
037872 | MV/LV Substation CA***872 |  | 10 kV | _ | LV | 400 kVA :Kiosk Substation | 0.4 | --> | 0.4 | 0.269 | 13.05 |  | --> | 0.38 | 0 | 0.063 | 0.315 | 0 |  | --> | C18 ex ENNIS | Ennis [T101,T102] | ENNIS |  | 52.8546 | -8.9658
109128 | MV/LV Substation UN***128 |  | 10 kV | _ | LV | 200 kVA :Building Structure | 0.2 | --> | 0.2 | 0 | 0 | Constrained, otherwise capacity available =179 kVA | --> | 0.19 | 0 | 0 | 0.187 | 0 |  | --> | C16 ex SHANNON | Shannon [T41,T42] | DRUMLINE |  | 52.6989 | -8.9017
065232Z | MV/LV Substation CO***232Z |  | 10 kV | _ | LV | 200 kVA :Pole Substation | 0.2 | --> | 0.2 | 0 | 0 | Constrained, otherwise capacity available =174 kVA | --> | 0.19 | 0 | 0 | 0 | 0 | Constrained, otherwise capacity available =186 kW | --> | C16 ex LOUGHSHINNY | Loughshinny [T41,T42] | GLASMORE |  | 53.5781 | -6.2094
0584337 | MV/LV Substation LA***4337 |  | 20 kV | _ | LV | 50 kVA :Pole Substation | 0.05 | --> | 0.05 | 0.046 | 0.18 |  | --> | 0.048 | 0 | 0 | 0 | 0 | Constrained, otherwise capacity available =47 kW | --> | C18 ex TOOMEVARA | Toomevara [T42] | NENAGH |  | 52.8025 | -8.0473
058210 | MV/LV Substation TY***210 |  | 10 kV | _ | LV | 100 kVA :Pole Substation | 0.1 | --> | 0.1 | 0.08 | 3 |  | --> | 0.095 | 0 | 0 | 0 | 0 | Constrained, otherwise capacity available =92 kW | --> | C25 ex NENAGH | Nenagh [T41,T42] | NENAGH |  | 52.8554 | -8.188
024405 | MV/LV Substation CH***405 |  | 10 kV | _ | LV | 200 kVA :Pole Substation | 0.2 | --> | 0.2 | 0.126 | 2.14 |  | --> | 0.19 | 0 | 0.01 | 0 | 0 | Constrained, otherwise capacity available =172 kW | --> | C14 ex BUTTEVANT | Buttevant [T41,T42] | MALLOW |  | 52.2714 | -8.7289
065189Z | MV/LV Substation CL***189Z |  | 10 kV | _ | LV | 400 kVA :Kiosk Substation | 0.4 | --> | 0.4 | 0 | 0 | Constrained, otherwise capacity available =343 kVA | --> | 0.38 | 0 | 0.023 | 0.355 | 0 |  | --> | C26 ex STEPHENSTOWN | Stephenstown [T101,T102] | FINGLAS |  | 53.5871 | -6.187
066347Z | MV/LV Substation ST***347Z |  | 10 kV | _ | LV | 630 kVA :Kiosk Substation | 0.63 | --> | 0.63 | 0 | 0 | Constrained, otherwise capacity available =453 kVA | --> | 0.598 | 0 | 0.027 | 0.5 | 0 |  | --> | C16 ex HOWTH JUNCTION | Howth Junction [T41,T42] | GRANGE (DR) |  | 53.3918 | -6.1608
127658 | MV/LV Substation HO***658 |  | 20 kV | _ | LV | 200 kVA :Pole Substation | 0.2 | --> | 0.2 | 0 | 0 | Constrained, otherwise capacity available =174 kVA | --> | 0.19 | 0 | 0 | 0 | 0 | Constrained, otherwise capacity available =186 kW | --> | C16 ex HOLYCROSS ROAD | Holycross Road [T41,T42] | THURLES |  | 52.6386 | -7.8662
067571X | MV/LV Substation CA***571X |  | 20 kV | _ | LV | 100 kVA :Pole Substation | 0.1 | --> | 0.1 | 0.079 | 13.8 |  | --> | 0.095 | 0 | 0 | 0.092 | 0 |  | --> | C14 ex SINGLAND | Singland [T101,T102] | SINGLAND |  | 52.5982 | -8.4699
016038Z | MV/LV Substation CR***038Z |  | 10 kV | _ | LV | 200 kVA :Pole Substation | 0.2 | --> | 0.2 | 0 | 0 | Constrained, otherwise capacity available =169 kVA | --> | 0.19 | 0 | 0.005 | 0 | 0 | Constrained, otherwise capacity available =182 kW | --> | C15 ex MONEYCOOLEY | Moneycooley [T41,T42,T44] | GRIFFINRATH |  | 53.3671 | -6.6247
253434Y | MV/LV Substation ST***434Y |  | 10 kV | _ | LV | 200 kVA :Pole Substation | 0.2 | --> | 0.2 | 0 | 0 | Constrained, otherwise capacity available =170 kVA | --> | 0.19 | 0 | 0 | 0 | 0 | Constrained, otherwise capacity available =186 kW | --> | C14 ex HEADFORD | Headford [T41,T42] | CLOON |  | 53.487 | -9.0265
001767 | MV/LV Substation PI***767 |  | 10 kV | _ | LV | 200 kVA :Kiosk Substation | 0.2 | --> | 0.2 | 0.11 | 1.16 |  | --> | 0.19 | 0 | 0.006 | 0.173 | 0 |  | --> | C14 ex DEANSGRANGE | Deansgrange [T41,T42] | CARRICKMINES |  | 53.2736 | -6.1789
118126 | MV/LV Substation ST***126 |  | 10 kV | _ | LV | 200 kVA :Pole Substation | 0.2 | --> | 0.2 | 0.105 | 2 |  | --> | 0.19 | 0 | 0 | 0 | 0 | Constrained, otherwise capacity available =177 kW | --> | C17 ex BALLINASLOE | Ballinasloe [T41,T42] | SOMERSET |  | 53.3244 | -8.2336
118326 | MV/LV Substation SH***326 |  | 20 kV | _ | LV | 100 kVA :Pole Substation | 0.1 | --> | 0.1 | 0 | 0 | Constrained, otherwise capacity available =96 kVA | --> | 0.095 | 0 | 0 | 0 | 0 | Constrained, otherwise capacity available =94 kW | --> | E15 ex CREAGH | Creagh [T421,T422] | ATHLONE |  | 53.2794 | -8.0487
196341X | MV/LV Substation TH***341X |  | 10 kV | _ | LV | 200 kVA :Kiosk Substation | 0.2 | --> | 0.2 | 0 | 0 | Constrained, otherwise capacity available =140 kVA | --> | 0.19 | 0 | 0.064 | 0 | 0 | Constrained, otherwise capacity available =134 kW | --> | C15 ex TRIM | Trim [T41,T42] | NAVAN |  | 53.5516 | -6.8021
127991Y | MV/LV Substation WA***991Y |  | 10 kV | _ | LV | 200 kVA :Pole Substation | 0.2 | --> | 0.2 | 0.191 | 5.89 |  | --> | 0.19 | 0 | 0.011 | 0 | 0 | Constrained, otherwise capacity available =181 kW | --> | C20 ex CASHEL | Cashel [T41,T42] | CAHIR |  | 52.512 | -7.8751
0674238 | MV/LV Substation KN***4238 |  | 20 kV | _ | LV | 50 kVA :Pole Substation | 0.05 | --> | 0.05 | 0.05 | 13.8 |  | --> | 0.048 | 0 | 0 | 0.048 | 0 |  | --> | C14 ex SINGLAND | Singland [T101,T102] | SINGLAND |  | 52.6013 | -8.4781
429224X | MV/LV Substation AB***224X |  | 10 kV | _ | LV | 400 kVA :Kiosk Substation | 0.4 | --> | 0.4 | 0.309 | 5.75 |  | --> | 0.38 | 0 | 0.015 | 0 | 0 | Constrained, otherwise capacity available =356 kW | --> | E15 ex ABBEYFEALE | Abbeyfeale [T421] | TRIEN |  | 52.3859 | -9.2957
0594281 | MV/LV Substation RO***4281 |  | 10 kV | _ | LV | 100 kVA :Pole Substation | 0.1 | --> | 0.1 | 0 | 0 | Constrained, otherwise capacity available =100 kVA | --> | 0.095 | 0 | 0 | 0 | 0 | Constrained, otherwise capacity available =95 kW | --> | C15 ex DERRYCRAMPH | Derrycramph [T41,T42] | SHANKILL |  | 53.9849 | -7.3635
052294 | MV/LV Substation BO***294 |  | 10 kV | _ | LV | 100 kVA :Pole Substation | 0.1 | --> | 0.1 | 0.086 | 10.9 |  | --> | 0.095 | 0 | 0 | 0.093 | 0 |  | --> | C13 ex MULLINGAR | Mullingar [T101,T102] | MULLINGAR |  | 53.5452 | -7.3344
429815 | MV/LV Substation LI***815 |  | 10 kV | _ | LV | 200 kVA :Pole Substation | 0.2 | --> | 0.2 | 0.06 | 5.75 |  | --> | 0.19 | 0 | 0.008 | 0 | 0 | Constrained, otherwise capacity available =164 kW | --> | E15 ex ABBEYFEALE | Abbeyfeale [T421] | TRIEN |  | 52.3875 | -9.2907
160969Y | MV/LV Substation FE***969Y |  | 20 kV | _ | LV | 400 kVA :Kiosk Substation | 0.4 | --> | 0.4 | 0 | 0 | Constrained, otherwise capacity available =327 kVA | --> | 0.38 | 0 | 0.027 | 0 | 0 | Constrained, otherwise capacity available =350 kW | --> | C11 ex KILDARE | Kildare [T41,T42] | NEWBRIDGE |  | 53.1483 | -7.0586
021623X | MV/LV Substation OL***623X |  | 10 kV | _ | LV | 400 kVA :Kiosk Substation | 0.4 | --> | 0.4 | 0 | 0 | Constrained, otherwise capacity available =277 kVA | --> | 0.38 | 0 | 0.006 | 0.358 | 0 |  | --> | C18 ex MAYFIELD | Mayfield [T41,T42] | KILBARRY |  | 51.9113 | -8.4422
093262X | MV/LV Substation WA***262X |  | 10 kV | _ | LV | 200 kVA :Kiosk Substation | 0.2 | --> | 0.2 | 0 | 0 | Constrained, otherwise capacity available =130 kVA | --> | 0.19 | 0 | 0.007 | 0.175 | 0 |  | --> | C22 ex HOWTH JUNCTION | Howth Junction [T41,T42] | GRANGE (DR) |  | 53.3842 | -6.1761
238006 | MV/LV Substation BR***006 |  | 20 kV | _ | LV | 200 kVA :Kiosk Substation | 0.2 | --> | 0.2 | 0 | 0 | Constrained, otherwise capacity available =88 kVA | --> | 0.19 | 0 | 0 | 0 | 0 | Constrained, otherwise capacity available =174 kW | --> | E12 ex BALLINROBE | Ballinrobe [T421,T422] | DALTON |  | 53.6253 | -9.2241
041460 | MV/LV Substation LE***460 |  | 20 kV | _ | LV | 50 kVA :Pole Substation | 0.05 | --> | 0.05 | 0 | 0 | Constrained, otherwise capacity available =47 kVA | --> | 0.048 | 0 | 0 | 0 | 0 | Constrained, otherwise capacity available =47 kW | --> | E19 ex DALTON | Dalton [T421,T422] | DALTON |  | 53.6107 | -9.0344
011355Z | MV/LV Substation FR***355Z |  | 10 kV | _ | LV | 400 kVA :Kiosk Substation | 0.4 | --> | 0.4 | 0.037 | 0.04 | Constrained, otherwise capacity available =248 kVA | --> | 0.38 | 0 | 0.011 | 0 | 0 | Constrained, otherwise capacity available =350 kW | --> | C11 ex CALLAN | Callan [T41,T42] | KILKENNY |  | 52.5501 | -7.3816
0564208 | MV/LV Substation LU***4208 |  | 20 kV | _ | LV | 50 kVA :Pole Substation | 0.05 | --> | 0.05 | 0.039 | 0.89 |  | --> | 0.048 | 0 | 0 | 0 | 0 | Constrained, otherwise capacity available =46 kW | --> | E20 ex BIRR | Birr [T41,T422] | DALLOW |  | 53.0272 | -8.0213
0014061 | MV/LV Substation PR***4061 |  | 10 kV | _ | LV | 1000 kVA :Building Structure | 1 | --> | 1 | 0.5 | 1.16 |  | --> | 0.95 | 0 | 0 | 0.5 | 0 |  | --> | C20 ex BREWERY ROAD | Brewery Road [T41,T42] | CARRICKMINES |  | 53.2707 | -6.2051
2934155 | MV/LV Substation CU***4155 |  | 20 kV | _ | LV | 50 kVA :Pole Substation | 0.05 | --> | 0.05 | 0.05 | 0.43 |  | --> | 0.048 | 0 | 0 | 0 | 0 | Constrained, otherwise capacity available =48 kW | --> | E18 ex TULLOW | Tullow [T421,T422] | CARLOW |  | 52.8621 | -6.5719
120757Y | MV/LV Substation EN***757Y |  | 20 kV | _ | LV | 400 kVA :Kiosk Substation | 0.4 | --> | 0.4 | 0.376 | 3.5 |  | --> | 0.38 | 0 | 0 | 0 | 0 | Constrained, otherwise capacity available =377 kW | --> | E12 ex DUNFIRTH | Dunfirth [T122] | DUNFIRTH |  | 53.4183 | -6.8341
158295 | MV/LV Substation PA***295 |  | 20 kV | _ | LV | 200 kVA :Pole Substation | 0.2 | --> | 0.2 | 0 | 0 | Constrained, otherwise capacity available =142 kVA | --> | 0.19 | 0 | 0.036 | 0 | 0 | Constrained, otherwise capacity available =155 kW | --> | C19 ex ENNISTYMON | Ennistymon [T41,T42] | ENNIS |  | 53.029 | -9.2927
136537Y | MV/LV Substation KN***537Y |  | 10 kV | _ | LV | 200 kVA :Kiosk Substation | 0.2 | --> | 0.2 | 0 | 0 | Constrained, otherwise capacity available =146 kVA | --> | 0.19 | 0 | 0.011 | 0 | 0 | Constrained, otherwise capacity available =174 kW | --> | C12 ex AGHAMORE | Aghamore [T41,T42] | LANESBORO |  | 53.6686 | -7.9821
281845Z | MV/LV Substation CL***845Z |  | 20 kV | _ | LV | 200 kVA :Building Structure | 0.2 | --> | 0.2 | 0.144 | 17.47 |  | --> | 0.19 | 0 | 0.011 | 0.174 | 0 |  | --> | E13 ex COOLROE | Coolroe [T121,T122] | COOLROE |  | 51.8819 | -8.6288
052667Z | MV/LV Substation GR***667Z |  | 10 kV | _ | LV | 630 kVA :Building Structure | 0.63 | --> | 0.63 | 0.5 | 10.9 |  | --> | 0.598 | 0 | 0 | 0.5 | 0 |  | --> | C12 ex MULLINGAR | Mullingar [T101,T102] | MULLINGAR |  | 53.524 | -7.3507
059626X | MV/LV Substation LI***626X |  | 10 kV | _ | LV | 50 kVA :Pole Substation | 0.05 | --> | 0.05 | 0 | 0 | Constrained, otherwise capacity available =45 kVA | --> | 0.048 | 0 | 0 | 0 | 0 | Constrained, otherwise capacity available =47 kW | --> | C11 ex DERRYCRAMPH | Derrycramph [T41,T42] | SHANKILL |  | 53.9557 | -7.3324
041059Y | MV/LV Substation BA***059Y |  | 20 kV | _ | LV | 50 kVA :Pole Substation | 0.05 | --> | 0.05 | 0 | 0 | Constrained, otherwise capacity available =49 kVA | --> | 0.048 | 0 | 0.01 | 0 | 0 | Constrained, otherwise capacity available =40 kW | --> | E14 ex DALTON | Dalton [T421,T422] | DALTON |  | 53.7406 | -8.976
1544226 | MV/LV Substation EI***4226 |  | 20 kV | _ | LV | 400 kVA :Kiosk Substation | 0.4 | --> | 0.4 | 0 | 0 | Constrained, otherwise capacity available =378 kVA | --> | 0.38 | 0 | 0 | 0 | 0 | Constrained, otherwise capacity available =377 kW | --> | C17 ex MONEYCOOLEY | Moneycooley [T41,T42,T44] | GRIFFINRATH |  | 53.3827 | -6.5241
009838X | MV/LV Substation LI***838X |  | 10 kV | _ | LV | 630 kVA :Kiosk Substation | 0.63 | --> | 0.63 | 0.5 | 0.53 |  | --> | 0.598 | 0 | 0.005 | 0 | 0 | Constrained, otherwise capacity available =579 kW | --> | C13 ex MANOR STREET | Manor Street [T41,T42] | WATERFORD |  | 52.2588 | -7.1114
281247Z | MV/LV Substation CO***247Z |  | 10 kV | _ | LV | 630 kVA :Building Structure | 0.63 | --> | 0.63 | 0 | 0 | Constrained, otherwise capacity available =474 kVA | --> | 0.598 | 0 | 0 | 0 | 0 | Constrained, otherwise capacity available =577 kW | --> | C19 ex KILMONEY | Kilmoney [T41,T42] | TRABEG |  | 51.8137 | -8.3944
3654139 | MV/LV Substation PA***4139 |  | 10 kV | _ | LV | 630 kVA :Kiosk Substation | 0.63 | --> | 0.63 | 0 | 0 | Constrained, otherwise capacity available =630 kVA | --> | 0.598 | 0 | 0 | 0.5 | 0 |  | --> | C23 ex CITYWEST | Citywest [T101,T102] | INCHICORE 220KV |  | 53.2857 | -6.4339
1114315 | MV/LV Substation RA***4315 |  | 20 kV | _ | LV | 50 kVA :Pole Substation | 0.05 | --> | 0.05 | 0 | 0 | Constrained, otherwise capacity available =50 kVA | --> | 0.048 | 0 | 0 | 0 | 0 | Constrained, otherwise capacity available =48 kW | --> | E11 ex BALLYDEHOB | Ballydehob [T421] | DUNMANWAY |  | 51.5383 | -9.5338
093175Z | MV/LV Substation RA***175Z |  | 10 kV | _ | LV | 1000 kVA :Building Structure | 1 | --> | 1 | 0.497 | 5.82 |  | --> | 0.95 | 0 | 0 | 0.5 | 0 |  | --> | C19 ex COOLOCK | Coolock [T41,T42] | FINGLAS |  | 53.3808 | -6.1781
118166Y | MV/LV Substation ME***166Y |  | 20 kV | _ | LV | 50 kVA :Pole Substation | 0.05 | --> | 0.05 | 0 | 0 | Constrained, otherwise capacity available =48 kVA | --> | 0.048 | 0 | 0 | 0 | 0 | Constrained, otherwise capacity available =47 kW | --> | E18 ex CREAGH | Creagh [T421,T422] | ATHLONE |  | 53.4637 | -8.4941
0934041 | MV/LV Substation AN***4041 |  | 10 kV | _ | LV | 400 kVA :Kiosk Substation | 0.4 | --> | 0.4 | 0 | 0 | Constrained, otherwise capacity available =319 kVA | --> | 0.38 | 0 | 0.048 | 0.333 | 0 |  | --> | C16 ex MERVILLE | Merville [T41,T42] | FINGLAS |  | 53.3851 | -6.3001
006261Y | MV/LV Substation SL***261Y |  | 10 kV | _ | LV | 400 kVA :Kiosk Substation | 0.4 | --> | 0.4 | 0.339 | 3.12 |  | --> | 0.38 | 0 | 0.005 | 0 | 0 | Constrained, otherwise capacity available =368 kW | --> | C11 ex BELLFIELD | Bellfield [T41,T42] | CRANE |  | 52.4986 | -6.5779
033822X | MV/LV Substation KI***822X |  | 10 kV | _ | LV | 200 kVA :Pole Substation | 0.2 | --> | 0.2 | 0 | 0 | Constrained, otherwise capacity available =144 kVA | --> | 0.19 | 0 | 0.011 | 0 | 0 | Constrained, otherwise capacity available =182 kW | --> | C18 ex PORTLAW | Portlaw [T41,T42] | BUTLERSTOWN |  | 52.3057 | -7.3083
093222 | MV/LV Substation CO***222 |  | 10 kV | _ | LV | 400 kVA :Kiosk Substation | 0.4 | --> | 0.4 | 0 | 0 | Constrained, otherwise capacity available =233 kVA | --> | 0.38 | 0 | 0.037 | 0.329 | 0 |  | --> | C11 ex SANTRY | Santry [T41,T42] | FINGLAS |  | 53.3885 | -6.232
021242 | MV/LV Substation SA***242 |  | 10 kV | _ | LV | 100 kVA :Pole Substation | 0.1 | --> | 0.1 | 0 | 0 | Constrained, otherwise capacity available =75 kVA | --> | 0.095 | 0 | 0 | 0.092 | 0 |  | --> | C12 ex RIVERSTOWN | Riverstown [T41,T42] | KILBARRY |  | 51.9351 | -8.3989
093125Y | MV/LV Substation GR***125Y |  | 10 kV | _ | LV | 630 kVA :Kiosk Substation | 0.63 | --> | 0.63 | 0 | 0 | Constrained, otherwise capacity available =348 kVA | --> | 0.598 | 0 | 0.019 | 0.5 | 0 |  | --> | C13 ex GRANGE (DR) | Grange (dr) [T41,T42] | GRANGE (DR) |  | 53.3975 | -6.1788
066162Y | MV/LV Substation CA***162Y |  | 10 kV | _ | LV | 630 kVA :Building Structure | 0.63 | --> | 0.63 | 0 | 0 | Constrained, otherwise capacity available =323 kVA | --> | 0.598 | 0 | 0 | 0.5 | 0 |  | --> | C20 ex COLLINSTOWN | Collinstown [T41,T42] | GRANGE (DR) |  | 53.4254 | -6.2242
066742X | MV/LV Substation FA***742X |  | 20 kV | _ | LV | 630 kVA :Building Structure | 0.63 | --> | 0.63 | 0 | 0 | Constrained, otherwise capacity available =512 kVA | --> | 0.598 | 0 | 0 | 0.5 | 0 |  | --> | C24 ex MACETOWN | Macetown [T101,T102] | MACETOWN |  | 53.4834 | -6.4685
461062X | MV/LV Substation BR***062X |  | 20 kV | _ | LV | 50 kVA :Pole Substation | 0.05 | --> | 0.05 | 0.045 | 2.33 |  | --> | 0.048 | 0 | 0 | 0 | 0 | Constrained, otherwise capacity available =47 kW | --> | E14 ex MOY | Moy [T421,T422] | MOY |  | 54.1363 | -9.1665
111077X | MV/LV Substation RT***077X |  | 20 kV | _ | LV | 100 kVA :Pole Substation | 0.1 | --> | 0.1 | 0.074 | 0.94 |  | --> | 0.095 | 0 | 0 | 0 | 0 | Constrained, otherwise capacity available =91 kW | --> | E11 ex CASTLETOWNBERE | Castletownbere [T421] | BALLYLICKY |  | 51.6414 | -9.9996
015778Z | MV/LV Substation GL***778Z |  | 10 kV | _ | LV | 1000 kVA :Building Structure | 1 | --> | 1 | 0.5 | 12.6 |  | --> | 0.95 | 0 | 0 | 0.5 | 0 |  | --> | C20 ex MONREAD | Monread [T101,T102] | MONREAD |  | 53.2349 | -6.6381
0374155 | MV/LV Substation EN***4155 |  | 10 kV | _ | LV | 400 kVA :Building Structure | 0.4 | --> | 0.4 | 0 | 0 | Constrained, otherwise capacity available =400 kVA | --> | 0.38 | 0 | 0 | 0 | 0 | Constrained, otherwise capacity available =380 kW | --> | C15 ex CAHIRCALLA | Cahircalla [T41,T42] | ENNIS |  | 52.8362 | -8.9734
0714032 | MV/LV Substation SE***4032 |  | 10 kV | _ | LV | 630 kVA :Kiosk Substation | 0.63 | --> | 0.63 | 0 | 0 | Constrained, otherwise capacity available =487 kVA | --> | 0.598 | 0 | 0.046 | 0.5 | 0 |  | --> | C15 ex GREYSTONES | Greystones [T41,T42] | FASSAROE |  | 53.1482 | -6.0854
052559Z | MV/LV Substation AR***559Z |  | 10 kV | _ | LV | 200 kVA :Kiosk Substation | 0.2 | --> | 0.2 | 0.134 | 10.9 |  | --> | 0.19 | 0 | 0.006 | 0.176 | 0 |  | --> | C18 ex MULLINGAR | Mullingar [T101,T102] | MULLINGAR |  | 53.5223 | -7.3647
184190X | MV/LV Substation LI***190X |  | 10 kV | _ | LV | 50 kVA :Pole Substation | 0.05 | --> | 0.05 | 0.045 | 3.38 |  | --> | 0.048 | 0 | 0 | 0 | 0 | Constrained, otherwise capacity available =47 kW | --> | C21 ex CASTLEBLAYNEY | Castleblayney [T41,T42] | DUNDALK |  | 54.1397 | -6.7753
052634Z | MV/LV Substation MA***634Z |  | 10 kV | _ | LV | 630 kVA :Kiosk Substation | 0.63 | --> | 0.63 | 0 | 0 | Constrained, otherwise capacity available =506 kVA | --> | 0.598 | 0 | 0 | 0 | 0 | Constrained, otherwise capacity available =581 kW | --> | C16 ex NEWBROOK | Newbrook [T42] | MULLINGAR |  | 53.5234 | -7.3481
068003X | MV/LV Substation SH***003X |  | 10 kV | _ | LV | 630 kVA :Building Structure | 0.63 | --> | 0.63 | 0.499 | 9.28 |  | --> | 0.598 | 0 | 0 | 0.5 | 0 |  | --> | C25 ex PEMBROKE | Pembroke [T41,T42,T43,T44] | RINGSEND |  | 53.3416 | -6.2346
018841 | MV/LV Substation IR***841 |  | 10 kV | _ | LV | 50 kVA :Pole Substation | 0.05 | --> | 0.05 | 0.04 | 3.75 |  | --> | 0.048 | 0 | 0.011 | 0 | 0 | Constrained, otherwise capacity available =38 kW | --> | C18 ex SMEARLA | Smearla [T41,T42] | TRIEN |  | 52.404 | -9.5347
281699X | MV/LV Substation RO***699X |  | 10 kV | _ | LV | 630 kVA :Building Structure | 0.63 | --> | 0.63 | 0 | 0 | Constrained, otherwise capacity available =435 kVA | --> | 0.598 | 0 | 0 | 0 | 0 | Constrained, otherwise capacity available =571 kW | --> | C20 ex DENNEHYS CROSS | Dennehys Cross [T41,T42] | TRABEG |  | 51.8813 | -8.5087
1924075 | MV/LV Substation AR***4075 |  | 10 kV | _ | LV | 50 kVA :Pole Substation | 0.05 | --> | 0.05 | 0.05 | 1.7 |  | --> | 0.048 | 0 | 0 | 0 | 0 | Constrained, otherwise capacity available =48 kW | --> | E15 ex GWEEDORE | Gweedore [T421] | ARDNAGAPPARY |  | 55.1196 | -8.158
2484120 | MV/LV Substation KI***4120 |  | 20 kV | _ | LV | 50 kVA :Pole Substation | 0.05 | --> | 0.05 | 0.047 | 3.5 |  | --> | 0.048 | 0 | 0 | 0 | 0 | Constrained, otherwise capacity available =47 kW | --> | E13 ex DUNFIRTH | Dunfirth [T122] | DUNFIRTH |  | 53.4091 | -6.7222
064463X | MV/LV Substation ST***463X |  | 20 kV | _ | LV | 630 kVA :Building Structure | 0.63 | --> | 0.63 | 0 | 0 | Constrained, otherwise capacity available =519 kVA | --> | 0.598 | 0 | 0 | 0 | 0 | Constrained, otherwise capacity available =583 kW | --> | E15 ex DULEEK | Duleek [T421,T422] | DRYBRIDGE |  | 53.6863 | -6.4259
061439X | MV/LV Substation MO***439X |  | 10 kV | _ | LV | 50 kVA :Pole Substation | 0.05 | --> | 0.05 | 0.049 | 2.04 |  | --> | 0.048 | 0 | 0 | 0 | 0 | Constrained, otherwise capacity available =47 kW | --> | C12 ex BALLYBAY | Ballybay [T41,T42] | LISDRUM |  | 54.1261 | -7.0038
001141 | MV/LV Substation LE***141 |  | 10 kV | _ | LV | 630 kVA :Kiosk Substation | 0.63 | --> | 0.63 | 0.447 | 1.23 |  | --> | 0.598 | 0 | 0.017 | 0.5 | 0 |  | --> | C23 ex SALLYNOGGIN ROAD | Sallynoggin Road [T41,T42] | CHERRYWOOD |  | 53.2778 | -6.1013
052551X | MV/LV Substation RI***551X |  | 10 kV | _ | LV | 400 kVA :Kiosk Substation | 0.4 | --> | 0.4 | 0 | 0 | Constrained, otherwise capacity available =364 kVA | --> | 0.38 | 0 | 0.016 | 0 | 0 | Constrained, otherwise capacity available =363 kW | --> | C23 ex BALLINDERRY | Ballinderry [T41,T422] | MULLINGAR |  | 53.5244 | -7.3066
015781Z | MV/LV Substation CE***781Z |  | 10 kV | _ | LV | 400 kVA :Building Structure | 0.4 | --> | 0.4 | 0.369 | 12.6 |  | --> | 0.38 | 0 | 0 | 0.376 | 0 |  | --> | C20 ex MONREAD | Monread [T101,T102] | MONREAD |  | 53.2361 | -6.6458
052512Z | MV/LV Substation MU***512Z |  | 10 kV | _ | LV | 630 kVA :Building Structure | 0.63 | --> | 0.63 | 0 | 0 | Constrained, otherwise capacity available =436 kVA | --> | 0.598 | 0 | 0 | 0 | 0 | Constrained, otherwise capacity available =572 kW | --> | C23 ex BALLINDERRY | Ballinderry [T41,T422] | MULLINGAR |  | 53.5234 | -7.3043
164607 | MV/LV Substation KI***607 |  | 10 kV | _ | LV | 50 kVA :Pole Substation | 0.05 | --> | 0.05 | 0.029 | 0.88 |  | --> | 0.048 | 0 | 0 | 0 | 0 | Constrained, otherwise capacity available =45 kW | --> | C22 ex ROSS CARBERY | Ross Carbery [T41,T42] | DUNMANWAY |  | 51.622 | -9.1501
0824435 | MV/LV Substation SM***4435 |  | 20 kV | _ | LV | 50 kVA :Pole Substation | 0.05 | --> | 0.05 | 0 | 0 | Constrained, otherwise capacity available =39 kVA | --> | 0.048 | 0 | 0 | 0 | 0 | Constrained, otherwise capacity available =46 kW | --> | E17 ex ACADEMY STREET | Academy Street [T421,T422,T44] | NAVAN |  | 53.6061 | -6.7665
046451 | MV/LV Substation LA***451 |  | 10 kV | _ | LV | 100 kVA :Pole Substation | 0.1 | --> | 0.1 | 0 | 0 | Constrained, otherwise capacity available =83 kVA | --> | 0.095 | 0 | 0.014 | 0.082 | 0 |  | --> | C12 ex CRANMORE | Cranmore [T41,T42] | SLIGO |  | 54.2386 | -8.4516
081560 | MV/LV Substation CO***560 |  | 10 kV | _ | LV | 50 kVA :Pole Substation | 0.05 | --> | 0.05 | 0 | 0 | Constrained, otherwise capacity available =29 kVA | --> | 0.048 | 0 | 0 | 0.045 | 0 |  | --> | C16 ex LUCAN EAST | Lucan East [T41,T42] | GRANGE CASTLE |  | 53.3651 | -6.4552
039492 | MV/LV Substation CA***492 |  | 10 kV | _ | LV | 50 kVA :Pole Substation | 0.05 | --> | 0.05 | 0 | 0 | Constrained, otherwise capacity available =41 kVA | --> | 0.048 | 0 | 0.004 | 0 | 0 | Constrained, otherwise capacity available =43 kW | --> | C20 ex ORANMORE | Oranmore [T41,T44] | GALWAY 110KV |  | 53.3046 | -8.931
150590 | MV/LV Substation BO***590 |  | 20 kV | _ | LV | 100 kVA :Pole Substation | 0.1 | --> | 0.1 | 0.099 | 3.96 |  | --> | 0.095 | 0 | 0 | 0 | 0 | Constrained, otherwise capacity available =95 kW | --> | E19 ex STRANORLAR | Stranorlar [T421,T422] | LETTERKENNY |  | 54.8715 | -8.1615
059062Y | MV/LV Substation CA***062Y |  | 10 kV | _ | LV | 200 kVA :Pole Substation | 0.2 | --> | 0.2 | 0 | 0 | Constrained, otherwise capacity available =166 kVA | --> | 0.19 | 0 | 0.015 | 0 | 0 | Constrained, otherwise capacity available =174 kW | --> | C16 ex DERRYCRAMPH | Derrycramph [T41,T42] | SHANKILL |  | 53.9818 | -7.3621
158194X | MV/LV Substation OC***194X |  | 10 kV | _ | LV | 200 kVA :Kiosk Substation | 0.2 | --> | 0.2 | 0 | 0 | Constrained, otherwise capacity available =141 kVA | --> | 0.19 | 0 | 0.004 | 0 | 0 | Constrained, otherwise capacity available =179 kW | --> | C21 ex ENNISTYMON | Ennistymon [T41,T42] | ENNIS |  | 52.924 | -9.3466
065453Z | MV/LV Substation PA***453Z |  | 10 kV | _ | LV | 630 kVA :Building Structure | 0.63 | --> | 0.63 | 0 | 0 |  | --> | 0.598 | 0 | 0 | 0.5 | 0 |  | --> | C31 ex STEPHENSTOWN | Stephenstown [T101,T102] | FINGLAS |  | 53.6004 | -6.1913
233298X | MV/LV Substation TH***298X |  | 20 kV | _ | LV | 630 kVA :Kiosk Substation | 0.63 | --> | 0.63 | 0 | 0 | Constrained, otherwise capacity available =545 kVA | --> | 0.598 | 0 | 0.026 | 0 | 0 | Constrained, otherwise capacity available =567 kW | --> | C21 ex CASTLEISLAND | Castleisland [T41,T42] | TRALEE |  | 52.226 | -9.4677
137857 | MV/LV Substation HA***857 |  | 10 kV | _ | LV | 100 kVA :Pole Substation | 0.1 | --> | 0.1 | 0.097 | 3.74 |  | --> | 0.095 | 0 | 0 | 0 | 0 | Constrained, otherwise capacity available =95 kW | --> | C12 ex KILFLYNN | Kilflynn [T41,T42] | TRALEE |  | 52.3961 | -9.5552
1564215 | MV/LV Substation BI***4215 |  | 10 kV | _ | LV | 50 kVA :Pole Substation | 0.05 | --> | 0.05 | 0.05 | 2.47 |  | --> | 0.048 | 0 | 0 | 0 | 0 | Constrained, otherwise capacity available =48 kW | --> | C12 ex TELAYDON | Telaydon [T42,T421] | LISDRUM |  | 54.2765 | -6.9708
3634061 | MV/LV Substation HE***4061 |  | 20 kV | _ | LV | 50 kVA :Pole Substation | 0.05 | --> | 0.05 | 0.043 | 3.25 |  | --> | 0.048 | 0 | 0.01 | 0 | 0 | Constrained, otherwise capacity available =39 kW | --> | E15 ex BALLYBUNION | Ballybunion [T421,T422] | TRIEN |  | 52.5535 | -9.5233
003972X | MV/LV Substation A ***972X |  | 10 kV | _ | LV | 50 kVA :Pole Substation | 0.05 | --> | 0.05 | 0.043 | 0.48 |  | --> | 0.048 | 0 | 0 | 0 | 0 | Constrained, otherwise capacity available =47 kW | --> | C15 ex KILMARTIN | Kilmartin [T41] | ARKLOW |  | 53.0676 | -6.0925
015064 | MV/LV Substation AB***064 |  | 10 kV | _ | LV | 400 kVA :Kiosk Substation | 0.4 | --> | 0.4 | 0 | 0 | Constrained, otherwise capacity available =255 kVA | --> | 0.38 | 0 | 0 | 0 | 0 | Constrained, otherwise capacity available =360 kW | --> | C14 ex NAAS | Naas [T41,T42] | KILTEEL |  | 53.2185 | -6.6649
0144402 | MV/LV Substation CH***4402 |  | 20 kV | _ | LV | 630 kVA :Kiosk Substation | 0.63 | --> | 0.63 | 0.5 | 0.63 |  | --> | 0.598 | 0 | 0 | 0 | 0 | Constrained, otherwise capacity available =590 kW | --> | E11 ex KILCULLEN | Kilcullen [T41,T42,T424] | STRATFORD |  | 53.0561 | -6.7018
003689X | MV/LV Substation TH***689X |  | 10 kV | _ | LV | 630 kVA :Kiosk Substation | 0.63 | --> | 0.63 | 0.5 | 11.58 |  | --> | 0.598 | 0 | 0.006 | 0 | 0 | Constrained, otherwise capacity available =590 kW | --> | C14 ex BALLYBEG | Ballybeg [T101,T102] | CARRICKMINES |  | 52.9953 | -6.087
0674304 | MV/LV Substation NE***4304 |  | 10 kV | _ | LV | 630 kVA :Kiosk Substation | 0.63 | --> | 0.63 | 0 | 0 | Constrained, otherwise capacity available =540 kVA | --> | 0.598 | 0 | 0 | 0 | 0 | Constrained, otherwise capacity available =586 kW | --> | C21 ex CASTLETROY | Castletroy [T41,T42] | ARDNACRUSHA |  | 52.6626 | -8.5427
054091 | MV/LV Substation WO***091 |  | 10 kV | _ | LV | 100 kVA :Pole Substation | 0.1 | --> | 0.1 | 0.003 | 2.78 |  | --> | 0.095 | 0 | 0.008 | 0 | 0 | Constrained, otherwise capacity available =75 kW | --> | E16 ex BALLYRAGGET | Ballyragget [T421,T422] | BALLYRAGGET |  | 52.8434 | -7.3936
001620 | MV/LV Substation FO***620 |  | 10 kV | _ | LV | 400 kVA :Kiosk Substation | 0.4 | --> | 0.4 | 0.041 | 0.04 | Constrained, otherwise capacity available =323 kVA | --> | 0.38 | 0 | 0.017 | 0.357 | 0 |  | --> | C11 ex LITTLE BRAY | Little Bray [T41,T42] | FASSAROE |  | 53.2318 | -6.1183
293616Y | MV/LV Substation BO***616Y |  | 20 kV | _ | LV | 200 kVA :Pole Substation | 0.2 | --> | 0.2 | 0.087 | 2.83 |  | --> | 0.19 | 0 | 0 | 0 | 0 | Constrained, otherwise capacity available =174 kW | --> | E18 ex BAGENALSTOWN | Bagenalstown [T421,T422] | CARLOW |  | 52.7222 | -6.88
266053X | MV/LV Substation PU***053X |  | 20 kV | _ | LV | 50 kVA :Pole Substation | 0.05 | --> | 0.05 | 0.034 | 3.03 |  | --> | 0.048 | 0 | 0 | 0 | 0 | Constrained, otherwise capacity available =45 kW | --> | E13 ex MOVILLE | Moville [T421,T422] | TRILLICK |  | 55.2816 | -7.1524
0014197 | MV/LV Substation NE***4197 |  | 10 kV | _ | LV | 1000 kVA :Building Structure | 1 | --> | 1 | 0.5 | 1.55 |  | --> | 0.95 | 0 | 0.016 | 0.5 | 0 |  | --> | C21 ex MONKSTOWN | Monkstown [T41,T42] | BLACKROCK |  | 53.2929 | -6.1721
007205Z | MV/LV Substation IC***205Z |  | 20 kV | _ | LV | 200 kVA :Building Structure | 0.2 | --> | 0.2 | 0.2 | 1.4 |  | --> | 0.19 | 0 | 0 | 0 | 0 | Constrained, otherwise capacity available =190 kW | --> | E11 ex KILLINICK | Killinick [T421,T422] | WEXFORD |  | 52.171 | -6.5887
0534095 | MV/LV Substation ES***4095 |  | 10 kV | _ | LV | 50 kVA :Pole Substation | 0.05 | --> | 0.05 | 0.022 | 2.39 |  | --> | 0.048 | 0 | 0 | 0 | 0 | Constrained, otherwise capacity available =44 kW | --> | C11 ex SRAH | Srah [T41,T42] | THORNSBERRY |  | 53.2808 | -7.5105
021109 | MV/LV Substation MA***109 |  | 10 kV | _ | LV | 400 kVA :Building Structure | 0.4 | --> | 0.4 | 0 | 0 | Constrained, otherwise capacity available =262 kVA | --> | 0.38 | 0 | 0.025 | 0.342 | 0 |  | --> | C12 ex MAYFIELD | Mayfield [T41,T42] | KILBARRY |  | 51.9148 | -8.4247
007002 | MV/LV Substation CO***002 |  | 10 kV | _ | LV | 630 kVA :Building Structure | 0.63 | --> | 0.63 | 0.143 | 0.14 | Constrained, otherwise capacity available =235 kVA | --> | 0.598 | 0 | 0.011 | 0 | 0 | Constrained, otherwise capacity available =534 kW | --> | C12 ex CARRIGLAWN | Carriglawn [T41,T42] | WEXFORD |  | 52.3421 | -6.4628
156176Y | MV/LV Substation CA***176Y |  | 20 kV | _ | LV | 100 kVA :Pole Substation | 0.1 | --> | 0.1 | 0.094 | 2.1 |  | --> | 0.095 | 0 | 0 | 0 | 0 | Constrained, otherwise capacity available =94 kW | --> | E16 ex LISDRUM | Lisdrum [T422] | LISDRUM |  | 54.2517 | -6.8796
006802X | MV/LV Substation BA***802X |  | 20 kV | _ | LV | 50 kVA :Pole Substation | 0.05 | --> | 0.05 | 0.049 | 4.38 |  | --> | 0.048 | 0 | 0 | 0.047 | 0 |  | --> | E13 ex CRANE | Crane [T122] | CRANE |  | 52.4594 | -6.3726
068303 | MV/LV Substation MO***303 |  | 10 kV | _ | LV | 630 kVA :Building Structure | 0.63 | --> | 0.63 | 0.432 | 2.6 |  | --> | 0.598 | 0 | 0.014 | 0.5 | 0 |  | --> | C18 ex WOLFE TONE STREET | Wolfe Tone Street [T101,T102] | FINGLAS |  | 53.3603 | -6.2672
248930X | MV/LV Substation RE***930X |  | 20 kV | _ | LV | 50 kVA :Pole Substation | 0.05 | --> | 0.05 | 0 | 0 | Constrained, otherwise capacity available =35 kVA | --> | 0.048 | 0 | 0 | 0 | 0 | Constrained, otherwise capacity available =45 kW | --> | E13 ex KILCOCK | Kilcock [T421,T422] | GRIFFINRATH |  | 53.51 | -6.5625
069144 | MV/LV Substation AS***144 |  | 10 kV | _ | LV | 400 kVA :Kiosk Substation | 0.4 | --> | 0.4 | 0.26 | 0.91 |  | --> | 0.38 | 0 | 0.014 | 0.35 | 0 |  | --> | C21 ex KIMMAGE | Kimmage [T41,T42] | INCHICORE 220KV |  | 53.3001 | -6.2858
0154101 | MV/LV Substation AL***4101 |  | 10 kV | _ | LV | 400 kVA :Kiosk Substation | 0.4 | --> | 0.4 | 0.35 | 12.6 |  | --> | 0.38 | 0 | 0 | 0.373 | 0 |  | --> | C17 ex MONREAD | Monread [T101,T102] | MONREAD |  | 53.2393 | -6.6589
139216X | MV/LV Substation HA***216X |  | 20 kV | _ | LV | 50 kVA :Pole Substation | 0.05 | --> | 0.05 | 0.039 | 2.68 |  | --> | 0.048 | 0 | 0 | 0 | 0 | Constrained, otherwise capacity available =46 kW | --> | E12 ex OLDCASTLE | Oldcastle [T41,T422] | MULLINGAR |  | 53.7439 | -7.2501
0934288 | MV/LV Substation RO***4288 |  | 10 kV | _ | LV | 630 kVA :Kiosk Substation | 0.63 | --> | 0.63 | 0.5 | 12.96 |  | --> | 0.598 | 0 | 0.004 | 0.5 | 0 |  | --> | C20 ex ARTANE | Artane [T101,T102] | FINGLAS |  | 53.3776 | -6.2166
156343X | MV/LV Substation LI***343X |  | 10 kV | _ | LV | 50 kVA :Pole Substation | 0.05 | --> | 0.05 | 0.045 | 2.04 |  | --> | 0.048 | 0 | 0 | 0 | 0 | Constrained, otherwise capacity available =47 kW | --> | C18 ex BALLYBAY | Ballybay [T41,T42] | LISDRUM |  | 54.1602 | -6.9661
082219Z | MV/LV Substation ST***219Z |  | 20 kV | _ | LV | 50 kVA :Pole Substation | 0.05 | --> | 0.05 | 0 | 0 | Constrained, otherwise capacity available =46 kVA | --> | 0.048 | 0 | 0 | 0 | 0 | Constrained, otherwise capacity available =47 kW | --> | E19 ex SLANE | Slane [T421] | DRYBRIDGE |  | 53.7016 | -6.6256
0684258 | MV/LV Substation HE***4258 |  | 10 kV | _ | LV | 630 kVA :Kiosk Substation | 0.63 | --> | 0.63 | 0.5 | 1.47 |  | --> | 0.598 | 0 | 0 | 0.5 | 0 |  | --> | C11 ex MARROWBONE LANE | Marrowbone Lane [T42] | INCHICORE 220KV |  | 53.335 | -6.2963
069472 | MV/LV Substation SE***472 |  | 10 kV | _ | LV | 400 kVA :Building Structure | 0.4 | --> | 0.4 | 0 | 0 | Constrained, otherwise capacity available =266 kVA | --> | 0.38 | 0 | 0.005 | 0.358 | 0 |  | --> | C17 ex DONNYBROOK | Donnybrook [T41,T42] | MILLTOWN (DR) |  | 53.3305 | -6.2253
003543 | MV/LV Substation BA***543 |  | 10 kV | _ | LV | 50 kVA :Pole Substation | 0.05 | --> | 0.05 | 0.04 | 11.58 |  | --> | 0.048 | 0 | 0.005 | 0 | 0 | Constrained, otherwise capacity available =42 kW | --> | C19 ex BALLYBEG | Ballybeg [T101,T102] | CARRICKMINES |  | 53.0204 | -6.1094
066335X | MV/LV Substation BR***335X |  | 10 kV | _ | LV | 400 kVA :Kiosk Substation | 0.4 | --> | 0.4 | 0 | 0 | Constrained, otherwise capacity available =276 kVA | --> | 0.38 | 0 | 0.021 | 0 | 0 | Constrained, otherwise capacity available =347 kW | --> | E12 ex GLASMORE | Glasmore [T421,T422] | GLASMORE |  | 53.454 | -6.2488
0044001 | MV/LV Substation CO***4001 |  | 10 kV | _ | LV | 50 kVA :Pole Substation | 0.05 | --> | 0.05 | 0 | 0 | Constrained, otherwise capacity available =37 kVA | --> | 0.048 | 0 | 0 | 0 | 0 | Constrained, otherwise capacity available =46 kW | --> | C23 ex TINAHASK | Tinahask [T41,T42] | ARKLOW |  | 52.7588 | -6.2297
0624400 | MV/LV Substation NB***4400 |  | 20 kV | _ | LV | 50 kVA :Pole Substation | 0.05 | --> | 0.05 | 0.047 | 3.47 |  | --> | 0.048 | 0 | 0 | 0 | 0 | Constrained, otherwise capacity available =47 kW | --> | E18 ex BUSH | Bush [T421,T422] | DUNDALK |  | 53.9959 | -6.2085
003531Y | MV/LV Substation BA***531Y |  | 10 kV | _ | LV | 200 kVA :Pole Substation | 0.2 | --> | 0.2 | 0.14 | 11.58 |  | --> | 0.19 | 0 | 0 | 0 | 0 | Constrained, otherwise capacity available =182 kW | --> | C19 ex BALLYBEG | Ballybeg [T101,T102] | CARRICKMINES |  | 53.0206 | -6.1069
0684205 | MV/LV Substation PO***4205 |  | 10 kV | _ | LV | 630 kVA :Kiosk Substation | 0.63 | --> | 0.63 | 0.367 | 6.65 |  | --> | 0.598 | 0 | 0 | 0.5 | 0 |  | --> | C20 ex EAST WALL ROAD | East Wall Road [T41,T42] | MCDERMOTT |  | 53.3511 | -6.2254
058685 | MV/LV Substation KN***685 |  | 10 kV | _ | LV | 100 kVA :Pole Substation | 0.1 | --> | 0.1 | 0.087 | 3 |  | --> | 0.095 | 0 | 0 | 0 | 0 | Constrained, otherwise capacity available =93 kW | --> | C25 ex NENAGH | Nenagh [T41,T42] | NENAGH |  | 52.8498 | -8.1695
052521X | MV/LV Substation LA***521X |  | 10 kV | _ | LV | 630 kVA :Building Structure | 0.63 | --> | 0.63 | 0 | 0 | Constrained, otherwise capacity available =499 kVA | --> | 0.598 | 0 | 0.05 | 0 | 0 | Constrained, otherwise capacity available =543 kW | --> | C23 ex BALLINDERRY | Ballinderry [T41,T422] | MULLINGAR |  | 53.5314 | -7.3118
377076Y | MV/LV Substation AG***076Y |  | 20 kV | _ | LV | 50 kVA :Pole Substation | 0.05 | --> | 0.05 | 0 | 0 | Constrained, otherwise capacity available =48 kVA | --> | 0.048 | 0 | 0 | 0 | 0 | Constrained, otherwise capacity available =47 kW | --> | E16 ex GURRANEBANE | Gurranebane [T421,T422] | OUGHTRAGH |  | 51.8878 | -10.2159
117565X | MV/LV Substation CR***565X |  | 20 kV | _ | LV | 1000 kVA :Building Structure | 1 | --> | 1 | 0 | 0 | Constrained, otherwise capacity available =938 kVA | --> | 0.95 | 0 | 0 | 0 | 0 | Constrained, otherwise capacity available =942 kW | --> | E20 ex COLLOONEY | Collooney [T421,T422] | SLIGO |  | 54.2154 | -8.5286
025471Y | MV/LV Substation TO***471Y |  | 10 kV | _ | LV | 50 kVA :Pole Substation | 0.05 | --> | 0.05 | 0.038 | 1.93 |  | --> | 0.048 | 0 | 0 | 0 | 0 | Constrained, otherwise capacity available =46 kW | --> | C15 ex MILFORD (MWR) | Milford (mwr) [T41] | CHARLEVILLE |  | 52.3389 | -8.8607
108049 | MV/LV Substation PO***049 |  | 10 kV | _ | LV | 200 kVA :Pole Substation | 0.2 | --> | 0.2 | 0.184 | 1.57 |  | --> | 0.19 | 0 | 0.004 | 0 | 0 | Constrained, otherwise capacity available =185 kW | --> | C16 ex BALLYSHANNON | Ballyshannon [T41,T42] | CATHALEENS FALL |  | 54.499 | -8.2011
0184065 | MV/LV Substation KN***4065 |  | 10 kV | _ | LV | 200 kVA :Kiosk Substation | 0.2 | --> | 0.2 | 0.168 | 3.75 |  | --> | 0.19 | 0 | 0 | 0 | 0 | Constrained, otherwise capacity available =186 kW | --> | C19 ex SMEARLA | Smearla [T41,T42] | TRIEN |  | 52.434 | -9.3727
066495 | MV/LV Substation BA***495 |  | 20 kV | _ | LV | 100 kVA :Pole Substation | 0.1 | --> | 0.1 | 0 | 0 | Constrained, otherwise capacity available =70 kVA | --> | 0.095 | 0 | 0.01 | 0 | 0 | Constrained, otherwise capacity available =83 kW | --> | E11 ex GLASMORE | Glasmore [T421,T422] | GLASMORE |  | 53.4825 | -6.1375
067119X | MV/LV Substation RU***119X |  | 10 kV | _ | LV | 400 kVA :Kiosk Substation | 0.4 | --> | 0.4 | 0 | 0 | Constrained, otherwise capacity available =292 kVA | --> | 0.38 | 0 | 0.016 | 0.353 | 0 |  | --> | C14 ex RAHEEN | Raheen [T41,T42] | LIMERICK |  | 52.6388 | -8.6584
066671Z | MV/LV Substation CH***671Z |  | 20 kV | _ | LV | 200 kVA :Kiosk Substation | 0.2 | --> | 0.2 | 0 | 0 | Constrained, otherwise capacity available =185 kVA | --> | 0.19 | 0 | 0.005 | 0 | 0 | Constrained, otherwise capacity available =184 kW | --> | E16 ex ASHBOURNE | Ashbourne [T421,T422] | FINGLAS |  | 53.5025 | -6.39
0164010 | MV/LV Substation GR***4010 |  | 20 kV | _ | LV | 400 kVA :Kiosk Substation | 0.4 | --> | 0.4 | 0 | 0 | Constrained, otherwise capacity available =304 kVA | --> | 0.38 | 0 | 0 | 0 | 0 | Constrained, otherwise capacity available =367 kW | --> | E58 ex GRANGE CASTLE |  |  |  | 53.294 | -6.4697
050635Y | MV/LV Substation AB***635Y |  | 10 kV | _ | LV | 400 kVA :Kiosk Substation | 0.4 | --> | 0.4 | 0 | 0 | Constrained, otherwise capacity available =338 kVA | --> | 0.38 | 0 | 0.023 | 0 | 0 | Constrained, otherwise capacity available =354 kW | --> | C23 ex ATHLONE | Athlone [T41,T42] | ATHLONE |  | 53.4246 | -7.9669
037651X | MV/LV Substation SI***651X |  | 10 kV | _ | LV | 200 kVA :Kiosk Substation | 0.2 | --> | 0.2 | 0 | 0 | Constrained, otherwise capacity available =147 kVA | --> | 0.19 | 0 | 0.036 | 0 | 0 | Constrained, otherwise capacity available =156 kW | --> | C20 ex CAHIRCALLA | Cahircalla [T41,T42] | ENNIS |  | 52.8214 | -8.9944
046698 | MV/LV Substation DN***698 |  | 10 kV | _ | LV | 1000 kVA :Kiosk Substation | 1 | --> | 1 | 0.5 | 5.78 |  | --> | 0.95 | 0 | 0.05 | 0.5 | 0 |  | --> | C14 ex OAKFIELD | Oakfield [T41,T42] | SLIGO |  | 54.2283 | -8.4933
069836 | MV/LV Substation SI***836 |  | 10 kV | _ | LV | 1000 kVA :Building Structure | 1 | --> | 1 | 0 | 0 | Constrained, otherwise capacity available =742 kVA | --> | 0.95 | 0 | 0 | 0.5 | 0 |  | --> | C17 ex DONNYBROOK | Donnybrook [T41,T42] | MILLTOWN (DR) |  | 53.3255 | -6.2256
068198X | MV/LV Substation CL***198X |  | 10 kV | _ | LV | 630 kVA :Building Structure | 0.63 | --> | 0.63 | 0.5 | 1.86 |  | --> | 0.598 | 0 | 0 | 0.5 | 0 |  | --> | C12 ex FAIRVIEW | Fairview [T41] | MCDERMOTT |  | 53.3643 | -6.2065
160828X | MV/LV Substation EM***828X |  | 20 kV | _ | LV | 200 kVA :Pole Substation | 0.2 | --> | 0.2 | 0 | 0 | Constrained, otherwise capacity available =156 kVA | --> | 0.19 | 0 | 0 | 0 | 0 | Constrained, otherwise capacity available =184 kW | --> | E11 ex PORTLAOISE |  |  |  | 53.1071 | -7.1972
082731Y | MV/LV Substation SK***731Y |  | 20 kV | _ | LV | 50 kVA :Pole Substation | 0.05 | --> | 0.05 | 0 | 0 | Constrained, otherwise capacity available =45 kVA | --> | 0.048 | 0 | 0 | 0 | 0 | Constrained, otherwise capacity available =47 kW | --> | E11 ex ACADEMY STREET | Academy Street [T421,T422,T44] | NAVAN |  | 53.5853 | -6.5513
0294108 | MV/LV Substation CL***4108 |  | 10 kV | _ | LV | 50 kVA :Pole Substation | 0.05 | --> | 0.05 | 0 | 0 | Constrained, otherwise capacity available =43 kVA | --> | 0.048 | 0 | 0 | 0.047 | 0 |  | --> | C18 ex MIDLETON | Midleton [T101,T102] | MIDLETON |  | 51.9678 | -8.2641
111953Z | MV/LV Substation LI***953Z |  | 20 kV | _ | LV | 200 kVA :Pole Substation | 0.2 | --> | 0.2 | 0.158 | 0.94 |  | --> | 0.19 | 0 | 0 | 0 | 0 | Constrained, otherwise capacity available =184 kW | --> | E15 ex CASTLETOWNBERE | Castletownbere [T421] | BALLYLICKY |  | 51.5996 | -10.0066
068825 | MV/LV Substation CR***825 |  | 10 kV | _ | LV | 400 kVA :Kiosk Substation | 0.4 | --> | 0.4 | 0 | 0 | Constrained, otherwise capacity available =313 kVA | --> | 0.38 | 0 | 0.004 | 0.365 | 0 |  | --> | C12 ex CLONTARF | Clontarf [T42] | FINGLAS |  | 53.3608 | -6.1869
014067X | MV/LV Substation CU***067X |  | 10 kV | _ | LV | 200 kVA :Pole Substation | 0.2 | --> | 0.2 | 0 | 0 | Constrained, otherwise capacity available =164 kVA | --> | 0.19 | 0 | 0 | 0 | 0 | Constrained, otherwise capacity available =185 kW | --> | C18 ex KILDARE | Kildare [T41,T42] | NEWBRIDGE |  | 53.1534 | -6.8887
093238Z | MV/LV Substation CI***238Z |  | 10 kV | _ | LV | 1000 kVA :Building Structure | 1 | --> | 1 | 0 | 0 | Constrained, otherwise capacity available =614 kVA | --> | 0.95 | 0 | 0 | 0.5 | 0 |  | --> | C18 ex POPPINTREE | Poppintree [T101,T102] | FINGLAS |  | 53.395 | -6.263
014964 | MV/LV Substation MA***964 |  | 10 kV | _ | LV | 200 kVA :Pole Substation | 0.2 | --> | 0.2 | 0 | 0 | Constrained, otherwise capacity available =140 kVA | --> | 0.19 | 0 | 0.014 | 0 | 0 | Constrained, otherwise capacity available =171 kW | --> | C18 ex KILDARE | Kildare [T41,T42] | NEWBRIDGE |  | 53.1436 | -6.8589
288317X | MV/LV Substation ME***317X |  | 10 kV | _ | LV | 50 kVA :Pole Substation | 0.05 | --> | 0.05 | 0 | 0 | Constrained, otherwise capacity available =41 kVA | --> | 0.048 | 0 | 0 | 0.046 | 0 |  | --> | C17 ex CARRICKMINES | Carrickmines [T41,T42] | CARRICKMINES |  | 53.2365 | -6.2199
0664433 | MV/LV Substation GL***4433 |  | 10 kV | _ | LV | 400 kVA :Kiosk Substation | 0.4 | --> | 0.4 | 0 | 0 | Constrained, otherwise capacity available =394 kVA | --> | 0.38 | 0 | 0 | 0.379 | 0 |  | --> | C17 ex KILMORE | Kilmore [T101,T102,T103] | FINGLAS |  | 53.4001 | -6.2049
081391X | MV/LV Substation CR***391X |  | 10 kV | _ | LV | 630 kVA :Kiosk Substation | 0.63 | --> | 0.63 | 0 | 0 | Constrained, otherwise capacity available =425 kVA | --> | 0.598 | 0 | 0.005 | 0.5 | 0 |  | --> | C12 ex SEMPERIT | Semperit [T41,T42,T43] | GRANGE CASTLE |  | 53.3366 | -6.3635
252766 | MV/LV Substation LE***766 |  | 10 kV | _ | LV | 200 kVA :Pole Substation | 0.2 | --> | 0.2 | 0.197 | 1.32 |  | --> | 0.19 | 0 | 0 | 0.19 | 0 |  | --> | C29 ex CLIFDEN | Clifden [T41,T42] | SCREEB |  | 53.4783 | -9.9053
176725X | MV/LV Substation CA***725X |  | 20 kV | _ | LV | 50 kVA :Pole Substation | 0.05 | --> | 0.05 | 0 | 0 | Constrained, otherwise capacity available =48 kVA | --> | 0.048 | 0 | 0 | 0 | 0 | Constrained, otherwise capacity available =47 kW | --> | E12 ex MACROOM | Macroom [T422] | MACROOM |  | 51.9938 | -8.8963
165921 | MV/LV Substation GA***921 |  | 20 kV | _ | LV | 100 kVA :Pole Substation | 0.1 | --> | 0.1 | 0 | 0 | Constrained, otherwise capacity available =67 kVA | --> | 0.095 | 0 | 0.025 | 0 | 0 | Constrained, otherwise capacity available =72 kW | --> | C13 ex CLONAKILTY | Clonakilty [T41,T42] | DUNMANWAY |  | 51.6326 | -8.8637
365932X | MV/LV Substation CA***932X |  | 10 kV | _ | LV | 400 kVA :Building Structure | 0.4 | --> | 0.4 | 0 | 0 | Constrained, otherwise capacity available =240 kVA | --> | 0.38 | 0 | 0 | 0.358 | 0 |  | --> | C20 ex BALLYMOUNT | Ballymount [T41,T42] | INCHICORE 220KV |  | 53.3125 | -6.3441
008655Z | MV/LV Substation MA***655Z |  | 10 kV | _ | LV | 50 kVA :Pole Substation | 0.05 | --> | 0.05 | 0 | 0 | Constrained, otherwise capacity available =50 kVA | --> | 0.048 | 0 | 0 | 0 | 0 | Constrained, otherwise capacity available =48 kW | --> | C20 ex KNOCKMULLEN | Knockmullen [T42,T421] | GREAT ISLAND |  | 52.377 | -6.9602
068341X | MV/LV Substation BI***341X |  | 10 kV | _ | LV | 1000 kVA :Building Structure | 1 | --> | 1 | 0 | 0 | Constrained, otherwise capacity available =267 kVA | --> | 0.95 | 0 | 0.025 | 0.5 | 0 |  | --> | C21 ex CAMDEN ROW | Camden Row [T41] | FRANCIS STREET |  | 53.3379 | -6.2664
068758 | MV/LV Substation ST***758 |  | 10 kV | _ | LV | 400 kVA :Kiosk Substation | 0.4 | --> | 0.4 | 0.17 | 14.34 |  | --> | 0.38 | 0 | 0.031 | 0.324 | 0 |  | --> | C18 ex NORTH QUAYS | North Quays [T101,T102,T103] | POOLBEG |  | 53.3585 | -6.2362
142346 | MV/LV Substation MO***346 |  | 20 kV | _ | LV | 50 kVA :Pole Substation | 0.05 | --> | 0.05 | 0 | 0 | Constrained, otherwise capacity available =47 kVA | --> | 0.048 | 0 | 0 | 0 | 0 | Constrained, otherwise capacity available =47 kW | --> | E21 ex ATHENRY | Athenry [T423] | GALWAY 110KV |  | 53.3771 | -8.6984
089042 | MV/LV Substation TE***042 |  | 10 kV | _ | LV | 630 kVA :Building Structure | 0.63 | --> | 0.63 | 0.452 | 9.1 |  | --> | 0.598 | 0 | 0.006 | 0 | 0 | Constrained, otherwise capacity available =569 kW | --> | C14 ex ARDNAREE | Ardnaree [T42,T421] | MOY |  | 54.1138 | -9.1581
059151Y | MV/LV Substation RI***151Y |  | 20 kV | _ | LV | 200 kVA :Pole Substation | 0.2 | --> | 0.2 | 0.066 | 0.07 | Constrained, otherwise capacity available =168 kVA | --> | 0.19 | 0 | 0.006 | 0 | 0 | Constrained, otherwise capacity available =181 kW | --> | E15 ex BALLYCONNELL | Ballyconnell [T421,T422] | GORTAWEE |  | 54.1141 | -7.4445
019318X | MV/LV Substation SP***318X |  | 10 kV | _ | LV | 200 kVA :Kiosk Substation | 0.2 | --> | 0.2 | 0.17 | 1.54 |  | --> | 0.19 | 0 | 0 | 0 | 0 | Constrained, otherwise capacity available =186 kW | --> | C11 ex BALLYARD | Ballyard [T41,T42] | TRALEE |  | 52.2611 | -9.7099
0074053 | MV/LV Substation ST***4053 |  | 20 kV | _ | LV | 100 kVA :Pole Substation | 0.1 | --> | 0.1 | 0.08 | 1.4 |  | --> | 0.095 | 0 | 0.021 | 0 | 0 | Constrained, otherwise capacity available =77 kW | --> | E12 ex KILLINICK | Killinick [T421,T422] | WEXFORD |  | 52.2365 | -6.3311
089224 | MV/LV Substation BA***224 |  | 20 kV | _ | LV | 50 kVA :Pole Substation | 0.05 | --> | 0.05 | 0.037 | 9.1 |  | --> | 0.048 | 0 | 0 | 0 | 0 | Constrained, otherwise capacity available =46 kW | --> | E11 ex ARDNAREE | Ardnaree [T42,T421] | MOY |  | 54.1192 | -9.1142
120642Y | MV/LV Substation MA***642Y |  | 20 kV | _ | LV | 100 kVA :Pole Substation | 0.1 | --> | 0.1 | 0.085 | 3.5 |  | --> | 0.095 | 0 | 0 | 0 | 0 | Constrained, otherwise capacity available =93 kW | --> | E12 ex DUNFIRTH | Dunfirth [T122] | DUNFIRTH |  | 53.409 | -6.9155
002083X | MV/LV Substation KN***083X |  | 10 kV | _ | LV | 50 kVA :Pole Substation | 0.05 | --> | 0.05 | 0.05 | 5.58 |  | --> | 0.048 | 0 | 0 | 0.048 | 0 |  | --> | C14 ex KILCOOLE | Kilcoole [T41,T42] | FASSAROE |  | 53.0697 | -6.1886
019519 | MV/LV Substation BA***519 |  | 10 kV | _ | LV | 200 kVA :Kiosk Substation | 0.2 | --> | 0.2 | 0.047 | 0.05 | Constrained, otherwise capacity available =195 kVA | --> | 0.19 | 0 | 0.005 | 0 | 0 | Constrained, otherwise capacity available =186 kW | --> | C12 ex BALLYBEGGAN | Ballybeggan [T43,T44] | TRALEE |  | 52.2532 | -9.6325
042859 | MV/LV Substation BR***859 |  | 20 kV | _ | LV | 50 kVA :Pole Substation | 0.05 | --> | 0.05 | 0 | 0 | Constrained, otherwise capacity available =48 kVA | --> | 0.048 | 0 | 0 | 0 | 0 | Constrained, otherwise capacity available =47 kW | --> | E17 ex WINDSOR | Windsor [T421,T422] | CASTLEBAR |  | 53.8339 | -9.2
125167Y | MV/LV Substation DR***167Y |  | 20 kV | _ | LV | 50 kVA :Pole Substation | 0.05 | --> | 0.05 | 0 | 0 | Constrained, otherwise capacity available =48 kVA | --> | 0.048 | 0 | 0 | 0 | 0 | Constrained, otherwise capacity available =47 kW | --> | C15 ex CLOONLOUGH | Cloonlough [T41,T42] | BARRYMORE |  | 52.2667 | -8.471
0034282 | MV/LV Substation ST***4282 |  | 10 kV | _ | LV | 400 kVA :Kiosk Substation | 0.4 | --> | 0.4 | 0.4 | 11.58 |  | --> | 0.38 | 0 | 0 | 0 | 0 | Constrained, otherwise capacity available =380 kW | --> | C21 ex BALLYBEG | Ballybeg [T101,T102] | CARRICKMINES |  | 52.9881 | -6.0867
010210X | MV/LV Substation BA***210X |  | 20 kV | _ | LV | 50 kVA :Pole Substation | 0.05 | --> | 0.05 | 0 | 0 | Constrained, otherwise capacity available =50 kVA | --> | 0.048 | 0 | 0 | 0 | 0 | Constrained, otherwise capacity available =48 kW | --> | E11 ex BALLYHALE | Ballyhale [T42,T421] | KILKENNY |  | 52.536 | -7.1828
164989 | MV/LV Substation AH***989 |  | 10 kV | _ | LV | 200 kVA :Pole Substation | 0.2 | --> | 0.2 | 0 | 0 | Constrained, otherwise capacity available =145 kVA | --> | 0.19 | 0 | 0.06 | 0 | 0 | Constrained, otherwise capacity available =141 kW | --> | C15 ex SKIBBEREEN | Skibbereen [T41,T42] | DUNMANWAY |  | 51.4841 | -9.3638
066815X | MV/LV Substation BR***815X |  | 10 kV | _ | LV | 100 kVA :Pole Substation | 0.1 | --> | 0.1 | 0 | 0 | Constrained, otherwise capacity available =80 kVA | --> | 0.095 | 0 | 0 | 0 | 0 | Constrained, otherwise capacity available =92 kW | --> | C14 ex SWORDS | Swords [T41,T42] | GLASMORE |  | 53.456 | -6.2567
026707Y | MV/LV Substation CL***707Y |  | 10 kV | _ | LV | 630 kVA :Kiosk Substation | 0.63 | --> | 0.63 | 0.5 | 8.66 |  | --> | 0.598 | 0 | 0.033 | 0 | 0 | Constrained, otherwise capacity available =560 kW | --> | C14 ex BANDON | Bandon [T101,T42] | BANDON |  | 51.742 | -8.7299
160832X | MV/LV Substation CA***832X |  | 20 kV | _ | LV | 100 kVA :Pole Substation | 0.1 | --> | 0.1 | 0 | 0 | Constrained, otherwise capacity available =44 kVA | --> | 0.095 | 0 | 0.005 | 0 | 0 | Constrained, otherwise capacity available =83 kW | --> | E11 ex PORTLAOISE |  |  |  | 53.0904 | -7.1679
288353 | MV/LV Substation DE***353 |  | 10 kV | _ | LV | 200 kVA :Kiosk Substation | 0.2 | --> | 0.2 | 0 | 0 | Constrained, otherwise capacity available =48 kVA | --> | 0.19 | 0 | 0.037 | 0.141 | 0 |  | --> | C14 ex SANDYFORD | Sandyford [T41,T42] | CARRICKMINES |  | 53.2743 | -6.2405
074587X | MV/LV Substation MU***587X |  | 10 kV | _ | LV | 630 kVA :Building Structure | 0.63 | --> | 0.63 | 0 | 0 | Constrained, otherwise capacity available =618 kVA | --> | 0.598 | 0 | 0 | 0 | 0 | Constrained, otherwise capacity available =597 kW | --> | C17 ex CARRICK ON SHANNON | Carrick On Shannon [T41,T42] | CARRICK ON SHANNON |  | 53.9415 | -8.107
142792 | MV/LV Substation GA***792 |  | 20 kV | _ | LV | 200 kVA :Pole Substation | 0.2 | --> | 0.2 | 0 | 0 | Constrained, otherwise capacity available =94 kVA | --> | 0.19 | 0 | 0 | 0 | 0 | Constrained, otherwise capacity available =175 kW | --> | E23 ex ATHENRY | Athenry [T423] | GALWAY 110KV |  | 53.2631 | -8.6254
249917 | MV/LV Substation KN***917 |  | 20 kV | _ | LV | 50 kVA :Pole Substation | 0.05 | --> | 0.05 | 0 | 0 | Constrained, otherwise capacity available =38 kVA | --> | 0.048 | 0 | 0 | 0 | 0 | Constrained, otherwise capacity available =46 kW | --> | E18 ex FOXHOLE | Foxhole [T421,T422] | DUNGARVAN |  | 52.0275 | -7.8113
0684164 | MV/LV Substation ST***4164 |  | 10 kV | _ | LV | 630 kVA :Building Structure | 0.63 | --> | 0.63 | 0 | 0 | Constrained, otherwise capacity available =563 kVA | --> | 0.598 | 0 | 0.011 | 0.5 | 0 |  | --> | C17 ex CAMDEN ROW | Camden Row [T41] | FRANCIS STREET |  | 53.3424 | -6.2809
081402Z | MV/LV Substation AR***402Z |  | 10 kV | _ | LV | 400 kVA :Building Structure | 0.4 | --> | 0.4 | 0 | 0 | Constrained, otherwise capacity available =314 kVA | --> | 0.38 | 0 | 0 | 0.368 | 0 |  | --> | C17 ex LUCAN EAST | Lucan East [T41,T42] | GRANGE CASTLE |  | 53.3552 | -6.4593
081335Z | MV/LV Substation KI***335Z |  | 10 kV | _ | LV | 200 kVA :Kiosk Substation | 0.2 | --> | 0.2 | 0 | 0 | Constrained, otherwise capacity available =155 kVA | --> | 0.19 | 0 | 0.033 | 0 | 0 | Constrained, otherwise capacity available =159 kW | --> | C12 ex MONEYCOOLEY | Moneycooley [T41,T42,T44] | GRIFFINRATH |  | 53.3527 | -6.5577
237166X | MV/LV Substation WO***166X |  | 10 kV | _ | LV | 200 kVA :Pole Substation | 0.2 | --> | 0.2 | 0 | 0 | Constrained, otherwise capacity available =200 kVA | --> | 0.19 | 0 | 0 | 0 | 0 | Constrained, otherwise capacity available =190 kW | --> | C18 ex DUNLEER | Dunleer [T41,T42] | DRYBRIDGE |  | 53.8213 | -6.4026
017702X | MV/LV Substation CA***702X |  | 10 kV | _ | LV | 400 kVA :Building Structure | 0.4 | --> | 0.4 | 0.4 | 1.05 |  | --> | 0.38 | 0 | 0 | 0 | 0 | Constrained, otherwise capacity available =380 kW | --> | C18 ex NEWCASTLEWEST | Newcastlewest [T41,T42] | RATHKEALE |  | 52.4294 | -9.0108
235428 | MV/LV Substation GA***428 |  | 20 kV | _ | LV | 50 kVA :Pole Substation | 0.05 | --> | 0.05 | 0 | 0 | Constrained, otherwise capacity available =44 kVA | --> | 0.048 | 0 | 0 | 0 | 0 | Constrained, otherwise capacity available =47 kW | --> | E22 ex BEALNABLATH | Bealnablath [T421] | BANDON |  | 51.8132 | -8.9463
064053Z | MV/LV Substation CA***053Z |  | 20 kV | _ | LV | 200 kVA :Kiosk Substation | 0.2 | --> | 0.2 | 0 | 0 | Constrained, otherwise capacity available =87 kVA | --> | 0.19 | 0 | 0.046 | 0 | 0 | Constrained, otherwise capacity available =140 kW | --> | E17 ex JULIANSTOWN | Julianstown [T421,T422] | DRYBRIDGE |  | 53.7048 | -6.2626
038736X | MV/LV Substation KI***736X |  | 20 kV | _ | LV | 50 kVA :Pole Substation | 0.05 | --> | 0.05 | 0 | 0 | Constrained, otherwise capacity available =25 kVA | --> | 0.048 | 0 | 0.005 | 0 | 0 | Constrained, otherwise capacity available =40 kW | --> | E13 ex GORT | Gort [T41,T42] | ENNIS |  | 53.0996 | -8.8146
010979 | MV/LV Substation LO***979 |  | 20 kV | _ | LV | 100 kVA :Pole Substation | 0.1 | --> | 0.1 | 0 | 0 | Constrained, otherwise capacity available =91 kVA | --> | 0.095 | 0 | 0.006 | 0 | 0 | Constrained, otherwise capacity available =89 kW | --> | E11 ex BALLYHALE | Ballyhale [T42,T421] | KILKENNY |  | 52.5576 | -7.1264
069504 | MV/LV Substation WI***504 |  | 10 kV | _ | LV | 400 kVA :Kiosk Substation | 0.4 | --> | 0.4 | 0 | 0 | Constrained, otherwise capacity available =311 kVA | --> | 0.38 | 0 | 0.039 | 0.339 | 0 |  | --> | C18 ex BALLYBODEN | Ballyboden [T41,T42] | COOKSTOWN |  | 53.2868 | -6.2888
109545 | MV/LV Substation CU***545 |  | 20 kV | _ | LV | 400 kVA :Kiosk Substation | 0.4 | --> | 0.4 | 0 | 0 | Constrained, otherwise capacity available =366 kVA | --> | 0.38 | 0 | 0 | 0 | 0 | Constrained, otherwise capacity available =375 kW | --> | E17 ex DRUMLINE | Drumline [T421,T422] | DRUMLINE |  | 52.7608 | -8.8949
426677 | MV/LV Substation GA***677 |  | 20 kV | _ | LV | 400 kVA :Building Structure | 0.4 | --> | 0.4 | 0 | 0 | Constrained, otherwise capacity available =321 kVA | --> | 0.38 | 0 | 0 | 0 | 0 | Constrained, otherwise capacity available =369 kW | --> | E16 ex DINGLE | Dingle [T421,T422] | OUGHTRAGH |  | 52.1391 | -10.2721
0684310 | MV/LV Substation DA***4310 |  | 10 kV | _ | LV | 630 kVA :Kiosk Substation | 0.63 | --> | 0.63 | 0 | 0 | Constrained, otherwise capacity available =630 kVA | --> | 0.598 | 0 | 0 | 0.5 | 0 |  | --> | C11 ex GLASNEVIN | Glasnevin [T41] | FINGLAS |  | 53.3673 | -6.2674
365061 | MV/LV Substation HO***061 |  | 10 kV | _ | LV | 630 kVA :Kiosk Substation | 0.63 | --> | 0.63 | 0 | 0 | Constrained, otherwise capacity available =463 kVA | --> | 0.598 | 0 | 0.01 | 0.5 | 0 |  | --> | C19 ex OLDBAWN | Oldbawn [T41,T42] | COOKSTOWN |  | 53.2837 | -6.3506
070629X | MV/LV Substation GL***629X |  | 10 kV | _ | LV | 200 kVA :Kiosk Substation | 0.2 | --> | 0.2 | 0.149 | 0.76 |  | --> | 0.19 | 0 | 0.01 | 0 | 0 | Constrained, otherwise capacity available =176 kW | --> | C11 ex RATHMORE | Rathmore [T42,T421] | KNOCKEARAGH |  | 52.0832 | -9.2066
0814102 | MV/LV Substation PR***4102 |  | 20 kV | _ | LV | 400 kVA :Kiosk Substation | 0.4 | --> | 0.4 | 0 | 0 | Constrained, otherwise capacity available =398 kVA | --> | 0.38 | 0 | 0 | 0 | 0 | Constrained, otherwise capacity available =380 kW | --> | E60 ex GRANGE CASTLE |  |  |  | 53.3173 | -6.4571
046162X | MV/LV Substation AS***162X |  | 10 kV | _ | LV | 200 kVA :Kiosk Substation | 0.2 | --> | 0.2 | 0.173 | 5.48 |  | --> | 0.19 | 0 | 0.01 | 0.179 | 0 |  | --> | C11 ex BALLYTIVNAN | Ballytivnan [T41,T42] | SLIGO |  | 54.2761 | -8.4609
020519 | MV/LV Substation KN***519 |  | 10 kV | _ | LV | 50 kVA :Pole Substation | 0.05 | --> | 0.05 | 0 | 0 | Constrained, otherwise capacity available =38 kVA | --> | 0.048 | 0 | 0.01 | 0 | 0 | Constrained, otherwise capacity available =38 kW | --> | C18 ex COOLCORCORAN | Coolcorcoran [T41,T42] | KNOCKEARAGH |  | 52.0827 | -9.5285
503486 | MV/LV Substation SE***486 |  | 20 kV | _ | LV | 100 kVA :Pole Substation | 0.1 | --> | 0.1 | 0.079 | 1.69 |  | --> | 0.095 | 0 | 0 | 0 | 0 | Constrained, otherwise capacity available =92 kW | --> | C18 ex NEWTOWNCUNNINGHAM | Newtowncunningham [T41,T42] | LETTERKENNY |  | 55.0592 | -7.4014
039676X | MV/LV Substation BA***676X |  | 10 kV | _ | LV | 400 kVA :Kiosk Substation | 0.4 | --> | 0.4 | 0 | 0 | Constrained, otherwise capacity available =335 kVA | --> | 0.38 | 0 | 0.005 | 0 | 0 | Constrained, otherwise capacity available =367 kW | --> | C12 ex ORANMORE | Oranmore [T41,T44] | GALWAY 110KV |  | 53.2779 | -8.9743
1544136 | MV/LV Substation KI***4136 |  | 20 kV | _ | LV | 50 kVA :Pole Substation | 0.05 | --> | 0.05 | 0 | 0 | Constrained, otherwise capacity available =37 kVA | --> | 0.048 | 0 | 0 | 0 | 0 | Constrained, otherwise capacity available =46 kW | --> | E12 ex KILCOCK | Kilcock [T421,T422] | GRIFFINRATH |  | 53.4355 | -6.59
288979 | MV/LV Substation JA***979 |  | 10 kV | _ | LV | 50 kVA :Pole Substation | 0.05 | --> | 0.05 | 0 | 0 | Constrained, otherwise capacity available =46 kVA | --> | 0.048 | 0 | 0 | 0.047 | 0 |  | --> | C17 ex CARRICKMINES | Carrickmines [T41,T42] | CARRICKMINES |  | 53.2439 | -6.206
119019 | MV/LV Substation SC***019 |  | 10 kV | _ | LV | 100 kVA :Pole Substation | 0.1 | --> | 0.1 | 0.021 | 4.16 |  | --> | 0.095 | 0 | 0.015 | 0.072 | 0 |  | --> | C20 ex NEWMARKET (SR) | Newmarket (sr) [T41,T42] | GLENLARA |  | 52.2162 | -9.0004
0024051 | MV/LV Substation AR***4051 |  | 10 kV | _ | LV | 400 kVA :Kiosk Substation | 0.4 | --> | 0.4 | 0.4 | 4.51 |  | --> | 0.38 | 0 | 0 | 0.38 | 0 |  | --> | C19 ex BOGHALL ROAD | Boghall Road [T41,T42] | FASSAROE |  | 53.1851 | -6.1215
153020 | MV/LV Substation KI***020 |  | 20 kV | _ | LV | 100 kVA :Pole Substation | 0.1 | --> | 0.1 | 0 | 0 | Constrained, otherwise capacity available =42 kVA | --> | 0.095 | 0 | 0.011 | 0 | 0 | Constrained, otherwise capacity available =79 kW | --> | E12 ex BIRDHILL | Birdhill [T421,T422] | ARDNACRUSHA |  | 52.8042 | -8.4451
0674298 | MV/LV Substation CU***4298 |  | 10 kV | _ | LV | 400 kVA :Building Structure | 0.4 | --> | 0.4 | 0 | 0 | Constrained, otherwise capacity available =398 kVA | --> | 0.38 | 0 | 0.005 | 0.376 | 0 |  | --> | C11 ex GARRYOWEN | Garryowen [T41,T42] | LIMERICK |  | 52.6512 | -8.5956
0714070 | MV/LV Substation HA***4070 |  | 10 kV | _ | LV | 630 kVA :Kiosk Substation | 0.63 | --> | 0.63 | 0 | 0 | Constrained, otherwise capacity available =630 kVA | --> | 0.598 | 0 | 0 | 0.5 | 0 | Constrained, otherwise capacity available =598 kW | --> | C22 ex GREYSTONES | Greystones [T41,T42] | FASSAROE |  | 53.1241 | -6.0606
503766 | MV/LV Substation VE***766 |  | 10 kV | _ | LV | 50 kVA :Pole Substation | 0.05 | --> | 0.05 | 0.041 | 1.69 |  | --> | 0.048 | 0 | 0.005 | 0 | 0 | Constrained, otherwise capacity available =43 kW | --> | C16 ex NEWTOWNCUNNINGHAM | Newtowncunningham [T41,T42] | LETTERKENNY |  | 54.9757 | -7.5743
012388Y | MV/LV Substation RT***388Y |  | 10 kV | _ | LV | 200 kVA :Kiosk Substation | 0.2 | --> | 0.2 | 0.17 | 1.99 |  | --> | 0.19 | 0 | 0 | 0 | 0 | Constrained, otherwise capacity available =186 kW | --> | C17 ex GRAIGUE | Graigue [T41,T42] | CARLOW |  | 52.8282 | -6.9325
0214163 | MV/LV Substation GL***4163 |  | 20 kV | _ | LV | 400 kVA :Kiosk Substation | 0.4 | --> | 0.4 | 0 | 0 | Constrained, otherwise capacity available =334 kVA | --> | 0.38 | 0 | 0.029 | 0.35 | 0 |  | --> | C11 ex RIVERSTOWN | Riverstown [T41,T42] | KILBARRY |  | 52.0086 | -8.3508
037908X | MV/LV Substation OR***908X |  | 10 kV | _ | LV | 200 kVA :Kiosk Substation | 0.2 | --> | 0.2 | 0 | 0 | Constrained, otherwise capacity available =187 kVA | --> | 0.19 | 0 | 0.004 | 0 | 0 | Constrained, otherwise capacity available =185 kW | --> | C15 ex CAHIRCALLA | Cahircalla [T41,T42] | ENNIS |  | 52.7818 | -8.9142
139145Y | MV/LV Substation GR***145Y |  | 20 kV | _ | LV | 400 kVA :Building Structure | 0.4 | --> | 0.4 | 0 | 0 | Constrained, otherwise capacity available =400 kVA | --> | 0.38 | 0 | 0 | 0 | 0 | Constrained, otherwise capacity available =380 kW | --> | E16 ex FINEA | Finea [T421,T422] | SHANKILL |  | 53.8501 | -7.4639
160869X | MV/LV Substation VI***869X |  | 10 kV | _ | LV | 100 kVA :Pole Substation | 0.1 | --> | 0.1 | 0.055 | 0.12 |  | --> | 0.095 | 0 | 0.008 | 0.083 | 0 |  | --> | E64 ex ATHY | Athy [T101,T102] | ATHY |  | 53.0518 | -7.0855
165571X | MV/LV Substation HE***571X |  | 10 kV | _ | LV | 50 kVA :Pole Substation | 0.05 | --> | 0.05 | 0 | 0 | Constrained, otherwise capacity available =34 kVA | --> | 0.048 | 0 | 0 | 0 | 0 | Constrained, otherwise capacity available =45 kW | --> | C11 ex CLONAKILTY | Clonakilty [T41,T42] | DUNMANWAY |  | 51.6669 | -8.834
0594160 | MV/LV Substation CO***4160 |  | 10 kV | _ | LV | 400 kVA :Kiosk Substation | 0.4 | --> | 0.4 | 0 | 0 | Constrained, otherwise capacity available =382 kVA | --> | 0.38 | 0 | 0 | 0 | 0 | Constrained, otherwise capacity available =378 kW | --> | C11 ex DERRYCRAMPH | Derrycramph [T41,T42] | SHANKILL |  | 53.9633 | -7.3567
176876X | MV/LV Substation TE***876X |  | 20 kV | _ | LV | 50 kVA :Pole Substation | 0.05 | --> | 0.05 | 0.037 | 18.78 |  | --> | 0.048 | 0 | 0.01 | 0.038 | 0 |  | --> | E14 ex HARTNETTS CROSS | Hartnetts Cross [T121,T422] | MACROOM |  | 51.8806 | -9.0243
069593 | MV/LV Substation BE***593 |  | 10 kV | _ | LV | 630 kVA :Kiosk Substation | 0.63 | --> | 0.63 | 0 | 0 | Constrained, otherwise capacity available =367 kVA | --> | 0.598 | 0 | 0.025 | 0.5 | 0 |  | --> | C13 ex DONNYBROOK | Donnybrook [T41,T42] | MILLTOWN (DR) |  | 53.3217 | -6.238
095544X | MV/LV Substation OC***544X |  | 10 kV | _ | LV | 400 kVA :Kiosk Substation | 0.4 | --> | 0.4 | 0.371 | 1.1 |  | --> | 0.38 | 0 | 0.005 | 0 | 0 | Constrained, otherwise capacity available =372 kW | --> | C16 ex KILKEE | Kilkee [T41] | TULLABRACK |  | 52.6855 | -9.6493
012322Y | MV/LV Substation MC***322Y |  | 10 kV | _ | LV | 400 kVA :Kiosk Substation | 0.4 | --> | 0.4 | 0 | 0 | Constrained, otherwise capacity available =400 kVA | --> | 0.38 | 0 | 0 | 0 | 0 | Constrained, otherwise capacity available =380 kW | --> | C20 ex POLLERTON | Pollerton [T41,T42] | CARLOW |  | 52.822 | -6.8954
067229X | MV/LV Substation TE***229X |  | 20 kV | _ | LV | 50 kVA :Pole Substation | 0.05 | --> | 0.05 | 0 | 0 | Constrained, otherwise capacity available =35 kVA | --> | 0.048 | 0 | 0.005 | 0.042 | 0 |  | --> | C11 ex RAHEEN | Raheen [T41,T42] | LIMERICK |  | 52.6432 | -8.7283
019005 | MV/LV Substation GA***005 |  | 10 kV | _ | LV | 400 kVA :Kiosk Substation | 0.4 | --> | 0.4 | 0.313 | 1.54 |  | --> | 0.38 | 0 | 0.009 | 0 | 0 | Constrained, otherwise capacity available =361 kW | --> | C20 ex BALLYARD | Ballyard [T41,T42] | TRALEE |  | 52.2643 | -9.6948
495684X | MV/LV Substation AR***684X |  | 20 kV | _ | LV | 50 kVA :Pole Substation | 0.05 | --> | 0.05 | 0.049 | 1.5 |  | --> | 0.048 | 0 | 0 | 0.047 | 0 |  | --> | E17 ex ACHILL | Achill [T422] | CARROWBEG |  | 53.9773 | -9.9868
305561 | MV/LV Substation BO***561 |  | 10 kV | _ | LV | 200 kVA :Pole Substation | 0.2 | --> | 0.2 | 0.167 | 0.3 |  | --> | 0.19 | 0 | 0 | 0 | 0 | Constrained, otherwise capacity available =185 kW | --> | C18 ex BANAGHER | Banagher [T41,T42] | DALLOW |  | 53.173 | -7.9488
059468Y | MV/LV Substation GA***468Y |  | 20 kV | _ | LV | 50 kVA :Pole Substation | 0.05 | --> | 0.05 | 0 | 0 | Constrained, otherwise capacity available =47 kVA | --> | 0.048 | 0 | 0.01 | 0 | 0 | Constrained, otherwise capacity available =40 kW | --> | E19 ex CAVAN | Cavan [T42,T421] | SHANKILL |  | 53.9224 | -7.4145
067263Z | MV/LV Substation RI***263Z |  | 10 kV | _ | LV | 1000 kVA :Building Structure | 1 | --> | 1 | 0 | 0 | Constrained, otherwise capacity available =846 kVA | --> | 0.95 | 0 | 0 | 0.5 | 0 |  | --> | C20 ex ROCHES STREET | Roches Street [T41,T42] | LIMERICK |  | 52.6602 | -8.6317
235155 | MV/LV Substation RY***155 |  | 20 kV | _ | LV | 50 kVA :Pole Substation | 0.05 | --> | 0.05 | 0 | 0 | Constrained, otherwise capacity available =33 kVA | --> | 0.048 | 0 | 0 | 0 | 0 | Constrained, otherwise capacity available =45 kW | --> | E11 ex BEALNABLATH | Bealnablath [T421] | BANDON |  | 51.8495 | -8.7923
050354X | MV/LV Substation DE***354X |  | 20 kV | _ | LV | 50 kVA :Pole Substation | 0.05 | --> | 0.05 | 0 | 0 | Constrained, otherwise capacity available =18 kVA | --> | 0.048 | 0 | 0.024 | 0 | 0 | Constrained, otherwise capacity available =25 kW | --> | C22 ex ATHLONE | Athlone [T41,T42] | ATHLONE |  | 53.4639 | -8.075
1384079 | MV/LV Substation CA***4079 |  | 10 kV | _ | LV | 50 kVA :Pole Substation | 0.05 | --> | 0.05 | 0.05 | 2.18 |  | --> | 0.048 | 0 | 0 | 0 | 0 | Constrained, otherwise capacity available =48 kW | --> | C19 ex BAILIEBORO | Bailieboro [T41,T42] | MEATH HILL |  | 53.8838 | -7.0202
033845X | MV/LV Substation BL***845X |  | 20 kV | _ | LV | 50 kVA :Pole Substation | 0.05 | --> | 0.05 | 0 | 0 | Constrained, otherwise capacity available =49 kVA | --> | 0.048 | 0 | 0 | 0 | 0 | Constrained, otherwise capacity available =47 kW | --> | C18 ex DEERPARK | Deerpark [T41,T42] | BALLYDINE |  | 52.4414 | -7.4693
162435 | MV/LV Substation BA***435 |  | 10 kV | _ | LV | 200 kVA :Pole Substation | 0.2 | --> | 0.2 | 0.165 | 7.25 |  | --> | 0.19 | 0 | 0.005 | 0 | 0 | Constrained, otherwise capacity available =182 kW | --> | C18 ex CONVOY | Convoy [T41,T42] | LETTERKENNY |  | 54.8451 | -7.5271
125791X | MV/LV Substation BU***791X |  | 10 kV | _ | LV | 50 kVA :Pole Substation | 0.05 | --> | 0.05 | 0 | 0 | Constrained, otherwise capacity available =50 kVA | --> | 0.048 | 0 | 0 | 0 | 0 | Constrained, otherwise capacity available =48 kW | --> | C11 ex CLOONLOUGH | Cloonlough [T41,T42] | BARRYMORE |  | 52.3358 | -8.2853
081356Z | MV/LV Substation CR***356Z |  | 10 kV | _ | LV | 400 kVA :Building Structure | 0.4 | --> | 0.4 | 0 | 0 | Constrained, otherwise capacity available =302 kVA | --> | 0.38 | 0 | 0.015 | 0 | 0 | Constrained, otherwise capacity available =355 kW | --> | C12 ex MONEYCOOLEY | Moneycooley [T41,T42,T44] | GRIFFINRATH |  | 53.3588 | -6.547
003314Y | MV/LV Substation RA***314Y |  | 10 kV | _ | LV | 50 kVA :Pole Substation | 0.05 | --> | 0.05 | 0 | 0.48 |  | --> | 0.048 | 0 | 0 | 0 | 0 | Constrained, otherwise capacity available =38 kW | --> | C15 ex KILMARTIN | Kilmartin [T41] | ARKLOW |  | 53.0344 | -6.0905
164097X | MV/LV Substation BA***097X |  | 10 kV | _ | LV | 400 kVA :Building Structure | 0.4 | --> | 0.4 | 0 | 0 | Constrained, otherwise capacity available =235 kVA | --> | 0.38 | 0 | 0 | 0 | 0 | Constrained, otherwise capacity available =359 kW | --> | C22 ex SKIBBEREEN | Skibbereen [T41,T42] | DUNMANWAY |  | 51.5747 | -9.2711
167193Y | MV/LV Substation CO***193Y |  | 20 kV | _ | LV | 50 kVA :Pole Substation | 0.05 | --> | 0.05 | 0 | 0 | Constrained, otherwise capacity available =47 kVA | --> | 0.048 | 0 | 0 | 0 | 0 | Constrained, otherwise capacity available =47 kW | --> | E21 ex WHITECHURCH | Whitechurch [T421,T422] | KILBARRY |  | 51.9796 | -8.4341
164356X | MV/LV Substation BA***356X |  | 10 kV | _ | LV | 400 kVA :Kiosk Substation | 0.4 | --> | 0.4 | 0 | 0 | Constrained, otherwise capacity available =324 kVA | --> | 0.38 | 0 | 0.018 | 0 | 0 | Constrained, otherwise capacity available =356 kW | --> | C15 ex SKIBBEREEN | Skibbereen [T41,T42] | DUNMANWAY |  | 51.4817 | -9.3722
108435 | MV/LV Substation CA***435 |  | 20 kV | _ | LV | 50 kVA :Pole Substation | 0.05 | --> | 0.05 | 0.041 | 1.57 |  | --> | 0.048 | 0 | 0 | 0 | 0 | Constrained, otherwise capacity available =46 kW | --> | C17 ex BALLYSHANNON | Ballyshannon [T41,T42] | CATHALEENS FALL |  | 54.5319 | -8.1529
2534337 | MV/LV Substation CA***4337 |  | 20 kV | _ | LV | 200 kVA :Pole Substation | 0.2 | --> | 0.2 | 0 | 0 | Constrained, otherwise capacity available =106 kVA | --> | 0.19 | 0 | 0 | 0 | 0 | Constrained, otherwise capacity available =177 kW | --> | C23 ex TUAM NORTH | Tuam North [T41,T42] | CLOON |  | 53.6027 | -8.7925
293712Y | MV/LV Substation QU***712Y |  | 20 kV | _ | LV | 50 kVA :Pole Substation | 0.05 | --> | 0.05 | 0 | 0 | Constrained, otherwise capacity available =49 kVA | --> | 0.048 | 0 | 0 | 0 | 0 | Constrained, otherwise capacity available =47 kW | --> | E13 ex SHILLELAGH | Shillelagh [T421,T422] | CARLOW |  | 52.7619 | -6.5315
074494 | MV/LV Substation ME***494 |  | 10 kV | _ | LV | 50 kVA :Pole Substation | 0.05 | --> | 0.05 | 0 | 0 | Constrained, otherwise capacity available =49 kVA | --> | 0.048 | 0 | 0 | 0 | 0 | Constrained, otherwise capacity available =47 kW | --> | C15 ex CARRICK ON SHANNON | Carrick On Shannon [T41,T42] | CARRICK ON SHANNON |  | 53.9438 | -8.1214
365904X | MV/LV Substation KI***904X |  | 10 kV | _ | LV | 400 kVA :Building Structure | 0.4 | --> | 0.4 | 0 | 0 | Constrained, otherwise capacity available =369 kVA | --> | 0.38 | 0 | 0 | 0.376 | 0 |  | --> | C19 ex WHITESTOWN | Whitestown [T41,T42] | COOKSTOWN |  | 53.2767 | -6.3758
0154441 | MV/LV Substation MI***4441 |  | 10 kV | _ | LV | 630 kVA :Building Structure | 0.63 | --> | 0.63 | 0 | 0 | Constrained, otherwise capacity available =630 kVA | --> | 0.598 | 0 | 0 | 0 | 0 | Constrained, otherwise capacity available =598 kW | --> | C19 ex JOHNSTOWN | Johnstown [T41,T42] | KILTEEL |  | 53.2291 | -6.634
068824X | MV/LV Substation AL***824X |  | 10 kV | _ | LV | 1000 kVA :Building Structure | 1 | --> | 1 | 0.5 | 14.34 |  | --> | 0.95 | 0 | 0 | 0.5 | 0 |  | --> | C39 ex NORTH QUAYS | North Quays [T101,T102,T103] | POOLBEG |  | 53.3534 | -6.2316
235135 | MV/LV Substation BR***135 |  | 20 kV | _ | LV | 50 kVA :Pole Substation | 0.05 | --> | 0.05 | 0 | 0 | Constrained, otherwise capacity available =44 kVA | --> | 0.048 | 0 | 0 | 0 | 0 | Constrained, otherwise capacity available =47 kW | --> | E18 ex BEALNABLATH | Bealnablath [T421] | BANDON |  | 51.8516 | -8.8285
013037 | MV/LV Substation GR***037 |  | 10 kV | _ | LV | 200 kVA :Pole Substation | 0.2 | --> | 0.2 | 0.121 | 0.12 | Constrained, otherwise capacity available =137 kVA | --> | 0.19 | 0 | 0.022 | 0.165 | 0 |  | --> | C18 ex ATHY | Athy [T101,T102] | ATHY |  | 52.9846 | -6.9791
253792X | MV/LV Substation DA***792X |  | 20 kV | _ | LV | 100 kVA :Pole Substation | 0.1 | --> | 0.1 | 0 | 0 | Constrained, otherwise capacity available =74 kVA | --> | 0.095 | 0 | 0 | 0 | 0 | Constrained, otherwise capacity available =91 kW | --> | E16 ex GLENAMADDY | Glenamaddy [T422] | ATHLONE |  | 53.4548 | -8.6855
012465Y | MV/LV Substation GO***465Y |  | 20 kV | _ | LV | 400 kVA :Kiosk Substation | 0.4 | --> | 0.4 | 0.389 | 1.99 |  | --> | 0.38 | 0 | 0 | 0 | 0 | Constrained, otherwise capacity available =378 kW | --> | C19 ex GRAIGUE | Graigue [T41,T42] | CARLOW |  | 52.7873 | -6.9837
019253X | MV/LV Substation MO***253X |  | 10 kV | _ | LV | 630 kVA :Building Structure | 0.63 | --> | 0.63 | 0.5 | 2.18 |  | --> | 0.598 | 0 | 0 | 0 | 0 | Constrained, otherwise capacity available =592 kW | --> | C16 ex BALLYRICKARD | Ballyrickard [T41,T42] | TRALEE |  | 52.2831 | -9.7251
0344166 | MV/LV Substation WA***4166 |  | 20 kV | _ | LV | 50 kVA :Pole Substation | 0.05 | --> | 0.05 | 0.05 | 0.57 |  | --> | 0.048 | 0 | 0 | 0 | 0 | Constrained, otherwise capacity available =48 kW | --> | E23 ex LAWLESSTOWN | Lawlesstown [T42,T421] | DOON |  | 52.2809 | -7.7375
070267 | MV/LV Substation BO***267 |  | 10 kV | _ | LV | 200 kVA :Pole Substation | 0.2 | --> | 0.2 | 0.146 | 2.63 |  | --> | 0.19 | 0 | 0.005 | 0.179 | 0 |  | --> | C12 ex CLOONBANNIN | Cloonbannin [T42] | GLENLARA |  | 52.1587 | -9.0631
012759X | MV/LV Substation KE***759X |  | 20 kV | _ | LV | 400 kVA :Building Structure | 0.4 | --> | 0.4 | 0.211 | 2.83 |  | --> | 0.38 | 0 | 0.115 | 0 | 0 | Constrained, otherwise capacity available =268 kW | --> | E12 ex BAGENALSTOWN | Bagenalstown [T421,T422] | CARLOW |  | 52.7015 | -6.955
365132 | MV/LV Substation LI***132 |  | 10 kV | _ | LV | 400 kVA :Kiosk Substation | 0.4 | --> | 0.4 | 0 | 0 | Constrained, otherwise capacity available =249 kVA | --> | 0.38 | 0 | 0.011 | 0.351 | 0 |  | --> | C12 ex FORTUNESTOWN | Fortunestown [T101,T102] | INCHICORE 220KV |  | 53.2854 | -6.4178
204001 | MV/LV Substation CO***001 |  | 10 kV | _ | LV | 400 kVA :Kiosk Substation | 0.4 | --> | 0.4 | 0 | 0 | Constrained, otherwise capacity available =150 kVA | --> | 0.38 | 0 | 0 | 0 | 0 | Constrained, otherwise capacity available =344 kW | --> | E16 ex BUNCRANA | Buncrana [T421,T422] | TRILLICK |  | 55.1371 | -7.4558
038577 | MV/LV Substation TH***577 |  | 10 kV | _ | LV | 200 kVA :Kiosk Substation | 0.2 | --> | 0.2 | 0 | 0 | Constrained, otherwise capacity available =136 kVA | --> | 0.19 | 0 | 0.015 | 0 | 0 | Constrained, otherwise capacity available =170 kW | --> | C16 ex GORT | Gort [T41,T42] | ENNIS |  | 53.0679 | -8.8254
281093Y | MV/LV Substation IN***093Y |  | 20 kV | _ | LV | 400 kVA :Kiosk Substation | 0.4 | --> | 0.4 | 0.277 | 17.47 |  | --> | 0.38 | 0 | 0.13 | 0.267 | 0 |  | --> | E11 ex COOLROE | Coolroe [T121,T122] | COOLROE |  | 51.8896 | -8.6106
0334093 | MV/LV Substation CA***4093 |  | 10 kV | _ | LV | 200 kVA :Pole Substation | 0.2 | --> | 0.2 | 0 | 0 | Constrained, otherwise capacity available =200 kVA | --> | 0.19 | 0 | 0 | 0 | 0 | Constrained, otherwise capacity available =190 kW | --> | C14 ex BALLYHALE | Ballyhale [T42,T421] | KILKENNY |  | 52.4412 | -7.1886
013746 | MV/LV Substation BA***746 |  | 20 kV | _ | LV | 50 kVA :Pole Substation | 0.05 | --> | 0.05 | 0.046 | 0.12 |  | --> | 0.048 | 0 | 0.027 | 0.027 | 0 |  | --> | C12 ex ATHY | Athy [T101,T102] | ATHY |  | 52.9791 | -6.9069
0084157 | MV/LV Substation BA***4157 |  | 10 kV | _ | LV | 400 kVA :Building Structure | 0.4 | --> | 0.4 | 0 | 0 | Constrained, otherwise capacity available =398 kVA | --> | 0.38 | 0 | 0 | 0 | 0 | Constrained, otherwise capacity available =380 kW | --> | C14 ex KNOCKMULLEN | Knockmullen [T42,T421] | GREAT ISLAND |  | 52.4033 | -6.9377
013070Z | MV/LV Substation RU***070Z |  | 20 kV | _ | LV | 50 kVA :Pole Substation | 0.05 | --> | 0.05 | 0.048 | 0.12 |  | --> | 0.048 | 0 | 0 | 0.047 | 0 |  | --> | E62 ex ATHY | Athy [T101,T102] | ATHY |  | 53.0095 | -6.9377
066353Z | MV/LV Substation BL***353Z |  | 20 kV | _ | LV | 50 kVA :Pole Substation | 0.05 | --> | 0.05 | 0 | 0 | Constrained, otherwise capacity available =34 kVA | --> | 0.048 | 0 | 0 | 0.045 | 0 |  | --> | C24 ex MACETOWN | Macetown [T101,T102] | MACETOWN |  | 53.4778 | -6.5035
037990 | MV/LV Substation O ***990 |  | 10 kV | _ | LV | 400 kVA :Kiosk Substation | 0.4 | --> | 0.4 | 0.346 | 13.05 |  | --> | 0.38 | 0 | 0.022 | 0.356 | 0 |  | --> | C18 ex ENNIS | Ennis [T101,T102] | ENNIS |  | 52.8577 | -8.9616
250711 | MV/LV Substation KI***711 |  | 20 kV | _ | LV | 400 kVA :Kiosk Substation | 0.4 | --> | 0.4 | 0.318 | 1.26 |  | --> | 0.38 | 0 | 0.038 | 0 | 0 | Constrained, otherwise capacity available =341 kW | --> | E16 ex BALLYCROSSAUN | Ballycrossaun [T421,T422] | SOMERSET |  | 53.0973 | -8.2257
026853Y | MV/LV Substation EL***853Y |  | 10 kV | _ | LV | 200 kVA :Kiosk Substation | 0.2 | --> | 0.2 | 0 | 0 | Constrained, otherwise capacity available =116 kVA | --> | 0.19 | 0 | 0.05 | 0 | 0 | Constrained, otherwise capacity available =141 kW | --> | E41 ex KINSALE | Kinsale [T423] | TRABEG |  | 51.7008 | -8.5311
118664Y | MV/LV Substation PU***664Y |  | 20 kV | _ | LV | 50 kVA :Pole Substation | 0.05 | --> | 0.05 | 0 | 0 | Constrained, otherwise capacity available =24 kVA | --> | 0.048 | 0 | 0 | 0 | 0 | Constrained, otherwise capacity available =44 kW | --> | E11 ex CREAGH | Creagh [T421,T422] | ATHLONE |  | 53.4391 | -8.285
064908 | MV/LV Substation SK***908 |  | 10 kV | _ | LV | 100 kVA :Pole Substation | 0.1 | --> | 0.1 | 0 | 0 | Constrained, otherwise capacity available =48 kVA | --> | 0.095 | 0 | 0 | 0 | 0 | Constrained, otherwise capacity available =88 kW | --> | C13 ex DRYBRIDGE | Drybridge [T41,T42] | DRYBRIDGE |  | 53.7547 | -6.335
015718X | MV/LV Substation BA***718X |  | 20 kV | _ | LV | 50 kVA :Pole Substation | 0.05 | --> | 0.05 | 0 | 0 | Constrained, otherwise capacity available =37 kVA | --> | 0.048 | 0 | 0.011 | 0 | 0 | Constrained, otherwise capacity available =38 kW | --> | E17 ex BLESSINGTON | Blessington [T421,T422] | KILTEEL |  | 53.1084 | -6.4893
461739 | MV/LV Substation MO***739 |  | 20 kV | _ | LV | 200 kVA :Kiosk Substation | 0.2 | --> | 0.2 | 0.165 | 2.33 |  | --> | 0.19 | 0 | 0 | 0 | 0 | Constrained, otherwise capacity available =185 kW | --> | E13 ex MOY | Moy [T421,T422] | MOY |  | 54.0575 | -9.1573
005993X | MV/LV Substation GL***993X |  | 20 kV | _ | LV | 200 kVA :Kiosk Substation | 0.2 | --> | 0.2 | 0 | 0 | Constrained, otherwise capacity available =191 kVA | --> | 0.19 | 0 | 0.003 | 0 | 0 | Constrained, otherwise capacity available =186 kW | --> | E19 ex SHILLELAGH | Shillelagh [T421,T422] | CARLOW |  | 52.7092 | -6.4874
0214027 | MV/LV Substation MO***4027 |  | 20 kV | _ | LV | 400 kVA :Kiosk Substation | 0.4 | --> | 0.4 | 0 | 0 | Constrained, otherwise capacity available =360 kVA | --> | 0.38 | 0 | 0.01 | 0.367 | 0 |  | --> | C26 ex KILBARRY | Kilbarry [T101,T43] | KILBARRY |  | 51.9322 | -8.5207
125182Y | MV/LV Substation BA***182Y |  | 10 kV | _ | LV | 50 kVA :Pole Substation | 0.05 | --> | 0.05 | 0 | 0 | Constrained, otherwise capacity available =44 kVA | --> | 0.048 | 0 | 0 | 0 | 0 | Constrained, otherwise capacity available =47 kW | --> | C20 ex CLOONLOUGH | Cloonlough [T41,T42] | BARRYMORE |  | 52.207 | -8.27
111664 | MV/LV Substation LI***664 |  | 10 kV | _ | LV | 50 kVA :Pole Substation | 0.05 | --> | 0.05 | 0 | 0 | Constrained, otherwise capacity available =37 kVA | --> | 0.048 | 0 | 0 | 0 | 0 | Constrained, otherwise capacity available =46 kW | --> | E11 ex BALLYDEHOB | Ballydehob [T421] | DUNMANWAY |  | 51.5751 | -9.4108
074036 | MV/LV Substation BU***036 |  | 10 kV | _ | LV | 630 kVA :Kiosk Substation | 0.63 | --> | 0.63 | 0 | 0 | Constrained, otherwise capacity available =396 kVA | --> | 0.598 | 0 | 0.015 | 0 | 0 | Constrained, otherwise capacity available =555 kW | --> | C13 ex CARRICK ON SHANNON | Carrick On Shannon [T41,T42] | CARRICK ON SHANNON |  | 53.9458 | -8.0929
042419 | MV/LV Substation SH***419 |  | 10 kV | _ | LV | 50 kVA :Pole Substation | 0.05 | --> | 0.05 | 0 | 0 | Constrained, otherwise capacity available =43 kVA | --> | 0.048 | 0 | 0.004 | 0 | 0 | Constrained, otherwise capacity available =44 kW | --> | C20 ex KNOCKAPHUNTA | Knockaphunta [T41,T42] | CASTLEBAR |  | 53.8469 | -9.2706
154279Z | MV/LV Substation CR***279Z |  | 10 kV | _ | LV | 400 kVA :Building Structure | 0.4 | --> | 0.4 | 0 | 0 | Constrained, otherwise capacity available =388 kVA | --> | 0.38 | 0 | 0 | 0.378 | 0 |  | --> | C39 ex COLLEGE PARK | College Park [T101,T102,T103] | COLLEGE PARK |  | 53.4109 | -6.3771
026774 | MV/LV Substation KI***774 |  | 20 kV | _ | LV | 50 kVA :Pole Substation | 0.05 | --> | 0.05 | 0 | 0 | Constrained, otherwise capacity available =27 kVA | --> | 0.048 | 0 | 0 | 0 | 0 | Constrained, otherwise capacity available =44 kW | --> | C17 ex KINSALE | Kinsale [T41,T42] | BANDON |  | 51.8036 | -8.6271
0644071 | MV/LV Substation BR***4071 |  | 10 kV | _ | LV | 100 kVA :Pole Substation | 0.1 | --> | 0.1 | 0 | 0 | Constrained, otherwise capacity available =41 kVA | --> | 0.095 | 0 | 0 | 0 | 0 | Constrained, otherwise capacity available =87 kW | --> | E11 ex SLANE | Slane [T421] | DRYBRIDGE |  | 53.7595 | -6.5178
068840X | MV/LV Substation EA***840X |  | 10 kV | _ | LV | 1000 kVA :Building Structure | 1 | --> | 1 | 0.5 | 6.65 |  | --> | 0.95 | 0 | 0 | 0.5 | 0 |  | --> | C15 ex EAST WALL ROAD | East Wall Road [T41,T42] | MCDERMOTT |  | 53.357 | -6.2214
020661X | MV/LV Substation FO***661X |  | 10 kV | _ | LV | 400 kVA :Building Structure | 0.4 | --> | 0.4 | 0 | 0 | Constrained, otherwise capacity available =279 kVA | --> | 0.38 | 0 | 0 | 0 | 0 | Constrained, otherwise capacity available =363 kW | --> | C18 ex COOLCORCORAN | Coolcorcoran [T41,T42] | KNOCKEARAGH |  | 52.0708 | -9.5737
426402 | MV/LV Substation GR***402 |  | 20 kV | _ | LV | 100 kVA :Pole Substation | 0.1 | --> | 0.1 | 0 | 0 | Constrained, otherwise capacity available =86 kVA | --> | 0.095 | 0 | 0 | 0 | 0 | Constrained, otherwise capacity available =93 kW | --> | E16 ex DINGLE | Dingle [T421,T422] | OUGHTRAGH |  | 52.1344 | -10.2573
069850 | MV/LV Substation CO***850 |  | 10 kV | _ | LV | 400 kVA :Kiosk Substation | 0.4 | --> | 0.4 | 0 | 0 | Constrained, otherwise capacity available =302 kVA | --> | 0.38 | 0 | 0.018 | 0.353 | 0 |  | --> | C17 ex BALLYBODEN | Ballyboden [T41,T42] | COOKSTOWN |  | 53.2725 | -6.3161
132167Y | MV/LV Substation SP***167Y |  | 20 kV | _ | LV | 200 kVA :Pole Substation | 0.2 | --> | 0.2 | 0.147 | 1.62 |  | --> | 0.19 | 0 | 0 | 0 | 0 | Constrained, otherwise capacity available =183 kW | --> | C17 ex CURRA | Curra [T41] | SOMERSET |  | 53.1654 | -8.3863
154222Z | MV/LV Substation BL***222Z |  | 10 kV | _ | LV | 400 kVA :Kiosk Substation | 0.4 | --> | 0.4 | 0.171 | 7.91 |  | --> | 0.38 | 0 | 0.015 | 0.336 | 0 |  | --> | C23 ex PELLETSTOWN | Pelletstown [T101,T102] | FINGLAS |  | 53.3872 | -6.3766
066134Z | MV/LV Substation PA***134Z |  | 10 kV | _ | LV | 400 kVA :Kiosk Substation | 0.4 | --> | 0.4 | 0 | 0 | Constrained, otherwise capacity available =280 kVA | --> | 0.38 | 0 | 0.036 | 0.336 | 0 |  | --> | C18 ex MOUNTGORRY | Mountgorry [T41,T42] | GRANGE (DR) |  | 53.4439 | -6.1778
081070Y | MV/LV Substation WA***070Y |  | 10 kV | _ | LV | 400 kVA :Kiosk Substation | 0.4 | --> | 0.4 | 0 | 0 | Constrained, otherwise capacity available =309 kVA | --> | 0.38 | 0 | 0.019 | 0 | 0 | Constrained, otherwise capacity available =353 kW | --> | C17 ex CELBRIDGE | Celbridge [T41,T42] | GRIFFINRATH |  | 53.349 | -6.5404
067078 | MV/LV Substation HI***078 |  | 10 kV | _ | LV | 630 kVA :Building Structure | 0.63 | --> | 0.63 | 0 | 0 | Constrained, otherwise capacity available =288 kVA | --> | 0.598 | 0 | 0 | 0.5 | 0 |  | --> | C19 ex GARRYOWEN | Garryowen [T41,T42] | LIMERICK |  | 52.6626 | -8.6223
2494142 | MV/LV Substation BR***4142 |  | 10 kV | _ | LV | 50 kVA :Pole Substation | 0.05 | --> | 0.05 | 0 | 0 | Constrained, otherwise capacity available =50 kVA | --> | 0.048 | 0 | 0 | 0 | 0 | Constrained, otherwise capacity available =48 kW | --> | C19 ex LISMORE | Lismore [T41,T42] | DUNGARVAN |  | 52.1088 | -7.9045
067406X | MV/LV Substation CO***406X |  | 10 kV | _ | LV | 630 kVA :Building Structure | 0.63 | --> | 0.63 | 0 | 0 | Constrained, otherwise capacity available =429 kVA | --> | 0.598 | 0 | 0 | 0.5 | 0 |  | --> | C11 ex ROCHES STREET | Roches Street [T41,T42] | LIMERICK |  | 52.6592 | -8.6236
068646X | MV/LV Substation RO***646X |  | 10 kV | _ | LV | 630 kVA :Building Structure | 0.63 | --> | 0.63 | 0.5 | 1.47 |  | --> | 0.598 | 0 | 0.005 | 0.5 | 0 |  | --> | C15 ex MARROWBONE LANE | Marrowbone Lane [T42] | INCHICORE 220KV |  | 53.3376 | -6.307
003448Y | MV/LV Substation TH***448Y |  | 10 kV | _ | LV | 400 kVA :Kiosk Substation | 0.4 | --> | 0.4 | 0 | 0 | Constrained, otherwise capacity available =316 kVA | --> | 0.38 | 0 | 0.033 | 0 | 0 | Constrained, otherwise capacity available =344 kW | --> | C16 ex RATHDRUM | Rathdrum [T42] | ARKLOW |  | 52.9354 | -6.2354
093245X | MV/LV Substation MA***245X |  | 10 kV | _ | LV | 400 kVA :Kiosk Substation | 0.4 | --> | 0.4 | 0 | 0 | Constrained, otherwise capacity available =361 kVA | --> | 0.38 | 0 | 0.005 | 0.371 | 0 |  | --> | C11 ex HOWTH JUNCTION | Howth Junction [T41,T42] | GRANGE (DR) |  | 53.3852 | -6.1432
026283 | MV/LV Substation GA***283 |  | 10 kV | _ | LV | 200 kVA :Pole Substation | 0.2 | --> | 0.2 | 0 | 0 | Constrained, otherwise capacity available =164 kVA | --> | 0.19 | 0 | 0.036 | 0 | 0 | Constrained, otherwise capacity available =158 kW | --> | C12 ex TIMOLEAGUE | Timoleague [T41] | BANDON |  | 51.7292 | -8.8086
081650Y | MV/LV Substation SA***650Y |  | 10 kV | _ | LV | 630 kVA :Building Structure | 0.63 | --> | 0.63 | 0 | 0 | Constrained, otherwise capacity available =541 kVA | --> | 0.598 | 0 | 0 | 0 | 0 | Constrained, otherwise capacity available =586 kW | --> | C16 ex LEIXLIP | Leixlip [T41,T42] | GRIFFINRATH |  | 53.3589 | -6.4895
154121 | MV/LV Substation RO***121 |  | 10 kV | _ | LV | 630 kVA :Kiosk Substation | 0.63 | --> | 0.63 | 0.453 | 7.91 |  | --> | 0.598 | 0 | 0.087 | 0.5 | 0 |  | --> | C23 ex PELLETSTOWN | Pelletstown [T101,T102] | FINGLAS |  | 53.381 | -6.3803
154601Z | MV/LV Substation PA***601Z |  | 20 kV | _ | LV | 400 kVA :Building Structure | 0.4 | --> | 0.4 | 0.362 | 41.3 |  | --> | 0.38 | 0 | 0.01 | 0.367 | 0 |  | --> | E13 ex CORDUFF | Corduff [T121,T122] | CORDUFF |  | 53.4197 | -6.3487
068083X | MV/LV Substation EA***083X |  | 10 kV | _ | LV | 630 kVA :Building Structure | 0.63 | --> | 0.63 | 0.5 | 14.34 |  | --> | 0.598 | 0 | 0 | 0.5 | 0 |  | --> | C17 ex NORTH QUAYS | North Quays [T101,T102,T103] | POOLBEG |  | 53.3587 | -6.2258
109558 | MV/LV Substation LO***558 |  | 10 kV | _ | LV | 400 kVA :Kiosk Substation | 0.4 | --> | 0.4 | 0.381 | 0.38 | Constrained, otherwise capacity available =384 kVA | --> | 0.38 | 0 | 0 | 0.378 | 0 |  | --> | C14 ex RINEANNA | Rineanna [T41,T42] | DRUMLINE |  | 52.7625 | -8.9025
081254Y | MV/LV Substation MO***254Y |  | 10 kV | _ | LV | 50 kVA :Pole Substation | 0.05 | --> | 0.05 | 0 | 0 | Constrained, otherwise capacity available =45 kVA | --> | 0.048 | 0 | 0 | 0 | 0 | Constrained, otherwise capacity available =47 kW | --> | C12 ex MONEYCOOLEY | Moneycooley [T41,T42,T44] | GRIFFINRATH |  | 53.3566 | -6.5569
003505Y | MV/LV Substation WA***505Y |  | 10 kV | _ | LV | 200 kVA :Pole Substation | 0.2 | --> | 0.2 | 0 | 0 | Constrained, otherwise capacity available =175 kVA | --> | 0.19 | 0 | 0 | 0 | 0 | Constrained, otherwise capacity available =187 kW | --> | C11 ex RATHDRUM | Rathdrum [T42] | ARKLOW |  | 52.9298 | -6.2232
162002X | MV/LV Substation TI***002X |  | 10 kV | _ | LV | 100 kVA :Pole Substation | 0.1 | --> | 0.1 | 0.093 | 7.25 |  | --> | 0.095 | 0 | 0 | 0 | 0 | Constrained, otherwise capacity available =94 kW | --> | C12 ex CONVOY | Convoy [T41,T42] | LETTERKENNY |  | 54.8268 | -7.7452
0214137 | MV/LV Substation KI***4137 |  | 10 kV | _ | LV | 630 kVA :Building Structure | 0.63 | --> | 0.63 | 0.5 | 6.78 |  | --> | 0.598 | 0 | 0 | 0.5 | 0 |  | --> | C36 ex CASTLEVIEW | Castleview [T101,T102] | CASTLEVIEW |  | 51.8992 | -8.3448
377870X | MV/LV Substation CO***870X |  | 20 kV | _ | LV | 50 kVA :Pole Substation | 0.05 | --> | 0.05 | 0 | 0 | Constrained, otherwise capacity available =48 kVA | --> | 0.048 | 0 | 0 | 0 | 0 | Constrained, otherwise capacity available =47 kW | --> | E18 ex GURRANEBANE | Gurranebane [T421,T422] | OUGHTRAGH |  | 51.8588 | -10.295
007845Z | MV/LV Substation FA***845Z |  | 10 kV | _ | LV | 200 kVA :Kiosk Substation | 0.2 | --> | 0.2 | 0.182 | 1.4 |  | --> | 0.19 | 0 | 0 | 0 | 0 | Constrained, otherwise capacity available =188 kW | --> | E18 ex KILLINICK | Killinick [T421,T422] | WEXFORD |  | 52.2849 | -6.3968
005987 | MV/LV Substation BA***987 |  | 20 kV | _ | LV | 50 kVA :Pole Substation | 0.05 | --> | 0.05 | 0.04 | 17.8 |  | --> | 0.048 | 0 | 0 | 0.046 | 0 |  | --> | E19 ex BANOGE | Banoge [T121,T122] | BANOGE |  | 52.604 | -6.3134
002619 | MV/LV Substation TI***619 |  | 10 kV | _ | LV | 50 kVA :Pole Substation | 0.05 | --> | 0.05 | 0.044 | 5.58 |  | --> | 0.048 | 0 | 0 | 0.047 | 0 |  | --> | C14 ex KILCOOLE | Kilcoole [T41,T42] | FASSAROE |  | 53.0927 | -6.1639
067064X | MV/LV Substation TR***064X |  | 10 kV | _ | LV | 400 kVA :Building Structure | 0.4 | --> | 0.4 | 0 | 0 | Constrained, otherwise capacity available =212 kVA | --> | 0.38 | 0 | 0 | 0.353 | 0 |  | --> | C12 ex BALLINACURRA | Ballinacurra [T41,T42] | LIMERICK |  | 52.6534 | -8.6397
059584Y | MV/LV Substation AN***584Y |  | 20 kV | _ | LV | 200 kVA :Kiosk Substation | 0.2 | --> | 0.2 | 0 | 0 | Constrained, otherwise capacity available =154 kVA | --> | 0.19 | 0 | 0.006 | 0 | 0 | Constrained, otherwise capacity available =179 kW | --> | E11 ex CAVAN | Cavan [T42,T421] | SHANKILL |  | 54.0421 | -7.3208
062865Y | MV/LV Substation KI***865Y |  | 10 kV | _ | LV | 400 kVA :Kiosk Substation | 0.4 | --> | 0.4 | 0.376 | 5.69 |  | --> | 0.38 | 0 | 0.03 | 0 | 0 | Constrained, otherwise capacity available =354 kW | --> | C11 ex RAMPARTS | Ramparts [T41,T42] | DUNDALK |  | 53.9902 | -6.3989
184041X | MV/LV Substation AN***041X |  | 10 kV | _ | LV | 50 kVA :Pole Substation | 0.05 | --> | 0.05 | 0.043 | 3.38 |  | --> | 0.048 | 0 | 0 | 0 | 0 | Constrained, otherwise capacity available =46 kW | --> | C20 ex CASTLEBLAYNEY | Castleblayney [T41,T42] | DUNDALK |  | 54.1128 | -6.724
066654X | MV/LV Substation WH***654X |  | 20 kV | _ | LV | 100 kVA :Pole Substation | 0.1 | --> | 0.1 | 0 | 0 | Constrained, otherwise capacity available =99 kVA | --> | 0.095 | 0 | 0 | 0.095 | 0 |  | --> | C24 ex MACETOWN | Macetown [T101,T102] | MACETOWN |  | 53.4702 | -6.4148
061326X | MV/LV Substation DR***326X |  | 10 kV | _ | LV | 50 kVA :Pole Substation | 0.05 | --> | 0.05 | 0.038 | 2.04 |  | --> | 0.048 | 0 | 0 | 0 | 0 | Constrained, otherwise capacity available =46 kW | --> | C12 ex BALLYBAY | Ballybay [T41,T42] | LISDRUM |  | 54.0756 | -6.973
144604 | MV/LV Substation AG***604 |  | 10 kV | _ | LV | 50 kVA :Pole Substation | 0.05 | --> | 0.05 | 0 | 0 | Constrained, otherwise capacity available =36 kVA | --> | 0.048 | 0 | 0.004 | 0 | 0 | Constrained, otherwise capacity available =43 kW | --> | C11 ex CASTLECOMER | Castlecomer [T41,T42] | BALLYRAGGET |  | 52.8089 | -7.1897
058451Y | MV/LV Substation CO***451Y |  | 10 kV | _ | LV | 400 kVA :Kiosk Substation | 0.4 | --> | 0.4 | 0 | 0 | Constrained, otherwise capacity available =333 kVA | --> | 0.38 | 0 | 0 | 0 | 0 | Constrained, otherwise capacity available =371 kW | --> | C11 ex KYLEERAGH | Kyleeragh [T41,T42] | NENAGH |  | 52.8651 | -8.2163
277072 | MV/LV Substation WH***072 |  | 10 kV | _ | LV | 630 kVA :Kiosk Substation | 0.63 | --> | 0.63 | 0.439 | 12.96 |  | --> | 0.598 | 0 | 0.044 | 0.5 | 0 |  | --> | C20 ex ARTANE | Artane [T101,T102] | FINGLAS |  | 53.3821 | -6.2183
058007 | MV/LV Substation BA***007 |  | 10 kV | _ | LV | 200 kVA :Pole Substation | 0.2 | --> | 0.2 | 0.087 | 3 |  | --> | 0.19 | 0 | 0.022 | 0 | 0 | Constrained, otherwise capacity available =158 kW | --> | C18 ex NENAGH | Nenagh [T41,T42] | NENAGH |  | 52.867 | -8.2005
2534185 | MV/LV Substation MI***4185 |  | 20 kV | _ | LV | 50 kVA :Pole Substation | 0.05 | --> | 0.05 | 0 | 0 | Constrained, otherwise capacity available =50 kVA | --> | 0.048 | 0 | 0 | 0 | 0 | Constrained, otherwise capacity available =48 kW | --> | C23 ex TUAM NORTH | Tuam North [T41,T42] | CLOON |  | 53.6131 | -8.9053
210334Y | MV/LV Substation FL***334Y |  | 10 kV | _ | LV | 200 kVA :Pole Substation | 0.2 | --> | 0.2 | 0.139 | 1.15 |  | --> | 0.19 | 0 | 0 | 0 | 0 | Constrained, otherwise capacity available =182 kW | --> | C16 ex TULLYNAMALRA | Tullynamalra [T41,T42] | MEATH HILL |  | 54.06 | -6.8114
081407Z | MV/LV Substation TO***407Z |  | 10 kV | _ | LV | 400 kVA :Kiosk Substation | 0.4 | --> | 0.4 | 0 | 0 | Constrained, otherwise capacity available =303 kVA | --> | 0.38 | 0 | 0 | 0.367 | 0 |  | --> | C18 ex BALGADDY | Balgaddy [T41,T42] | GRANGE CASTLE |  | 53.3377 | -6.4178
366128X | MV/LV Substation UD***128X |  | 10 kV | _ | LV | 400 kVA :Kiosk Substation | 0.4 | --> | 0.4 | 0.373 | 1.47 |  | --> | 0.38 | 0 | 0.006 | 0.372 | 0 |  | --> | C15 ex SCREEB | Screeb [T41] | SCREEB |  | 53.3213 | -9.8106
1204401 | MV/LV Substation GR***4401 |  | 20 kV | _ | LV | 100 kVA :Pole Substation | 0.1 | --> | 0.1 | 0 | 0 | Constrained, otherwise capacity available =100 kVA | --> | 0.095 | 0 | 0 | 0 | 0 | Constrained, otherwise capacity available =95 kW | --> | E20 ex EDENDERRY | Edenderry [T421,T422] | BLAKE |  | 53.3599 | -7.2135
003445X | MV/LV Substation BA***445X |  | 10 kV | _ | LV | 50 kVA :Pole Substation | 0.05 | --> | 0.05 | 0.047 | 11.58 |  | --> | 0.048 | 0 | 0 | 0 | 0 | Constrained, otherwise capacity available =47 kW | --> | C23 ex BALLYBEG | Ballybeg [T101,T102] | CARRICKMINES |  | 52.9593 | -6.0925
014179X | MV/LV Substation NE***179X |  | 10 kV | _ | LV | 50 kVA :Pole Substation | 0.05 | --> | 0.05 | 0 | 0 | Constrained, otherwise capacity available =48 kVA | --> | 0.048 | 0 | 0 | 0 | 0 | Constrained, otherwise capacity available =47 kW | --> | C18 ex BLAKE | Blake [T41,T42] | BLAKE |  | 53.247 | -6.8647
2444059 | MV/LV Substation LY***4059 |  | 20 kV | _ | LV | 50 kVA :Pole Substation | 0.05 | --> | 0.05 | 0 | 0 | Constrained, otherwise capacity available =43 kVA | --> | 0.048 | 0 | 0 | 0 | 0 | Constrained, otherwise capacity available =46 kW | --> | E12 ex MILLTOWN (SR) | Milltown (sr) [T421,T422] | OUGHTRAGH |  | 52.13 | -9.7121
156128 | MV/LV Substation AR***128 |  | 20 kV | _ | LV | 50 kVA :Pole Substation | 0.05 | --> | 0.05 | 0 | 0 | Constrained, otherwise capacity available =47 kVA | --> | 0.048 | 0 | 0 | 0 | 0 | Constrained, otherwise capacity available =47 kW | --> | E14 ex EMYVALE | Emyvale [T422] | LISDRUM |  | 54.3158 | -6.9905
111477Y | MV/LV Substation NE***477Y |  | 10 kV | _ | LV | 100 kVA :Pole Substation | 0.1 | --> | 0.1 | 0 | 0 | Constrained, otherwise capacity available =58 kVA | --> | 0.095 | 0 | 0.015 | 0 | 0 | Constrained, otherwise capacity available =78 kW | --> | C15 ex BANTRY | Bantry [T41,T42] | BALLYLICKY |  | 51.6913 | -9.4415
149165X | MV/LV Substation CL***165X |  | 10 kV | _ | LV | 50 kVA :Pole Substation | 0.05 | --> | 0.05 | 0 | 0 | Constrained, otherwise capacity available =47 kVA | --> | 0.048 | 0 | 0 | 0 | 0 | Constrained, otherwise capacity available =47 kW | --> | C13 ex DONEGAL | Donegal [T41,T42] | CATHALEENS FALL |  | 54.6612 | -8.0789
032430 | MV/LV Substation MT***430 |  | 10 kV | _ | LV | 50 kVA :Pole Substation | 0.05 | --> | 0.05 | 0 | 0 | Constrained, otherwise capacity available =47 kVA | --> | 0.048 | 0 | 0 | 0 | 0 | Constrained, otherwise capacity available =47 kW | --> | C18 ex TRAMORE | Tramore [T41,T42] | BUTLERSTOWN |  | 52.238 | -7.2106
149640 | MV/LV Substation PU***640 |  | 20 kV | _ | LV | 50 kVA :Pole Substation | 0.05 | --> | 0.05 | 0 | 0 | Constrained, otherwise capacity available =42 kVA | --> | 0.048 | 0 | 0 | 0 | 0 | Constrained, otherwise capacity available =46 kW | --> | C13 ex DONEGAL | Donegal [T41,T42] | CATHALEENS FALL |  | 54.6111 | -8.0879
031821 | MV/LV Substation KI***821 |  | 20 kV | _ | LV | 100 kVA :Pole Substation | 0.1 | --> | 0.1 | 0 | 0 | Constrained, otherwise capacity available =88 kVA | --> | 0.095 | 0 | 0 | 0 | 0 | Constrained, otherwise capacity available =93 kW | --> | E17 ex KILMACTHOMAS | Kilmacthomas [T421,T422] | DUNGARVAN |  | 52.2206 | -7.4315
365395X | MV/LV Substation OA***395X |  | 10 kV | _ | LV | 200 kVA :Building Structure | 0.2 | --> | 0.2 | 0 | 0 | Constrained, otherwise capacity available =120 kVA | --> | 0.19 | 0 | 0.01 | 0.171 | 0 |  | --> | C34 ex CLONDALKIN | Clondalkin [T41,T42,T44] | INCHICORE 220KV |  | 53.3253 | -6.3933
058001 | MV/LV Substation KE***001 |  | 10 kV | _ | LV | 630 kVA :Kiosk Substation | 0.63 | --> | 0.63 | 0.258 | 3 |  | --> | 0.598 | 0 | 0.005 | 0 | 0 | Constrained, otherwise capacity available =542 kW | --> | C18 ex NENAGH | Nenagh [T41,T42] | NENAGH |  | 52.8619 | -8.1995
117437 | MV/LV Substation DE***437 |  | 20 kV | _ | LV | 50 kVA :Pole Substation | 0.05 | --> | 0.05 | 0 | 0 | Constrained, otherwise capacity available =47 kVA | --> | 0.048 | 0 | 0 | 0 | 0 | Constrained, otherwise capacity available =47 kW | --> | E18 ex COLLOONEY | Collooney [T421,T422] | SLIGO |  | 54.0879 | -8.3276
0204021 | MV/LV Substation CA***4021 |  | 10 kV | _ | LV | 50 kVA :Pole Substation | 0.05 | --> | 0.05 | 0 | 0 | Constrained, otherwise capacity available =30 kVA | --> | 0.048 | 0 | 0.027 | 0 | 0 | Constrained, otherwise capacity available =25 kW | --> | C17 ex COOLCORCORAN | Coolcorcoran [T41,T42] | KNOCKEARAGH |  | 52.135 | -9.5626
032028Y | MV/LV Substation PE***028Y |  | 10 kV | _ | LV | 630 kVA :Kiosk Substation | 0.63 | --> | 0.63 | 0 | 0 | Constrained, otherwise capacity available =576 kVA | --> | 0.598 | 0 | 0.009 | 0 | 0 | Constrained, otherwise capacity available =584 kW | --> | C16 ex TRAMORE | Tramore [T41,T42] | BUTLERSTOWN |  | 52.1631 | -7.1427
062542Y | MV/LV Substation ME***542Y |  | 10 kV | _ | LV | 630 kVA :Kiosk Substation | 0.63 | --> | 0.63 | 0.5 | 3.12 |  | --> | 0.598 | 0 | 0 | 0 | 0 | Constrained, otherwise capacity available =596 kW | --> | C20 ex MARSHES | Marshes [T41,T42] | DUNDALK |  | 53.9848 | -6.3743
281460 | MV/LV Substation HA***460 |  | 10 kV | _ | LV | 400 kVA :Kiosk Substation | 0.4 | --> | 0.4 | 0 | 0 | Constrained, otherwise capacity available =367 kVA | --> | 0.38 | 0 | 0.011 | 0.367 | 0 |  | --> | C22 ex BISHOPSTOWN | Bishopstown [T41,T42] | KILBARRY |  | 51.8748 | -8.5341
001336 | MV/LV Substation ME***336 |  | 10 kV | _ | LV | 400 kVA :Kiosk Substation | 0.4 | --> | 0.4 | 0 | 0 | Constrained, otherwise capacity available =287 kVA | --> | 0.38 | 0 | 0.052 | 0.326 | 0 |  | --> | C12 ex LOUGHLINSTOWN | Loughlinstown [T41,T42] | CARRICKMINES |  | 53.2524 | -6.1407
069646 | MV/LV Substation SP***646 |  | 10 kV | _ | LV | 200 kVA :Kiosk Substation | 0.2 | --> | 0.2 | 0.187 | 4.47 |  | --> | 0.19 | 0 | 0 | 0.188 | 0 |  | --> | C20 ex TEMPLEOGUE | Templeogue [T41,T42] | MILLTOWN (DR) |  | 53.2919 | -6.3216
065598 | MV/LV Substation FE***598 |  | 20 kV | _ | LV | 50 kVA :Pole Substation | 0.05 | --> | 0.05 | 0 | 0 | Constrained, otherwise capacity available =36 kVA | --> | 0.048 | 0 | 0.006 | 0 | 0 | Constrained, otherwise capacity available =41 kW | --> | E23 ex BALTRASNA | Baltrasna [T121,T122] | BALTRASNA |  | 53.6229 | -6.4051
082465X | MV/LV Substation SE***465X |  | 20 kV | _ | LV | 100 kVA :Pole Substation | 0.1 | --> | 0.1 | 0 | 0 | Constrained, otherwise capacity available =87 kVA | --> | 0.095 | 0 | 0.004 | 0 | 0 | Constrained, otherwise capacity available =90 kW | --> | E17 ex DULEEK | Duleek [T421,T422] | DRYBRIDGE |  | 53.6503 | -6.5471
064479X | MV/LV Substation GO***479X |  | 20 kV | _ | LV | 400 kVA :Building Structure | 0.4 | --> | 0.4 | 0 | 0 | Constrained, otherwise capacity available =308 kVA | --> | 0.38 | 0 | 0 | 0 | 0 | Constrained, otherwise capacity available =367 kW | --> | E16 ex JULIANSTOWN | Julianstown [T421,T422] | DRYBRIDGE |  | 53.6481 | -6.2369
288202 | MV/LV Substation PU***202 |  | 10 kV | _ | LV | 50 kVA :Pole Substation | 0.05 | --> | 0.05 | 0 | 0 | Constrained, otherwise capacity available =48 kVA | --> | 0.048 | 0 | 0 | 0.047 | 0 |  | --> | C13 ex SANDYFORD | Sandyford [T41,T42] | CARRICKMINES |  | 53.257 | -6.2619
237978 | MV/LV Substation CH***978 |  | 10 kV | _ | LV | 50 kVA :Pole Substation | 0.05 | --> | 0.05 | 0 | 0 | Constrained, otherwise capacity available =33 kVA | --> | 0.048 | 0 | 0.025 | 0 | 0 | Constrained, otherwise capacity available =27 kW | --> | C17 ex DUNLEER | Dunleer [T41,T42] | DRYBRIDGE |  | 53.8592 | -6.4127
014025Z | MV/LV Substation NO***025Z |  | 10 kV | _ | LV | 200 kVA :Kiosk Substation | 0.2 | --> | 0.2 | 0 | 0 | Constrained, otherwise capacity available =138 kVA | --> | 0.19 | 0 | 0.026 | 0 | 0 | Constrained, otherwise capacity available =162 kW | --> | C17 ex KILDARE | Kildare [T41,T42] | NEWBRIDGE |  | 53.1646 | -6.9096
0144167 | MV/LV Substation CU***4167 |  | 10 kV | _ | LV | 400 kVA :Kiosk Substation | 0.4 | --> | 0.4 | 0 | 0 | Constrained, otherwise capacity available =227 kVA | --> | 0.38 | 0 | 0.022 | 0 | 0 | Constrained, otherwise capacity available =339 kW | --> | C18 ex KILDARE | Kildare [T41,T42] | NEWBRIDGE |  | 53.153 | -6.9078
154149Z | MV/LV Substation RE***149Z |  | 10 kV | _ | LV | 400 kVA :Building Structure | 0.4 | --> | 0.4 | 0 | 0 | Constrained, otherwise capacity available =257 kVA | --> | 0.38 | 0 | 0.016 | 0 | 0 | Constrained, otherwise capacity available =348 kW | --> | C18 ex BALLYCOOLIN | Ballycoolin [T41,T42,T43] | FINGLAS |  | 53.411 | -6.3573
237270X | MV/LV Substation WO***270X |  | 10 kV | _ | LV | 200 kVA :Kiosk Substation | 0.2 | --> | 0.2 | 0 | 0 | Constrained, otherwise capacity available =161 kVA | --> | 0.19 | 0 | 0.021 | 0 | 0 | Constrained, otherwise capacity available =169 kW | --> | C18 ex DUNLEER | Dunleer [T41,T42] | DRYBRIDGE |  | 53.8265 | -6.3967
251195X | MV/LV Substation KI***195X |  | 20 kV | _ | LV | 50 kVA :Pole Substation | 0.05 | --> | 0.05 | 0 | 0 | Constrained, otherwise capacity available =49 kVA | --> | 0.048 | 0 | 0 | 0 | 0 | Constrained, otherwise capacity available =47 kW | --> | E43 ex CLAREGALWAY | Claregalway [T42,T421] | GALWAY 110KV |  | 53.3493 | -8.9125
154497 | MV/LV Substation BL***497 |  | 10 kV | _ | LV | 200 kVA :Building Structure | 0.2 | --> | 0.2 | 0 | 0 | Constrained, otherwise capacity available =102 kVA | --> | 0.19 | 0 | 0.011 | 0 | 0 | Constrained, otherwise capacity available =168 kW | --> | C20 ex COOLMINE | Coolmine [T41,T42] | FINGLAS |  | 53.3973 | -6.4012
111882Z | MV/LV Substation AS***882Z |  | 20 kV | _ | LV | 100 kVA :Pole Substation | 0.1 | --> | 0.1 | 0 | 0 | Constrained, otherwise capacity available =92 kVA | --> | 0.095 | 0 | 0 | 0 | 0 | Constrained, otherwise capacity available =94 kW | --> | C12 ex BANTRY | Bantry [T41,T42] | BALLYLICKY |  | 51.5802 | -9.7075
064459Y | MV/LV Substation LA***459Y |  | 10 kV | _ | LV | 50 kVA :Pole Substation | 0.05 | --> | 0.05 | 0 | 0 | Constrained, otherwise capacity available =48 kVA | --> | 0.048 | 0 | 0.016 | 0 | 0 | Constrained, otherwise capacity available =35 kW | --> | E11 ex SLANE | Slane [T421] | DRYBRIDGE |  | 53.7728 | -6.4913
068947 | MV/LV Substation CI***947 |  | 10 kV | _ | LV | 630 kVA :Kiosk Substation | 0.63 | --> | 0.63 | 0.351 | 20.78 |  | --> | 0.598 | 0 | 0.01 | 0.5 | 0 |  | --> | C26 ex HEUSTON SQUARE | Heuston Square [T101,T102] | INCHICORE 220KV |  | 53.3449 | -6.2765
033756 | MV/LV Substation SH***756 |  | 10 kV | _ | LV | 50 kVA :Pole Substation | 0.05 | --> | 0.05 | 0 | 0 | Constrained, otherwise capacity available =30 kVA | --> | 0.048 | 0 | 0 | 0 | 0 | Constrained, otherwise capacity available =45 kW | --> | C18 ex BALLYHALE | Ballyhale [T42,T421] | KILKENNY |  | 52.4979 | -7.2752
0094274 | MV/LV Substation MI***4274 |  | 10 kV | _ | LV | 50 kVA :Pole Substation | 0.05 | --> | 0.05 | 0 | 0 | Constrained, otherwise capacity available =50 kVA | --> | 0.048 | 0 | 0 | 0 | 0 | Constrained, otherwise capacity available =48 kW | --> | C15 ex GRANAGH | Granagh [T41,T42] | WATERFORD |  | 52.3048 | -7.1484
082800X | MV/LV Substation SK***800X |  | 20 kV | _ | LV | 50 kVA :Pole Substation | 0.05 | --> | 0.05 | 0 | 0 | Constrained, otherwise capacity available =31 kVA | --> | 0.048 | 0 | 0 | 0 | 0 | Constrained, otherwise capacity available =45 kW | --> | E11 ex ACADEMY STREET | Academy Street [T421,T422,T44] | NAVAN |  | 53.5769 | -6.5516
093311 | MV/LV Substation AV***311 |  | 10 kV | _ | LV | 200 kVA :Kiosk Substation | 0.2 | --> | 0.2 | 0 | 0 | Constrained, otherwise capacity available =167 kVA | --> | 0.19 | 0 | 0 | 0.185 | 0 |  | --> | C22 ex UNIDARE | Unidare [T41,T42] | FINGLAS |  | 53.3925 | -6.32
0464023 | MV/LV Substation CA***4023 |  | 10 kV | _ | LV | 100 kVA :Pole Substation | 0.1 | --> | 0.1 | 0.086 | 4.13 |  | --> | 0.095 | 0 | 0 | 0.093 | 0 |  | --> | C14 ex AGHAGAD | Aghagad [T41,T42] | SLIGO |  | 54.3415 | -8.499
026292Z | MV/LV Substation BA***292Z |  | 10 kV | _ | LV | 100 kVA :Pole Substation | 0.1 | --> | 0.1 | 0 | 0 | Constrained, otherwise capacity available =98 kVA | --> | 0.095 | 0 | 0 | 0 | 0 | Constrained, otherwise capacity available =95 kW | --> | C17 ex KINSALE | Kinsale [T41,T42] | BANDON |  | 51.7323 | -8.5561
044005 | MV/LV Substation MA***005 |  | 20 kV | _ | LV | 630 kVA :Kiosk Substation | 0.63 | --> | 0.63 | 0.429 | 0.43 | Constrained, otherwise capacity available =545 kVA | --> | 0.598 | 0 | 0.004 | 0 | 0 | Constrained, otherwise capacity available =584 kW | --> | C21 ex SWINFORD | Swinford [T41,T42] | CASTLEBAR |  | 53.9805 | -9.1157
184965 | MV/LV Substation HU***965 |  | 10 kV | _ | LV | 200 kVA :Pole Substation | 0.2 | --> | 0.2 | 0.193 | 3.38 |  | --> | 0.19 | 0 | 0.025 | 0 | 0 | Constrained, otherwise capacity available =171 kW | --> | C21 ex CASTLEBLAYNEY | Castleblayney [T41,T42] | DUNDALK |  | 54.1281 | -6.7531
118170Y | MV/LV Substation BA***170Y |  | 10 kV | _ | LV | 400 kVA :Kiosk Substation | 0.4 | --> | 0.4 | 0.359 | 2 |  | --> | 0.38 | 0 | 0.005 | 0 | 0 | Constrained, otherwise capacity available =371 kW | --> | C17 ex BALLINASLOE | Ballinasloe [T41,T42] | SOMERSET |  | 53.3299 | -8.2356
029482X | MV/LV Substation KI***482X |  | 20 kV | _ | LV | 50 kVA :Pole Substation | 0.05 | --> | 0.05 | 0 | 0 | Constrained, otherwise capacity available =49 kVA | --> | 0.048 | 0 | 0 | 0 | 0 | Constrained, otherwise capacity available =47 kW | --> | C13 ex CLOYNE | Cloyne [T41] | MIDLETON |  | 51.8535 | -8.0732
058363Y | MV/LV Substation ST***363Y |  | 10 kV | _ | LV | 50 kVA :Pole Substation | 0.05 | --> | 0.05 | 0.049 | 3 |  | --> | 0.048 | 0 | 0 | 0 | 0 | Constrained, otherwise capacity available =47 kW | --> | C21 ex NENAGH | Nenagh [T41,T42] | NENAGH |  | 52.8776 | -8.2904
151049 | MV/LV Substation BA***049 |  | 10 kV | _ | LV | 50 kVA :Pole Substation | 0.05 | --> | 0.05 | 0 | 0 | Constrained, otherwise capacity available =36 kVA | --> | 0.048 | 0 | 0.005 | 0.042 | 0 |  | --> | C12 ex BRUFF | Bruff [T42,T421] | LIMERICK |  | 52.524 | -8.4471
250797 | MV/LV Substation CA***797 |  | 20 kV | _ | LV | 200 kVA :Kiosk Substation | 0.2 | --> | 0.2 | 0.105 | 1.26 |  | --> | 0.19 | 0 | 0.003 | 0 | 0 | Constrained, otherwise capacity available =174 kW | --> | E16 ex BALLYCROSSAUN | Ballycrossaun [T421,T422] | SOMERSET |  | 53.0896 | -8.2208
007972 | MV/LV Substation WE***972 |  | 10 kV | _ | LV | 100 kVA :Pole Substation | 0.1 | --> | 0.1 | 0 | 0 | Constrained, otherwise capacity available =67 kVA | --> | 0.095 | 0 | 0.011 | 0 | 0 | Constrained, otherwise capacity available =82 kW | --> | C11 ex MULGANNON | Mulgannon [T41,T42] | WEXFORD |  | 52.3268 | -6.4657
139613Y | MV/LV Substation CR***613Y |  | 10 kV | _ | LV | 50 kVA :Pole Substation | 0.05 | --> | 0.05 | 0.047 | 4 |  | --> | 0.048 | 0 | 0 | 0 | 0 | Constrained, otherwise capacity available =47 kW | --> | C19 ex BALLYJAMESDUFF | Ballyjamesduff [T41,T42] | SHANKILL |  | 53.8275 | -7.2926
0554120 | MV/LV Substation BA***4120 |  | 10 kV | _ | LV | 50 kVA :Pole Substation | 0.05 | --> | 0.05 | 0 | 0 | Constrained, otherwise capacity available =50 kVA | --> | 0.048 | 0 | 0 | 0 | 0 | Constrained, otherwise capacity available =48 kW | --> | C16 ex RATHDOWNEY | Rathdowney [T42] | IKERRIN |  | 52.8549 | -7.5418
034076Y | MV/LV Substation FO***076Y |  | 20 kV | _ | LV | 50 kVA :Pole Substation | 0.05 | --> | 0.05 | 0.03 | 0.57 |  | --> | 0.048 | 0 | 0.003 | 0 | 0 | Constrained, otherwise capacity available =42 kW | --> | E19 ex LAWLESSTOWN | Lawlesstown [T42,T421] | DOON |  | 52.5369 | -7.7694
207165Y | MV/LV Substation DE***165Y |  | 10 kV | _ | LV | 50 kVA :Pole Substation | 0.05 | --> | 0.05 | 0.048 | 3.38 |  | --> | 0.048 | 0 | 0 | 0 | 0 | Constrained, otherwise capacity available =47 kW | --> | C17 ex GLENGOOLE | Glengoole [T41] | THURLES |  | 52.6303 | -7.6942
235151 | MV/LV Substation KN***151 |  | 20 kV | _ | LV | 50 kVA :Pole Substation | 0.05 | --> | 0.05 | 0 | 0 | Constrained, otherwise capacity available =49 kVA | --> | 0.048 | 0 | 0 | 0 | 0 | Constrained, otherwise capacity available =47 kW | --> | E18 ex BEALNABLATH | Bealnablath [T421] | BANDON |  | 51.8639 | -8.7794
067185Z | MV/LV Substation EN***185Z |  | 10 kV | _ | LV | 630 kVA :Building Structure | 0.63 | --> | 0.63 | 0 | 0 | Constrained, otherwise capacity available =531 kVA | --> | 0.598 | 0 | 0 | 0 | 0 | Constrained, otherwise capacity available =585 kW | --> | C12 ex CAHERDAVIN | Caherdavin [T41,T42] | ARDNACRUSHA |  | 52.668 | -8.6605
365747X | MV/LV Substation BR***747X |  | 10 kV | _ | LV | 400 kVA :Kiosk Substation | 0.4 | --> | 0.4 | 0 | 0 | Constrained, otherwise capacity available =281 kVA | --> | 0.38 | 0 | 0 | 0.363 | 0 |  | --> | C12 ex FORTUNESTOWN | Fortunestown [T101,T102] | INCHICORE 220KV |  | 53.2888 | -6.4082
366406 | MV/LV Substation CR***406 |  | 10 kV | _ | LV | 200 kVA :Pole Substation | 0.2 | --> | 0.2 | 0.164 | 1.47 |  | --> | 0.19 | 0 | 0.049 | 0.149 | 0 |  | --> | C16 ex SCREEB | Screeb [T41] | SCREEB |  | 53.4581 | -9.5386
017681Y | MV/LV Substation GU***681Y |  | 20 kV | _ | LV | 50 kVA :Pole Substation | 0.05 | --> | 0.05 | 0.047 | 1.98 |  | --> | 0.048 | 0 | 0 | 0 | 0 | Constrained, otherwise capacity available =47 kW | --> | E12 ex RATHKEALE | Rathkeale [T421,T422] | RATHKEALE |  | 52.4435 | -8.9302
004034 | MV/LV Substation SO***034 |  | 10 kV | _ | LV | 400 kVA :Kiosk Substation | 0.4 | --> | 0.4 | 0.148 | 18.08 |  | --> | 0.38 | 0 | 0.034 | 0.319 | 0 |  | --> | C19 ex ARKLOW | Arklow [T101,T102] | ARKLOW |  | 52.7951 | -6.1509
082967X | MV/LV Substation ON***967X |  | 10 kV | _ | LV | 50 kVA :Pole Substation | 0.05 | --> | 0.05 | 0.041 | 2.01 |  | --> | 0.048 | 0 | 0.005 | 0 | 0 | Constrained, otherwise capacity available =43 kW | --> | C18 ex ABBEYLAND | Abbeyland [T41,T42] | NAVAN |  | 53.6385 | -6.7662
008606 | MV/LV Substation BA***606 |  | 20 kV | _ | LV | 400 kVA :Kiosk Substation | 0.4 | --> | 0.4 | 0 | 0 | Constrained, otherwise capacity available =245 kVA | --> | 0.38 | 0 | 0.026 | 0 | 0 | Constrained, otherwise capacity available =339 kW | --> | E17 ex KNOCKMULLEN | Knockmullen [T42,T421] | GREAT ISLAND |  | 52.369 | -6.8389
350158X | MV/LV Substation BO***158X |  | 10 kV | _ | LV | 50 kVA :Pole Substation | 0.05 | --> | 0.05 | 0.05 | 1.57 |  | --> | 0.048 | 0 | 0 | 0 | 0 | Constrained, otherwise capacity available =48 kW | --> | C15 ex BUNDORAN | Bundoran [T41,T42] | CATHALEENS FALL |  | 54.4743 | -8.3018
021908X | MV/LV Substation MO***908X |  | 20 kV | _ | LV | 100 kVA :Pole Substation | 0.1 | --> | 0.1 | 0 | 0 | Constrained, otherwise capacity available =39 kVA | --> | 0.095 | 0 | 0.031 | 0 | 0 | Constrained, otherwise capacity available =63 kW | --> | E18 ex CURRALEIGH | Curraleigh [T421,T422] | KILBARRY |  | 51.9238 | -8.6093
054722Y | MV/LV Substation SH***722Y |  | 20 kV | _ | LV | 50 kVA :Pole Substation | 0.05 | --> | 0.05 | 0 | 0 | Constrained, otherwise capacity available =50 kVA | --> | 0.048 | 0 | 0 | 0 | 0 | Constrained, otherwise capacity available =48 kW | --> | C15 ex MOUNTRATH | Mountrath [T41,T42] | PORTLAOISE |  | 52.926 | -7.4214
004509X | MV/LV Substation CH***509X |  | 10 kV | _ | LV | 400 kVA :Kiosk Substation | 0.4 | --> | 0.4 | 0.395 | 18.08 |  | --> | 0.38 | 0 | 0 | 0.379 | 0 |  | --> | C20 ex ARKLOW | Arklow [T101,T102] | ARKLOW |  | 52.8125 | -6.153
067102Y | MV/LV Substation KI***102Y |  | 10 kV | _ | LV | 630 kVA :Kiosk Substation | 0.63 | --> | 0.63 | 0 | 0 | Constrained, otherwise capacity available =472 kVA | --> | 0.598 | 0 | 0 | 0 | 0 | Constrained, otherwise capacity available =576 kW | --> | C21 ex CASTLETROY | Castletroy [T41,T42] | ARDNACRUSHA |  | 52.6688 | -8.5546
062476Y | MV/LV Substation TH***476Y |  | 10 kV | _ | LV | 400 kVA :Kiosk Substation | 0.4 | --> | 0.4 | 0.324 | 3.12 |  | --> | 0.38 | 0 | 0.02 | 0 | 0 | Constrained, otherwise capacity available =355 kW | --> | C20 ex MARSHES | Marshes [T41,T42] | DUNDALK |  | 53.9813 | -6.3728
068101 | MV/LV Substation DI***101 |  | 10 kV | _ | LV | 1000 kVA :Building Structure | 1 | --> | 1 | 0 | 1.37 |  | --> | 0.95 | 0 | 0 | 0.5 | 0 |  | --> | C13 ex SOUTH KING STREET | South King Street [T41,T42] | FRANCIS STREET |  | 53.3408 | -6.2643
0524391 | MV/LV Substation KN***4391 |  | 20 kV | _ | LV | 50 kVA :Pole Substation | 0.05 | --> | 0.05 | 0.05 | 2.22 |  | --> | 0.048 | 0 | 0 | 0.048 | 0 |  | --> | E13 ex CLARA | Clara [T421,T422] | THORNSBERRY |  | 53.4114 | -7.5429
150621 | MV/LV Substation DO***621 |  | 20 kV | _ | LV | 200 kVA :Kiosk Substation | 0.2 | --> | 0.2 | 0.148 | 3.96 |  | --> | 0.19 | 0 | 0.005 | 0 | 0 | Constrained, otherwise capacity available =179 kW | --> | E20 ex STRANORLAR | Stranorlar [T421,T422] | LETTERKENNY |  | 54.7972 | -7.7923
009813Y | MV/LV Substation KI***813Y |  | 10 kV | _ | LV | 400 kVA :Kiosk Substation | 0.4 | --> | 0.4 | 0 | 0 | Constrained, otherwise capacity available =292 kVA | --> | 0.38 | 0 | 0.077 | 0 | 0 | Constrained, otherwise capacity available =308 kW | --> | C12 ex GRANGE (SR) | Grange (sr) [T41,T42] | BUTLERSTOWN |  | 52.2341 | -7.1091
032427 | MV/LV Substation TR***427 |  | 10 kV | _ | LV | 100 kVA :Pole Substation | 0.1 | --> | 0.1 | 0 | 0 | Constrained, otherwise capacity available =75 kVA | --> | 0.095 | 0 | 0.031 | 0 | 0 | Constrained, otherwise capacity available =68 kW | --> | C18 ex TRAMORE | Tramore [T41,T42] | BUTLERSTOWN |  | 52.2322 | -7.2017
160634Y | MV/LV Substation GR***634Y |  | 10 kV | _ | LV | 200 kVA :Kiosk Substation | 0.2 | --> | 0.2 | 0 | 0 | Constrained, otherwise capacity available =160 kVA | --> | 0.19 | 0 | 0.024 | 0 | 0 | Constrained, otherwise capacity available =167 kW | --> | C15 ex MOUNTMELLICK | Mountmellick [T41,T42] | PORTLAOISE |  | 53.1134 | -7.3244
127591X | MV/LV Substation BA***591X |  | 20 kV | _ | LV | 50 kVA :Pole Substation | 0.05 | --> | 0.05 | 0.043 | 5.89 |  | --> | 0.048 | 0 | 0 | 0 | 0 | Constrained, otherwise capacity available =46 kW | --> | C14 ex CASHEL | Cashel [T41,T42] | CAHIR |  | 52.554 | -7.7925
017356 | MV/LV Substation TO***356 |  | 10 kV | _ | LV | 100 kVA :Pole Substation | 0.1 | --> | 0.1 | 0.097 | 1.58 |  | --> | 0.095 | 0 | 0 | 0 | 0 | Constrained, otherwise capacity available =95 kW | --> | C18 ex FOYNES | Foynes [T41,T42] | RATHKEALE |  | 52.6046 | -9.0142
007290 | MV/LV Substation FI***290 |  | 20 kV | _ | LV | 200 kVA :Kiosk Substation | 0.2 | --> | 0.2 | 0.042 | 1.4 |  | --> | 0.19 | 0 | 0 | 0 | 0 | Constrained, otherwise capacity available =167 kW | --> | E11 ex KILLINICK | Killinick [T421,T422] | WEXFORD |  | 52.1734 | -6.591
067105Z | MV/LV Substation CE***105Z |  | 20 kV | _ | LV | 400 kVA :Kiosk Substation | 0.4 | --> | 0.4 | 0.282 | 13.8 |  | --> | 0.38 | 0 | 0.029 | 0.342 | 0 |  | --> | C14 ex SINGLAND | Singland [T101,T102] | SINGLAND |  | 52.5968 | -8.4762
049080Y | MV/LV Substation GE***080Y |  | 10 kV | _ | LV | 200 kVA :Pole Substation | 0.2 | --> | 0.2 | 0.185 | 1.31 |  | --> | 0.19 | 0 | 0 | 0 | 0 | Constrained, otherwise capacity available =188 kW | --> | C17 ex ROOSKY | Roosky [T41] | RICHMOND |  | 53.8326 | -7.9164
014276Z | MV/LV Substation MC***276Z |  | 10 kV | _ | LV | 200 kVA :Pole Substation | 0.2 | --> | 0.2 | 0 | 0 | Constrained, otherwise capacity available =200 kVA | --> | 0.19 | 0 | 0 | 0 | 0 | Constrained, otherwise capacity available =190 kW | --> | C17 ex KILDARE | Kildare [T41,T42] | NEWBRIDGE |  | 53.1569 | -6.9
018353Z | MV/LV Substation KC***353Z |  | 10 kV | _ | LV | 50 kVA :Pole Substation | 0.05 | --> | 0.05 | 0.05 | 3.75 |  | --> | 0.048 | 0 | 0 | 0 | 0 | Constrained, otherwise capacity available =48 kW | --> | C19 ex SMEARLA | Smearla [T41,T42] | TRIEN |  | 52.4254 | -9.4279
250927 | MV/LV Substation SE***927 |  | 20 kV | _ | LV | 200 kVA :Kiosk Substation | 0.2 | --> | 0.2 | 0.149 | 1.26 |  | --> | 0.19 | 0 | 0 | 0 | 0 | Constrained, otherwise capacity available =183 kW | --> | E16 ex BALLYCROSSAUN | Ballycrossaun [T421,T422] | SOMERSET |  | 53.087 | -8.2297
305432 | MV/LV Substation BA***432 |  | 10 kV | _ | LV | 50 kVA :Pole Substation | 0.05 | --> | 0.05 | 0 | 0.3 |  | --> | 0.048 | 0 | 0.005 | 0 | 0 | Constrained, otherwise capacity available =36 kW | --> | C15 ex BANAGHER | Banagher [T41,T42] | DALLOW |  | 53.1925 | -7.982
433939 | MV/LV Substation CA***939 |  | 10 kV | _ | LV | 200 kVA :Pole Substation | 0.2 | --> | 0.2 | 0.174 | 1.04 |  | --> | 0.19 | 0 | 0 | 0 | 0 | Constrained, otherwise capacity available =186 kW | --> | C12 ex BOYLE | Boyle [T41,T42] | CARRICK ON SHANNON |  | 53.8687 | -8.4104
002666 | MV/LV Substation SR***666 |  | 10 kV | _ | LV | 50 kVA :Pole Substation | 0.05 | --> | 0.05 | 0 | 0 | Constrained, otherwise capacity available =41 kVA | --> | 0.048 | 0 | 0 | 0.046 | 0 |  | --> | C14 ex GREYSTONES | Greystones [T41,T42] | FASSAROE |  | 53.0919 | -6.2098
014026 | MV/LV Substation MI***026 |  | 10 kV | _ | LV | 200 kVA :Pole Substation | 0.2 | --> | 0.2 | 0 | 0 | Constrained, otherwise capacity available =200 kVA | --> | 0.19 | 0 | 0 | 0 | 0 | Constrained, otherwise capacity available =190 kW | --> | C17 ex KILDARE | Kildare [T41,T42] | NEWBRIDGE |  | 53.1568 | -6.9003
078082 | MV/LV Substation ST***082 |  | 10 kV | _ | LV | 50 kVA :Pole Substation | 0.05 | --> | 0.05 | 0 | 0 | Constrained, otherwise capacity available =35 kVA | --> | 0.048 | 0 | 0.006 | 0 | 0 | Constrained, otherwise capacity available =41 kW | --> | C11 ex CHARLESTOWN | Charlestown [T41] | TONROE |  | 53.9551 | -8.8224
059575Y | MV/LV Substation DR***575Y |  | 10 kV | _ | LV | 200 kVA :Kiosk Substation | 0.2 | --> | 0.2 | 0 | 0 | Constrained, otherwise capacity available =200 kVA | --> | 0.19 | 0 | 0 | 0 | 0 | Constrained, otherwise capacity available =190 kW | --> | C22 ex CAVAN | Cavan [T42,T421] | SHANKILL |  | 54.0007 | -7.3495
252482 | MV/LV Substation OF***482 |  | 10 kV | _ | LV | 400 kVA :Kiosk Substation | 0.4 | --> | 0.4 | 0.272 | 1.32 |  | --> | 0.38 | 0 | 0 | 0.363 | 0 |  | --> | C27 ex CLIFDEN | Clifden [T41,T42] | SCREEB |  | 53.4878 | -10.013
064708Y | MV/LV Substation UN***708Y |  | 10 kV | _ | LV | 100 kVA :Pole Substation | 0.1 | --> | 0.1 | 0 | 0 | Constrained, otherwise capacity available =100 kVA | --> | 0.095 | 0 | 0 | 0 | 0 | Constrained, otherwise capacity available =95 kW | --> | C14 ex DRYBRIDGE | Drybridge [T41,T42] | DRYBRIDGE |  | 53.7361 | -6.403
012500 | MV/LV Substation RA***500 |  | 10 kV | _ | LV | 100 kVA :Pole Substation | 0.1 | --> | 0.1 | 0 | 0 | Constrained, otherwise capacity available =98 kVA | --> | 0.095 | 0 | 0 | 0 | 0 | Constrained, otherwise capacity available =95 kW | --> | C20 ex POLLERTON | Pollerton [T41,T42] | CARLOW |  | 52.8043 | -6.8794
066346Z | MV/LV Substation KI***346Z |  | 10 kV | _ | LV | 400 kVA :Kiosk Substation | 0.4 | --> | 0.4 | 0 | 0 | Constrained, otherwise capacity available =309 kVA | --> | 0.38 | 0 | 0.005 | 0.364 | 0 |  | --> | C18 ex GRANGE (DR) | Grange (dr) [T41,T42] | GRANGE (DR) |  | 53.3914 | -6.1671
004181Y | MV/LV Substation RA***181Y |  | 10 kV | _ | LV | 50 kVA :Pole Substation | 0.05 | --> | 0.05 | 0.015 | 0.45 |  | --> | 0.048 | 0 | 0.011 | 0 | 0 | Constrained, otherwise capacity available =34 kW | --> | C15 ex KILMAGIG | Kilmagig [T42] | ARKLOW |  | 52.8557 | -6.3336
125697 | MV/LV Substation T ***697 |  | 20 kV | _ | LV | 50 kVA :Pole Substation | 0.05 | --> | 0.05 | 0 | 0 | Constrained, otherwise capacity available =4 kVA | --> | 0.048 | 0 | 0 | 0 | 0 | Constrained, otherwise capacity available =41 kW | --> | C15 ex CLOONLOUGH | Cloonlough [T41,T42] | BARRYMORE |  | 52.246 | -8.4237
082096 | MV/LV Substation ST***096 |  | 10 kV | _ | LV | 630 kVA :Kiosk Substation | 0.63 | --> | 0.63 | 0 | 0 | Constrained, otherwise capacity available =386 kVA | --> | 0.598 | 0 | 0 | 0 | 0 | Constrained, otherwise capacity available =564 kW | --> | C26 ex ACADEMY STREET | Academy Street [T421,T422,T44] | NAVAN |  | 53.6543 | -6.6842
288133X | MV/LV Substation RA***133X |  | 10 kV | _ | LV | 200 kVA :Pole Substation | 0.2 | --> | 0.2 | 0 | 0 | Constrained, otherwise capacity available =149 kVA | --> | 0.19 | 0 | 0 | 0.183 | 0 |  | --> | C17 ex CARRICKMINES | Carrickmines [T41,T42] | CARRICKMINES |  | 53.26 | -6.1883
0684126 | MV/LV Substation HA***4126 |  | 10 kV | _ | LV | 1000 kVA :Building Structure | 1 | --> | 1 | 0.5 | 7.2 |  | --> | 0.95 | 0 | 0.03 | 0.5 | 0 |  | --> | C25 ex TRINITY | Trinity [T101,T102] | POOLBEG |  | 53.3455 | -6.2462
082677Y | MV/LV Substation AT***677Y |  | 10 kV | _ | LV | 400 kVA :Kiosk Substation | 0.4 | --> | 0.4 | 0 | 0 | Constrained, otherwise capacity available =272 kVA | --> | 0.38 | 0 | 0.066 | 0 | 0 | Constrained, otherwise capacity available =313 kW | --> | C30 ex ACADEMY STREET | Academy Street [T421,T422,T44] | NAVAN |  | 53.6492 | -6.6703
008552Y | MV/LV Substation CU***552Y |  | 10 kV | _ | LV | 50 kVA :Pole Substation | 0.05 | --> | 0.05 | 0 | 0 | Constrained, otherwise capacity available =36 kVA | --> | 0.048 | 0 | 0 | 0 | 0 | Constrained, otherwise capacity available =46 kW | --> | E11 ex KNOCKMULLEN | Knockmullen [T42,T421] | GREAT ISLAND |  | 52.4575 | -6.8773
030735 | MV/LV Substation KI***735 |  | 20 kV | _ | LV | 50 kVA :Pole Substation | 0.05 | --> | 0.05 | 0 | 0 | Constrained, otherwise capacity available =43 kVA | --> | 0.048 | 0 | 0 | 0 | 0 | Constrained, otherwise capacity available =46 kW | --> | C13 ex CLOYNE | Cloyne [T41] | MIDLETON |  | 51.884 | -7.983
039545X | MV/LV Substation LI***545X |  | 10 kV | _ | LV | 630 kVA :Kiosk Substation | 0.63 | --> | 0.63 | 0 | 0 | Constrained, otherwise capacity available =481 kVA | --> | 0.598 | 0 | 0.005 | 0.5 | 0 |  | --> | C24 ex GALWAY 110KV | Galway 110kv [T102,T103] | GALWAY 110KV |  | 53.2747 | -9.0002
281333X | MV/LV Substation OV***333X |  | 20 kV | _ | LV | 50 kVA :Pole Substation | 0.05 | --> | 0.05 | 0.034 | 17.47 |  | --> | 0.048 | 0 | 0.004 | 0.042 | 0 |  | --> | E12 ex COOLROE | Coolroe [T121,T122] | COOLROE |  | 51.8767 | -8.665
058923X | MV/LV Substation SF***923X |  | 20 kV | _ | LV | 400 kVA :Kiosk Substation | 0.4 | --> | 0.4 | 0 | 0 | Constrained, otherwise capacity available =385 kVA | --> | 0.38 | 0 | 0.004 | 0 | 0 | Constrained, otherwise capacity available =375 kW | --> | C17 ex KYLEERAGH | Kyleeragh [T41,T42] | NENAGH |  | 52.9991 | -8.1298
011873 | MV/LV Substation BR***873 |  | 10 kV | _ | LV | 30 kVA :Pole Substation | 0.03 | --> | 0.03 | 0.021 | 0.04 |  | --> | 0.028 | 0 | 0 | 0 | 0 | Constrained, otherwise capacity available =27 kW | --> | C19 ex CALLAN | Callan [T41,T42] | KILKENNY |  | 52.5529 | -7.3988
066453 | MV/LV Substation RA***453 |  | 20 kV | _ | LV | 630 kVA :Building Structure | 0.63 | --> | 0.63 | 0 | 0 | Constrained, otherwise capacity available =392 kVA | --> | 0.598 | 0 | 0.009 | 0 | 0 | Constrained, otherwise capacity available =558 kW | --> | E18 ex BALTRASNA | Baltrasna [T121,T122] | BALTRASNA |  | 53.5074 | -6.4589
068283 | MV/LV Substation PA***283 |  | 10 kV | _ | LV | 1000 kVA :Building Structure | 1 | --> | 1 | 0.5 | 2.6 |  | --> | 0.95 | 0 | 0.04 | 0.5 | 0 |  | --> | C28 ex WOLFE TONE STREET | Wolfe Tone Street [T101,T102] | FINGLAS |  | 53.3457 | -6.2605
025688Y | MV/LV Substation GL***688Y |  | 10 kV | _ | LV | 400 kVA :Kiosk Substation | 0.4 | --> | 0.4 | 0 | 0 | Constrained, otherwise capacity available =343 kVA | --> | 0.38 | 0 | 0 | 0 | 0 | Constrained, otherwise capacity available =372 kW | --> | C12 ex KILMALLOCK | Kilmallock [T41,T42] | CHARLEVILLE |  | 52.3954 | -8.5767
068182 | MV/LV Substation IA***182 |  | 10 kV | _ | LV | 630 kVA :Building Structure | 0.63 | --> | 0.63 | 0.5 | 14.34 |  | --> | 0.598 | 0 | 0 | 0.5 | 0 |  | --> | C11 ex NORTH QUAYS | North Quays [T101,T102,T103] | POOLBEG |  | 53.3503 | -6.2061
0034162 | MV/LV Substation WO***4162 |  | 10 kV | _ | LV | 50 kVA :Pole Substation | 0.05 | --> | 0.05 | 0 | 0 | Constrained, otherwise capacity available =46 kVA | --> | 0.048 | 0 | 0.004 | 0 | 0 | Constrained, otherwise capacity available =44 kW | --> | C16 ex RATHDRUM | Rathdrum [T42] | ARKLOW |  | 53.0091 | -6.3087
0694150 | MV/LV Substation SA***4150 |  | 10 kV | _ | LV | 1000 kVA :Building Structure | 1 | --> | 1 | 0.05 | 17.78 |  | --> | 0.95 | 0 | 0 | 0.5 | 0 |  | --> | C30 ex RINGSEND | Ringsend [T101,T102] | POOLBEG |  | 53.3392 | -6.2163
068845 | MV/LV Substation FI***845 |  | 10 kV | _ | LV | 630 kVA :Kiosk Substation | 0.63 | --> | 0.63 | 0.388 | 0.98 |  | --> | 0.598 | 0 | 0 | 0.5 | 0 |  | --> | C22 ex LEESON STREET | Leeson Street [T41,T42] | MILLTOWN (DR) |  | 53.3325 | -6.2524
120972X | MV/LV Substation HE***972X |  | 20 kV | _ | LV | 100 kVA :Pole Substation | 0.1 | --> | 0.1 | 0 | 0 | Constrained, otherwise capacity available =60 kVA | --> | 0.095 | 0 | 0 | 0 | 0 | Constrained, otherwise capacity available =89 kW | --> | E11 ex EDENDERRY | Edenderry [T421,T422] | BLAKE |  | 53.3364 | -7.0643
2074066 | MV/LV Substation FO***4066 |  | 10 kV | _ | LV | 50 kVA :Pole Substation | 0.05 | --> | 0.05 | 0.05 | 3.38 |  | --> | 0.048 | 0 | 0 | 0 | 0 | Constrained, otherwise capacity available =48 kW | --> | C15 ex GLENGOOLE | Glengoole [T41] | THURLES |  | 52.7508 | -7.5719
093236X | MV/LV Substation C.***236X |  | 10 kV | _ | LV | 200 kVA :Building Structure | 0.2 | --> | 0.2 | 0 | 0 | Constrained, otherwise capacity available =55 kVA | --> | 0.19 | 0 | 0 | 0.169 | 0 |  | --> | C11 ex SUTTON | Sutton [T41,T42] | GRANGE (DR) |  | 53.389 | -6.0744
017522 | MV/LV Substation CR***522 |  | 20 kV | _ | LV | 50 kVA :Pole Substation | 0.05 | --> | 0.05 | 0.023 | 1.98 |  | --> | 0.048 | 0 | 0 | 0 | 0 | Constrained, otherwise capacity available =44 kW | --> | E14 ex RATHKEALE | Rathkeale [T421,T422] | RATHKEALE |  | 52.5283 | -8.7253
022728 | MV/LV Substation PI***728 |  | 10 kV | _ | LV | 630 kVA :Building Structure | 0.63 | --> | 0.63 | 0 | 0 | Constrained, otherwise capacity available =596 kVA | --> | 0.598 | 0 | 0 | 0 | 0 | Constrained, otherwise capacity available =594 kW | --> | C15 ex SCARTEEN | Scarteen [T41,T42] | MALLOW |  | 52.1171 | -8.6595
068767 | MV/LV Substation CA***767 |  | 10 kV | _ | LV | 400 kVA :Kiosk Substation | 0.4 | --> | 0.4 | 0.313 | 6.65 |  | --> | 0.38 | 0 | 0 | 0.368 | 0 |  | --> | C20 ex EAST WALL ROAD | East Wall Road [T41,T42] | MCDERMOTT |  | 53.3513 | -6.1991
4174083 | MV/LV Substation BA***4083 |  | 20 kV | _ | LV | 200 kVA :Pole Substation | 0.2 | --> | 0.2 | 0.2 | 8.5 |  | --> | 0.19 | 0 | 0 | 0 | 0 | Constrained, otherwise capacity available =190 kW | --> | E14 ex ARIGNA | Arigna [T121] | ARIGNA |  | 54.0743 | -8.2028
1804253 | MV/LV Substation O ***4253 |  | 10 kV | _ | LV | 50 kVA :Pole Substation | 0.05 | --> | 0.05 | 0.05 | 1.4 |  | --> | 0.048 | 0 | 0 | 0 | 0 | Constrained, otherwise capacity available =48 kW | --> | C26 ex KELLS | Kells [T41,T42] | NAVAN |  | 53.7118 | -6.8213
066011Z | MV/LV Substation SU***011Z |  | 10 kV | _ | LV | 400 kVA :Kiosk Substation | 0.4 | --> | 0.4 | 0 | 0 | Constrained, otherwise capacity available =400 kVA | --> | 0.38 | 0 | 0 | 0.38 | 0 |  | --> | C11 ex SUTTON | Sutton [T41,T42] | GRANGE (DR) |  | 53.3891 | -6.1073
182921 | MV/LV Substation GO***921 |  | 10 kV | _ | LV | 100 kVA :Pole Substation | 0.1 | --> | 0.1 | 0 | 0 | Constrained, otherwise capacity available =62 kVA | --> | 0.095 | 0 | 0.003 | 0 | 0 | Constrained, otherwise capacity available =88 kW | --> | C15 ex TULLA | Tulla [T41,T42] | ENNIS |  | 52.8691 | -8.7604
049032 | MV/LV Substation MA***032 |  | 10 kV | _ | LV | 630 kVA :Building Structure | 0.63 | --> | 0.63 | 0.21 | 0.21 |  | --> | 0.598 | 0 | 0.032 | 0 | 0 | Constrained, otherwise capacity available =517 kW | --> | E14 ex LONGFORD | Longford [T421,T422] | RICHMOND |  | 53.7299 | -7.8021
055772 | MV/LV Substation MO***772 |  | 10 kV | _ | LV | 50 kVA :Pole Substation | 0.05 | --> | 0.05 | 0 | 0 | Constrained, otherwise capacity available =41 kVA | --> | 0.048 | 0 | 0 | 0 | 0 | Constrained, otherwise capacity available =46 kW | --> | C17 ex ROSCREA | Roscrea [T41,T42] | IKERRIN |  | 52.9515 | -7.7624
288146X | MV/LV Substation BE***146X |  | 10 kV | _ | LV | 1000 kVA :Kiosk Substation | 1 | --> | 1 | 0.5 | 1.16 |  | --> | 0.95 | 0 | 0 | 0.5 | 0 |  | --> | C17 ex BREWERY ROAD | Brewery Road [T41,T42] | CARRICKMINES |  | 53.2766 | -6.2187
015709Z | MV/LV Substation RA***709Z |  | 10 kV | _ | LV | 100 kVA :Pole Substation | 0.1 | --> | 0.1 | 0 | 0 | Constrained, otherwise capacity available =75 kVA | --> | 0.095 | 0 | 0.005 | 0 | 0 | Constrained, otherwise capacity available =88 kW | --> | C11 ex JOHNSTOWN | Johnstown [T41,T42] | KILTEEL |  | 53.2064 | -6.573
099001 | MV/LV Substation I ***001 |  | 10 kV | _ | LV | 200 kVA :Pole Substation | 0.2 | --> | 0.2 | 0.11 | 2.96 |  | --> | 0.19 | 0 | 0.071 | 0 | 0 | Constrained, otherwise capacity available =125 kW | --> | C15 ex BALLYRAINE | Ballyraine [T41,T42] | LETTERKENNY |  | 54.9525 | -7.7236
062042Z | MV/LV Substation BA***042Z |  | 20 kV | _ | LV | 50 kVA :Pole Substation | 0.05 | --> | 0.05 | 0.046 | 19.76 |  | --> | 0.048 | 0 | 0 | 0.047 | 0 |  | --> | E19 ex MULLAGHARLIN | Mullagharlin [T121,T122] | MULLAGHARLIN |  | 53.9675 | -6.4684
073055X | MV/LV Substation ST***055X |  | 20 kV | _ | LV | 200 kVA :Kiosk Substation | 0.2 | --> | 0.2 | 0 | 0 | Constrained, otherwise capacity available =171 kVA | --> | 0.19 | 0 | 0 | 0 | 0 | Constrained, otherwise capacity available =186 kW | --> | C16 ex MOATE | Moate [T41,T42] | ATHLONE |  | 53.49 | -7.6621
136745X | MV/LV Substation MC***745X |  | 20 kV | _ | LV | 100 kVA :Pole Substation | 0.1 | --> | 0.1 | 0 | 0 | Constrained, otherwise capacity available =85 kVA | --> | 0.095 | 0 | 0 | 0 | 0 | Constrained, otherwise capacity available =93 kW | --> | C20 ex ROSCOMMON | Roscommon [T41,T42] | LANESBORO |  | 53.6894 | -8.198
0744114 | MV/LV Substation KE***4114 |  | 20 kV | _ | LV | 100 kVA :Pole Substation | 0.1 | --> | 0.1 | 0.076 | 8.5 |  | --> | 0.095 | 0 | 0.004 | 0 | 0 | Constrained, otherwise capacity available =89 kW | --> | E14 ex ARIGNA | Arigna [T121] | ARIGNA |  | 54.0181 | -7.9487
108667 | MV/LV Substation RE***667 |  | 20 kV | _ | LV | 50 kVA :Pole Substation | 0.05 | --> | 0.05 | 0.037 | 1.57 |  | --> | 0.048 | 0 | 0 | 0 | 0 | Constrained, otherwise capacity available =46 kW | --> | C17 ex BALLYSHANNON | Ballyshannon [T41,T42] | CATHALEENS FALL |  | 54.5575 | -8.0963
0394322 | MV/LV Substation CO***4322 |  | 10 kV | _ | LV | 100 kVA :Pole Substation | 0.1 | --> | 0.1 | 0 | 0 | Constrained, otherwise capacity available =98 kVA | --> | 0.095 | 0 | 0 | 0 | 0 | Constrained, otherwise capacity available =95 kW | --> | C18 ex HEADFORD ROAD | Headford Road [T41,T42] | GALWAY 110KV |  | 53.29 | -9.0519
154374Z | MV/LV Substation IT***374Z |  | 10 kV | _ | LV | 400 kVA :Building Structure | 0.4 | --> | 0.4 | 0 | 0 | Constrained, otherwise capacity available =68 kVA | --> | 0.38 | 0 | 0.04 | 0 | 0 | Constrained, otherwise capacity available =302 kW | --> | C26 ex BALLYCOOLIN | Ballycoolin [T41,T42,T43] | FINGLAS |  | 53.4052 | -6.3766
033716Y | MV/LV Substation DE***716Y |  | 10 kV | _ | LV | 50 kVA :Pole Substation | 0.05 | --> | 0.05 | 0 | 0 | Constrained, otherwise capacity available =45 kVA | --> | 0.048 | 0 | 0.012 | 0 | 0 | Constrained, otherwise capacity available =38 kW | --> | C14 ex BALLYHALE | Ballyhale [T42,T421] | KILKENNY |  | 52.4637 | -7.1984
182063X | MV/LV Substation FE***063X |  | 10 kV | _ | LV | 100 kVA :Pole Substation | 0.1 | --> | 0.1 | 0 | 0 | Constrained, otherwise capacity available =81 kVA | --> | 0.095 | 0 | 0.005 | 0 | 0 | Constrained, otherwise capacity available =89 kW | --> | C15 ex TULLA | Tulla [T41,T42] | ENNIS |  | 52.9246 | -8.6494
049249Z | MV/LV Substation LO***249Z |  | 10 kV | _ | LV | 400 kVA :Building Structure | 0.4 | --> | 0.4 | 0.395 | 2.8 |  | --> | 0.38 | 0 | 0 | 0 | 0 | Constrained, otherwise capacity available =379 kW | --> | C16 ex GLEBE | Glebe [T41,T42] | RICHMOND |  | 53.7329 | -7.7915
365928 | MV/LV Substation AS***928 |  | 10 kV | _ | LV | 400 kVA :Kiosk Substation | 0.4 | --> | 0.4 | 0 | 0 | Constrained, otherwise capacity available =235 kVA | --> | 0.38 | 0 | 0.031 | 0.334 | 0 |  | --> | C17 ex TYMON | Tymon [T41,T42] | COOKSTOWN |  | 53.3084 | -6.3695
281072 | MV/LV Substation EL***072 |  | 10 kV | _ | LV | 1000 kVA :Building Structure | 1 | --> | 1 | 0.5 | 4.67 |  | --> | 0.95 | 0 | 0 | 0.5 | 0 |  | --> | C25 ex CENTRE PARK ROAD | Marina [T105,T106] | MARINA |  | 51.8986 | -8.4556
1274230 | MV/LV Substation AL***4230 |  | 10 kV | _ | LV | 400 kVA :Kiosk Substation | 0.4 | --> | 0.4 | 0.272 | 5.89 |  | --> | 0.38 | 0 | 0.011 | 0 | 0 | Constrained, otherwise capacity available =365 kW | --> | C20 ex CASHEL | Cashel [T41,T42] | CAHIR |  | 52.5149 | -7.8887
0814165 | MV/LV Substation OA***4165 |  | 10 kV | _ | LV | 400 kVA :Building Structure | 0.4 | --> | 0.4 | 0 | 0 | Constrained, otherwise capacity available =287 kVA | --> | 0.38 | 0 | 0 | 0.364 | 0 |  | --> | C34 ex CLONDALKIN | Clondalkin [T41,T42,T44] | INCHICORE 220KV |  | 53.3238 | -6.3686
109092 | MV/LV Substation PU***092 |  | 10 kV | _ | LV | 200 kVA :Pole Substation | 0.2 | --> | 0.2 | 0.161 | 0.38 |  | --> | 0.19 | 0 | 0 | 0.185 | 0 |  | --> | C20 ex RINEANNA | Rineanna [T41,T42] | DRUMLINE |  | 52.7142 | -8.8693
029716Y | MV/LV Substation AM***716Y |  | 10 kV | _ | LV | 200 kVA :Pole Substation | 0.2 | --> | 0.2 | 0 | 0 | Constrained, otherwise capacity available =200 kVA | --> | 0.19 | 0 | 0 | 0.19 | 0 |  | --> | C19 ex MIDLETON | Midleton [T101,T102] | MIDLETON |  | 51.9137 | -8.2263
281440 | MV/LV Substation U ***440 |  | 10 kV | _ | LV | 630 kVA :Building Structure | 0.63 | --> | 0.63 | 0.5 | 7.88 |  | --> | 0.598 | 0 | 0.003 | 0.5 | 0 |  | --> | C18 ex LIBERTY STREET | Liberty Street [T101,T102] | LIBERTY STREET |  | 51.8925 | -8.4934
266720 | MV/LV Substation FO***720 |  | 20 kV | _ | LV | 400 kVA :Building Structure | 0.4 | --> | 0.4 | 0 | 0 | Constrained, otherwise capacity available =395 kVA | --> | 0.38 | 0 | 0 | 0 | 0 | Constrained, otherwise capacity available =379 kW | --> | E18 ex CARNDONAGH | Carndonagh [T421,T422] | TRILLICK |  | 55.2538 | -7.2201
3654040 | MV/LV Substation JO***4040 |  | 10 kV | _ | LV | 50 kVA :Pole Substation | 0.05 | --> | 0.05 | 0 | 0 | Constrained, otherwise capacity available =50 kVA | --> | 0.048 | 0 | 0 | 0.048 | 0 |  | --> | C15 ex SAGGART | Saggart [T41,T42] | GRANGE CASTLE |  | 53.273 | -6.4141
099616X | MV/LV Substation LK***616X |  | 10 kV | _ | LV | 1000 kVA :Building Structure | 1 | --> | 1 | 0 | 0 | Constrained, otherwise capacity available =783 kVA | --> | 0.95 | 0 | 0 | 0 | 0 | Constrained, otherwise capacity available =922 kW | --> | C18 ex CULLION | Cullion [T41,T42] | LETTERKENNY |  | 54.946 | -7.7315
0094224 | MV/LV Substation DO***4224 |  | 10 kV | _ | LV | 50 kVA :Pole Substation | 0.05 | --> | 0.05 | 0 | 0 | Constrained, otherwise capacity available =50 kVA | --> | 0.048 | 0 | 0 | 0 | 0 | Constrained, otherwise capacity available =48 kW | --> | C12 ex GRANAGH | Granagh [T41,T42] | WATERFORD |  | 52.2837 | -7.2543
365056X | MV/LV Substation IR***056X |  | 10 kV | _ | LV | 630 kVA :Building Structure | 0.63 | --> | 0.63 | 0 | 0 | Constrained, otherwise capacity available =452 kVA | --> | 0.598 | 0 | 0 | 0.5 | 0 |  | --> | C19 ex INCHICORE NORTH | Inchicore North [T41] | INCHICORE 220KV |  | 53.3271 | -6.3463
0664049 | MV/LV Substation KI***4049 |  | 10 kV | _ | LV | 50 kVA :Pole Substation | 0.05 | --> | 0.05 | 0 | 0 | Constrained, otherwise capacity available =49 kVA | --> | 0.048 | 0 | 0.01 | 0 | 0 | Constrained, otherwise capacity available =40 kW | --> | E11 ex ASHBOURNE | Ashbourne [T421,T422] | FINGLAS |  | 53.4501 | -6.283
350080X | MV/LV Substation MI***080X |  | 10 kV | _ | LV | 400 kVA :Kiosk Substation | 0.4 | --> | 0.4 | 0.328 | 1.57 |  | --> | 0.38 | 0 | 0.024 | 0 | 0 | Constrained, otherwise capacity available =352 kW | --> | C18 ex BUNDORAN | Bundoran [T41,T42] | CATHALEENS FALL |  | 54.4435 | -8.2844
216814 | MV/LV Substation DR***814 |  | 10 kV | _ | LV | 50 kVA :Pole Substation | 0.05 | --> | 0.05 | 0 | 0 | Constrained, otherwise capacity available =43 kVA | --> | 0.048 | 0 | 0.006 | 0 | 0 | Constrained, otherwise capacity available =42 kW | --> | C26 ex GLENTIES | Glenties [T41,T42] | BINBANE |  | 54.7874 | -8.2656
075547Y | MV/LV Substation NE***547Y |  | 20 kV | _ | LV | 100 kVA :Pole Substation | 0.1 | --> | 0.1 | 0.08 | 0.58 |  | --> | 0.095 | 0 | 0 | 0 | 0 | Constrained, otherwise capacity available =92 kW | --> | E11 ex FERNS | Ferns [T421] | CRANE |  | 52.5951 | -6.505
029650Y | MV/LV Substation CO***650Y |  | 20 kV | _ | LV | 400 kVA :Kiosk Substation | 0.4 | --> | 0.4 | 0.307 | 2.31 |  | --> | 0.38 | 0 | 0.042 | 0.336 | 0 |  | --> | E13 ex AGHADA | Aghada [T721] | N/A |  | 51.8271 | -8.2253
005461 | MV/LV Substation CO***461 |  | 20 kV | _ | LV | 100 kVA :Pole Substation | 0.1 | --> | 0.1 | 0.086 | 17.8 |  | --> | 0.095 | 0 | 0 | 0.093 | 0 |  | --> | E19 ex BANOGE | Banoge [T121,T122] | BANOGE |  | 52.6419 | -6.2938
281812Z | MV/LV Substation LE***812Z |  | 10 kV | _ | LV | 630 kVA :Building Structure | 0.63 | --> | 0.63 | 0 | 0 | Constrained, otherwise capacity available =618 kVA | --> | 0.598 | 0 | 0.04 | 0 | 0 | Constrained, otherwise capacity available =567 kW | --> | C14 ex TOGHER | Togher [T41,T42] | TRABEG |  | 51.8747 | -8.4903
068844 | MV/LV Substation CA***844 |  | 10 kV | _ | LV | 630 kVA :Kiosk Substation | 0.63 | --> | 0.63 | 0 | 0 | Constrained, otherwise capacity available =457 kVA | --> | 0.598 | 0 | 0.018 | 0.5 | 0 |  | --> | C13 ex GLASNEVIN | Glasnevin [T41] | FINGLAS |  | 53.3741 | -6.2679
059466Y | MV/LV Substation BA***466Y |  | 20 kV | _ | LV | 50 kVA :Pole Substation | 0.05 | --> | 0.05 | 0 | 0 | Constrained, otherwise capacity available =35 kVA | --> | 0.048 | 0 | 0.008 | 0 | 0 | Constrained, otherwise capacity available =40 kW | --> | E11 ex CAVAN | Cavan [T42,T421] | SHANKILL |  | 54.0438 | -7.3226
288940 | MV/LV Substation SA***940 |  | 10 kV | _ | LV | 400 kVA :Kiosk Substation | 0.4 | --> | 0.4 | 0 | 0 | Constrained, otherwise capacity available =286 kVA | --> | 0.38 | 0 | 0.048 | 0.328 | 0 |  | --> | C17 ex SANDYFORD | Sandyford [T41,T42] | CARRICKMINES |  | 53.2619 | -6.2145
034300Y | MV/LV Substation KI***300Y |  | 20 kV | _ | LV | 50 kVA :Pole Substation | 0.05 | --> | 0.05 | 0.05 | 0.57 |  | --> | 0.048 | 0 | 0 | 0 | 0 | Constrained, otherwise capacity available =48 kW | --> | E19 ex LAWLESSTOWN | Lawlesstown [T42,T421] | DOON |  | 52.4511 | -7.7256
119146Y | MV/LV Substation RI***146Y |  | 20 kV | _ | LV | 50 kVA :Pole Substation | 0.05 | --> | 0.05 | 0 | 0 | Constrained, otherwise capacity available =34 kVA | --> | 0.048 | 0 | 0 | 0 | 0 | Constrained, otherwise capacity available =45 kW | --> | C15 ex KANTURK | Kanturk [T41,T42] | GLENLARA |  | 52.1392 | -8.8549
118689Y | MV/LV Substation FL***689Y |  | 10 kV | _ | LV | 400 kVA :Kiosk Substation | 0.4 | --> | 0.4 | 0.262 | 2 |  | --> | 0.38 | 0 | 0.025 | 0 | 0 | Constrained, otherwise capacity available =342 kW | --> | C17 ex BALLINASLOE | Ballinasloe [T41,T42] | SOMERSET |  | 53.3185 | -8.2194
249321Z | MV/LV Substation TO***321Z |  | 20 kV | _ | LV | 50 kVA :Pole Substation | 0.05 | --> | 0.05 | 0 | 0 | Constrained, otherwise capacity available =50 kVA | --> | 0.048 | 0 | 0 | 0 | 0 | Constrained, otherwise capacity available =48 kW | --> | C25 ex KILCLOHER | Kilcloher [T41,T42] | DUNGARVAN |  | 52.2124 | -7.7113
036107Y | MV/LV Substation AN***107Y |  | 20 kV | _ | LV | 50 kVA :Pole Substation | 0.05 | --> | 0.05 | 0 | 0 | Constrained, otherwise capacity available =50 kVA | --> | 0.048 | 0 | 0 | 0 | 0 | Constrained, otherwise capacity available =47 kW | --> | E18 ex GARRANACANTY | Garranacanty [T421,T422] | TIPPERARY |  | 52.5651 | -8.1028
0294221 | MV/LV Substation MO***4221 |  | 10 kV | _ | LV | 50 kVA :Pole Substation | 0.05 | --> | 0.05 | 0 | 0 | Constrained, otherwise capacity available =50 kVA | --> | 0.048 | 0 | 0 | 0.048 | 0 |  | --> | C18 ex MIDLETON | Midleton [T101,T102] | MIDLETON |  | 51.9594 | -8.1607
252909 | MV/LV Substation CL***909 |  | 10 kV | _ | LV | 200 kVA :Kiosk Substation | 0.2 | --> | 0.2 | 0.156 | 1.32 |  | --> | 0.19 | 0 | 0.009 | 0.177 | 0 |  | --> | C26 ex CLIFDEN | Clifden [T41,T42] | SCREEB |  | 53.4894 | -10.0053
082324Z | MV/LV Substation AN***324Z |  | 10 kV | _ | LV | 400 kVA :Building Structure | 0.4 | --> | 0.4 | 0.34 | 2.01 |  | --> | 0.38 | 0 | 0 | 0 | 0 | Constrained, otherwise capacity available =372 kW | --> | C15 ex ABBEYLAND | Abbeyland [T41,T42] | NAVAN |  | 53.6521 | -6.6848
067218Y | MV/LV Substation GR***218Y |  | 10 kV | _ | LV | 400 kVA :Building Structure | 0.4 | --> | 0.4 | 0 | 0 | Constrained, otherwise capacity available =400 kVA | --> | 0.38 | 0 | 0 | 0.38 | 0 |  | --> | C16 ex RAHEEN | Raheen [T41,T42] | LIMERICK |  | 52.6186 | -8.6515
003439 | MV/LV Substation BA***439 |  | 10 kV | _ | LV | 50 kVA :Pole Substation | 0.05 | --> | 0.05 | 0.034 | 11.58 |  | --> | 0.048 | 0 | 0 | 0 | 0 | Constrained, otherwise capacity available =45 kW | --> | C23 ex BALLYBEG | Ballybeg [T101,T102] | CARRICKMINES |  | 52.9136 | -6.111
071899 | MV/LV Substation SP***899 |  | 10 kV | _ | LV | 1000 kVA :Building Structure | 1 | --> | 1 | 0.5 | 5.58 |  | --> | 0.95 | 0 | 0.037 | 0.5 | 0 |  | --> | C11 ex KILCOOLE | Kilcoole [T41,T42] | FASSAROE |  | 53.0843 | -6.1053
029936X | MV/LV Substation RO***936X |  | 10 kV | _ | LV | 50 kVA :Pole Substation | 0.05 | --> | 0.05 | 0 | 0 | Constrained, otherwise capacity available =39 kVA | --> | 0.048 | 0 | 0 | 0 | 0 | Constrained, otherwise capacity available =46 kW | --> | C17 ex CARRIGTWOHILL |  |  |  | 51.8871 | -8.254
095638X | MV/LV Substation CH***638X |  | 10 kV | _ | LV | 200 kVA :Kiosk Substation | 0.2 | --> | 0.2 | 0.157 | 1.1 |  | --> | 0.19 | 0 | 0.017 | 0 | 0 | Constrained, otherwise capacity available =171 kW | --> | C26 ex KILKEE | Kilkee [T41] | TULLABRACK |  | 52.7293 | -9.5284
111711X | MV/LV Substation SC***711X |  | 20 kV | _ | LV | 50 kVA :Pole Substation | 0.05 | --> | 0.05 | 0 | 0 | Constrained, otherwise capacity available =36 kVA | --> | 0.048 | 0 | 0.01 | 0 | 0 | Constrained, otherwise capacity available =38 kW | --> | E16 ex BALLYDEHOB | Ballydehob [T421] | DUNMANWAY |  | 51.5189 | -9.5499
255074X | MV/LV Substation SW***074X |  | 20 kV | _ | LV | 400 kVA :Kiosk Substation | 0.4 | --> | 0.4 | 0 | 0 | Constrained, otherwise capacity available =292 kVA | --> | 0.38 | 0 | 0.005 | 0 | 0 | Constrained, otherwise capacity available =361 kW | --> | E18 ex KILLYBEGS | Killybegs [T422] | BINBANE |  | 54.6355 | -8.4454
0954153 | MV/LV Substation SK***4153 |  | 10 kV | _ | LV | 200 kVA :Pole Substation | 0.2 | --> | 0.2 | 0.2 | 0.7 |  | --> | 0.19 | 0 | 0 | 0 | 0 | Constrained, otherwise capacity available =190 kW | --> | C14 ex KILRUSH | Kilrush [T41,T42] | TULLABRACK |  | 52.6325 | -9.5109
081516Y | MV/LV Substation PA***516Y |  | 10 kV | _ | LV | 630 kVA :Kiosk Substation | 0.63 | --> | 0.63 | 0 | 0 | Constrained, otherwise capacity available =447 kVA | --> | 0.598 | 0 | 0.016 | 0 | 0 | Constrained, otherwise capacity available =561 kW | --> | C17 ex CELBRIDGE | Celbridge [T41,T42] | GRIFFINRATH |  | 53.341 | -6.5451
050213 | MV/LV Substation HO***213 |  | 20 kV | _ | LV | 100 kVA :Pole Substation | 0.1 | --> | 0.1 | 0 | 0 | Constrained, otherwise capacity available =86 kVA | --> | 0.095 | 0 | 0 | 0 | 0 | Constrained, otherwise capacity available =93 kW | --> | C22 ex ATHLONE | Athlone [T41,T42] | ATHLONE |  | 53.4696 | -7.9882
004240Y | MV/LV Substation WO***240Y |  | 10 kV | _ | LV | 100 kVA :Pole Substation | 0.1 | --> | 0.1 | 0.067 | 0.45 |  | --> | 0.095 | 0 | 0 | 0 | 0 | Constrained, otherwise capacity available =90 kW | --> | C12 ex KILMAGIG | Kilmagig [T42] | ARKLOW |  | 52.8319 | -6.2389
182237 | MV/LV Substation GA***237 |  | 10 kV | _ | LV | 50 kVA :Pole Substation | 0.05 | --> | 0.05 | 0 | 0 | Constrained, otherwise capacity available =31 kVA | --> | 0.048 | 0 | 0 | 0 | 0 | Constrained, otherwise capacity available =45 kW | --> | C15 ex TULLA | Tulla [T41,T42] | ENNIS |  | 52.9335 | -8.6195
093372X | MV/LV Substation IO***372X |  | 10 kV | _ | LV | 200 kVA :Pole Substation | 0.2 | --> | 0.2 | 0 | 0 | Constrained, otherwise capacity available =124 kVA | --> | 0.19 | 0 | 0 | 0.179 | 0 |  | --> | C13 ex POPPINTREE | Poppintree [T101,T102] | FINGLAS |  | 53.4311 | -6.2648
0824424 | MV/LV Substation SW***4424 |  | 20 kV | _ | LV | 630 kVA :Kiosk Substation | 0.63 | --> | 0.63 | 0 | 0 | Constrained, otherwise capacity available =517 kVA | --> | 0.598 | 0 | 0 | 0 | 0 | Constrained, otherwise capacity available =583 kW | --> | E16 ex ACADEMY STREET | Academy Street [T421,T422,T44] | NAVAN |  | 53.6414 | -6.6865
015875X | MV/LV Substation CL***875X |  | 10 kV | _ | LV | 200 kVA :Kiosk Substation | 0.2 | --> | 0.2 | 0 | 0 | Constrained, otherwise capacity available =93 kVA | --> | 0.19 | 0 | 0.021 | 0 | 0 | Constrained, otherwise capacity available =159 kW | --> | C12 ex SALLINS | Sallins [T41,T42] | GRIFFINRATH |  | 53.2904 | -6.6973
255541 | MV/LV Substation CH***541 |  | 20 kV | _ | LV | 200 kVA :Pole Substation | 0.2 | --> | 0.2 | 0 | 0 | Constrained, otherwise capacity available =185 kVA | --> | 0.19 | 0 | 0.003 | 0 | 0 | Constrained, otherwise capacity available =186 kW | --> | E18 ex KILLYBEGS | Killybegs [T422] | BINBANE |  | 54.6441 | -8.4362
276808 | MV/LV Substation RO***808 |  | 10 kV | _ | LV | 400 kVA :Kiosk Substation | 0.4 | --> | 0.4 | 0.379 | 0.76 |  | --> | 0.38 | 0 | 0 | 0 | 0 | Constrained, otherwise capacity available =377 kW | --> | C18 ex WOODFORD | Woodford [T41,T42] | KNOCKEARAGH |  | 52.0433 | -9.497
003981X | MV/LV Substation NE***981X |  | 10 kV | _ | LV | 200 kVA :Pole Substation | 0.2 | --> | 0.2 | 0.2 | 0.48 |  | --> | 0.19 | 0 | 0 | 0 | 0 | Constrained, otherwise capacity available =190 kW | --> | C15 ex KILMARTIN | Kilmartin [T41] | ARKLOW |  | 53.0325 | -6.109
089999 | MV/LV Substation RI***999 |  | 10 kV | _ | LV | 400 kVA :Kiosk Substation | 0.4 | --> | 0.4 | 0.259 | 2.33 |  | --> | 0.38 | 0 | 0.055 | 0 | 0 | Constrained, otherwise capacity available =320 kW | --> | E18 ex MOY | Moy [T421,T422] | MOY |  | 54.1233 | -9.1394
071089 | MV/LV Substation NO***089 |  | 10 kV | _ | LV | 400 kVA :Kiosk Substation | 0.4 | --> | 0.4 | 0 | 0 | Constrained, otherwise capacity available =268 kVA | --> | 0.38 | 0 | 0.06 | 0.317 | 0 |  | --> | C15 ex GREYSTONES | Greystones [T41,T42] | FASSAROE |  | 53.1537 | -6.0781
026255Z | MV/LV Substation CA***255Z |  | 10 kV | _ | LV | 50 kVA :Pole Substation | 0.05 | --> | 0.05 | 0 | 0 | Constrained, otherwise capacity available =47 kVA | --> | 0.048 | 0 | 0 | 0 | 0 | Constrained, otherwise capacity available =47 kW | --> | E41 ex KINSALE | Kinsale [T423] | TRABEG |  | 51.7012 | -8.5379
288907 | MV/LV Substation EG***907 |  | 10 kV | _ | LV | 400 kVA :Kiosk Substation | 0.4 | --> | 0.4 | 0 | 0 | Constrained, otherwise capacity available =340 kVA | --> | 0.38 | 0 | 0.011 | 0.364 | 0 |  | --> | C20 ex DUNDRUM | Dundrum [T41,T42] | BLACKROCK |  | 53.2897 | -6.2422
004891 | MV/LV Substation KI***891 |  | 10 kV | _ | LV | 200 kVA :Pole Substation | 0.2 | --> | 0.2 | 0.166 | 0.45 |  | --> | 0.19 | 0 | 0.013 | 0 | 0 | Constrained, otherwise capacity available =176 kW | --> | C15 ex KILMAGIG | Kilmagig [T42] | ARKLOW |  | 52.8528 | -6.3209
074969 | MV/LV Substation MU***969 |  | 20 kV | _ | LV | 50 kVA :Pole Substation | 0.05 | --> | 0.05 | 0 | 0 | Constrained, otherwise capacity available =49 kVA | --> | 0.048 | 0 | 0.005 | 0 | 0 | Constrained, otherwise capacity available =44 kW | --> | C14 ex CARRICK ON SHANNON | Carrick On Shannon [T41,T42] | CARRICK ON SHANNON |  | 53.9753 | -8.0322
165527 | MV/LV Substation GE***527 |  | 10 kV | _ | LV | 50 kVA :Pole Substation | 0.05 | --> | 0.05 | 0.042 | 0.88 |  | --> | 0.048 | 0 | 0 | 0 | 0 | Constrained, otherwise capacity available =46 kW | --> | C21 ex ROSS CARBERY | Ross Carbery [T41,T42] | DUNMANWAY |  | 51.6587 | -8.9772
081623Z | MV/LV Substation ST***623Z |  | 20 kV | _ | LV | 400 kVA :Kiosk Substation | 0.4 | --> | 0.4 | 0 | 0 | Constrained, otherwise capacity available =372 kVA | --> | 0.38 | 0 | 0 | 0.376 | 0 |  | --> | E19 ex ADAMSTOWN | Adamstown [T121,T122] | INCHICORE 220KV |  | 53.338 | -6.4635
041247Y | MV/LV Substation DR***247Y |  | 20 kV | _ | LV | 50 kVA :Pole Substation | 0.05 | --> | 0.05 | 0 | 0 | Constrained, otherwise capacity available =41 kVA | --> | 0.048 | 0 | 0 | 0 | 0 | Constrained, otherwise capacity available =46 kW | --> | E14 ex DALTON | Dalton [T421,T422] | DALTON |  | 53.7948 | -8.9082
0664415 | MV/LV Substation DU***4415 |  | 20 kV | _ | LV | 630 kVA :Kiosk Substation | 0.63 | --> | 0.63 | 0 | 0 | Constrained, otherwise capacity available =630 kVA | --> | 0.598 | 0 | 0 | 0 | 0 | Constrained, otherwise capacity available =598 kW | --> | E17 ex BALTRASNA | Baltrasna [T121,T122] | BALTRASNA |  | 53.502 | -6.5269
048180X | MV/LV Substation SH***180X |  | 20 kV | _ | LV | 100 kVA :Pole Substation | 0.1 | --> | 0.1 | 0.088 | 2.03 |  | --> | 0.095 | 0 | 0.04 | 0 | 0 | Constrained, otherwise capacity available =64 kW | --> | E16 ex MOHILL | Mohill [T421,T422] | CARRICK ON SHANNON |  | 53.9212 | -7.9216
066032Y | MV/LV Substation FA***032Y |  | 10 kV | _ | LV | 400 kVA :Kiosk Substation | 0.4 | --> | 0.4 | 0 | 0 | Constrained, otherwise capacity available =339 kVA | --> | 0.38 | 0 | 0 | 0 | 0 | Constrained, otherwise capacity available =372 kW | --> | C19 ex MALAHIDE | Malahide [T41,T42] | GLASMORE |  | 53.452 | -6.1559
046200X | MV/LV Substation BA***200X |  | 10 kV | _ | LV | 400 kVA :Kiosk Substation | 0.4 | --> | 0.4 | 0.394 | 5.78 |  | --> | 0.38 | 0 | 0 | 0.379 | 0 |  | --> | C13 ex OAKFIELD | Oakfield [T41,T42] | SLIGO |  | 54.2661 | -8.503
069625 | MV/LV Substation BA***625 |  | 10 kV | _ | LV | 630 kVA :Building Structure | 0.63 | --> | 0.63 | 0 | 0 | Constrained, otherwise capacity available =479 kVA | --> | 0.598 | 0 | 0.021 | 0.5 | 0 |  | --> | C17 ex BALLYMOUNT | Ballymount [T41,T42] | INCHICORE 220KV |  | 53.315 | -6.3501
068776X | MV/LV Substation EA***776X |  | 10 kV | _ | LV | 1000 kVA :Building Structure | 1 | --> | 1 | 0.5 | 14.34 |  | --> | 0.95 | 0 | 0 | 0.5 | 0 |  | --> | C31 ex NORTH QUAYS | North Quays [T101,T102,T103] | POOLBEG |  | 53.3539 | -6.2302
015385 | MV/LV Substation CA***385 |  | 10 kV | _ | LV | 400 kVA :Kiosk Substation | 0.4 | --> | 0.4 | 0 | 0 | Constrained, otherwise capacity available =317 kVA | --> | 0.38 | 0 | 0.056 | 0 | 0 | Constrained, otherwise capacity available =327 kW | --> | C11 ex SALLINS | Sallins [T41,T42] | GRIFFINRATH |  | 53.2565 | -6.6729
153148X | MV/LV Substation BL***148X |  | 20 kV | _ | LV | 50 kVA :Pole Substation | 0.05 | --> | 0.05 | 0 | 0 | Constrained, otherwise capacity available =49 kVA | --> | 0.048 | 0 | 0 | 0 | 0 | Constrained, otherwise capacity available =47 kW | --> | E13 ex BIRDHILL | Birdhill [T421,T422] | ARDNACRUSHA |  | 52.772 | -8.5684
023310X | MV/LV Substation CO***310X |  | 10 kV | _ | LV | 200 kVA :Pole Substation | 0.2 | --> | 0.2 | 0 | 0 | Constrained, otherwise capacity available =200 kVA | --> | 0.19 | 0 | 0 | 0 | 0 | Constrained, otherwise capacity available =190 kW | --> | C20 ex COOLCARRON | Coolcarron [T41,T42] | BARRYMORE |  | 52.1262 | -8.2806
011431 | MV/LV Substation WE***431 |  | 10 kV | _ | LV | 50 kVA :Pole Substation | 0.05 | --> | 0.05 | 0 | 0 | Constrained, otherwise capacity available =38 kVA | --> | 0.048 | 0 | 0 | 0 | 0 | Constrained, otherwise capacity available =46 kW | --> | C17 ex ROSEHILL | Rosehill [T41,T42] | KILKENNY |  | 52.642 | -7.2687
003578Y | MV/LV Substation BA***578Y |  | 10 kV | _ | LV | 50 kVA :Pole Substation | 0.05 | --> | 0.05 | 0.042 | 11.58 |  | --> | 0.048 | 0 | 0 | 0 | 0 | Constrained, otherwise capacity available =46 kW | --> | C19 ex BALLYBEG | Ballybeg [T101,T102] | CARRICKMINES |  | 53.0134 | -6.1454
2104134 | MV/LV Substation RA***4134 |  | 10 kV | _ | LV | 50 kVA :Pole Substation | 0.05 | --> | 0.05 | 0 | 0 | Constrained, otherwise capacity available =50 kVA | --> | 0.048 | 0 | 0 | 0 | 0 | Constrained, otherwise capacity available =48 kW | --> | C20 ex CARRICKMACROSS | Carrickmacross [T41,T42] | MEATH HILL |  | 53.9813 | -6.8635
001206 | MV/LV Substation MT***206 |  | 10 kV | _ | LV | 400 kVA :Kiosk Substation | 0.4 | --> | 0.4 | 0 | 0 | Constrained, otherwise capacity available =316 kVA | --> | 0.38 | 0 | 0.049 | 0.332 | 0 |  | --> | C15 ex DUNDRUM | Dundrum [T41,T42] | BLACKROCK |  | 53.2901 | -6.224
068923 | MV/LV Substation ST***923 |  | 10 kV | _ | LV | 630 kVA :Building Structure | 0.63 | --> | 0.63 | 0.5 | 1.37 |  | --> | 0.598 | 0 | 0 | 0.5 | 0 |  | --> | C12 ex SOUTH KING STREET | South King Street [T41,T42] | FRANCIS STREET |  | 53.34 | -6.2626
059442Y | MV/LV Substation CR***442Y |  | 10 kV | _ | LV | 630 kVA :Building Structure | 0.63 | --> | 0.63 | 0 | 0 | Constrained, otherwise capacity available =469 kVA | --> | 0.598 | 0 | 0.005 | 0 | 0 | Constrained, otherwise capacity available =572 kW | --> | C16 ex DERRYCRAMPH | Derrycramph [T41,T42] | SHANKILL |  | 53.9821 | -7.3414
154249Z | MV/LV Substation MO***249Z |  | 10 kV | _ | LV | 400 kVA :Kiosk Substation | 0.4 | --> | 0.4 | 0 | 0 | Constrained, otherwise capacity available =271 kVA | --> | 0.38 | 0 | 0.024 | 0 | 0 | Constrained, otherwise capacity available =344 kW | --> | C14 ex COOLMINE | Coolmine [T41,T42] | FINGLAS |  | 53.3882 | -6.4255
029525Y | MV/LV Substation NA***525Y |  | 20 kV | _ | LV | 200 kVA :Pole Substation | 0.2 | --> | 0.2 | 0 | 0 | Constrained, otherwise capacity available =199 kVA | --> | 0.19 | 0 | 0 | 0 | 0 | Constrained, otherwise capacity available =190 kW | --> | C13 ex CLOYNE | Cloyne [T41] | MIDLETON |  | 51.8524 | -8.0262
253656 | MV/LV Substation G/***656 |  | 20 kV | _ | LV | 200 kVA :Pole Substation | 0.2 | --> | 0.2 | 0 | 0 | Constrained, otherwise capacity available =134 kVA | --> | 0.19 | 0 | 0.021 | 0 | 0 | Constrained, otherwise capacity available =165 kW | --> | E15 ex GLENAMADDY | Glenamaddy [T422] | ATHLONE |  | 53.6079 | -8.5626
062288Y | MV/LV Substation MU***288Y |  | 20 kV | _ | LV | 50 kVA :Pole Substation | 0.05 | --> | 0.05 | 0.045 | 3.47 |  | --> | 0.048 | 0 | 0 | 0 | 0 | Constrained, otherwise capacity available =47 kW | --> | E16 ex BUSH | Bush [T421,T422] | DUNDALK |  | 54.0104 | -6.1664
249031Z | MV/LV Substation KI***031Z |  | 20 kV | _ | LV | 100 kVA :Pole Substation | 0.1 | --> | 0.1 | 0 | 0 | Constrained, otherwise capacity available =99 kVA | --> | 0.095 | 0 | 0 | 0 | 0 | Constrained, otherwise capacity available =95 kW | --> | E13 ex FOXHOLE | Foxhole [T421,T422] | DUNGARVAN |  | 51.9849 | -7.8087
108036X | MV/LV Substation PA***036X |  | 10 kV | _ | LV | 200 kVA :Pole Substation | 0.2 | --> | 0.2 | 0.198 | 1.57 |  | --> | 0.19 | 0 | 0 | 0 | 0 | Constrained, otherwise capacity available =190 kW | --> | C17 ex BALLYSHANNON | Ballyshannon [T41,T42] | CATHALEENS FALL |  | 54.4955 | -8.1874
182505 | MV/LV Substation BO***505 |  | 10 kV | _ | LV | 50 kVA :Pole Substation | 0.05 | --> | 0.05 | 0 | 0 | Constrained, otherwise capacity available =30 kVA | --> | 0.048 | 0 | 0.006 | 0 | 0 | Constrained, otherwise capacity available =40 kW | --> | C11 ex SCARIFF | Scariff [T42] | ENNIS |  | 52.883 | -8.6003
138419 | MV/LV Substation CO***419 |  | 10 kV | _ | LV | 50 kVA :Pole Substation | 0.05 | --> | 0.05 | 0.042 | 2.18 |  | --> | 0.048 | 0 | 0 | 0 | 0 | Constrained, otherwise capacity available =46 kW | --> | C19 ex BAILIEBORO | Bailieboro [T41,T42] | MEATH HILL |  | 53.903 | -6.9978
182463 | MV/LV Substation CO***463 |  | 10 kV | _ | LV | 50 kVA :Pole Substation | 0.05 | --> | 0.05 | 0 | 0 | Constrained, otherwise capacity available =36 kVA | --> | 0.048 | 0 | 0 | 0 | 0 | Constrained, otherwise capacity available =46 kW | --> | C15 ex TULLA | Tulla [T41,T42] | ENNIS |  | 52.9397 | -8.6328
021551Z | MV/LV Substation LI***551Z |  | 10 kV | _ | LV | 400 kVA :Kiosk Substation | 0.4 | --> | 0.4 | 0 | 0 | Constrained, otherwise capacity available =298 kVA | --> | 0.38 | 0 | 0.013 | 0.356 | 0 |  | --> | C21 ex MAYFIELD | Mayfield [T41,T42] | KILBARRY |  | 51.9173 | -8.4401
0654056 | MV/LV Substation CA***4056 |  | 20 kV | _ | LV | 50 kVA :Pole Substation | 0.05 | --> | 0.05 | 0 | 0 | Constrained, otherwise capacity available =35 kVA | --> | 0.048 | 0 | 0 | 0 | 0 | Constrained, otherwise capacity available =45 kW | --> | E23 ex BALTRASNA | Baltrasna [T121,T122] | BALTRASNA |  | 53.58 | -6.2984
003105 | MV/LV Substation BA***105 |  | 10 kV | _ | LV | 50 kVA :Pole Substation | 0.05 | --> | 0.05 | 0.036 | 11.58 |  | --> | 0.048 | 0 | 0 | 0 | 0 | Constrained, otherwise capacity available =46 kW | --> | C19 ex BALLYBEG | Ballybeg [T101,T102] | CARRICKMINES |  | 53.0143 | -6.1454
120350Y | MV/LV Substation CO***350Y |  | 10 kV | _ | LV | 200 kVA :Kiosk Substation | 0.2 | --> | 0.2 | 0 | 0 | Constrained, otherwise capacity available =154 kVA | --> | 0.19 | 0 | 0.004 | 0 | 0 | Constrained, otherwise capacity available =181 kW | --> | C15 ex BLAKE | Blake [T41,T42] | BLAKE |  | 53.3009 | -6.8256
405314 | MV/LV Substation CO***314 |  | 20 kV | _ | LV | 400 kVA :Kiosk Substation | 0.4 | --> | 0.4 | 0.353 | 3.03 |  | --> | 0.38 | 0 | 0.004 | 0 | 0 | Constrained, otherwise capacity available =371 kW | --> | E14 ex MOVILLE | Moville [T421,T422] | TRILLICK |  | 55.188 | -7.0514
008276Z | MV/LV Substation BA***276Z |  | 20 kV | _ | LV | 50 kVA :Pole Substation | 0.05 | --> | 0.05 | 0 | 0 | Constrained, otherwise capacity available =31 kVA | --> | 0.048 | 0 | 0 | 0 | 0 | Constrained, otherwise capacity available =45 kW | --> | E17 ex KNOCKMULLEN | Knockmullen [T42,T421] | GREAT ISLAND |  | 52.3677 | -6.837
068513X | MV/LV Substation MO***513X |  | 10 kV | _ | LV | 400 kVA :Kiosk Substation | 0.4 | --> | 0.4 | 0 | 0 | Constrained, otherwise capacity available =371 kVA | --> | 0.38 | 0 | 0 | 0.376 | 0 |  | --> | C11 ex PHIBSBORO | Phibsboro [T41,T42] | FINGLAS |  | 53.3542 | -6.2702
0684238 | MV/LV Substation SO***4238 |  | 10 kV | _ | LV | 630 kVA :Building Structure | 0.63 | --> | 0.63 | 0 | 7.2 |  | --> | 0.598 | 0 | 0 | 0.5 | 0 |  | --> | C25 ex TRINITY | Trinity [T101,T102] | POOLBEG |  | 53.3449 | -6.2419
015777X | MV/LV Substation BL***777X |  | 10 kV | _ | LV | 200 kVA :Pole Substation | 0.2 | --> | 0.2 | 0 | 0 | Constrained, otherwise capacity available =186 kVA | --> | 0.19 | 0 | 0 | 0 | 0 | Constrained, otherwise capacity available =190 kW | --> | C17 ex SALLINS | Sallins [T41,T42] | GRIFFINRATH |  | 53.2841 | -6.6808
003141 | MV/LV Substation MT***141 |  | 10 kV | _ | LV | 50 kVA :Pole Substation | 0.05 | --> | 0.05 | 0.039 | 11.58 |  | --> | 0.048 | 0 | 0.01 | 0 | 0 | Constrained, otherwise capacity available =38 kW | --> | C19 ex BALLYBEG | Ballybeg [T101,T102] | CARRICKMINES |  | 53.0125 | -6.112
160949Y | MV/LV Substation LA***949Y |  | 10 kV | _ | LV | 400 kVA :Kiosk Substation | 0.4 | --> | 0.4 | 0 | 0 | Constrained, otherwise capacity available =306 kVA | --> | 0.38 | 0 | 0.019 | 0 | 0 | Constrained, otherwise capacity available =353 kW | --> | C14 ex PORTLAOISE | Portlaoise [T41,T42] | PORTLAOISE |  | 53.0487 | -7.2642
253268X | MV/LV Substation DU***268X |  | 20 kV | _ | LV | 50 kVA :Pole Substation | 0.05 | --> | 0.05 | 0 | 0 | Constrained, otherwise capacity available =32 kVA | --> | 0.048 | 0 | 0 | 0 | 0 | Constrained, otherwise capacity available =45 kW | --> | E16 ex GLENAMADDY | Glenamaddy [T422] | ATHLONE |  | 53.6051 | -8.563
2554032 | MV/LV Substation IA***4032 |  | 20 kV | _ | LV | 630 kVA :Building Structure | 0.63 | --> | 0.63 | 0 | 0 | Constrained, otherwise capacity available =513 kVA | --> | 0.598 | 0 | 0 | 0 | 0 | Constrained, otherwise capacity available =582 kW | --> | E18 ex KILLYBEGS | Killybegs [T422] | BINBANE |  | 54.6399 | -8.4355
120343Y | MV/LV Substation NE***343Y |  | 20 kV | _ | LV | 200 kVA :Kiosk Substation | 0.2 | --> | 0.2 | 0 | 0 | Constrained, otherwise capacity available =138 kVA | --> | 0.19 | 0 | 0.029 | 0 | 0 | Constrained, otherwise capacity available =160 kW | --> | E14 ex EDENDERRY | Edenderry [T421,T422] | BLAKE |  | 53.339 | -6.9337
059810Y | MV/LV Substation DR***810Y |  | 20 kV | _ | LV | 200 kVA :Pole Substation | 0.2 | --> | 0.2 | 0.066 | 0.07 | Constrained, otherwise capacity available =180 kVA | --> | 0.19 | 0 | 0 | 0 | 0 | Constrained, otherwise capacity available =187 kW | --> | E15 ex BALLYCONNELL | Ballyconnell [T421,T422] | GORTAWEE |  | 54.101 | -7.4645
074826 | MV/LV Substation KI***826 |  | 20 kV | _ | LV | 200 kVA :Pole Substation | 0.2 | --> | 0.2 | 0 | 0 | Constrained, otherwise capacity available =194 kVA | --> | 0.19 | 0 | 0 | 0 | 0 | Constrained, otherwise capacity available =189 kW | --> | C14 ex CARRICK ON SHANNON | Carrick On Shannon [T41,T42] | CARRICK ON SHANNON |  | 53.9699 | -8.0573
052755Y | MV/LV Substation MU***755Y |  | 10 kV | _ | LV | 630 kVA :Building Structure | 0.63 | --> | 0.63 | 0.49 | 10.9 |  | --> | 0.598 | 0 | 0 | 0.5 | 0 |  | --> | C19 ex MULLINGAR | Mullingar [T101,T102] | MULLINGAR |  | 53.5279 | -7.3407
111459Y | MV/LV Substation BO***459Y |  | 20 kV | _ | LV | 50 kVA :Pole Substation | 0.05 | --> | 0.05 | 0 | 0 | Constrained, otherwise capacity available =46 kVA | --> | 0.048 | 0 | 0 | 0 | 0 | Constrained, otherwise capacity available =47 kW | --> | E11 ex BALLYDEHOB | Ballydehob [T421] | DUNMANWAY |  | 51.5736 | -9.4399
250775 | MV/LV Substation SH***775 |  | 20 kV | _ | LV | 630 kVA :Kiosk Substation | 0.63 | --> | 0.63 | 0.5 | 1.26 |  | --> | 0.598 | 0 | 0.005 | 0 | 0 | Constrained, otherwise capacity available =585 kW | --> | E16 ex BALLYCROSSAUN | Ballycrossaun [T421,T422] | SOMERSET |  | 53.09 | -8.223
293358Z | MV/LV Substation EA***358Z |  | 20 kV | _ | LV | 50 kVA :Pole Substation | 0.05 | --> | 0.05 | 0.049 | 0.43 |  | --> | 0.048 | 0 | 0 | 0 | 0 | Constrained, otherwise capacity available =47 kW | --> | E18 ex TULLOW | Tullow [T421,T422] | CARLOW |  | 52.8466 | -6.5608
029454Y | MV/LV Substation DR***454Y |  | 10 kV | _ | LV | 400 kVA :Kiosk Substation | 0.4 | --> | 0.4 | 0 | 0 | Constrained, otherwise capacity available =362 kVA | --> | 0.38 | 0 | 0 | 0.375 | 0 |  | --> | C17 ex MIDLETON | Midleton [T101,T102] | MIDLETON |  | 51.9156 | -8.1726
182329 | MV/LV Substation BO***329 |  | 10 kV | _ | LV | 50 kVA :Pole Substation | 0.05 | --> | 0.05 | 0 | 0 | Constrained, otherwise capacity available =38 kVA | --> | 0.048 | 0 | 0 | 0 | 0 | Constrained, otherwise capacity available =46 kW | --> | C11 ex SCARIFF | Scariff [T42] | ENNIS |  | 52.8843 | -8.5965
001837 | MV/LV Substation FO***837 |  | 10 kV | _ | LV | 400 kVA :Kiosk Substation | 0.4 | --> | 0.4 | 0.283 | 1.16 |  | --> | 0.38 | 0 | 0.045 | 0.33 | 0 |  | --> | C16 ex MOUNT MERRION | Mount Merrion [T41,T42] | CARRICKMINES |  | 53.307 | -6.2057
365918X | MV/LV Substation NE***918X |  | 10 kV | _ | LV | 200 kVA :Pole Substation | 0.2 | --> | 0.2 | 0 | 0 | Constrained, otherwise capacity available =190 kVA | --> | 0.19 | 0 | 0.03 | 0.166 | 0 |  | --> | C12 ex SAGGART | Saggart [T41,T42] | GRANGE CASTLE |  | 53.253 | -6.5398
216580 | MV/LV Substation TU***580 |  | 10 kV | _ | LV | 50 kVA :Pole Substation | 0.05 | --> | 0.05 | 0 | 0 | Constrained, otherwise capacity available =45 kVA | --> | 0.048 | 0 | 0 | 0 | 0 | Constrained, otherwise capacity available =47 kW | --> | C23 ex GLENTIES | Glenties [T41,T42] | BINBANE |  | 54.7792 | -8.3273
5904069 | MV/LV Substation CR***4069 |  | 20 kV | _ | LV | 100 kVA :Pole Substation | 0.1 | --> | 0.1 | 0.063 | 1.43 |  | --> | 0.095 | 0 | 0.033 | 0 | 0 | Constrained, otherwise capacity available =65 kW | --> | E17 ex CONG | Cong [T421,T422] | CLOON |  | 53.5427 | -9.2143
266122X | MV/LV Substation SL***122X |  | 20 kV | _ | LV | 50 kVA :Pole Substation | 0.05 | --> | 0.05 | 0 | 0 | Constrained, otherwise capacity available =49 kVA | --> | 0.048 | 0 | 0 | 0 | 0 | Constrained, otherwise capacity available =47 kW | --> | E12 ex CARNDONAGH | Carndonagh [T421,T422] | TRILLICK |  | 55.3681 | -7.3374
070513X | MV/LV Substation RA***513X |  | 20 kV | _ | LV | 50 kVA :Pole Substation | 0.05 | --> | 0.05 | 0.049 | 0.76 |  | --> | 0.048 | 0 | 0 | 0 | 0 | Constrained, otherwise capacity available =47 kW | --> | E17 ex RATHMORE | Rathmore [T42,T421] | KNOCKEARAGH |  | 52.0741 | -9.16
068203X | MV/LV Substation FR***203X |  | 10 kV | _ | LV | 1000 kVA :Building Structure | 1 | --> | 1 | 0 | 0 | Constrained, otherwise capacity available =808 kVA | --> | 0.95 | 0 | 0 | 0.5 | 0 |  | --> | C11 ex NEWMARKET (DR) | Newmarket (dr) [T41] | FRANCIS STREET |  | 53.3395 | -6.2741
1644202 | MV/LV Substation BA***4202 |  | 10 kV | _ | LV | 50 kVA :Pole Substation | 0.05 | --> | 0.05 | 0 | 0 | Constrained, otherwise capacity available =50 kVA | --> | 0.048 | 0 | 0 | 0 | 0 | Constrained, otherwise capacity available =48 kW | --> | C15 ex SKIBBEREEN | Skibbereen [T41,T42] | DUNMANWAY |  | 51.4849 | -9.357
066950 | MV/LV Substation CO***950 |  | 10 kV | _ | LV | 200 kVA :Pole Substation | 0.2 | --> | 0.2 | 0 | 0 | Constrained, otherwise capacity available =180 kVA | --> | 0.19 | 0 | 0 | 0 | 0 | Constrained, otherwise capacity available =187 kW | --> | E11 ex ASHBOURNE | Ashbourne [T421,T422] | FINGLAS |  | 53.4615 | -6.3506
0664043 | MV/LV Substation BE***4043 |  | 20 kV | _ | LV | 50 kVA :Pole Substation | 0.05 | --> | 0.05 | 0 | 0 | Constrained, otherwise capacity available =49 kVA | --> | 0.048 | 0 | 0 | 0 | 0 | Constrained, otherwise capacity available =47 kW | --> | E18 ex GLASMORE | Glasmore [T421,T422] | GLASMORE |  | 53.5419 | -6.2469
053378X | MV/LV Substation BA***378X |  | 20 kV | _ | LV | 50 kVA :Pole Substation | 0.05 | --> | 0.05 | 0.046 | 0.89 |  | --> | 0.048 | 0 | 0 | 0 | 0 | Constrained, otherwise capacity available =47 kW | --> | E24 ex BIRR | Birr [T41,T422] | DALLOW |  | 53.1304 | -7.8635
238265 | MV/LV Substation RO***265 |  | 20 kV | _ | LV | 50 kVA :Pole Substation | 0.05 | --> | 0.05 | 0 | 0 | Constrained, otherwise capacity available =33 kVA | --> | 0.048 | 0 | 0.005 | 0 | 0 | Constrained, otherwise capacity available =41 kW | --> | E17 ex BALLINROBE | Ballinrobe [T421,T422] | DALTON |  | 53.639 | -9.1036
2654113 | MV/LV Substation BL***4113 |  | 20 kV | _ | LV | 400 kVA :Kiosk Substation | 0.4 | --> | 0.4 | 0.066 | 0.07 | Constrained, otherwise capacity available =400 kVA | --> | 0.38 | 0 | 0 | 0 | 0 | Constrained, otherwise capacity available =380 kW | --> | E12 ex BALLYCONNELL | Ballyconnell [T421,T422] | GORTAWEE |  | 54.1122 | -7.5749
0254119 | MV/LV Substation FA***4119 |  | 20 kV | _ | LV | 50 kVA :Pole Substation | 0.05 | --> | 0.05 | 0.034 | 2.96 |  | --> | 0.048 | 0 | 0.006 | 0 | 0 | Constrained, otherwise capacity available =41 kW | --> | E11 ex CHARLEVILLE | Charleville [T421,T422] | CHARLEVILLE |  | 52.3169 | -8.6728
068598 | MV/LV Substation HA***598 |  | 10 kV | _ | LV | 630 kVA :Building Structure | 0.63 | --> | 0.63 | 0 | 0 | Constrained, otherwise capacity available =329 kVA | --> | 0.598 | 0 | 0 | 0.5 | 0 |  | --> | C13 ex CAMDEN ROW | Camden Row [T41] | FRANCIS STREET |  | 53.3358 | -6.2631
156958X | MV/LV Substation I.***958X |  | 10 kV | _ | LV | 400 kVA :Building Structure | 0.4 | --> | 0.4 | 0 | 2.47 |  | --> | 0.38 | 0 | 0 | 0 | 0 | Constrained, otherwise capacity available =370 kW | --> | C12 ex TELAYDON | Telaydon [T42,T421] | LISDRUM |  | 54.2642 | -6.9417
0644472 | MV/LV Substation LI***4472 |  | 10 kV | _ | LV | 630 kVA :Kiosk Substation | 0.63 | --> | 0.63 | 0 | 0 | Constrained, otherwise capacity available =619 kVA | --> | 0.598 | 0 | 0 | 0 | 0 | Constrained, otherwise capacity available =597 kW | --> | C22 ex TERMONFECKIN ROAD | Termonfeckin Road [T41,T42] | DRYBRIDGE |  | 53.7321 | -6.3402
023650 | MV/LV Substation BA***650 |  | 10 kV | _ | LV | 50 kVA :Pole Substation | 0.05 | --> | 0.05 | 0 | 0 | Constrained, otherwise capacity available =42 kVA | --> | 0.048 | 0 | 0.011 | 0 | 0 | Constrained, otherwise capacity available =38 kW | --> | E14 ex CASTLELYONS | Castlelyons [T421,T422] | BARRYMORE |  | 52.0729 | -8.1852
056482X | MV/LV Substation BE***482X |  | 20 kV | _ | LV | 50 kVA :Pole Substation | 0.05 | --> | 0.05 | 0.018 | 0.89 |  | --> | 0.048 | 0 | 0.01 | 0 | 0 | Constrained, otherwise capacity available =36 kW | --> | E12 ex BIRR | Birr [T41,T422] | DALLOW |  | 53.0975 | -7.7145
182154 | MV/LV Substation FE***154 |  | 10 kV | _ | LV | 50 kVA :Pole Substation | 0.05 | --> | 0.05 | 0 | 0 | Constrained, otherwise capacity available =29 kVA | --> | 0.048 | 0 | 0 | 0 | 0 | Constrained, otherwise capacity available =44 kW | --> | C15 ex TULLA | Tulla [T41,T42] | ENNIS |  | 52.9225 | -8.6512
052268Z | MV/LV Substation HA***268Z |  | 10 kV | _ | LV | 400 kVA :Kiosk Substation | 0.4 | --> | 0.4 | 0.323 | 10.9 |  | --> | 0.38 | 0 | 0.005 | 0.366 | 0 |  | --> | C19 ex MULLINGAR | Mullingar [T101,T102] | MULLINGAR |  | 53.5298 | -7.3422
014830 | MV/LV Substation MA***830 |  | 20 kV | _ | LV | 100 kVA :Pole Substation | 0.1 | --> | 0.1 | 0 | 0 | Constrained, otherwise capacity available =100 kVA | --> | 0.095 | 0 | 0 | 0 | 0 | Constrained, otherwise capacity available =95 kW | --> | C11 ex KILDARE | Kildare [T41,T42] | NEWBRIDGE |  | 53.1469 | -7.0156
065018 | MV/LV Substation NE***018 |  | 10 kV | _ | LV | 400 kVA :Kiosk Substation | 0.4 | --> | 0.4 | 0 | 0 | Constrained, otherwise capacity available =317 kVA | --> | 0.38 | 0 | 0.038 | 0 | 0 | Constrained, otherwise capacity available =340 kW | --> | C19 ex LOUGHSHINNY | Loughshinny [T41,T42] | GLASMORE |  | 53.5791 | -6.1095
0154060 | MV/LV Substation TE***4060 |  | 10 kV | _ | LV | 1000 kVA :Building Structure | 1 | --> | 1 | 0.5 | 12.6 |  | --> | 0.95 | 0 | 0 | 0.5 | 0 |  | --> | C22 ex MONREAD | Monread [T101,T102] | MONREAD |  | 53.2411 | -6.6608
037036 | MV/LV Substation CA***036 |  | 10 kV | _ | LV | 100 kVA :Pole Substation | 0.1 | --> | 0.1 | 0 | 0 | Constrained, otherwise capacity available =58 kVA | --> | 0.095 | 0 | 0.004 | 0 | 0 | Constrained, otherwise capacity available =86 kW | --> | C20 ex CAHIRCALLA | Cahircalla [T41,T42] | ENNIS |  | 52.8357 | -9.0052
1764319 | MV/LV Substation DU***4319 |  | 10 kV | _ | LV | 630 kVA :Kiosk Substation | 0.63 | --> | 0.63 | 0 | 0 | Constrained, otherwise capacity available =598 kVA | --> | 0.598 | 0 | 0 | 0 | 0 | Constrained, otherwise capacity available =594 kW | --> | E12 ex HARTNETTS CROSS |  |  |  | 51.9039 | -8.9584
062669 | MV/LV Substation CR***669 |  | 20 kV | _ | LV | 50 kVA :Pole Substation | 0.05 | --> | 0.05 | 0.035 | 3.47 |  | --> | 0.048 | 0 | 0 | 0 | 0 | Constrained, otherwise capacity available =46 kW | --> | E15 ex BUSH | Bush [T421,T422] | DUNDALK |  | 54.0126 | -6.1618
035840X | MV/LV Substation SA***840X |  | 10 kV | _ | LV | 50 kVA :Pole Substation | 0.05 | --> | 0.05 | 0.05 | 3.91 |  | --> | 0.048 | 0 | 0 | 0 | 0 | Constrained, otherwise capacity available =48 kW | --> | C16 ex ARDFINNAN | Ardfinnan [T42] | CAHIR |  | 52.3458 | -7.8904
065905 | MV/LV Substation HY***905 |  | 10 kV | _ | LV | 50 kVA :Pole Substation | 0.05 | --> | 0.05 | 0 | 0 | Constrained, otherwise capacity available =46 kVA | --> | 0.048 | 0 | 0.006 | 0 | 0 | Constrained, otherwise capacity available =42 kW | --> | C16 ex LOUGHSHINNY | Loughshinny [T41,T42] | GLASMORE |  | 53.5757 | -6.1987
001689 | MV/LV Substation BI***689 |  | 10 kV | _ | LV | 200 kVA :Kiosk Substation | 0.2 | --> | 0.2 | 0 | 0 | Constrained, otherwise capacity available =131 kVA | --> | 0.19 | 0 | 0.028 | 0.16 | 0 |  | --> | C15 ex DUNDRUM | Dundrum [T41,T42] | BLACKROCK |  | 53.2913 | -6.232
069166 | MV/LV Substation NE***166 |  | 10 kV | _ | LV | 630 kVA :Kiosk Substation | 0.63 | --> | 0.63 | 0.372 | 2.93 |  | --> | 0.598 | 0 | 0.065 | 0.5 | 0 |  | --> | C16 ex DODDER ROAD | Dodder Road [T42] | MILLTOWN (DR) |  | 53.3003 | -6.2638
158726X | MV/LV Substation BI***726X |  | 20 kV | _ | LV | 50 kVA :Pole Substation | 0.05 | --> | 0.05 | 0 | 0 | Constrained, otherwise capacity available =39 kVA | --> | 0.048 | 0 | 0.01 | 0 | 0 | Constrained, otherwise capacity available =38 kW | --> | C19 ex ENNISTYMON | Ennistymon [T41,T42] | ENNIS |  | 53.1246 | -9.1232
1254197 | MV/LV Substation GU***4197 |  | 20 kV | _ | LV | 50 kVA :Pole Substation | 0.05 | --> | 0.05 | 0.05 | 0.22 |  | --> | 0.048 | 0 | 0 | 0 | 0 | Constrained, otherwise capacity available =48 kW | --> | C16 ex KILSHANNY | Kilshanny [T41,T42] | CAHIR |  | 52.2713 | -8.1801
029369Y | MV/LV Substation DU***369Y |  | 10 kV | _ | LV | 200 kVA :Kiosk Substation | 0.2 | --> | 0.2 | 0 | 0 | Constrained, otherwise capacity available =175 kVA | --> | 0.19 | 0 | 0.005 | 0 | 0 | Constrained, otherwise capacity available =183 kW | --> | C32 ex CLOYNE | Cloyne [T41] | MIDLETON |  | 51.8638 | -8.1249
015655Z | MV/LV Substation AL***655Z |  | 10 kV | _ | LV | 200 kVA :Kiosk Substation | 0.2 | --> | 0.2 | 0 | 0 | Constrained, otherwise capacity available =133 kVA | --> | 0.19 | 0 | 0.01 | 0 | 0 | Constrained, otherwise capacity available =173 kW | --> | C17 ex SALLINS | Sallins [T41,T42] | GRIFFINRATH |  | 53.2897 | -6.6789
150568 | MV/LV Substation LI***568 |  | 20 kV | _ | LV | 50 kVA :Pole Substation | 0.05 | --> | 0.05 | 0.03 | 3.96 |  | --> | 0.048 | 0 | 0.015 | 0 | 0 | Constrained, otherwise capacity available =34 kW | --> | E18 ex STRANORLAR | Stranorlar [T421,T422] | LETTERKENNY |  | 54.8017 | -7.6422
365907X | MV/LV Substation RA***907X |  | 10 kV | _ | LV | 100 kVA :Pole Substation | 0.1 | --> | 0.1 | 0 | 0 | Constrained, otherwise capacity available =87 kVA | --> | 0.095 | 0 | 0 | 0.093 | 0 |  | --> | C12 ex SAGGART | Saggart [T41,T42] | GRANGE CASTLE |  | 53.2423 | -6.5572
021050 | MV/LV Substation BA***050 |  | 10 kV | _ | LV | 400 kVA :Kiosk Substation | 0.4 | --> | 0.4 | 0 | 0 | Constrained, otherwise capacity available =300 kVA | --> | 0.38 | 0 | 0 | 0.366 | 0 |  | --> | C16 ex MAYFIELD | Mayfield [T41,T42] | KILBARRY |  | 51.9151 | -8.4369
007614Z | MV/LV Substation SN***614Z |  | 20 kV | _ | LV | 100 kVA :Pole Substation | 0.1 | --> | 0.1 | 0.091 | 1.4 |  | --> | 0.095 | 0 | 0 | 0 | 0 | Constrained, otherwise capacity available =94 kW | --> | E20 ex KILLINICK | Killinick [T421,T422] | WEXFORD |  | 52.2613 | -6.4829
001274 | MV/LV Substation FA***274 |  | 10 kV | _ | LV | 400 kVA :Kiosk Substation | 0.4 | --> | 0.4 | 0 | 0 | Constrained, otherwise capacity available =250 kVA | --> | 0.38 | 0 | 0.075 | 0.304 | 0 |  | --> | C15 ex DUNDRUM | Dundrum [T41,T42] | BLACKROCK |  | 53.292 | -6.236
008815X | MV/LV Substation BA***815X |  | 10 kV | _ | LV | 50 kVA :Pole Substation | 0.05 | --> | 0.05 | 0 | 0 | Constrained, otherwise capacity available =49 kVA | --> | 0.048 | 0 | 0 | 0 | 0 | Constrained, otherwise capacity available =47 kW | --> | E11 ex KNOCKMULLEN | Knockmullen [T42,T421] | GREAT ISLAND |  | 52.4186 | -6.8921
068682X | MV/LV Substation ST***682X |  | 10 kV | _ | LV | 1000 kVA :Building Structure | 1 | --> | 1 | 0.5 | 9.02 |  | --> | 0.95 | 0 | 0 | 0.5 | 0 |  | --> | C20 ex MISERY HILL | Misery Hill [T101,T102] | POOLBEG |  | 53.3409 | -6.2595
067825Y | MV/LV Substation 3 ***825Y |  | 10 kV | _ | LV | 630 kVA :Building Structure | 0.63 | --> | 0.63 | 0 | 0 | Constrained, otherwise capacity available =524 kVA | --> | 0.598 | 0 | 0 | 0.5 | 0 |  | --> | C14 ex RAHEEN | Raheen [T41,T42] | LIMERICK |  | 52.6286 | -8.6614
061880 | MV/LV Substation DR***880 |  | 10 kV | _ | LV | 630 kVA :Kiosk Substation | 0.63 | --> | 0.63 | 0.5 | 2.04 |  | --> | 0.598 | 0 | 0 | 0 | 0 | Constrained, otherwise capacity available =598 kW | --> | C18 ex BALLYBAY | Ballybay [T41,T42] | LISDRUM |  | 54.1465 | -6.9638
021813 | MV/LV Substation GL***813 |  | 10 kV | _ | LV | 630 kVA :Kiosk Substation | 0.63 | --> | 0.63 | 0 | 0 | Constrained, otherwise capacity available =466 kVA | --> | 0.598 | 0 | 0.04 | 0 | 0 | Constrained, otherwise capacity available =546 kW | --> | C16 ex KILLACLOYNE | Killacloyne [T41,T42] | MIDLETON |  | 51.9117 | -8.3342
120415Y | MV/LV Substation CL***415Y |  | 20 kV | _ | LV | 630 kVA :Kiosk Substation | 0.63 | --> | 0.63 | 0 | 0 | Constrained, otherwise capacity available =524 kVA | --> | 0.598 | 0 | 0.006 | 0 | 0 | Constrained, otherwise capacity available =579 kW | --> | E11 ex EDENDERRY | Edenderry [T421,T422] | BLAKE |  | 53.3449 | -7.0468
1544224 | MV/LV Substation CA***4224 |  | 20 kV | _ | LV | 50 kVA :Pole Substation | 0.05 | --> | 0.05 | 0 | 0 | Constrained, otherwise capacity available =50 kVA | --> | 0.048 | 0 | 0 | 0.048 | 0 |  | --> | C21 ex MACETOWN | Macetown [T101,T102] | MACETOWN |  | 53.4494 | -6.445
003231Y | MV/LV Substation AS***231Y |  | 10 kV | _ | LV | 200 kVA :Pole Substation | 0.2 | --> | 0.2 | 0.105 | 11.58 |  | --> | 0.19 | 0 | 0 | 0 | 0 | Constrained, otherwise capacity available =177 kW | --> | C19 ex BALLYBEG | Ballybeg [T101,T102] | CARRICKMINES |  | 53.013 | -6.1085
253519X | MV/LV Substation AI***519X |  | 10 kV | _ | LV | 50 kVA :Pole Substation | 0.05 | --> | 0.05 | 0 | 0 | Constrained, otherwise capacity available =38 kVA | --> | 0.048 | 0 | 0.002 | 0 | 0 | Constrained, otherwise capacity available =44 kW | --> | C16 ex TUAM NORTH | Tuam North [T41,T42] | CLOON |  | 53.5266 | -8.8751
0694174 | MV/LV Substation CR***4174 |  | 10 kV | _ | LV | 630 kVA :Kiosk Substation | 0.63 | --> | 0.63 | 0.5 | 4.47 |  | --> | 0.598 | 0 | 0 | 0.5 | 0 |  | --> | C18 ex TEMPLEOGUE | Templeogue [T41,T42] | MILLTOWN (DR) |  | 53.289 | -6.3133
3654169 | MV/LV Substation ML***4169 |  | 10 kV | _ | LV | 630 kVA :Building Structure | 0.63 | --> | 0.63 | 0 | 0 | Constrained, otherwise capacity available =630 kVA | --> | 0.598 | 0 | 0 | 0.5 | 0 |  | --> | C22 ex FORTUNESTOWN | Fortunestown [T101,T102] | INCHICORE 220KV |  | 53.2927 | -6.4505
2534083 | MV/LV Substation LE***4083 |  | 20 kV | _ | LV | 100 kVA :Pole Substation | 0.1 | --> | 0.1 | 0 | 0 | Constrained, otherwise capacity available =64 kVA | --> | 0.095 | 0 | 0.04 | 0 | 0 | Constrained, otherwise capacity available =60 kW | --> | E21 ex GLENAMADDY | Glenamaddy [T422] | ATHLONE |  | 53.6035 | -8.6023
156970X | MV/LV Substation KN***970X |  | 10 kV | _ | LV | 200 kVA :Pole Substation | 0.2 | --> | 0.2 | 0.15 | 2.47 |  | --> | 0.19 | 0 | 0 | 0 | 0 | Constrained, otherwise capacity available =183 kW | --> | C12 ex TELAYDON | Telaydon [T42,T421] | LISDRUM |  | 54.2659 | -6.9434
032522Y | MV/LV Substation AI***522Y |  | 20 kV | _ | LV | 400 kVA :Kiosk Substation | 0.4 | --> | 0.4 | 0 | 0 | Constrained, otherwise capacity available =371 kVA | --> | 0.38 | 0 | 0.031 | 0 | 0 | Constrained, otherwise capacity available =353 kW | --> | E14 ex KILCARRAGH | Kilcarragh [T421,T422] | BUTLERSTOWN |  | 52.1858 | -7.0777
154634Z | MV/LV Substation FI***634Z |  | 10 kV | _ | LV | 400 kVA :Building Structure | 0.4 | --> | 0.4 | 0 | 0 | Constrained, otherwise capacity available =271 kVA | --> | 0.38 | 0 | 0 | 0 | 0 | Constrained, otherwise capacity available =362 kW | --> | C17 ex BALLYCOOLIN | Ballycoolin [T41,T42,T43] | FINGLAS |  | 53.3983 | -6.3487
0934100 | MV/LV Substation BE***4100 |  | 10 kV | _ | LV | 400 kVA :Kiosk Substation | 0.4 | --> | 0.4 | 0 | 0 | Constrained, otherwise capacity available =354 kVA | --> | 0.38 | 0 | 0.003 | 0.372 | 0 |  | --> | C11 ex HOWTH JUNCTION | Howth Junction [T41,T42] | GRANGE (DR) |  | 53.3766 | -6.1638
293587Y | MV/LV Substation EA***587Y |  | 20 kV | _ | LV | 50 kVA :Pole Substation | 0.05 | --> | 0.05 | 0.048 | 0.43 |  | --> | 0.048 | 0 | 0 | 0 | 0 | Constrained, otherwise capacity available =47 kW | --> | E18 ex TULLOW | Tullow [T421,T422] | CARLOW |  | 52.8535 | -6.5517
067131Z | MV/LV Substation WA***131Z |  | 10 kV | _ | LV | 400 kVA :Building Structure | 0.4 | --> | 0.4 | 0 | 0 | Constrained, otherwise capacity available =264 kVA | --> | 0.38 | 0 | 0.025 | 0.342 | 0 |  | --> | C11 ex GARRYOWEN | Garryowen [T41,T42] | LIMERICK |  | 52.6517 | -8.6002
2494110 | MV/LV Substation BA***4110 |  | 10 kV | _ | LV | 50 kVA :Pole Substation | 0.05 | --> | 0.05 | 0 | 0 | Constrained, otherwise capacity available =40 kVA | --> | 0.048 | 0 | 0 | 0 | 0 | Constrained, otherwise capacity available =46 kW | --> | C15 ex KILCLOHER | Kilcloher [T41,T42] | DUNGARVAN |  | 52.1134 | -7.7351
078117X | MV/LV Substation PU***117X |  | 10 kV | _ | LV | 100 kVA :Pole Substation | 0.1 | --> | 0.1 | 0 | 0 | Constrained, otherwise capacity available =100 kVA | --> | 0.095 | 0 | 0 | 0 | 0 | Constrained, otherwise capacity available =95 kW | --> | C12 ex CHARLESTOWN | Charlestown [T41] | TONROE |  | 53.9707 | -8.7963
039333X | MV/LV Substation GA***333X |  | 10 kV | _ | LV | 400 kVA :Building Structure | 0.4 | --> | 0.4 | 0 | 0 | Constrained, otherwise capacity available =370 kVA | --> | 0.38 | 0 | 0 | 0 | 0 | Constrained, otherwise capacity available =376 kW | --> | C13 ex HEADFORD ROAD | Headford Road [T41,T42] | GALWAY 110KV |  | 53.2861 | -9.0425
220078X | MV/LV Substation CL***078X |  | 20 kV | _ | LV | 200 kVA :Pole Substation | 0.2 | --> | 0.2 | 0.151 | 2.33 |  | --> | 0.19 | 0 | 0.02 | 0 | 0 | Constrained, otherwise capacity available =168 kW | --> | E14 ex MOY | Moy [T421,T422] | MOY |  | 54.2512 | -9.265
074189X | MV/LV Substation WO***189X |  | 20 kV | _ | LV | 200 kVA :Pole Substation | 0.2 | --> | 0.2 | 0 | 0 | Constrained, otherwise capacity available =180 kVA | --> | 0.19 | 0 | 0 | 0 | 0 | Constrained, otherwise capacity available =187 kW | --> | C14 ex CARRICK ON SHANNON | Carrick On Shannon [T41,T42] | CARRICK ON SHANNON |  | 53.9913 | -8.0672
1614145 | MV/LV Substation IN***4145 |  | 20 kV | _ | LV | 100 kVA :Pole Substation | 0.1 | --> | 0.1 | 0.089 | 0.45 |  | --> | 0.095 | 0 | 0 | 0 | 0 | Constrained, otherwise capacity available =94 kW | --> | C14 ex CARRAROE | Carraroe [T42] | SCREEB |  | 53.2345 | -9.5027
031238 | MV/LV Substation BA***238 |  | 20 kV | _ | LV | 50 kVA :Pole Substation | 0.05 | --> | 0.05 | 0 | 0 | Constrained, otherwise capacity available =21 kVA | --> | 0.048 | 0 | 0 | 0 | 0 | Constrained, otherwise capacity available =43 kW | --> | E16 ex KILMACTHOMAS | Kilmacthomas [T421,T422] | DUNGARVAN |  | 52.1554 | -7.5104
039047 | MV/LV Substation HE***047 |  | 10 kV | _ | LV | 400 kVA :Building Structure | 0.4 | --> | 0.4 | 0 | 0 | Constrained, otherwise capacity available =158 kVA | --> | 0.38 | 0 | 0.039 | 0 | 0 | Constrained, otherwise capacity available =317 kW | --> | C14 ex HEADFORD ROAD | Headford Road [T41,T42] | GALWAY 110KV |  | 53.2775 | -9.0519
253987X | MV/LV Substation AN***987X |  | 20 kV | _ | LV | 50 kVA :Pole Substation | 0.05 | --> | 0.05 | 0 | 0 | Constrained, otherwise capacity available =41 kVA | --> | 0.048 | 0 | 0 | 0 | 0 | Constrained, otherwise capacity available =46 kW | --> | E47 ex CLAREGALWAY | Claregalway [T42,T421] | GALWAY 110KV |  | 53.4255 | -8.8165
046013 | MV/LV Substation GE***013 |  | 10 kV | _ | LV | 400 kVA :Building Structure | 0.4 | --> | 0.4 | 0 | 0 | Constrained, otherwise capacity available =342 kVA | --> | 0.38 | 0 | 0.01 | 0.364 | 0 |  | --> | C18 ex CRANMORE | Cranmore [T41,T42] | SLIGO |  | 54.2739 | -8.4647
001069 | MV/LV Substation RO***069 |  | 10 kV | _ | LV | 400 kVA :Kiosk Substation | 0.4 | --> | 0.4 | 0.273 | 0.86 |  | --> | 0.38 | 0 | 0.013 | 0.353 | 0 |  | --> | C21 ex BELFIELD | Belfield [T41,T42] | BLACKROCK |  | 53.3021 | -6.2338
059003X | MV/LV Substation KI***003X |  | 20 kV | _ | LV | 50 kVA :Pole Substation | 0.05 | --> | 0.05 | 0.048 | 0.07 |  | --> | 0.048 | 0 | 0 | 0 | 0 | Constrained, otherwise capacity available =47 kW | --> | E15 ex BALLYCONNELL | Ballyconnell [T421,T422] | GORTAWEE |  | 54.1045 | -7.4571
024769X | MV/LV Substation KN***769X |  | 10 kV | _ | LV | 50 kVA :Pole Substation | 0.05 | --> | 0.05 | 0.048 | 2.14 |  | --> | 0.048 | 0 | 0 | 0 | 0 | Constrained, otherwise capacity available =47 kW | --> | C18 ex BUTTEVANT | Buttevant [T41,T42] | MALLOW |  | 52.192 | -8.7149
139664X | MV/LV Substation KI***664X |  | 20 kV | _ | LV | 50 kVA :Pole Substation | 0.05 | --> | 0.05 | 0 | 0 | Constrained, otherwise capacity available =50 kVA | --> | 0.048 | 0 | 0 | 0 | 0 | Constrained, otherwise capacity available =48 kW | --> | E21 ex FINEA | Finea [T421,T422] | SHANKILL |  | 53.8715 | -7.3577
026878 | MV/LV Substation DA***878 |  | 10 kV | _ | LV | 50 kVA :Pole Substation | 0.05 | --> | 0.05 | 0 | 0 | Constrained, otherwise capacity available =38 kVA | --> | 0.048 | 0 | 0 | 0 | 0 | Constrained, otherwise capacity available =46 kW | --> | C12 ex TIMOLEAGUE | Timoleague [T41] | BANDON |  | 51.6929 | -8.7789
058932X | MV/LV Substation WH***932X |  | 20 kV | _ | LV | 200 kVA :Pole Substation | 0.2 | --> | 0.2 | 0 | 0 | Constrained, otherwise capacity available =150 kVA | --> | 0.19 | 0 | 0 | 0 | 0 | Constrained, otherwise capacity available =183 kW | --> | C17 ex KYLEERAGH | Kyleeragh [T41,T42] | NENAGH |  | 52.9932 | -8.1236
068812X | MV/LV Substation CR***812X |  | 10 kV | _ | LV | 1000 kVA :Building Structure | 1 | --> | 1 | 0 | 0 | Constrained, otherwise capacity available =1000 kVA | --> | 0.95 | 0 | 0 | 0.5 | 0 |  | --> | C19 ex CAMDEN ROW | Camden Row [T41] | FRANCIS STREET |  | 53.3389 | -6.2644
008705Y | MV/LV Substation HO***705Y |  | 10 kV | _ | LV | 200 kVA :Pole Substation | 0.2 | --> | 0.2 | 0.122 | 0.2 |  | --> | 0.19 | 0 | 0 | 0 | 0 | Constrained, otherwise capacity available =179 kW | --> | E16 ex BEALISTOWN | Bealistown [T421,T422] | GREAT ISLAND |  | 52.2978 | -6.9557
009015Y | MV/LV Substation PA***015Y |  | 10 kV | _ | LV | 400 kVA :Kiosk Substation | 0.4 | --> | 0.4 | 0.37 | 0.53 |  | --> | 0.38 | 0 | 0 | 0 | 0 | Constrained, otherwise capacity available =376 kW | --> | C16 ex MANOR STREET | Manor Street [T41,T42] | WATERFORD |  | 52.2576 | -7.1023
182555X | MV/LV Substation EA***555X |  | 10 kV | _ | LV | 400 kVA :Building Structure | 0.4 | --> | 0.4 | 0 | 0 | Constrained, otherwise capacity available =199 kVA | --> | 0.38 | 0 | 0 | 0 | 0 | Constrained, otherwise capacity available =352 kW | --> | C11 ex SCARIFF | Scariff [T42] | ENNIS |  | 52.9003 | -8.5967
009005 | MV/LV Substation RE***005 |  | 10 kV | _ | LV | 630 kVA :Kiosk Substation | 0.63 | --> | 0.63 | 0.465 | 0.53 |  | --> | 0.598 | 0 | 0 | 0 | 0 | Constrained, otherwise capacity available =576 kW | --> | C13 ex MANOR STREET | Manor Street [T41,T42] | WATERFORD |  | 52.2605 | -7.1056
120532 | MV/LV Substation DE***532 |  | 20 kV | _ | LV | 200 kVA :Pole Substation | 0.2 | --> | 0.2 | 0 | 0 | Constrained, otherwise capacity available =30 kVA | --> | 0.19 | 0 | 0.003 | 0 | 0 | Constrained, otherwise capacity available =163 kW | --> | E14 ex EDENDERRY | Edenderry [T421,T422] | BLAKE |  | 53.3387 | -6.9392
093250Z | MV/LV Substation TO***250Z |  | 10 kV | _ | LV | 200 kVA :Kiosk Substation | 0.2 | --> | 0.2 | 0 | 0 | Constrained, otherwise capacity available =166 kVA | --> | 0.19 | 0 | 0 | 0.185 | 0 |  | --> | C11 ex MERVILLE | Merville [T41,T42] | FINGLAS |  | 53.3811 | -6.3151
066436X | MV/LV Substation BA***436X |  | 20 kV | _ | LV | 200 kVA :Pole Substation | 0.2 | --> | 0.2 | 0 | 0 | Constrained, otherwise capacity available =152 kVA | --> | 0.19 | 0 | 0 | 0 | 0 | Constrained, otherwise capacity available =183 kW | --> | E18 ex GLASMORE | Glasmore [T421,T422] | GLASMORE |  | 53.5304 | -6.1974
021221Z | MV/LV Substation BR***221Z |  | 10 kV | _ | LV | 200 kVA :Kiosk Substation | 0.2 | --> | 0.2 | 0 | 0 | Constrained, otherwise capacity available =134 kVA | --> | 0.19 | 0 | 0.019 | 0.167 | 0 |  | --> | C21 ex MAYFIELD | Mayfield [T41,T42] | KILBARRY |  | 51.9171 | -8.4444
067994 | MV/LV Substation GO***994 |  | 10 kV | _ | LV | 400 kVA :Kiosk Substation | 0.4 | --> | 0.4 | 0 | 0 | Constrained, otherwise capacity available =264 kVA | --> | 0.38 | 0 | 0 | 0.361 | 0 |  | --> | C17 ex GARRYOWEN | Garryowen [T41,T42] | LIMERICK |  | 52.6651 | -8.6113
068247 | MV/LV Substation FA***247 |  | 10 kV | _ | LV | 630 kVA :Building Structure | 0.63 | --> | 0.63 | 0 | 0 | Constrained, otherwise capacity available =464 kVA | --> | 0.598 | 0 | 0.023 | 0.5 | 0 |  | --> | C12 ex WHITEHALL | Whitehall [T41] | FINGLAS |  | 53.3842 | -6.2502
012063Y | MV/LV Substation RO***063Y |  | 10 kV | _ | LV | 400 kVA :Kiosk Substation | 0.4 | --> | 0.4 | 0.266 | 1.99 |  | --> | 0.38 | 0 | 0.031 | 0 | 0 | Constrained, otherwise capacity available =338 kW | --> | C17 ex GRAIGUE | Graigue [T41,T42] | CARLOW |  | 52.8315 | -6.943
110841 | MV/LV Substation TE***841 |  | 20 kV | _ | LV | 200 kVA :Pole Substation | 0.2 | --> | 0.2 | 0.17 | 0.76 |  | --> | 0.19 | 0 | 0 | 0 | 0 | Constrained, otherwise capacity available =186 kW | --> | E19 ex KENMARE | Kenmare [T421] | KNOCKEARAGH |  | 51.8767 | -9.6719
0294121 | MV/LV Substation MI***4121 |  | 10 kV | _ | LV | 400 kVA :Building Structure | 0.4 | --> | 0.4 | 0 | 0 | Constrained, otherwise capacity available =349 kVA | --> | 0.38 | 0 | 0 | 0.373 | 0 |  | --> | C22 ex MIDLETON | Midleton [T101,T102] | MIDLETON |  | 51.9067 | -8.1699
366072 | MV/LV Substation DU***072 |  | 20 kV | _ | LV | 200 kVA :Pole Substation | 0.2 | --> | 0.2 | 0.149 | 0.45 |  | --> | 0.19 | 0 | 0 | 0 | 0 | Constrained, otherwise capacity available =183 kW | --> | C16 ex CARRAROE | Carraroe [T42] | SCREEB |  | 53.118 | -9.6752
007944 | MV/LV Substation HO***944 |  | 20 kV | _ | LV | 100 kVA :Pole Substation | 0.1 | --> | 0.1 | 0.081 | 16.12 |  | --> | 0.095 | 0 | 0 | 0.092 | 0 |  | --> | E17 ex WEXFORD | Wexford [T121,T122] | WEXFORD |  | 52.316 | -6.7221
007678X | MV/LV Substation BA***678X |  | 10 kV | _ | LV | 50 kVA :Pole Substation | 0.05 | --> | 0.05 | 0.035 | 16.12 |  | --> | 0.048 | 0 | 0.014 | 0.035 | 0 |  | --> | E19 ex WEXFORD | Wexford [T121,T122] | WEXFORD |  | 52.3375 | -6.5402
002986 | MV/LV Substation AS***986 |  | 10 kV | _ | LV | 50 kVA :Pole Substation | 0.05 | --> | 0.05 | 0.05 | 4.51 |  | --> | 0.048 | 0 | 0 | 0.048 | 0 |  | --> | C22 ex BOGHALL ROAD | Boghall Road [T41,T42] | FASSAROE |  | 53.1678 | -6.1322
051250X | MV/LV Substation KI***250X |  | 20 kV | _ | LV | 50 kVA :Pole Substation | 0.05 | --> | 0.05 | 0.032 | 2.22 |  | --> | 0.048 | 0 | 0.014 | 0.034 | 0 |  | --> | E12 ex CLARA | Clara [T421,T422] | THORNSBERRY |  | 53.3453 | -7.5873
056194Y | MV/LV Substation HO***194Y |  | 20 kV | _ | LV | 400 kVA :Kiosk Substation | 0.4 | --> | 0.4 | 0.311 | 0.89 |  | --> | 0.38 | 0 | 0.024 | 0 | 0 | Constrained, otherwise capacity available =350 kW | --> | E20 ex BIRR | Birr [T41,T422] | DALLOW |  | 53.0893 | -7.9156
075588 | MV/LV Substation CA***588 |  | 20 kV | _ | LV | 50 kVA :Pole Substation | 0.05 | --> | 0.05 | 0.048 | 0.58 |  | --> | 0.048 | 0 | 0 | 0 | 0 | Constrained, otherwise capacity available =47 kW | --> | E17 ex FERNS | Ferns [T421] | CRANE |  | 52.6321 | -6.4415
252337 | MV/LV Substation CL***337 |  | 10 kV | _ | LV | 200 kVA :Pole Substation | 0.2 | --> | 0.2 | 0.15 | 1.32 |  | --> | 0.19 | 0 | 0.005 | 0.179 | 0 |  | --> | C26 ex CLIFDEN | Clifden [T41,T42] | SCREEB |  | 53.4931 | -10.0213
235006 | MV/LV Substation CA***006 |  | 20 kV | _ | LV | 630 kVA :Building Structure | 0.63 | --> | 0.63 | 0 | 0 | Constrained, otherwise capacity available =160 kVA | --> | 0.598 | 0 | 0 | 0 | 0 | Constrained, otherwise capacity available =531 kW | --> | E11 ex BEALNABLATH | Bealnablath [T421] | BANDON |  | 51.8464 | -8.8114
038019 | MV/LV Substation FA***019 |  | 10 kV | _ | LV | 200 kVA :Pole Substation | 0.2 | --> | 0.2 | 0 | 0 | Constrained, otherwise capacity available =182 kVA | --> | 0.19 | 0 | 0 | 0 | 0 | Constrained, otherwise capacity available =188 kW | --> | C16 ex GORT | Gort [T41,T42] | ENNIS |  | 53.0593 | -8.8145
139362 | MV/LV Substation MA***362 |  | 20 kV | _ | LV | 100 kVA :Pole Substation | 0.1 | --> | 0.1 | 0 | 0 | Constrained, otherwise capacity available =65 kVA | --> | 0.095 | 0 | 0 | 0 | 0 | Constrained, otherwise capacity available =90 kW | --> | E21 ex FINEA | Finea [T421,T422] | SHANKILL |  | 53.863 | -7.3227
009074Y | MV/LV Substation ST***074Y |  | 20 kV | _ | LV | 630 kVA :Kiosk Substation | 0.63 | --> | 0.63 | 0.464 | 3.76 |  | --> | 0.598 | 0 | 0 | 0 | 0 | Constrained, otherwise capacity available =576 kW | --> | E15 ex BELVIEW | Belview [T421,T422] | WATERFORD |  | 52.2656 | -7.0377
0504010 | MV/LV Substation BA***4010 |  | 20 kV | _ | LV | 50 kVA :Pole Substation | 0.05 | --> | 0.05 | 0 | 0 | Constrained, otherwise capacity available =40 kVA | --> | 0.048 | 0 | 0.015 | 0 | 0 | Constrained, otherwise capacity available =35 kW | --> | C22 ex ATHLONE | Athlone [T41,T42] | ATHLONE |  | 53.4573 | -7.9924
014267X | MV/LV Substation CR***267X |  | 20 kV | _ | LV | 100 kVA :Pole Substation | 0.1 | --> | 0.1 | 0.042 | 0.12 |  | --> | 0.095 | 0 | 0 | 0.087 | 0 |  | --> | C26 ex ATHY | Athy [T101,T102] | ATHY |  | 53.1053 | -7.0145
165628 | MV/LV Substation DU***628 |  | 10 kV | _ | LV | 50 kVA :Pole Substation | 0.05 | --> | 0.05 | 0 | 0 | Constrained, otherwise capacity available =41 kVA | --> | 0.048 | 0 | 0.005 | 0 | 0 | Constrained, otherwise capacity available =43 kW | --> | C14 ex CLONAKILTY | Clonakilty [T41,T42] | DUNMANWAY |  | 51.5565 | -8.9041
038446 | MV/LV Substation CA***446 |  | 20 kV | _ | LV | 100 kVA :Pole Substation | 0.1 | --> | 0.1 | 0 | 0 | Constrained, otherwise capacity available =59 kVA | --> | 0.095 | 0 | 0.011 | 0 | 0 | Constrained, otherwise capacity available =81 kW | --> | E13 ex GORT | Gort [T41,T42] | ENNIS |  | 53.1279 | -8.9039
281133Y | MV/LV Substation CA***133Y |  | 10 kV | _ | LV | 400 kVA :Building Structure | 0.4 | --> | 0.4 | 0 | 0 | Constrained, otherwise capacity available =238 kVA | --> | 0.38 | 0 | 0.026 | 0 | 0 | Constrained, otherwise capacity available =338 kW | --> | C17 ex CARRIGALINE | Carrigaline [T41,T42] | BARNAHELY |  | 51.8084 | -8.3699
046188 | MV/LV Substation BA***188 |  | 10 kV | _ | LV | 100 kVA :Pole Substation | 0.1 | --> | 0.1 | 0.094 | 4.13 |  | --> | 0.095 | 0 | 0 | 0.094 | 0 |  | --> | C13 ex AGHAGAD | Aghagad [T41,T42] | SLIGO |  | 54.4257 | -8.4619
281360Y | MV/LV Substation M.***360Y |  | 10 kV | _ | LV | 100 kVA :Pole Substation | 0.1 | --> | 0.1 | 0 | 0 | Constrained, otherwise capacity available =60 kVA | --> | 0.095 | 0 | 0 | 0 | 0 | Constrained, otherwise capacity available =90 kW | --> | C17 ex DOUGLAS | Douglas [T41,T42] | TRABEG |  | 51.8481 | -8.4599
067110Y | MV/LV Substation CO***110Y |  | 10 kV | _ | LV | 200 kVA :Kiosk Substation | 0.2 | --> | 0.2 | 0 | 0 | Constrained, otherwise capacity available =142 kVA | --> | 0.19 | 0 | 0.027 | 0 | 0 | Constrained, otherwise capacity available =162 kW | --> | C13 ex MOYLISH | Moylish [T41,T42] | ARDNACRUSHA |  | 52.6748 | -8.652
062120 | MV/LV Substation NE***120 |  | 10 kV | _ | LV | 1000 kVA :Building Structure | 1 | --> | 1 | 0.5 | 2.33 |  | --> | 0.95 | 0 | 0 | 0 | 0 | Constrained, otherwise capacity available =886 kW | --> | C21 ex DUNDALK | Dundalk [T41,T42] | DUNDALK |  | 54.0031 | -6.4016
046191 | MV/LV Substation CL***191 |  | 10 kV | _ | LV | 400 kVA :Kiosk Substation | 0.4 | --> | 0.4 | 0.304 | 4.13 |  | --> | 0.38 | 0 | 0.033 | 0.342 | 0 |  | --> | C13 ex AGHAGAD | Aghagad [T41,T42] | SLIGO |  | 54.4289 | -8.4526
011654Y | MV/LV Substation WO***654Y |  | 10 kV | _ | LV | 100 kVA :Pole Substation | 0.1 | --> | 0.1 | 0 | 0 | Constrained, otherwise capacity available =22 kVA | --> | 0.095 | 0 | 0 | 0 | 0 | Constrained, otherwise capacity available =84 kW | --> | C14 ex GORESBRIDGE | Goresbridge [T41,T42] | KILKENNY |  | 52.6041 | -6.9338
368355X | MV/LV Substation ES***355X |  | 10 kV | _ | LV | 200 kVA :Kiosk Substation | 0.2 | --> | 0.2 | 0 | 0 | Constrained, otherwise capacity available =153 kVA | --> | 0.19 | 0 | 0.017 | 0 | 0 | Constrained, otherwise capacity available =171 kW | --> | C16 ex BALLYHAUNIS | Ballyhaunis [T41,T42] | DALTON |  | 53.7599 | -8.7559
238495 | MV/LV Substation CL***495 |  | 20 kV | _ | LV | 50 kVA :Pole Substation | 0.05 | --> | 0.05 | 0 | 0 | Constrained, otherwise capacity available =49 kVA | --> | 0.048 | 0 | 0 | 0 | 0 | Constrained, otherwise capacity available =47 kW | --> | E17 ex BALLINROBE | Ballinrobe [T421,T422] | DALTON |  | 53.6534 | -9.1298
017094 | MV/LV Substation CH***094 |  | 10 kV | _ | LV | 200 kVA :Kiosk Substation | 0.2 | --> | 0.2 | 0.053 | 4.23 |  | --> | 0.19 | 0 | 0.011 | 0 | 0 | Constrained, otherwise capacity available =161 kW | --> | C17 ex CHURCHTOWN | Churchtown [T41] | RATHKEALE |  | 52.4572 | -9.0655
365594X | MV/LV Substation BR***594X |  | 10 kV | _ | LV | 50 kVA :Pole Substation | 0.05 | --> | 0.05 | 0 | 0 | Constrained, otherwise capacity available =50 kVA | --> | 0.048 | 0 | 0 | 0.048 | 0 |  | --> | C12 ex SAGGART | Saggart [T41,T42] | GRANGE CASTLE |  | 53.2743 | -6.4849
0664022 | MV/LV Substation SU***4022 |  | 20 kV | _ | LV | 630 kVA :Building Structure | 0.63 | --> | 0.63 | 0 | 0 | Constrained, otherwise capacity available =397 kVA | --> | 0.598 | 0 | 0 | 0 | 0 | Constrained, otherwise capacity available =566 kW | --> | E18 ex GLASMORE | Glasmore [T421,T422] | GLASMORE |  | 53.5407 | -6.2106
405661 | MV/LV Substation GR***661 |  | 20 kV | _ | LV | 200 kVA :Pole Substation | 0.2 | --> | 0.2 | 0.18 | 3.03 |  | --> | 0.19 | 0 | 0 | 0 | 0 | Constrained, otherwise capacity available =187 kW | --> | E12 ex MOVILLE | Moville [T421,T422] | TRILLICK |  | 55.2173 | -6.9571
368278X | MV/LV Substation HA***278X |  | 10 kV | _ | LV | 50 kVA :Pole Substation | 0.05 | --> | 0.05 | 0 | 0 | Constrained, otherwise capacity available =30 kVA | --> | 0.048 | 0 | 0 | 0 | 0 | Constrained, otherwise capacity available =45 kW | --> | C17 ex BALLYHAUNIS | Ballyhaunis [T41,T42] | DALTON |  | 53.759 | -8.7823
099642X | MV/LV Substation ID***642X |  | 10 kV | _ | LV | 630 kVA :Building Structure | 0.63 | --> | 0.63 | 0.5 | 5.45 |  | --> | 0.598 | 0 | 0 | 0 | 0 | Constrained, otherwise capacity available =596 kW | --> | C18 ex GORTLEE | Gortlee [T41,T42] | LETTERKENNY |  | 54.9606 | -7.7171
052928Y | MV/LV Substation NU***928Y |  | 10 kV | _ | LV | 100 kVA :Pole Substation | 0.1 | --> | 0.1 | 0 | 0 | Constrained, otherwise capacity available =44 kVA | --> | 0.095 | 0 | 0.035 | 0 | 0 | Constrained, otherwise capacity available =61 kW | --> | C18 ex NEWBROOK | Newbrook [T42] | MULLINGAR |  | 53.5158 | -7.373
068075 | MV/LV Substation GA***075 |  | 10 kV | _ | LV | 630 kVA :Building Structure | 0.63 | --> | 0.63 | 0 | 0 | Constrained, otherwise capacity available =264 kVA | --> | 0.598 | 0 | 0.073 | 0.492 | 0 |  | --> | C12 ex WHITEHALL | Whitehall [T41] | FINGLAS |  | 53.3808 | -6.2463
429123X | MV/LV Substation BR***123X |  | 10 kV | _ | LV | 50 kVA :Pole Substation | 0.05 | --> | 0.05 | 0.05 | 0.33 |  | --> | 0.048 | 0 | 0 | 0 | 0 | Constrained, otherwise capacity available =48 kW | --> | C12 ex ABBEYFEALE | Abbeyfeale [T42] | TRIEN |  | 52.3126 | -9.2735
433875 | MV/LV Substation MO***875 |  | 10 kV | _ | LV | 100 kVA :Pole Substation | 0.1 | --> | 0.1 | 0.071 | 2.45 |  | --> | 0.095 | 0 | 0.014 | 0 | 0 | Constrained, otherwise capacity available =81 kW | --> | C19 ex GURTEEN | Gurteen [T41] | TONROE |  | 53.9432 | -8.496
288709 | MV/LV Substation ST***709 |  | 10 kV | _ | LV | 630 kVA :Building Structure | 0.63 | --> | 0.63 | 0 | 0 | Constrained, otherwise capacity available =430 kVA | --> | 0.598 | 0 | 0.3 | 0.353 | 0 |  | --> | C13 ex SANDYFORD | Sandyford [T41,T42] | CARRICKMINES |  | 53.267 | -6.2685
011702X | MV/LV Substation HO***702X |  | 10 kV | _ | LV | 50 kVA :Pole Substation | 0.05 | --> | 0.05 | 0 | 0 | Constrained, otherwise capacity available =41 kVA | --> | 0.048 | 0 | 0 | 0 | 0 | Constrained, otherwise capacity available =46 kW | --> | C15 ex TALBOTS INCH | Talbots Inch [T41,T42] | KILKENNY |  | 52.6596 | -7.2933
021318Z | MV/LV Substation NO***318Z |  | 10 kV | _ | LV | 400 kVA :Building Structure | 0.4 | --> | 0.4 | 0 | 0 | Constrained, otherwise capacity available =399 kVA | --> | 0.38 | 0 | 0 | 0.38 | 0 |  | --> | C26 ex KILBARRY | Kilbarry [T101,T43] | KILBARRY |  | 51.9242 | -8.4882
158057 | MV/LV Substation SH***057 |  | 20 kV | _ | LV | 100 kVA :Pole Substation | 0.1 | --> | 0.1 | 0 | 0 | Constrained, otherwise capacity available =72 kVA | --> | 0.095 | 0 | 0 | 0 | 0 | Constrained, otherwise capacity available =91 kW | --> | C19 ex ENNISTYMON | Ennistymon [T41,T42] | ENNIS |  | 53.1203 | -9.1365
041325Y | MV/LV Substation DR***325Y |  | 20 kV | _ | LV | 100 kVA :Pole Substation | 0.1 | --> | 0.1 | 0 | 0 | Constrained, otherwise capacity available =93 kVA | --> | 0.095 | 0 | 0 | 0 | 0 | Constrained, otherwise capacity available =94 kW | --> | E14 ex DALTON | Dalton [T421,T422] | DALTON |  | 53.7387 | -8.9723
1544083 | MV/LV Substation DI***4083 |  | 10 kV | _ | LV | 400 kVA :Kiosk Substation | 0.4 | --> | 0.4 | 0.262 | 7.91 |  | --> | 0.38 | 0 | 0.044 | 0.328 | 0 |  | --> | C23 ex PELLETSTOWN | Pelletstown [T101,T102] | FINGLAS |  | 53.3704 | -6.3849
008248 | MV/LV Substation BA***248 |  | 10 kV | _ | LV | 100 kVA :Pole Substation | 0.1 | --> | 0.1 | 0.095 | 0.24 |  | --> | 0.095 | 0 | 0 | 0 | 0 | Constrained, otherwise capacity available =94 kW | --> | C14 ex ROSBERCON | Rosbercon [T41,T42] | WATERFORD |  | 52.4247 | -7.0124
064924X | MV/LV Substation BA***924X |  | 20 kV | _ | LV | 50 kVA :Pole Substation | 0.05 | --> | 0.05 | 0 | 0 | Constrained, otherwise capacity available =47 kVA | --> | 0.048 | 0 | 0 | 0 | 0 | Constrained, otherwise capacity available =47 kW | --> | C21 ex TERMONFECKIN ROAD | Termonfeckin Road [T41,T42] | DRYBRIDGE |  | 53.7748 | -6.2724
050312X | MV/LV Substation CL***312X |  | 10 kV | _ | LV | 50 kVA :Pole Substation | 0.05 | --> | 0.05 | 0.048 | 7.61 |  | --> | 0.048 | 0 | 0 | 0 | 0 | Constrained, otherwise capacity available =47 kW | --> | C11 ex GARRYCASTLE | Garrycastle [T41,T42] | ATHLONE |  | 53.413 | -7.9072
067887 | MV/LV Substation IS***887 |  | 10 kV | _ | LV | 50 kVA :Pole Substation | 0.05 | --> | 0.05 | 0 | 0 | Constrained, otherwise capacity available =42 kVA | --> | 0.048 | 0 | 0.006 | 0 | 0 | Constrained, otherwise capacity available =42 kW | --> | C16 ex GILLOGUE | Gillogue [T41,T42] | ARDNACRUSHA |  | 52.6912 | -8.6054
021108Z | MV/LV Substation DU***108Z |  | 10 kV | _ | LV | 50 kVA :Pole Substation | 0.05 | --> | 0.05 | 0 | 0 | Constrained, otherwise capacity available =23 kVA | --> | 0.048 | 0 | 0.005 | 0.04 | 0 |  | --> | C31 ex KILBARRY | Kilbarry [T101,T43] | KILBARRY |  | 51.9302 | -8.4621
281108 | MV/LV Substation GL***108 |  | 10 kV | _ | LV | 400 kVA :Building Structure | 0.4 | --> | 0.4 | 0 | 0 | Constrained, otherwise capacity available =270 kVA | --> | 0.38 | 0 | 0.025 | 0 | 0 | Constrained, otherwise capacity available =343 kW | --> | C19 ex DENNEHYS CROSS | Dennehys Cross [T41,T42] | TRABEG |  | 51.8864 | -8.4975
127549 | MV/LV Substation CL***549 |  | 20 kV | _ | LV | 50 kVA :Pole Substation | 0.05 | --> | 0.05 | 0 | 0 | Constrained, otherwise capacity available =46 kVA | --> | 0.048 | 0 | 0 | 0 | 0 | Constrained, otherwise capacity available =47 kW | --> | C16 ex HOLYCROSS ROAD | Holycross Road [T41,T42] | THURLES |  | 52.6228 | -7.9371
099095X | MV/LV Substation PA***095X |  | 10 kV | _ | LV | 630 kVA :Building Structure | 0.63 | --> | 0.63 | 0.5 | 5.45 |  | --> | 0.598 | 0 | 0.011 | 0 | 0 | Constrained, otherwise capacity available =575 kW | --> | C18 ex GORTLEE | Gortlee [T41,T42] | LETTERKENNY |  | 54.9613 | -7.715
029804Y | MV/LV Substation BA***804Y |  | 10 kV | _ | LV | 1000 kVA :Building Structure | 1 | --> | 1 | 0 | 0 | Constrained, otherwise capacity available =970 kVA | --> | 0.95 | 0 | 0 | 0 | 0 | Constrained, otherwise capacity available =946 kW | --> | C17 ex CARRIGSHANE | Carrigshane [T41] | MIDLETON |  | 51.8923 | -8.164
281897 | MV/LV Substation SU***897 |  | 10 kV | _ | LV | 200 kVA :Building Structure | 0.2 | --> | 0.2 | 0 | 0 |  | --> | 0.19 | 0 | 0 | 0 | 0 | Constrained, otherwise capacity available =140 kW | --> | C18 ex DENNEHYS CROSS | Dennehys Cross [T41,T42] | TRABEG |  | 51.8901 | -8.5213
060175Y | MV/LV Substation TH***175Y |  | 10 kV | _ | LV | 400 kVA :Kiosk Substation | 0.4 | --> | 0.4 | 0.304 | 2.57 |  | --> | 0.38 | 0 | 0 | 0 | 0 | Constrained, otherwise capacity available =367 kW | --> | C19 ex ERRIGAL | Errigal [T41,T422] | SHANKILL |  | 54.0734 | -7.0797
068966 | MV/LV Substation KN***966 |  | 10 kV | _ | LV | 400 kVA :Kiosk Substation | 0.4 | --> | 0.4 | 0.353 | 1.86 |  | --> | 0.38 | 0 | 0.004 | 0.37 | 0 |  | --> | C17 ex FAIRVIEW | Fairview [T41] | MCDERMOTT |  | 53.3635 | -6.2072
068527X | MV/LV Substation TH***527X |  | 10 kV | _ | LV | 1000 kVA :Building Structure | 1 | --> | 1 | 0 | 0 | Constrained, otherwise capacity available =916 kVA | --> | 0.95 | 0 | 0.01 | 0.5 | 0 |  | --> | C12 ex GLOUCESTER PLACE | Gloucester Place [T41,T42] | MCDERMOTT |  | 53.3522 | -6.251
062672Y | MV/LV Substation FO***672Y |  | 20 kV | _ | LV | 400 kVA :Building Structure | 0.4 | --> | 0.4 | 0.307 | 3.47 |  | --> | 0.38 | 0 | 0 | 0 | 0 | Constrained, otherwise capacity available =367 kW | --> | E17 ex BUSH | Bush [T421,T422] | DUNDALK |  | 54.0392 | -6.1815
0014153 | MV/LV Substation NE***4153 |  | 10 kV | _ | LV | 630 kVA :Kiosk Substation | 0.63 | --> | 0.63 | 0 | 0 | Constrained, otherwise capacity available =565 kVA | --> | 0.598 | 0 | 0.013 | 0.5 | 0 |  | --> | C24 ex CARRICKMINES | Carrickmines [T41,T42] | CARRICKMINES |  | 53.2479 | -6.1502
154352 | MV/LV Substation HA***352 |  | 10 kV | _ | LV | 400 kVA :Kiosk Substation | 0.4 | --> | 0.4 | 0 | 0 | Constrained, otherwise capacity available =260 kVA | --> | 0.38 | 0 | 0.039 | 0 | 0 | Constrained, otherwise capacity available =332 kW | --> | C15 ex COOLMINE | Coolmine [T41,T42] | FINGLAS |  | 53.3955 | -6.4199
067264Y | MV/LV Substation ES***264Y |  | 10 kV | _ | LV | 100 kVA :Pole Substation | 0.1 | --> | 0.1 | 0 | 0 | Constrained, otherwise capacity available =100 kVA | --> | 0.095 | 0 | 0 | 0 | 0 | Constrained, otherwise capacity available =95 kW | --> | C17 ex CASTLETROY | Castletroy [T41,T42] | ARDNACRUSHA |  | 52.6742 | -8.5512
1544381 | MV/LV Substation SC***4381 |  | 10 kV | _ | LV | 400 kVA :Kiosk Substation | 0.4 | --> | 0.4 | 0 | 0 | Constrained, otherwise capacity available =381 kVA | --> | 0.38 | 0 | 0 | 0 | 0 | Constrained, otherwise capacity available =378 kW | --> | C11 ex COOLMINE | Coolmine [T41,T42] | FINGLAS |  | 53.3761 | -6.4098
255749 | MV/LV Substation CA***749 |  | 10 kV | _ | LV | 100 kVA :Pole Substation | 0.1 | --> | 0.1 | 0.068 | 2.09 |  | --> | 0.095 | 0 | 0.01 | 0 | 0 | Constrained, otherwise capacity available =83 kW | --> | C17 ex KILCAR | Kilcar [T41] | BINBANE |  | 54.706 | -8.7245
158179Y | MV/LV Substation KY***179Y |  | 10 kV | _ | LV | 50 kVA :Pole Substation | 0.05 | --> | 0.05 | 0 | 0 | Constrained, otherwise capacity available =50 kVA | --> | 0.048 | 0 | 0 | 0 | 0 | Constrained, otherwise capacity available =48 kW | --> | C20 ex ENNISTYMON | Ennistymon [T41,T42] | ENNIS |  | 52.8657 | -9.2064
0534132 | MV/LV Substation TI***4132 |  | 10 kV | _ | LV | 50 kVA :Pole Substation | 0.05 | --> | 0.05 | 0.05 | 4.61 |  | --> | 0.048 | 0 | 0 | 0 | 0 | Constrained, otherwise capacity available =48 kW | --> | E11 ex LUMCLOON | Lumcloon [T421,T422] | DALLOW |  | 53.1896 | -7.9328
368304X | MV/LV Substation HA***304X |  | 10 kV | _ | LV | 200 kVA :Kiosk Substation | 0.2 | --> | 0.2 | 0 | 0 | Constrained, otherwise capacity available =155 kVA | --> | 0.19 | 0 | 0.011 | 0 | 0 | Constrained, otherwise capacity available =176 kW | --> | C17 ex BALLYHAUNIS | Ballyhaunis [T41,T42] | DALTON |  | 53.7622 | -8.7787
405235 | MV/LV Substation ST***235 |  | 20 kV | _ | LV | 50 kVA :Pole Substation | 0.05 | --> | 0.05 | 0.043 | 3.03 |  | --> | 0.048 | 0 | 0 | 0 | 0 | Constrained, otherwise capacity available =46 kW | --> | E12 ex MOVILLE | Moville [T421,T422] | TRILLICK |  | 55.203 | -6.9911
044648 | MV/LV Substation SR***648 |  | 20 kV | _ | LV | 50 kVA :Pole Substation | 0.05 | --> | 0.05 | 0.026 | 2.33 |  | --> | 0.048 | 0 | 0 | 0 | 0 | Constrained, otherwise capacity available =44 kW | --> | E13 ex MOY | Moy [T421,T422] | MOY |  | 53.9972 | -9.1768
058206Y | MV/LV Substation B/***206Y |  | 20 kV | _ | LV | 200 kVA :Pole Substation | 0.2 | --> | 0.2 | 0 | 0 | Constrained, otherwise capacity available =156 kVA | --> | 0.19 | 0 | 0.004 | 0 | 0 | Constrained, otherwise capacity available =181 kW | --> | C17 ex KYLEERAGH | Kyleeragh [T41,T42] | NENAGH |  | 52.9979 | -8.13
151711X | MV/LV Substation HO***711X |  | 10 kV | _ | LV | 100 kVA :Pole Substation | 0.1 | --> | 0.1 | 0 | 0 | Constrained, otherwise capacity available =90 kVA | --> | 0.095 | 0 | 0 | 0.094 | 0 |  | --> | C12 ex BRUFF | Bruff [T42,T421] | LIMERICK |  | 52.4758 | -8.4346
125135Y | MV/LV Substation AR***135Y |  | 10 kV | _ | LV | 200 kVA :Kiosk Substation | 0.2 | --> | 0.2 | 0 | 0 | Constrained, otherwise capacity available =177 kVA | --> | 0.19 | 0 | 0.015 | 0 | 0 | Constrained, otherwise capacity available =176 kW | --> | C11 ex CLOONLOUGH | Cloonlough [T41,T42] | BARRYMORE |  | 52.2594 | -8.2814
015535X | MV/LV Substation FR***535X |  | 10 kV | _ | LV | 1000 kVA :Kiosk Substation | 1 | --> | 1 | 0 | 0 | Constrained, otherwise capacity available =910 kVA | --> | 0.95 | 0 | 0 | 0 | 0 | Constrained, otherwise capacity available =938 kW | --> | C19 ex JOHNSTOWN | Johnstown [T41,T42] | KILTEEL |  | 53.2287 | -6.6374
046065X | MV/LV Substation SL***065X |  | 10 kV | _ | LV | 200 kVA :Pole Substation | 0.2 | --> | 0.2 | 0.168 | 4.13 |  | --> | 0.19 | 0 | 0.011 | 0.177 | 0 |  | --> | C13 ex AGHAGAD | Aghagad [T41,T42] | SLIGO |  | 54.4285 | -8.4554
238468 | MV/LV Substation KI***468 |  | 20 kV | _ | LV | 50 kVA :Pole Substation | 0.05 | --> | 0.05 | 0 | 0 | Constrained, otherwise capacity available =47 kVA | --> | 0.048 | 0 | 0 | 0 | 0 | Constrained, otherwise capacity available =47 kW | --> | E17 ex BALLINROBE | Ballinrobe [T421,T422] | DALTON |  | 53.6505 | -9.1134
1114027 | MV/LV Substation DE***4027 |  | 20 kV | _ | LV | 50 kVA :Pole Substation | 0.05 | --> | 0.05 | 0.05 | 0.94 |  | --> | 0.048 | 0 | 0 | 0 | 0 | Constrained, otherwise capacity available =48 kW | --> | E11 ex CASTLETOWNBERE | Castletownbere [T421] | BALLYLICKY |  | 51.7338 | -9.9248
255187X | MV/LV Substation CA***187X |  | 10 kV | _ | LV | 100 kVA :Pole Substation | 0.1 | --> | 0.1 | 0.1 | 2.09 |  | --> | 0.095 | 0 | 0 | 0 | 0 | Constrained, otherwise capacity available =95 kW | --> | C17 ex KILCAR | Kilcar [T41] | BINBANE |  | 54.6492 | -8.5912
009893Y | MV/LV Substation FR***893Y |  | 10 kV | _ | LV | 200 kVA :Kiosk Substation | 0.2 | --> | 0.2 | 0 | 0 | Constrained, otherwise capacity available =198 kVA | --> | 0.19 | 0 | 0 | 0 | 0 | Constrained, otherwise capacity available =190 kW | --> | C16 ex GRANGE (SR) | Grange (sr) [T41,T42] | BUTLERSTOWN |  | 52.251 | -7.0822
293708Y | MV/LV Substation CH***708Y |  | 20 kV | _ | LV | 200 kVA :Pole Substation | 0.2 | --> | 0.2 | 0.177 | 0.43 |  | --> | 0.19 | 0 | 0 | 0 | 0 | Constrained, otherwise capacity available =187 kW | --> | E15 ex TULLOW | Tullow [T421,T422] | CARLOW |  | 52.8045 | -6.7457
233007X | MV/LV Substation CO***007X |  | 10 kV | _ | LV | 630 kVA :Building Structure | 0.63 | --> | 0.63 | 0 | 0 | Constrained, otherwise capacity available =630 kVA | --> | 0.598 | 0 | 0 | 0 | 0 | Constrained, otherwise capacity available =598 kW | --> | C22 ex CASTLEISLAND | Castleisland [T41,T42] | TRALEE |  | 52.2291 | -9.4638
018282Z | MV/LV Substation TH***282Z |  | 10 kV | _ | LV | 200 kVA :Kiosk Substation | 0.2 | --> | 0.2 | 0.166 | 3.75 |  | --> | 0.19 | 0 | 0.005 | 0 | 0 | Constrained, otherwise capacity available =182 kW | --> | C11 ex SMEARLA | Smearla [T41,T42] | TRIEN |  | 52.4419 | -9.4854
082170 | MV/LV Substation BE***170 |  | 10 kV | _ | LV | 400 kVA :Building Structure | 0.4 | --> | 0.4 | 0 | 0 | Constrained, otherwise capacity available =320 kVA | --> | 0.38 | 0 | 0 | 0 | 0 | Constrained, otherwise capacity available =369 kW | --> | C32 ex ACADEMY STREET | Academy Street [T421,T422,T44] | NAVAN |  | 53.6431 | -6.6979
405496 | MV/LV Substation CA***496 |  | 20 kV | _ | LV | 100 kVA :Pole Substation | 0.1 | --> | 0.1 | 0.082 | 3.03 |  | --> | 0.095 | 0 | 0 | 0 | 0 | Constrained, otherwise capacity available =92 kW | --> | E12 ex MOVILLE | Moville [T421,T422] | TRILLICK |  | 55.2178 | -6.9565
157225X | MV/LV Substation CL***225X |  | 20 kV | _ | LV | 200 kVA :Kiosk Substation | 0.2 | --> | 0.2 | 0.154 | 1.55 |  | --> | 0.19 | 0 | 0 | 0 | 0 | Constrained, otherwise capacity available =184 kW | --> | E13 ex CARRIGALLEN | Carrigallen [T421] | CARRICK ON SHANNON |  | 53.9809 | -7.6484
154102Z | MV/LV Substation TH***102Z |  | 10 kV | _ | LV | 200 kVA :Kiosk Substation | 0.2 | --> | 0.2 | 0.176 | 7.91 |  | --> | 0.19 | 0 | 0.015 | 0.176 | 0 |  | --> | C23 ex PELLETSTOWN | Pelletstown [T101,T102] | FINGLAS |  | 53.3697 | -6.3887
036064 | MV/LV Substation TH***064 |  | 20 kV | _ | LV | 100 kVA :Pole Substation | 0.1 | --> | 0.1 | 0 | 0 | Constrained, otherwise capacity available =100 kVA | --> | 0.095 | 0 | 0 | 0 | 0 | Constrained, otherwise capacity available =95 kW | --> | E20 ex GARRANACANTY | Garranacanty [T421,T422] | TIPPERARY |  | 52.4849 | -8.0218
118529 | MV/LV Substation CA***529 |  | 20 kV | _ | LV | 50 kVA :Pole Substation | 0.05 | --> | 0.05 | 0 | 0 | Constrained, otherwise capacity available =44 kVA | --> | 0.048 | 0 | 0 | 0 | 0 | Constrained, otherwise capacity available =47 kW | --> | E18 ex CREAGH | Creagh [T421,T422] | ATHLONE |  | 53.4756 | -8.4985
014364Z | MV/LV Substation OA***364Z |  | 20 kV | _ | LV | 200 kVA :Kiosk Substation | 0.2 | --> | 0.2 | 0.088 | 0.63 |  | --> | 0.19 | 0 | 0.024 | 0 | 0 | Constrained, otherwise capacity available =156 kW | --> | E12 ex KILCULLEN | Kilcullen [T41,T42,T424] | STRATFORD |  | 53.0475 | -6.8302
0094232 | MV/LV Substation KN***4232 |  | 10 kV | _ | LV | 400 kVA :Kiosk Substation | 0.4 | --> | 0.4 | 0 | 0 | Constrained, otherwise capacity available =350 kVA | --> | 0.38 | 0 | 0 | 0 | 0 | Constrained, otherwise capacity available =373 kW | --> | C21 ex WATERFORD IND EST | Waterford Ind Est [T41,T42,T44] | BUTLERSTOWN |  | 52.2425 | -7.1308
0664166 | MV/LV Substation LO***4166 |  | 20 kV | _ | LV | 400 kVA :Kiosk Substation | 0.4 | --> | 0.4 | 0 | 0 | Constrained, otherwise capacity available =344 kVA | --> | 0.38 | 0 | 0.028 | 0 | 0 | Constrained, otherwise capacity available =352 kW | --> | E13 ex GLASMORE | Glasmore [T421,T422] | GLASMORE |  | 53.4758 | -6.2383
0664018 | MV/LV Substation BE***4018 |  | 20 kV | _ | LV | 50 kVA :Pole Substation | 0.05 | --> | 0.05 | 0 | 0 | Constrained, otherwise capacity available =37 kVA | --> | 0.048 | 0 | 0.016 | 0 | 0 | Constrained, otherwise capacity available =34 kW | --> | E18 ex GLASMORE | Glasmore [T421,T422] | GLASMORE |  | 53.541 | -6.2454
015980 | MV/LV Substation LE***980 |  | 10 kV | _ | LV | 100 kVA :Pole Substation | 0.1 | --> | 0.1 | 0.055 | 12.6 |  | --> | 0.095 | 0 | 0 | 0.089 | 0 |  | --> | C23 ex MONREAD | Monread [T101,T102] | MONREAD |  | 53.247 | -6.6852
111962Y | MV/LV Substation BA***962Y |  | 20 kV | _ | LV | 100 kVA :Pole Substation | 0.1 | --> | 0.1 | 0 | 0 | Constrained, otherwise capacity available =69 kVA | --> | 0.095 | 0 | 0 | 0 | 0 | Constrained, otherwise capacity available =91 kW | --> | E11 ex BALLYDEHOB | Ballydehob [T421] | DUNMANWAY |  | 51.5648 | -9.456
251284X | MV/LV Substation MU***284X |  | 10 kV | _ | LV | 400 kVA :Building Structure | 0.4 | --> | 0.4 | 0 | 0 | Constrained, otherwise capacity available =314 kVA | --> | 0.38 | 0 | 0 | 0 | 0 | Constrained, otherwise capacity available =368 kW | --> | C16 ex PARKMORE | Parkmore [T41,T42] | GALWAY 110KV |  | 53.3041 | -8.9911
011653Y | MV/LV Substation L ***653Y |  | 10 kV | _ | LV | 200 kVA :Pole Substation | 0.2 | --> | 0.2 | 0 | 0 | Constrained, otherwise capacity available =190 kVA | --> | 0.19 | 0 | 0 | 0 | 0 | Constrained, otherwise capacity available =189 kW | --> | C14 ex GORESBRIDGE | Goresbridge [T41,T42] | KILKENNY |  | 52.606 | -6.9373
011624Z | MV/LV Substation BU***624Z |  | 10 kV | _ | LV | 50 kVA :Pole Substation | 0.05 | --> | 0.05 | 0 | 0 | Constrained, otherwise capacity available =45 kVA | --> | 0.048 | 0 | 0.016 | 0 | 0 | Constrained, otherwise capacity available =35 kW | --> | C23 ex GORESBRIDGE | Goresbridge [T41,T42] | KILKENNY |  | 52.6544 | -7.0248
120103Y | MV/LV Substation CR***103Y |  | 20 kV | _ | LV | 50 kVA :Pole Substation | 0.05 | --> | 0.05 | 0 | 0 | Constrained, otherwise capacity available =44 kVA | --> | 0.048 | 0 | 0 | 0 | 0 | Constrained, otherwise capacity available =47 kW | --> | E19 ex EDENDERRY | Edenderry [T421,T422] | BLAKE |  | 53.4236 | -7.0813
066101Y | MV/LV Substation MO***101Y |  | 20 kV | _ | LV | 50 kVA :Pole Substation | 0.05 | --> | 0.05 | 0 | 0 | Constrained, otherwise capacity available =34 kVA | --> | 0.048 | 0 | 0.01 | 0 | 0 | Constrained, otherwise capacity available =38 kW | --> | E17 ex BALTRASNA | Baltrasna [T121,T122] | BALTRASNA |  | 53.5034 | -6.5113
068543 | MV/LV Substation ST***543 |  | 10 kV | _ | LV | 400 kVA :Building Structure | 0.4 | --> | 0.4 | 0.166 | 3.38 |  | --> | 0.38 | 0 | 0 | 0.347 | 0 |  | --> | C13 ex MERRION SQUARE | Merrion Square [T41,T42] | RINGSEND |  | 53.3416 | -6.253
032986X | MV/LV Substation FI***986X |  | 20 kV | _ | LV | 200 kVA :Kiosk Substation | 0.2 | --> | 0.2 | 0 | 0 | Constrained, otherwise capacity available =115 kVA | --> | 0.19 | 0 | 0.058 | 0 | 0 | Constrained, otherwise capacity available =135 kW | --> | E13 ex KILCARRAGH | Kilcarragh [T421,T422] | BUTLERSTOWN |  | 52.1546 | -7.0009
017722X | MV/LV Substation BA***722X |  | 10 kV | _ | LV | 630 kVA :Kiosk Substation | 0.63 | --> | 0.63 | 0.5 | 4.23 |  | --> | 0.598 | 0 | 0 | 0 | 0 | Constrained, otherwise capacity available =588 kW | --> | C17 ex CHURCHTOWN | Churchtown [T41] | RATHKEALE |  | 52.4592 | -9.0621
067585Y | MV/LV Substation CA***585Y |  | 20 kV | _ | LV | 50 kVA :Pole Substation | 0.05 | --> | 0.05 | 0 | 0 | Constrained, otherwise capacity available =31 kVA | --> | 0.048 | 0 | 0.015 | 0 | 0 | Constrained, otherwise capacity available =34 kW | --> | E21 ex CRATLOE | Cratloe [T421,T422] | ARDNACRUSHA |  | 52.7311 | -8.7769
068112X | MV/LV Substation ME***112X |  | 10 kV | _ | LV | 1000 kVA :Building Structure | 1 | --> | 1 | 0.5 | 28.43 |  | --> | 0.95 | 0 | 0.005 | 0.5 | 0 |  | --> | C39 ex BEDFORD ROW | Bedford Row [T41,T42,T43,T44] | FRANCIS STREET |  | 53.3391 | -6.2519
206124X | MV/LV Substation RE***124X |  | 20 kV | _ | LV | 50 kVA :Pole Substation | 0.05 | --> | 0.05 | 0.048 | 7.61 |  | --> | 0.048 | 0 | 0 | 0 | 0 | Constrained, otherwise capacity available =47 kW | --> | E14 ex BELLACORICK | Bellacorick [T122] | BELLACORICK |  | 54.205 | -9.918
052931X | MV/LV Substation CA***931X |  | 20 kV | _ | LV | 100 kVA :Pole Substation | 0.1 | --> | 0.1 | 0.049 | 2.22 |  | --> | 0.095 | 0 | 0 | 0.088 | 0 |  | --> | E13 ex CLARA | Clara [T421,T422] | THORNSBERRY |  | 53.4525 | -7.4975
067097X | MV/LV Substation SH***097X |  | 20 kV | _ | LV | 400 kVA :Kiosk Substation | 0.4 | --> | 0.4 | 0 | 0 | Constrained, otherwise capacity available =279 kVA | --> | 0.38 | 0 | 0.013 | 0 | 0 | Constrained, otherwise capacity available =353 kW | --> | E21 ex CRATLOE | Cratloe [T421,T422] | ARDNACRUSHA |  | 52.7399 | -8.7787
238554X | MV/LV Substation BA***554X |  | 20 kV | _ | LV | 50 kVA :Pole Substation | 0.05 | --> | 0.05 | 0 | 0 | Constrained, otherwise capacity available =50 kVA | --> | 0.048 | 0 | 0 | 0 | 0 | Constrained, otherwise capacity available =48 kW | --> | E17 ex BALLINROBE | Ballinrobe [T421,T422] | DALTON |  | 53.6491 | -9.1486
058628 | MV/LV Substation CL***628 |  | 10 kV | _ | LV | 100 kVA :Pole Substation | 0.1 | --> | 0.1 | 0.064 | 3 |  | --> | 0.095 | 0 | 0 | 0 | 0 | Constrained, otherwise capacity available =90 kW | --> | C21 ex NENAGH | Nenagh [T41,T42] | NENAGH |  | 52.885 | -8.345
082753 | MV/LV Substation DE***753 |  | 10 kV | _ | LV | 50 kVA :Pole Substation | 0.05 | --> | 0.05 | 0.033 | 2.01 |  | --> | 0.048 | 0 | 0 | 0 | 0 | Constrained, otherwise capacity available =45 kW | --> | C18 ex ABBEYLAND | Abbeyland [T41,T42] | NAVAN |  | 53.6203 | -6.8237
025695 | MV/LV Substation FE***695 |  | 20 kV | _ | LV | 50 kVA :Pole Substation | 0.05 | --> | 0.05 | 0.044 | 6.21 |  | --> | 0.048 | 0 | 0 | 0 | 0 | Constrained, otherwise capacity available =47 kW | --> | E28 ex MILFORD (MWR) | Milford (mwr) [T422] | CHARLEVILLE |  | 52.3874 | -8.8614
334030 | MV/LV Substation GR***030 |  | 10 kV | _ | LV | 200 kVA :Kiosk Substation | 0.2 | --> | 0.2 | 0 | 0 | Constrained, otherwise capacity available =189 kVA | --> | 0.19 | 0 | 0.005 | 0.185 | 0 |  | --> | C20 ex SUTTON | Sutton [T41,T42] | GRANGE (DR) |  | 53.3868 | -6.1035
281219 | MV/LV Substation BA***219 |  | 10 kV | _ | LV | 200 kVA :Kiosk Substation | 0.2 | --> | 0.2 | 0 | 0 | Constrained, otherwise capacity available =138 kVA | --> | 0.19 | 0 | 0.028 | 0.161 | 0 |  | --> | C21 ex BISHOPSTOWN | Bishopstown [T41,T42] | KILBARRY |  | 51.883 | -8.5207
220557X | MV/LV Substation CE***557X |  | 10 kV | _ | LV | 200 kVA :Pole Substation | 0.2 | --> | 0.2 | 0.198 | 1.36 |  | --> | 0.19 | 0 | 0 | 0 | 0 | Constrained, otherwise capacity available =190 kW | --> | C11 ex CROSSMOLINA | Crossmolina [T41,T42] | MOY |  | 54.1013 | -9.3182
125174Y | MV/LV Substation BR***174Y |  | 10 kV | _ | LV | 50 kVA :Pole Substation | 0.05 | --> | 0.05 | 0 | 0 | Constrained, otherwise capacity available =41 kVA | --> | 0.048 | 0 | 0.006 | 0 | 0 | Constrained, otherwise capacity available =42 kW | --> | C20 ex CLOONLOUGH | Cloonlough [T41,T42] | BARRYMORE |  | 52.2555 | -8.2648
081407X | MV/LV Substation CL***407X |  | 10 kV | _ | LV | 400 kVA :Building Structure | 0.4 | --> | 0.4 | 0 | 0 | Constrained, otherwise capacity available =400 kVA | --> | 0.38 | 0 | 0 | 0.38 | 0 |  | --> | C28 ex CLONDALKIN | Clondalkin [T41,T42,T44] | INCHICORE 220KV |  | 53.3346 | -6.3902
021624X | MV/LV Substation OA***624X |  | 10 kV | _ | LV | 200 kVA :Kiosk Substation | 0.2 | --> | 0.2 | 0 | 0 | Constrained, otherwise capacity available =91 kVA | --> | 0.19 | 0 | 0.018 | 0.161 | 0 |  | --> | C21 ex KILBARRY | Kilbarry [T101,T43] | KILBARRY |  | 51.9191 | -8.4865
006101Y | MV/LV Substation PA***101Y |  | 10 kV | _ | LV | 400 kVA :Kiosk Substation | 0.4 | --> | 0.4 | 0.254 | 3.12 |  | --> | 0.38 | 0 | 0.06 | 0 | 0 | Constrained, otherwise capacity available =315 kW | --> | C14 ex BELLFIELD | Bellfield [T41,T42] | CRANE |  | 52.5114 | -6.5812
167540 | MV/LV Substation CA***540 |  | 20 kV | _ | LV | 400 kVA :Kiosk Substation | 0.4 | --> | 0.4 | 0 | 0 | Constrained, otherwise capacity available =311 kVA | --> | 0.38 | 0 | 0.038 | 0 | 0 | Constrained, otherwise capacity available =339 kW | --> | E21 ex WHITECHURCH | Whitechurch [T421,T422] | KILBARRY |  | 51.9895 | -8.4773
233008 | MV/LV Substation LI***008 |  | 10 kV | _ | LV | 630 kVA :Kiosk Substation | 0.63 | --> | 0.63 | 0 | 0 | Constrained, otherwise capacity available =445 kVA | --> | 0.598 | 0 | 0.013 | 0 | 0 | Constrained, otherwise capacity available =563 kW | --> | C23 ex CASTLEISLAND | Castleisland [T41,T42] | TRALEE |  | 52.2332 | -9.4612
127506Y | MV/LV Substation RA***506Y |  | 20 kV | _ | LV | 50 kVA :Pole Substation | 0.05 | --> | 0.05 | 0 | 0 | Constrained, otherwise capacity available =39 kVA | --> | 0.048 | 0 | 0 | 0 | 0 | Constrained, otherwise capacity available =46 kW | --> | C16 ex HOLYCROSS ROAD | Holycross Road [T41,T42] | THURLES |  | 52.624 | -7.9145
253706Y | MV/LV Substation BA***706Y |  | 20 kV | _ | LV | 50 kVA :Pole Substation | 0.05 | --> | 0.05 | 0 | 0 | Constrained, otherwise capacity available =43 kVA | --> | 0.048 | 0 | 0.005 | 0 | 0 | Constrained, otherwise capacity available =43 kW | --> | E47 ex CLAREGALWAY | Claregalway [T42,T421] | GALWAY 110KV |  | 53.4011 | -8.8341
154557Z | MV/LV Substation OR***557Z |  | 10 kV | _ | LV | 630 kVA :Building Structure | 0.63 | --> | 0.63 | 0 | 0 | Constrained, otherwise capacity available =570 kVA | --> | 0.598 | 0 | 0 | 0 | 0 | Constrained, otherwise capacity available =590 kW | --> | C20 ex BALLYCOOLIN | Ballycoolin [T41,T42,T43] | FINGLAS |  | 53.4105 | -6.3557
009130 | MV/LV Substation GL***130 |  | 10 kV | _ | LV | 400 kVA :Kiosk Substation | 0.4 | --> | 0.4 | 0 | 0 | Constrained, otherwise capacity available =309 kVA | --> | 0.38 | 0 | 0.044 | 0 | 0 | Constrained, otherwise capacity available =335 kW | --> | C16 ex GRANGE (SR) | Grange (sr) [T41,T42] | BUTLERSTOWN |  | 52.2493 | -7.0864
058791 | MV/LV Substation TO***791 |  | 10 kV | _ | LV | 200 kVA :Pole Substation | 0.2 | --> | 0.2 | 0.181 | 0.18 | Constrained, otherwise capacity available =194 kVA | --> | 0.19 | 0 | 0 | 0 | 0 | Constrained, otherwise capacity available =189 kW | --> | C16 ex TOOMEVARA | Toomevara [T42] | NENAGH |  | 52.8495 | -8.0447
162663 | MV/LV Substation HO***663 |  | 10 kV | _ | LV | 100 kVA :Pole Substation | 0.1 | --> | 0.1 | 0.088 | 7.25 |  | --> | 0.095 | 0 | 0.003 | 0 | 0 | Constrained, otherwise capacity available =91 kW | --> | C12 ex CONVOY | Convoy [T41,T42] | LETTERKENNY |  | 54.8428 | -7.7284
017156 | MV/LV Substation CA***156 |  | 10 kV | _ | LV | 100 kVA :Pole Substation | 0.1 | --> | 0.1 | 0.09 | 1.05 |  | --> | 0.095 | 0 | 0 | 0 | 0 | Constrained, otherwise capacity available =94 kW | --> | C19 ex NEWCASTLEWEST | Newcastlewest [T41,T42] | RATHKEALE |  | 52.3959 | -9.0506
061878 | MV/LV Substation CO***878 |  | 10 kV | _ | LV | 50 kVA :Pole Substation | 0.05 | --> | 0.05 | 0.049 | 2.04 |  | --> | 0.048 | 0 | 0 | 0 | 0 | Constrained, otherwise capacity available =47 kW | --> | C18 ex BALLYBAY | Ballybay [T41,T42] | LISDRUM |  | 54.1392 | -6.9641
017113Z | MV/LV Substation TE***113Z |  | 10 kV | _ | LV | 400 kVA :Kiosk Substation | 0.4 | --> | 0.4 | 0.332 | 4.23 |  | --> | 0.38 | 0 | 0 | 0 | 0 | Constrained, otherwise capacity available =370 kW | --> | C17 ex CHURCHTOWN | Churchtown [T41] | RATHKEALE |  | 52.4599 | -9.0615
067432X | MV/LV Substation FI***432X |  | 20 kV | _ | LV | 50 kVA :Pole Substation | 0.05 | --> | 0.05 | 0 | 0 | Constrained, otherwise capacity available =50 kVA | --> | 0.048 | 0 | 0 | 0 | 0 | Constrained, otherwise capacity available =48 kW | --> | E21 ex CRATLOE | Cratloe [T421,T422] | ARDNACRUSHA |  | 52.7407 | -8.7603
009227Y | MV/LV Substation FA***227Y |  | 10 kV | _ | LV | 400 kVA :Kiosk Substation | 0.4 | --> | 0.4 | 0 | 0 | Constrained, otherwise capacity available =324 kVA | --> | 0.38 | 0 | 0 | 0 | 0 | Constrained, otherwise capacity available =370 kW | --> | C17 ex GRANGE (SR) | Grange (sr) [T41,T42] | BUTLERSTOWN |  | 52.2464 | -7.081
048026 | MV/LV Substation CO***026 |  | 20 kV | _ | LV | 100 kVA :Pole Substation | 0.1 | --> | 0.1 | 0.06 | 2.03 |  | --> | 0.095 | 0 | 0.012 | 0 | 0 | Constrained, otherwise capacity available =80 kW | --> | E17 ex MOHILL | Mohill [T421,T422] | CARRICK ON SHANNON |  | 53.9176 | -7.8568
368006 | MV/LV Substation CL***006 |  | 10 kV | _ | LV | 200 kVA :Kiosk Substation | 0.2 | --> | 0.2 | 0 | 0 | Constrained, otherwise capacity available =137 kVA | --> | 0.19 | 0 | 0.045 | 0 | 0 | Constrained, otherwise capacity available =148 kW | --> | C16 ex BALLYHAUNIS | Ballyhaunis [T41,T42] | DALTON |  | 53.7606 | -8.7682
001090 | MV/LV Substation ST***090 |  | 10 kV | _ | LV | 400 kVA :Kiosk Substation | 0.4 | --> | 0.4 | 0.237 | 7.75 |  | --> | 0.38 | 0 | 0.037 | 0.33 | 0 |  | --> | C26 ex MILLTOWN (DR) | Milltown (dr) [T101,T102] | INCHICORE 220KV |  | 53.3019 | -6.2506
049799 | MV/LV Substation BA***799 |  | 20 kV | _ | LV | 200 kVA :Pole Substation | 0.2 | --> | 0.2 | 0.111 | 0.21 |  | --> | 0.19 | 0 | 0.004 | 0 | 0 | Constrained, otherwise capacity available =174 kW | --> | E17 ex LONGFORD | Longford [T421,T422] | RICHMOND |  | 53.7746 | -7.6582
220540X | MV/LV Substation CA***540X |  | 20 kV | _ | LV | 100 kVA :Pole Substation | 0.1 | --> | 0.1 | 0.092 | 2.33 |  | --> | 0.095 | 0 | 0.005 | 0 | 0 | Constrained, otherwise capacity available =90 kW | --> | E14 ex MOY | Moy [T421,T422] | MOY |  | 54.2541 | -9.2212
130810 | MV/LV Substation AR***810 |  | 20 kV | _ | LV | 50 kVA :Pole Substation | 0.05 | --> | 0.05 | 0.036 | 2.55 |  | --> | 0.048 | 0 | 0.02 | 0 | 0 | Constrained, otherwise capacity available =31 kW | --> | E17 ex EDGEWORTHSTOWN | Edgeworthstown [T421,T422] | RICHMOND |  | 53.6689 | -7.6958
067906Y | MV/LV Substation DU***906Y |  | 10 kV | _ | LV | 100 kVA :Pole Substation | 0.1 | --> | 0.1 | 0 | 0 | Constrained, otherwise capacity available =56 kVA | --> | 0.095 | 0 | 0.022 | 0 | 0 | Constrained, otherwise capacity available =73 kW | --> | C17 ex GILLOGUE | Gillogue [T41,T42] | ARDNACRUSHA |  | 52.7126 | -8.5967
1394063 | MV/LV Substation FA***4063 |  | 20 kV | _ | LV | 200 kVA :Kiosk Substation | 0.2 | --> | 0.2 | 0 | 0 | Constrained, otherwise capacity available =185 kVA | --> | 0.19 | 0 | 0 | 0 | 0 | Constrained, otherwise capacity available =188 kW | --> | E21 ex FINEA | Finea [T421,T422] | SHANKILL |  | 53.8604 | -7.3244
046185 | MV/LV Substation BA***185 |  | 10 kV | _ | LV | 50 kVA :Pole Substation | 0.05 | --> | 0.05 | 0.039 | 4.13 |  | --> | 0.048 | 0 | 0.006 | 0.042 | 0 |  | --> | C13 ex AGHAGAD | Aghagad [T41,T42] | SLIGO |  | 54.4239 | -8.4676
0684248 | MV/LV Substation CI***4248 |  | 10 kV | _ | LV | 1000 kVA :Building Structure | 1 | --> | 1 | 0.5 | 2.6 |  | --> | 0.95 | 0 | 0 | 0.5 | 0 |  | --> | C28 ex WOLFE TONE STREET | Wolfe Tone Street [T101,T102] | FINGLAS |  | 53.3464 | -6.2504
062585 | MV/LV Substation LI***585 |  | 20 kV | _ | LV | 50 kVA :Pole Substation | 0.05 | --> | 0.05 | 0.041 | 3.47 |  | --> | 0.048 | 0 | 0.005 | 0 | 0 | Constrained, otherwise capacity available =42 kW | --> | E17 ex BUSH | Bush [T421,T422] | DUNDALK |  | 54.0378 | -6.1749
001167X | MV/LV Substation CB***167X |  | 10 kV | _ | LV | 400 kVA :Building Structure | 0.4 | --> | 0.4 | 0.4 | 4.37 |  | --> | 0.38 | 0 | 0 | 0.38 | 0 |  | --> | C14 ex DUN LAOGHAIRE | Dun Laoghaire [T41,T42] | BLACKROCK |  | 53.2896 | -6.1493
068908 | MV/LV Substation FO***908 |  | 10 kV | _ | LV | 630 kVA :Building Structure | 0.63 | --> | 0.63 | 0.241 | 2.6 |  | --> | 0.598 | 0 | 0 | 0.5 | 0 |  | --> | C24 ex WOLFE TONE STREET | Wolfe Tone Street [T101,T102] | FINGLAS |  | 53.346 | -6.2747
011450Z | MV/LV Substation LO***450Z |  | 10 kV | _ | LV | 200 kVA :Kiosk Substation | 0.2 | --> | 0.2 | 0 | 0 | Constrained, otherwise capacity available =124 kVA | --> | 0.19 | 0 | 0.01 | 0 | 0 | Constrained, otherwise capacity available =172 kW | --> | C14 ex GORESBRIDGE | Goresbridge [T41,T42] | KILKENNY |  | 52.6029 | -6.9315
021197Z | MV/LV Substation MA***197Z |  | 10 kV | _ | LV | 400 kVA :Kiosk Substation | 0.4 | --> | 0.4 | 0.254 | 6.78 |  | --> | 0.38 | 0 | 0.062 | 0.314 | 0 |  | --> | C18 ex CASTLEVIEW | Castleview [T101,T102] | CASTLEVIEW |  | 51.9278 | -8.3837
052995Y | MV/LV Substation EU***995Y |  | 20 kV | _ | LV | 100 kVA :Pole Substation | 0.1 | --> | 0.1 | 0.097 | 2.22 |  | --> | 0.095 | 0 | 0 | 0.095 | 0 |  | --> | E13 ex CLARA | Clara [T421,T422] | THORNSBERRY |  | 53.4534 | -7.4951
014014 | MV/LV Substation MO***014 |  | 10 kV | _ | LV | 400 kVA :Kiosk Substation | 0.4 | --> | 0.4 | 0 | 0 | Constrained, otherwise capacity available =144 kVA | --> | 0.38 | 0 | 0.039 | 0 | 0 | Constrained, otherwise capacity available =315 kW | --> | C12 ex KILDARE | Kildare [T41,T42] | NEWBRIDGE |  | 53.1575 | -6.915
433111 | MV/LV Substation R ***111 |  | 20 kV | _ | LV | 100 kVA :Pole Substation | 0.1 | --> | 0.1 | 0 | 0 | Constrained, otherwise capacity available =48 kVA | --> | 0.095 | 0 | 0.021 | 0 | 0 | Constrained, otherwise capacity available =72 kW | --> | C12 ex BALLAGHADERREEN | Ballaghaderreen [T41,T42] | TONROE |  | 53.8212 | -8.556
067127X | MV/LV Substation CA***127X |  | 20 kV | _ | LV | 50 kVA :Pole Substation | 0.05 | --> | 0.05 | 0 | 0 | Constrained, otherwise capacity available =1 kVA | --> | 0.048 | 0 | 0 | 0.04 | 0 |  | --> | C11 ex RAHEEN | Raheen [T41,T42] | LIMERICK |  | 52.6373 | -8.6906
265206Y | MV/LV Substation DE***206Y |  | 20 kV | _ | LV | 50 kVA :Pole Substation | 0.05 | --> | 0.05 | 0.035 | 2.56 |  | --> | 0.048 | 0 | 0 | 0.045 | 0 |  | --> | C17 ex KILLESHANDRA | Killeshandra [T41,T42] | GORTAWEE |  | 54.0585 | -7.4675
062847X | MV/LV Substation GR***847X |  | 20 kV | _ | LV | 50 kVA :Pole Substation | 0.05 | --> | 0.05 | 0.05 | 19.76 |  | --> | 0.048 | 0 | 0 | 0.048 | 0 |  | --> | E19 ex MULLAGHARLIN | Mullagharlin [T121,T122] | MULLAGHARLIN |  | 53.9675 | -6.4965
196905 | MV/LV Substation KI***905 |  | 20 kV | _ | LV | 50 kVA :Pole Substation | 0.05 | --> | 0.05 | 0.049 | 1.34 |  | --> | 0.048 | 0 | 0 | 0 | 0 | Constrained, otherwise capacity available =47 kW | --> | E23 ex ATHBOY | Athboy [T423] | NAVAN |  | 53.5306 | -6.8657
3654195 | MV/LV Substation OL***4195 |  | 10 kV | _ | LV | 400 kVA :Building Structure | 0.4 | --> | 0.4 | 0 | 0 | Constrained, otherwise capacity available =400 kVA | --> | 0.38 | 0 | 0 | 0.38 | 0 |  | --> | C22 ex OLDBAWN | Oldbawn [T41,T42] | COOKSTOWN |  | 53.2686 | -6.3308
066701Z | MV/LV Substation KI***701Z |  | 10 kV | _ | LV | 50 kVA :Pole Substation | 0.05 | --> | 0.05 | 0 | 0 | Constrained, otherwise capacity available =47 kVA | --> | 0.048 | 0 | 0 | 0.047 | 0 |  | --> | C20 ex COLLINSTOWN | Collinstown [T41,T42] | GRANGE (DR) |  | 53.4423 | -6.2257
067222Z | MV/LV Substation CA***222Z |  | 20 kV | _ | LV | 200 kVA :Kiosk Substation | 0.2 | --> | 0.2 | 0.152 | 13.8 |  | --> | 0.19 | 0 | 0.008 | 0.177 | 0 |  | --> | C14 ex SINGLAND | Singland [T101,T102] | SINGLAND |  | 52.6483 | -8.5641
151414X | MV/LV Substation GA***414X |  | 10 kV | _ | LV | 50 kVA :Pole Substation | 0.05 | --> | 0.05 | 0 | 0 | Constrained, otherwise capacity available =29 kVA | --> | 0.048 | 0 | 0.005 | 0 | 0 | Constrained, otherwise capacity available =41 kW | --> | C25 ex GARRYSPILLANE | Garryspillane [T41] | TIPPERARY |  | 52.4108 | -8.3786
011547X | MV/LV Substation BA***547X |  | 10 kV | _ | LV | 100 kVA :Pole Substation | 0.1 | --> | 0.1 | 0.083 | 2.8 |  | --> | 0.095 | 0 | 0.02 | 0 | 0 | Constrained, otherwise capacity available =78 kW | --> | C12 ex PURCELLS INCH | Purcells Inch [T41,T42] | KILKENNY |  | 52.6015 | -7.1632
182008 | MV/LV Substation CU***008 |  | 20 kV | _ | LV | 50 kVA :Pole Substation | 0.05 | --> | 0.05 | 0 | 0 | Constrained, otherwise capacity available =32 kVA | --> | 0.048 | 0 | 0 | 0 | 0 | Constrained, otherwise capacity available =45 kW | --> | C17 ex TULLA | Tulla [T41,T42] | ENNIS |  | 52.8565 | -8.7565
0544407 | MV/LV Substation TH***4407 |  | 10 kV | _ | LV | 630 kVA :Kiosk Substation | 0.63 | --> | 0.63 | 0 | 0 | Constrained, otherwise capacity available =593 kVA | --> | 0.598 | 0 | 0 | 0 | 0 | Constrained, otherwise capacity available =593 kW | --> | C19 ex PALLAS | Pallas [T41,T42] | PORTLAOISE |  | 53.0358 | -7.306
039367 | MV/LV Substation CI***367 |  | 10 kV | _ | LV | 400 kVA :Building Structure | 0.4 | --> | 0.4 | 0 | 0 | Constrained, otherwise capacity available =279 kVA | --> | 0.38 | 0 | 0 | 0 | 0 | Constrained, otherwise capacity available =363 kW | --> | C13 ex MONEENAGEISHA | Moneenageisha [T41,T42] | GALWAY 110KV |  | 53.2762 | -9.0435
021577Z | MV/LV Substation KI***577Z |  | 10 kV | _ | LV | 630 kVA :Kiosk Substation | 0.63 | --> | 0.63 | 0 | 0 | Constrained, otherwise capacity available =574 kVA | --> | 0.598 | 0 | 0 | 0.5 | 0 |  | --> | C26 ex KILBARRY | Kilbarry [T101,T43] | KILBARRY |  | 51.9205 | -8.4769
0294118 | MV/LV Substation BG***4118 |  | 10 kV | _ | LV | 50 kVA :Pole Substation | 0.05 | --> | 0.05 | 0.05 | 2.31 |  | --> | 0.048 | 0 | 0 | 0.048 | 0 |  | --> | E13 ex AGHADA | Aghada [T721] | N/A |  | 51.8367 | -8.2318
153418X | MV/LV Substation FO***418X |  | 20 kV | _ | LV | 630 kVA :Building Structure | 0.63 | --> | 0.63 | 0 | 0 | Constrained, otherwise capacity available =382 kVA | --> | 0.598 | 0 | 0 | 0 | 0 | Constrained, otherwise capacity available =564 kW | --> | E12 ex BIRDHILL | Birdhill [T421,T422] | ARDNACRUSHA |  | 52.7908 | -8.4319
023583Y | MV/LV Substation BL***583Y |  | 10 kV | _ | LV | 630 kVA :Kiosk Substation | 0.63 | --> | 0.63 | 0 | 0 | Constrained, otherwise capacity available =497 kVA | --> | 0.598 | 0 | 0 | 0 | 0 | Constrained, otherwise capacity available =580 kW | --> | C13 ex FERMOY NORTH | Fermoy North [T41,T42] | BARRYMORE |  | 52.1486 | -8.2805
235535 | MV/LV Substation MO***535 |  | 20 kV | _ | LV | 50 kVA :Pole Substation | 0.05 | --> | 0.05 | 0 | 0 | Constrained, otherwise capacity available =41 kVA | --> | 0.048 | 0 | 0.004 | 0 | 0 | Constrained, otherwise capacity available =43 kW | --> | E11 ex BEALNABLATH | Bealnablath [T421] | BANDON |  | 51.8155 | -8.7796
068721X | MV/LV Substation SP***721X |  | 10 kV | _ | LV | 630 kVA :Building Structure | 0.63 | --> | 0.63 | 0.39 | 14.34 |  | --> | 0.598 | 0 | 0.012 | 0.5 | 0 |  | --> | C23 ex NORTH QUAYS | North Quays [T101,T102,T103] | POOLBEG |  | 53.348 | -6.2389
099019X | MV/LV Substation GA***019X |  | 10 kV | _ | LV | 50 kVA :Pole Substation | 0.05 | --> | 0.05 | 0.036 | 1.69 |  | --> | 0.048 | 0 | 0 | 0 | 0 | Constrained, otherwise capacity available =46 kW | --> | C16 ex NEWTOWNCUNNINGHAM | Newtowncunningham [T41,T42] | LETTERKENNY |  | 54.9365 | -7.5694
127118Y | MV/LV Substation EN***118Y |  | 10 kV | _ | LV | 200 kVA :Pole Substation | 0.2 | --> | 0.2 | 0 | 0 | Constrained, otherwise capacity available =174 kVA | --> | 0.19 | 0 | 0.006 | 0 | 0 | Constrained, otherwise capacity available =182 kW | --> | C11 ex HOLYCROSS ROAD | Holycross Road [T41,T42] | THURLES |  | 52.6573 | -7.8303
068308 | MV/LV Substation O ***308 |  | 10 kV | _ | LV | 1000 kVA :Building Structure | 1 | --> | 1 | 0 | 2.6 |  | --> | 0.95 | 0 | 0.016 | 0.5 | 0 |  | --> | C29 ex WOLFE TONE STREET | Wolfe Tone Street [T101,T102] | FINGLAS |  | 53.3479 | -6.2594
164442 | MV/LV Substation CL***442 |  | 10 kV | _ | LV | 50 kVA :Pole Substation | 0.05 | --> | 0.05 | 0.037 | 0.88 |  | --> | 0.048 | 0 | 0 | 0 | 0 | Constrained, otherwise capacity available =46 kW | --> | C22 ex ROSS CARBERY | Ross Carbery [T41,T42] | DUNMANWAY |  | 51.5827 | -9.1239
503467 | MV/LV Substation HO***467 |  | 20 kV | _ | LV | 100 kVA :Pole Substation | 0.1 | --> | 0.1 | 0.1 | 1.69 |  | --> | 0.095 | 0 | 0 | 0 | 0 | Constrained, otherwise capacity available =95 kW | --> | C18 ex NEWTOWNCUNNINGHAM | Newtowncunningham [T41,T42] | LETTERKENNY |  | 55.0372 | -7.3715
023082 | MV/LV Substation CO***082 |  | 10 kV | _ | LV | 400 kVA :Kiosk Substation | 0.4 | --> | 0.4 | 0 | 0 | Constrained, otherwise capacity available =323 kVA | --> | 0.38 | 0 | 0.004 | 0 | 0 | Constrained, otherwise capacity available =366 kW | --> | C21 ex COOLCARRON | Coolcarron [T41,T42] | BARRYMORE |  | 52.1305 | -8.2791
182991X | MV/LV Substation CL***991X |  | 10 kV | _ | LV | 50 kVA :Pole Substation | 0.05 | --> | 0.05 | 0 | 0 | Constrained, otherwise capacity available =41 kVA | --> | 0.048 | 0 | 0 | 0 | 0 | Constrained, otherwise capacity available =46 kW | --> | C11 ex SCARIFF | Scariff [T42] | ENNIS |  | 52.8924 | -8.5103
0194071 | MV/LV Substation DI***4071 |  | 10 kV | _ | LV | 630 kVA :Building Structure | 0.63 | --> | 0.63 | 0.459 | 2.18 |  | --> | 0.598 | 0 | 0 | 0 | 0 | Constrained, otherwise capacity available =575 kW | --> | C12 ex BALLYRICKARD | Ballyrickard [T41,T42] | TRALEE |  | 52.2707 | -9.7324
067719Y | MV/LV Substation CH***719Y |  | 10 kV | _ | LV | 1000 kVA :Building Structure | 1 | --> | 1 | 0.5 | 13.8 |  | --> | 0.95 | 0 | 0 | 0.5 | 0 |  | --> | C21 ex SINGLAND | Singland [T101,T102] | SINGLAND |  | 52.6552 | -8.5947
058883X | MV/LV Substation SK***883X |  | 20 kV | _ | LV | 50 kVA :Pole Substation | 0.05 | --> | 0.05 | 0 | 0 | Constrained, otherwise capacity available =49 kVA | --> | 0.048 | 0 | 0 | 0 | 0 | Constrained, otherwise capacity available =47 kW | --> | C17 ex KYLEERAGH | Kyleeragh [T41,T42] | NENAGH |  | 53.0158 | -8.2642
065360Z | MV/LV Substation MA***360Z |  | 10 kV | _ | LV | 400 kVA :Kiosk Substation | 0.4 | --> | 0.4 | 0 | 0 | Constrained, otherwise capacity available =329 kVA | --> | 0.38 | 0 | 0.021 | 0.355 | 0 |  | --> | C21 ex STEPHENSTOWN | Stephenstown [T101,T102] | FINGLAS |  | 53.6109 | -6.209
081561Z | MV/LV Substation BA***561Z |  | 10 kV | _ | LV | 630 kVA :Kiosk Substation | 0.63 | --> | 0.63 | 0 | 0 | Constrained, otherwise capacity available =456 kVA | --> | 0.598 | 0 | 0.065 | 0.5 | 0 |  | --> | C29 ex GRANGE CASTLE | Grange Castle [T101,T102] | INCHICORE 220KV |  | 53.2954 | -6.4922
007412Y | MV/LV Substation PI***412Y |  | 10 kV | _ | LV | 200 kVA :Pole Substation | 0.2 | --> | 0.2 | 0.181 | 0.9 |  | --> | 0.19 | 0 | 0 | 0 | 0 | Constrained, otherwise capacity available =187 kW | --> | C19 ex CLONARD | Clonard [T41,T42] | WEXFORD |  | 52.2836 | -6.4915
023039 | MV/LV Substation ST***039 |  | 20 kV | _ | LV | 50 kVA :Pole Substation | 0.05 | --> | 0.05 | 0 | 0 | Constrained, otherwise capacity available =32 kVA | --> | 0.048 | 0 | 0.006 | 0 | 0 | Constrained, otherwise capacity available =40 kW | --> | C14 ex FERMOY NORTH | Fermoy North [T41,T42] | BARRYMORE |  | 52.1712 | -8.2348
288097X | MV/LV Substation TA***097X |  | 10 kV | _ | LV | 200 kVA :Kiosk Substation | 0.2 | --> | 0.2 | 0 | 0 | Constrained, otherwise capacity available =197 kVA | --> | 0.19 | 0 | 0 | 0.19 | 0 |  | --> | C19 ex DUNDRUM | Dundrum [T41,T42] | BLACKROCK |  | 53.2937 | -6.2473
093076Y | MV/LV Substation CA***076Y |  | 10 kV | _ | LV | 400 kVA :Kiosk Substation | 0.4 | --> | 0.4 | 0 | 0 | Constrained, otherwise capacity available =300 kVA | --> | 0.38 | 0 | 0.027 | 0.346 | 0 |  | --> | C18 ex SUTTON | Sutton [T41,T42] | GRANGE (DR) |  | 53.4001 | -6.1387
142490 | MV/LV Substation ES***490 |  | 20 kV | _ | LV | 50 kVA :Pole Substation | 0.05 | --> | 0.05 | 0 | 0 | Constrained, otherwise capacity available =39 kVA | --> | 0.048 | 0 | 0.01 | 0 | 0 | Constrained, otherwise capacity available =38 kW | --> | E23 ex ATHENRY | Athenry [T423] | GALWAY 110KV |  | 53.2782 | -8.6835
137763 | MV/LV Substation BA***763 |  | 10 kV | _ | LV | 630 kVA :Kiosk Substation | 0.63 | --> | 0.63 | 0.5 | 2 |  | --> | 0.598 | 0 | 0.02 | 0 | 0 | Constrained, otherwise capacity available =566 kW | --> | C15 ex CAUSEWAY | Causeway [T41,T42] | TRALEE |  | 52.3393 | -9.8162
001077 | MV/LV Substation KI***077 |  | 10 kV | _ | LV | 400 kVA :Building Structure | 0.4 | --> | 0.4 | 0.117 | 1.16 |  | --> | 0.38 | 0 | 0.161 | 0.22 | 0 |  | --> | C21 ex DEANSGRANGE | Deansgrange [T41,T42] | CARRICKMINES |  | 53.2755 | -6.1692
062205 | MV/LV Substation FI***205 |  | 10 kV | _ | LV | 400 kVA :Kiosk Substation | 0.4 | --> | 0.4 | 0.32 | 5.69 |  | --> | 0.38 | 0 | 0.038 | 0 | 0 | Constrained, otherwise capacity available =341 kW | --> | C19 ex RAMPARTS | Ramparts [T41,T42] | DUNDALK |  | 54.0022 | -6.3926
248697X | MV/LV Substation BR***697X |  | 20 kV | _ | LV | 200 kVA :Kiosk Substation | 0.2 | --> | 0.2 | 0 | 0 | Constrained, otherwise capacity available =157 kVA | --> | 0.19 | 0 | 0.006 | 0 | 0 | Constrained, otherwise capacity available =180 kW | --> | E19 ex KILCOCK | Kilcock [T421,T422] | GRIFFINRATH |  | 53.4012 | -6.6777
093105Y | MV/LV Substation SA***105Y |  | 10 kV | _ | LV | 400 kVA :Kiosk Substation | 0.4 | --> | 0.4 | 0 | 0 | Constrained, otherwise capacity available =381 kVA | --> | 0.38 | 0 | 0.028 | 0.357 | 0 |  | --> | C20 ex SUTTON | Sutton [T41,T42] | GRANGE (DR) |  | 53.3856 | -6.1015
117077Y | MV/LV Substation GR***077Y |  | 20 kV | _ | LV | 50 kVA :Pole Substation | 0.05 | --> | 0.05 | 0 | 0 | Constrained, otherwise capacity available =45 kVA | --> | 0.048 | 0 | 0 | 0.047 | 0 |  | --> | E17 ex MANORHAMILTON | Manorhamilton [T422] | SLIGO |  | 54.1986 | -8.1815
063614 | MV/LV Substation SH***614 |  | 10 kV | _ | LV | 50 kVA :Pole Substation | 0.05 | --> | 0.05 | 0 | 0 | Constrained, otherwise capacity available =34 kVA | --> | 0.048 | 0 | 0 | 0 | 0 | Constrained, otherwise capacity available =45 kW | --> | C15 ex STICKILLEN | Stickillen [T41,T42] | DRYBRIDGE |  | 53.8343 | -6.5661
056039Y | MV/LV Substation BA***039Y |  | 20 kV | _ | LV | 50 kVA :Pole Substation | 0.05 | --> | 0.05 | 0.047 | 1.26 |  | --> | 0.048 | 0 | 0.01 | 0 | 0 | Constrained, otherwise capacity available =40 kW | --> | E15 ex BALLYCROSSAUN | Ballycrossaun [T421,T422] | SOMERSET |  | 53.1152 | -8.1373
160213Y | MV/LV Substation PI***213Y |  | 20 kV | _ | LV | 100 kVA :Pole Substation | 0.1 | --> | 0.1 | 0 | 0 | Constrained, otherwise capacity available =31 kVA | --> | 0.095 | 0 | 0.004 | 0 | 0 | Constrained, otherwise capacity available =82 kW | --> | C21 ex PORTARLINGTON | Portarlington [T43] | BLAKE |  | 53.1662 | -7.1852
039630 | MV/LV Substation TH***630 |  | 10 kV | _ | LV | 200 kVA :Pole Substation | 0.2 | --> | 0.2 | 0 | 0 | Constrained, otherwise capacity available =200 kVA | --> | 0.19 | 0 | 0 | 0 | 0 | Constrained, otherwise capacity available =190 kW | --> | C18 ex ORANMORE | Oranmore [T41,T44] | GALWAY 110KV |  | 53.2763 | -8.9308
066264Z | MV/LV Substation NE***264Z |  | 10 kV | _ | LV | 400 kVA :Kiosk Substation | 0.4 | --> | 0.4 | 0 | 0 | Constrained, otherwise capacity available =373 kVA | --> | 0.38 | 0 | 0 | 0.376 | 0 |  | --> | C20 ex MOUNTGORRY | Mountgorry [T41,T42] | GRANGE (DR) |  | 53.4443 | -6.2253
033882X | MV/LV Substation MU***882X |  | 20 kV | _ | LV | 50 kVA :Pole Substation | 0.05 | --> | 0.05 | 0 | 0 | Constrained, otherwise capacity available =28 kVA | --> | 0.048 | 0 | 0.003 | 0 | 0 | Constrained, otherwise capacity available =42 kW | --> | C18 ex DEERPARK | Deerpark [T41,T42] | BALLYDINE |  | 52.5103 | -7.5066
165301 | MV/LV Substation DA***301 |  | 20 kV | _ | LV | 50 kVA :Pole Substation | 0.05 | --> | 0.05 | 0 | 0 | Constrained, otherwise capacity available =49 kVA | --> | 0.048 | 0 | 0 | 0 | 0 | Constrained, otherwise capacity available =47 kW | --> | C13 ex CLONAKILTY | Clonakilty [T41,T42] | DUNMANWAY |  | 51.6257 | -8.8415
014652Z | MV/LV Substation DA***652Z |  | 10 kV | _ | LV | 630 kVA :Kiosk Substation | 0.63 | --> | 0.63 | 0 | 0 | Constrained, otherwise capacity available =594 kVA | --> | 0.598 | 0 | 0 | 0 | 0 | Constrained, otherwise capacity available =594 kW | --> | C17 ex ATHGARVAN | Athgarvan [T41,T44] | NEWBRIDGE |  | 53.18 | -6.7997
288631 | MV/LV Substation IN***631 |  | 10 kV | _ | LV | 400 kVA :Kiosk Substation | 0.4 | --> | 0.4 | 0 | 0 | Constrained, otherwise capacity available =332 kVA | --> | 0.38 | 0 | 0 | 0.37 | 0 |  | --> | C18 ex CARRICKMINES | Carrickmines [T41,T42] | CARRICKMINES |  | 53.2483 | -6.2376
070013 | MV/LV Substation RA***013 |  | 10 kV | _ | LV | 400 kVA :Kiosk Substation | 0.4 | --> | 0.4 | 0.184 | 0.76 |  | --> | 0.38 | 0 | 0 | 0 | 0 | Constrained, otherwise capacity available =350 kW | --> | C11 ex RATHMORE | Rathmore [T42,T421] | KNOCKEARAGH |  | 52.0844 | -9.2179
048390 | MV/LV Substation CR***390 |  | 20 kV | _ | LV | 400 kVA :Kiosk Substation | 0.4 | --> | 0.4 | 0.384 | 2.03 |  | --> | 0.38 | 0 | 0 | 0 | 0 | Constrained, otherwise capacity available =378 kW | --> | E11 ex MOHILL | Mohill [T421,T422] | CARRICK ON SHANNON |  | 53.9231 | -7.8416
066304X | MV/LV Substation IS***304X |  | 20 kV | _ | LV | 400 kVA :Kiosk Substation | 0.4 | --> | 0.4 | 0 | 0 | Constrained, otherwise capacity available =352 kVA | --> | 0.38 | 0 | 0 | 0 | 0 | Constrained, otherwise capacity available =373 kW | --> | E11 ex GLASMORE | Glasmore [T421,T422] | GLASMORE |  | 53.4638 | -6.1357
047180X | MV/LV Substation GE***180X |  | 20 kV | _ | LV | 50 kVA :Pole Substation | 0.05 | --> | 0.05 | 0.044 | 1.04 |  | --> | 0.048 | 0 | 0 | 0 | 0 | Constrained, otherwise capacity available =47 kW | --> | C16 ex BOYLE | Boyle [T41,T42] | CARRICK ON SHANNON |  | 54.1005 | -8.2417
009629Y | MV/LV Substation CA***629Y |  | 10 kV | _ | LV | 200 kVA :Building Structure | 0.2 | --> | 0.2 | 0.05 | 0.95 |  | --> | 0.19 | 0 | 0 | 0 | 0 | Constrained, otherwise capacity available =168 kW | --> | C25 ex TYCOR | Tycor [T41,T42] | WATERFORD |  | 52.2538 | -7.1876
012554 | MV/LV Substation BU***554 |  | 20 kV | _ | LV | 200 kVA :Pole Substation | 0.2 | --> | 0.2 | 0.139 | 1.99 |  | --> | 0.19 | 0 | 0.021 | 0 | 0 | Constrained, otherwise capacity available =166 kW | --> | C19 ex GRAIGUE | Graigue [T41,T42] | CARLOW |  | 52.8219 | -6.9375
081244Y | MV/LV Substation BA***244Y |  | 10 kV | _ | LV | 200 kVA :Pole Substation | 0.2 | --> | 0.2 | 0 | 0 | Constrained, otherwise capacity available =162 kVA | --> | 0.19 | 0 | 0 | 0 | 0 | Constrained, otherwise capacity available =185 kW | --> | C15 ex MONEYCOOLEY | Moneycooley [T41,T42,T44] | GRIFFINRATH |  | 53.3616 | -6.5702
281551 | MV/LV Substation CA***551 |  | 10 kV | _ | LV | 630 kVA :Kiosk Substation | 0.63 | --> | 0.63 | 0 | 0 | Constrained, otherwise capacity available =532 kVA | --> | 0.598 | 0 | 0.031 | 0 | 0 | Constrained, otherwise capacity available =562 kW | --> | C17 ex CARRIGALINE | Carrigaline [T41,T42] | BARNAHELY |  | 51.8089 | -8.2836
082168 | MV/LV Substation AB***168 |  | 10 kV | _ | LV | 400 kVA :Kiosk Substation | 0.4 | --> | 0.4 | 0.238 | 2.01 |  | --> | 0.38 | 0 | 0.039 | 0 | 0 | Constrained, otherwise capacity available =328 kW | --> | C17 ex ABBEYLAND | Abbeyland [T41,T42] | NAVAN |  | 53.6639 | -6.6909
001261 | MV/LV Substation BE***261 |  | 10 kV | _ | LV | 400 kVA :Kiosk Substation | 0.4 | --> | 0.4 | 0.208 | 13.42 |  | --> | 0.38 | 0 | 0.097 | 0.281 | 0 |  | --> | C14 ex POTTERY ROAD | Pottery Road [T101,T102] | CARRICKMINES |  | 53.2732 | -6.1641
495418X | MV/LV Substation MU***418X |  | 20 kV | _ | LV | 50 kVA :Pole Substation | 0.05 | --> | 0.05 | 0.036 | 1.5 |  | --> | 0.048 | 0 | 0 | 0.046 | 0 |  | --> | E18 ex ACHILL | Achill [T422] | CARROWBEG |  | 53.9054 | -9.7609
033537 | MV/LV Substation FI***537 |  | 10 kV | _ | LV | 400 kVA :Kiosk Substation | 0.4 | --> | 0.4 | 0 | 0 | Constrained, otherwise capacity available =331 kVA | --> | 0.38 | 0 | 0.011 | 0 | 0 | Constrained, otherwise capacity available =362 kW | --> | C12 ex GRANAGH | Granagh [T41,T42] | WATERFORD |  | 52.3316 | -7.313
068932 | MV/LV Substation CH***932 |  | 10 kV | _ | LV | 400 kVA :Kiosk Substation | 0.4 | --> | 0.4 | 0.226 | 1.86 |  | --> | 0.38 | 0 | 0.07 | 0.304 | 0 |  | --> | C14 ex FAIRVIEW | Fairview [T41] | MCDERMOTT |  | 53.3756 | -6.2331
093058Z | MV/LV Substation CO***058Z |  | 10 kV | _ | LV | 630 kVA :Kiosk Substation | 0.63 | --> | 0.63 | 0 | 0 | Constrained, otherwise capacity available =509 kVA | --> | 0.598 | 0 | 0.008 | 0.5 | 0 |  | --> | C14 ex SANTRY | Santry [T41,T42] | FINGLAS |  | 53.3923 | -6.2271
064027Z | MV/LV Substation ST***027Z |  | 10 kV | _ | LV | 400 kVA :Kiosk Substation | 0.4 | --> | 0.4 | 0 | 0 | Constrained, otherwise capacity available =359 kVA | --> | 0.38 | 0 | 0 | 0 | 0 | Constrained, otherwise capacity available =374 kW | --> | C22 ex TERMONFECKIN ROAD | Termonfeckin Road [T41,T42] | DRYBRIDGE |  | 53.7308 | -6.3529
020247 | MV/LV Substation DO***247 |  | 10 kV | _ | LV | 50 kVA :Pole Substation | 0.05 | --> | 0.05 | 0 | 0 | Constrained, otherwise capacity available =39 kVA | --> | 0.048 | 0 | 0 | 0 | 0 | Constrained, otherwise capacity available =46 kW | --> | C17 ex COOLCORCORAN | Coolcorcoran [T41,T42] | KNOCKEARAGH |  | 52.1065 | -9.5167
082705Y | MV/LV Substation RU***705Y |  | 10 kV | _ | LV | 200 kVA :Kiosk Substation | 0.2 | --> | 0.2 | 0.18 | 2.01 |  | --> | 0.19 | 0 | 0 | 0 | 0 | Constrained, otherwise capacity available =187 kW | --> | C17 ex ABBEYLAND | Abbeyland [T41,T42] | NAVAN |  | 53.6636 | -6.6814
053066Z | MV/LV Substation MA***066Z |  | 10 kV | _ | LV | 100 kVA :Pole Substation | 0.1 | --> | 0.1 | 0 | 0 | Constrained, otherwise capacity available =79 kVA | --> | 0.095 | 0 | 0 | 0.092 | 0 |  | --> | C23 ex CLONMINCH | Clonminch [T41,T422] | THORNSBERRY |  | 53.2773 | -7.4665
1844048 | MV/LV Substation DR***4048 |  | 10 kV | _ | LV | 50 kVA :Pole Substation | 0.05 | --> | 0.05 | 0.05 | 3.38 |  | --> | 0.048 | 0 | 0 | 0 | 0 | Constrained, otherwise capacity available =48 kW | --> | C20 ex CASTLEBLAYNEY | Castleblayney [T41,T42] | DUNDALK |  | 54.0827 | -6.6808
345427 | MV/LV Substation PU***427 |  | 20 kV | _ | LV | 200 kVA :Pole Substation | 0.2 | --> | 0.2 | 0 | 0 | Constrained, otherwise capacity available =164 kVA | --> | 0.19 | 0 | 0 | 0.185 | 0 |  | --> | E16 ex MANORHAMILTON | Manorhamilton [T422] | SLIGO |  | 54.3026 | -8.1831
042733X | MV/LV Substation PA***733X |  | 10 kV | _ | LV | 400 kVA :Kiosk Substation | 0.4 | --> | 0.4 | 0 | 0 | Constrained, otherwise capacity available =396 kVA | --> | 0.38 | 0 | 0 | 0 | 0 | Constrained, otherwise capacity available =379 kW | --> | C13 ex KNOCKAPHUNTA | Knockaphunta [T41,T42] | CASTLEBAR |  | 53.8506 | -9.2974
019002X | MV/LV Substation BA***002X |  | 10 kV | _ | LV | 630 kVA :Building Structure | 0.63 | --> | 0.63 | 0.5 | 2.18 |  | --> | 0.598 | 0 | 0 | 0 | 0 | Constrained, otherwise capacity available =585 kW | --> | C21 ex BALLYRICKARD | Ballyrickard [T41,T42] | TRALEE |  | 52.2657 | -9.7152
063053 | MV/LV Substation LE***053 |  | 10 kV | _ | LV | 400 kVA :Building Structure | 0.4 | --> | 0.4 | 0 | 0 | Constrained, otherwise capacity available =37 kVA | --> | 0.38 | 0 | 0 | 0 | 0 | Constrained, otherwise capacity available =327 kW | --> | C19 ex BALLYBAILIE | Ballybailie [T41,T42] | DUNDALK |  | 53.8514 | -6.5498
008004 | MV/LV Substation CH***004 |  | 10 kV | _ | LV | 200 kVA :Pole Substation | 0.2 | --> | 0.2 | 0 | 0 | Constrained, otherwise capacity available =93 kVA | --> | 0.19 | 0 | 0.009 | 0 | 0 | Constrained, otherwise capacity available =168 kW | --> | C14 ex KNOCKMULLEN | Knockmullen [T42,T421] | GREAT ISLAND |  | 52.3898 | -6.9382
288264X | MV/LV Substation BA***264X |  | 10 kV | _ | LV | 400 kVA :Building Structure | 0.4 | --> | 0.4 | 0.041 | 0.04 | Constrained, otherwise capacity available =291 kVA | --> | 0.38 | 0 | 0 | 0.365 | 0 |  | --> | C21 ex LITTLE BRAY | Little Bray [T41,T42] | FASSAROE |  | 53.2112 | -6.1604
1764135 | MV/LV Substation KE***4135 |  | 20 kV | _ | LV | 100 kVA :Pole Substation | 0.1 | --> | 0.1 | 0.1 | 18.78 |  | --> | 0.095 | 0 | 0 | 0.095 | 0 |  | --> | E18 ex HARTNETTS CROSS | Hartnetts Cross [T121,T422] | MACROOM |  | 51.9351 | -9.0489
1384033 | MV/LV Substation BA***4033 |  | 10 kV | _ | LV | 50 kVA :Pole Substation | 0.05 | --> | 0.05 | 0.048 | 2.18 |  | --> | 0.048 | 0 | 0 | 0 | 0 | Constrained, otherwise capacity available =47 kW | --> | C19 ex BAILIEBORO | Bailieboro [T41,T42] | MEATH HILL |  | 53.9251 | -7.0102
255642 | MV/LV Substation GL***642 |  | 10 kV | _ | LV | 100 kVA :Pole Substation | 0.1 | --> | 0.1 | 0.051 | 2.09 |  | --> | 0.095 | 0 | 0.015 | 0 | 0 | Constrained, otherwise capacity available =77 kW | --> | C17 ex KILCAR | Kilcar [T41] | BINBANE |  | 54.7071 | -8.7274
022196 | MV/LV Substation TH***196 |  | 10 kV | _ | LV | 200 kVA :Pole Substation | 0.2 | --> | 0.2 | 0 | 0 | Constrained, otherwise capacity available =197 kVA | --> | 0.19 | 0 | 0 | 0 | 0 | Constrained, otherwise capacity available =190 kW | --> | C15 ex SCARTEEN | Scarteen [T41,T42] | MALLOW |  | 52.1137 | -8.663
196176 | MV/LV Substation CA***176 |  | 20 kV | _ | LV | 100 kVA :Pole Substation | 0.1 | --> | 0.1 | 0.1 | 1.34 |  | --> | 0.095 | 0 | 0 | 0 | 0 | Constrained, otherwise capacity available =95 kW | --> | E23 ex ATHBOY | Athboy [T423] | NAVAN |  | 53.6135 | -6.9349
081624Y | MV/LV Substation RO***624Y |  | 10 kV | _ | LV | 400 kVA :Kiosk Substation | 0.4 | --> | 0.4 | 0 | 0 | Constrained, otherwise capacity available =248 kVA | --> | 0.38 | 0 | 0.103 | 0 | 0 | Constrained, otherwise capacity available =282 kW | --> | C16 ex MONEYCOOLEY | Moneycooley [T41,T42,T44] | GRIFFINRATH |  | 53.3753 | -6.5823
266067X | MV/LV Substation PO***067X |  | 20 kV | _ | LV | 200 kVA :Pole Substation | 0.2 | --> | 0.2 | 0 | 0 | Constrained, otherwise capacity available =147 kVA | --> | 0.19 | 0 | 0 | 0 | 0 | Constrained, otherwise capacity available =183 kW | --> | E18 ex CARNDONAGH | Carndonagh [T421,T422] | TRILLICK |  | 55.2511 | -7.2566
049486Z | MV/LV Substation ES***486Z |  | 20 kV | _ | LV | 50 kVA :Pole Substation | 0.05 | --> | 0.05 | 0.039 | 0.21 |  | --> | 0.048 | 0 | 0.005 | 0 | 0 | Constrained, otherwise capacity available =42 kW | --> | E17 ex LONGFORD | Longford [T421,T422] | RICHMOND |  | 53.7756 | -7.7263
119150Y | MV/LV Substation CH***150Y |  | 10 kV | _ | LV | 50 kVA :Pole Substation | 0.05 | --> | 0.05 | 0 | 0 | Constrained, otherwise capacity available =43 kVA | --> | 0.048 | 0 | 0 | 0 | 0 | Constrained, otherwise capacity available =46 kW | --> | C11 ex KANTURK | Kanturk [T41,T42] | GLENLARA |  | 52.1745 | -8.806
067993 | MV/LV Substation BA***993 |  | 20 kV | _ | LV | 50 kVA :Pole Substation | 0.05 | --> | 0.05 | 0 | 0 | Constrained, otherwise capacity available =24 kVA | --> | 0.048 | 0 | 0 | 0 | 0 | Constrained, otherwise capacity available =44 kW | --> | E09 ex BRUFF |  |  |  | 52.5945 | -8.5473
015554Z | MV/LV Substation WO***554Z |  | 10 kV | _ | LV | 400 kVA :Kiosk Substation | 0.4 | --> | 0.4 | 0 | 0 | Constrained, otherwise capacity available =256 kVA | --> | 0.38 | 0 | 0.026 | 0 | 0 | Constrained, otherwise capacity available =340 kW | --> | C17 ex SALLINS | Sallins [T41,T42] | GRIFFINRATH |  | 53.294 | -6.6857
063807X | MV/LV Substation MO***807X |  | 10 kV | _ | LV | 200 kVA :Kiosk Substation | 0.2 | --> | 0.2 | 0 | 0 | Constrained, otherwise capacity available =184 kVA | --> | 0.19 | 0 | 0.008 | 0 | 0 | Constrained, otherwise capacity available =182 kW | --> | C18 ex STICKILLEN | Stickillen [T41,T42] | DRYBRIDGE |  | 53.8506 | -6.5285
461738 | MV/LV Substation BA***738 |  | 20 kV | _ | LV | 50 kVA :Pole Substation | 0.05 | --> | 0.05 | 0.039 | 2.33 |  | --> | 0.048 | 0 | 0.005 | 0 | 0 | Constrained, otherwise capacity available =42 kW | --> | E13 ex MOY | Moy [T421,T422] | MOY |  | 54.0559 | -9.1697
073840 | MV/LV Substation MO***840 |  | 20 kV | _ | LV | 100 kVA :Pole Substation | 0.1 | --> | 0.1 | 0 | 0 | Constrained, otherwise capacity available =99 kVA | --> | 0.095 | 0 | 0 | 0 | 0 | Constrained, otherwise capacity available =95 kW | --> | C15 ex MOATE | Moate [T41,T42] | ATHLONE |  | 53.3913 | -7.7152
052159Z | MV/LV Substation DE***159Z |  | 10 kV | _ | LV | 400 kVA :Kiosk Substation | 0.4 | --> | 0.4 | 0.34 | 1.25 |  | --> | 0.38 | 0 | 0 | 0 | 0 | Constrained, otherwise capacity available =372 kW | --> | C17 ex LOUGHANALLA | Loughanalla [T41,T42] | MULLINGAR |  | 53.6792 | -7.3015
0654009 | MV/LV Substation IN***4009 |  | 10 kV | _ | LV | 50 kVA :Pole Substation | 0.05 | --> | 0.05 | 0 | 0 | Constrained, otherwise capacity available =50 kVA | --> | 0.048 | 0 | 0 | 0.047 | 0 |  | --> | C26 ex STEPHENSTOWN | Stephenstown [T101,T102] | FINGLAS |  | 53.5904 | -6.198
0564158 | MV/LV Substation IR***4158 |  | 10 kV | _ | LV | 630 kVA :Building Structure | 0.63 | --> | 0.63 | 0.151 | 0.89 |  | --> | 0.598 | 0 | 0 | 0 | 0 | Constrained, otherwise capacity available =594 kW | --> | C17 ex BIRR | Birr [T41,T422] | DALLOW |  | 53.0866 | -7.8981
2764004 | MV/LV Substation SH***4004 |  | 10 kV | _ | LV | 50 kVA :Pole Substation | 0.05 | --> | 0.05 | 0.048 | 0.76 |  | --> | 0.048 | 0 | 0 | 0 | 0 | Constrained, otherwise capacity available =47 kW | --> | C12 ex WOODFORD | Woodford [T41,T42] | KNOCKEARAGH |  | 52.0488 | -9.3392
204018X | MV/LV Substation IN***018X |  | 20 kV | _ | LV | 100 kVA :Pole Substation | 0.1 | --> | 0.1 | 0 | 0 | Constrained, otherwise capacity available =95 kVA | --> | 0.095 | 0 | 0 | 0 | 0 | Constrained, otherwise capacity available =94 kW | --> | E13 ex CARNDONAGH | Carndonagh [T421,T422] | TRILLICK |  | 55.165 | -7.4227
064359Y | MV/LV Substation BA***359Y |  | 20 kV | _ | LV | 200 kVA :Kiosk Substation | 0.2 | --> | 0.2 | 0 | 0 | Constrained, otherwise capacity available =200 kVA | --> | 0.19 | 0 | 0 | 0 | 0 | Constrained, otherwise capacity available =190 kW | --> | E16 ex JULIANSTOWN | Julianstown [T421,T422] | DRYBRIDGE |  | 53.6475 | -6.251
0934234 | MV/LV Substation HE***4234 |  | 10 kV | _ | LV | 630 kVA :Building Structure | 0.63 | --> | 0.63 | 0 | 0 | Constrained, otherwise capacity available =529 kVA | --> | 0.598 | 0 | 0.055 | 0.5 | 0 |  | --> | C22 ex GRANGE (DR) | Grange (dr) [T41,T42] | GRANGE (DR) |  | 53.3993 | -6.184
0674375 | MV/LV Substation CO***4375 |  | 10 kV | _ | LV | 400 kVA :Building Structure | 0.4 | --> | 0.4 | 0 | 0 | Constrained, otherwise capacity available =342 kVA | --> | 0.38 | 0 | 0 | 0 | 0 | Constrained, otherwise capacity available =372 kW | --> | C13 ex DOCK ROAD | Dock Road [T41,T42] | LIMERICK |  | 52.6297 | -8.6863
065251Z | MV/LV Substation BA***251Z |  | 10 kV | _ | LV | 400 kVA :Kiosk Substation | 0.4 | --> | 0.4 | 0 | 0 | Constrained, otherwise capacity available =309 kVA | --> | 0.38 | 0 | 0.004 | 0.364 | 0 |  | --> | C22 ex STEPHENSTOWN | Stephenstown [T101,T102] | FINGLAS |  | 53.6125 | -6.2045
066156Y | MV/LV Substation GL***156Y |  | 10 kV | _ | LV | 630 kVA :Kiosk Substation | 0.63 | --> | 0.63 | 0 | 0 | Constrained, otherwise capacity available =392 kVA | --> | 0.598 | 0 | 0.115 | 0 | 0 | Constrained, otherwise capacity available =480 kW | --> | C14 ex SWORDS | Swords [T41,T42] | GLASMORE |  | 53.4674 | -6.2299
065444X | MV/LV Substation ST***444X |  | 10 kV | _ | LV | 100 kVA :Pole Substation | 0.1 | --> | 0.1 | 0 | 0 | Constrained, otherwise capacity available =68 kVA | --> | 0.095 | 0 | 0.08 | 0.031 | 0 |  | --> | C26 ex STEPHENSTOWN | Stephenstown [T101,T102] | FINGLAS |  | 53.5928 | -6.2075
154480Z | MV/LV Substation MO***480Z |  | 10 kV | _ | LV | 400 kVA :Kiosk Substation | 0.4 | --> | 0.4 | 0 | 0 | Constrained, otherwise capacity available =315 kVA | --> | 0.38 | 0 | 0.034 | 0 | 0 | Constrained, otherwise capacity available =343 kW | --> | C21 ex MONEYCOOLEY | Moneycooley [T41,T42,T44] | GRIFFINRATH |  | 53.3905 | -6.5913
0094242 | MV/LV Substation CA***4242 |  | 10 kV | _ | LV | 400 kVA :Kiosk Substation | 0.4 | --> | 0.4 | 0 | 0 | Constrained, otherwise capacity available =330 kVA | --> | 0.38 | 0 | 0 | 0 | 0 | Constrained, otherwise capacity available =370 kW | --> | C21 ex WATERFORD IND EST | Waterford Ind Est [T41,T42,T44] | BUTLERSTOWN |  | 52.2299 | -7.1392
0714028 | MV/LV Substation TH***4028 |  | 10 kV | _ | LV | 400 kVA :Kiosk Substation | 0.4 | --> | 0.4 | 0 | 0 | Constrained, otherwise capacity available =359 kVA | --> | 0.38 | 0 | 0.014 | 0.364 | 0 |  | --> | C11 ex GREYSTONES | Greystones [T41,T42] | FASSAROE |  | 53.1352 | -6.0906
073726 | MV/LV Substation BE***726 |  | 20 kV | _ | LV | 100 kVA :Pole Substation | 0.1 | --> | 0.1 | 0 | 0 | Constrained, otherwise capacity available =32 kVA | --> | 0.095 | 0 | 0.009 | 0 | 0 | Constrained, otherwise capacity available =79 kW | --> | C16 ex MOATE | Moate [T41,T42] | ATHLONE |  | 53.4912 | -7.6798
281239 | MV/LV Substation RO***239 |  | 20 kV | _ | LV | 400 kVA :Kiosk Substation | 0.4 | --> | 0.4 | 0.34 | 17.47 |  | --> | 0.38 | 0 | 0 | 0.372 | 0 |  | --> | E22 ex COOLROE | Coolroe [T121,T122] | COOLROE |  | 51.8888 | -8.6347
2934538 | MV/LV Substation WA***4538 |  | 20 kV | _ | LV | 50 kVA :Pole Substation | 0.05 | --> | 0.05 | 0 | 0 | Constrained, otherwise capacity available =50 kVA | --> | 0.048 | 0 | 0 | 0 | 0 | Constrained, otherwise capacity available =48 kW | --> | E17 ex BALTINGLASS | Baltinglass [T421,T422] | STRATFORD |  | 52.8862 | -6.6848
117283Y | MV/LV Substation CA***283Y |  | 20 kV | _ | LV | 200 kVA :Kiosk Substation | 0.2 | --> | 0.2 | 0 | 0 | Constrained, otherwise capacity available =112 kVA | --> | 0.19 | 0 | 0.01 | 0 | 0 | Constrained, otherwise capacity available =170 kW | --> | E22 ex COLLOONEY | Collooney [T421,T422] | SLIGO |  | 54.1941 | -8.4389
0654180 | MV/LV Substation JS***4180 |  | 20 kV | _ | LV | 50 kVA :Pole Substation | 0.05 | --> | 0.05 | 0 | 0 | Constrained, otherwise capacity available =50 kVA | --> | 0.048 | 0 | 0 | 0 | 0 | Constrained, otherwise capacity available =48 kW | --> | E14 ex BALTRASNA | Baltrasna [T121,T122] | BALTRASNA |  | 53.5548 | -6.4939
248509X | MV/LV Substation CL***509X |  | 20 kV | _ | LV | 400 kVA :Kiosk Substation | 0.4 | --> | 0.4 | 0 | 0 | Constrained, otherwise capacity available =216 kVA | --> | 0.38 | 0 | 0.009 | 0 | 0 | Constrained, otherwise capacity available =348 kW | --> | E19 ex KILCOCK | Kilcock [T421,T422] | GRIFFINRATH |  | 53.3994 | -6.6705
001220 | MV/LV Substation MA***220 |  | 10 kV | _ | LV | 400 kVA :Building Structure | 0.4 | --> | 0.4 | 0.194 | 4.37 |  | --> | 0.38 | 0 | 0 | 0.351 | 0 |  | --> | C19 ex DUN LAOGHAIRE | Dun Laoghaire [T41,T42] | BLACKROCK |  | 53.294 | -6.1316
041957X | MV/LV Substation SE***957X |  | 20 kV | _ | LV | 50 kVA :Pole Substation | 0.05 | --> | 0.05 | 0 | 0 | Constrained, otherwise capacity available =42 kVA | --> | 0.048 | 0 | 0.01 | 0 | 0 | Constrained, otherwise capacity available =39 kW | --> | E17 ex DALTON | Dalton [T421,T422] | DALTON |  | 53.7234 | -8.9722
365802X | MV/LV Substation DU***802X |  | 10 kV | _ | LV | 400 kVA :Kiosk Substation | 0.4 | --> | 0.4 | 0 | 0 | Constrained, otherwise capacity available =253 kVA | --> | 0.38 | 0 | 0.049 | 0.323 | 0 |  | --> | C20 ex OLDBAWN | Oldbawn [T41,T42] | COOKSTOWN |  | 53.2819 | -6.3692
117318Y | MV/LV Substation RO***318Y |  | 20 kV | _ | LV | 50 kVA :Pole Substation | 0.05 | --> | 0.05 | 0 | 0 | Constrained, otherwise capacity available =34 kVA | --> | 0.048 | 0 | 0 | 0 | 0 | Constrained, otherwise capacity available =45 kW | --> | E22 ex COLLOONEY | Collooney [T421,T422] | SLIGO |  | 54.1921 | -8.4505
281690Z | MV/LV Substation CO***690Z |  | 10 kV | _ | LV | 50 kVA :Pole Substation | 0.05 | --> | 0.05 | 0.035 | 4.3 |  | --> | 0.048 | 0 | 0 | 0.046 | 0 |  | --> | C19 ex RINGASKIDDY 110KV | Ringaskiddy 110kv [T42] | BARNAHELY |  | 51.8542 | -8.3367
281934 | MV/LV Substation BA***934 |  | 10 kV | _ | LV | 200 kVA :Pole Substation | 0.2 | --> | 0.2 | 0 | 0 | Constrained, otherwise capacity available =158 kVA | --> | 0.19 | 0 | 0 | 0.184 | 0 |  | --> | C11 ex BALLINCOLLIG | Ballincollig [T41,T42] | KILBARRY |  | 51.8461 | -8.5464
220006X | MV/LV Substation CO***006X |  | 10 kV | _ | LV | 50 kVA :Pole Substation | 0.05 | --> | 0.05 | 0.049 | 1.36 |  | --> | 0.048 | 0 | 0 | 0 | 0 | Constrained, otherwise capacity available =47 kW | --> | C15 ex CROSSMOLINA | Crossmolina [T41,T42] | MOY |  | 54.0945 | -9.2631
001125X | MV/LV Substation WE***125X |  | 10 kV | _ | LV | 630 kVA :Building Structure | 0.63 | --> | 0.63 | 0 | 0 | Constrained, otherwise capacity available =446 kVA | --> | 0.598 | 0 | 0 | 0.5 | 0 |  | --> | C19 ex LOUGHLINSTOWN | Loughlinstown [T41,T42] | CARRICKMINES |  | 53.2488 | -6.1447
276540 | MV/LV Substation OB***540 |  | 10 kV | _ | LV | 50 kVA :Pole Substation | 0.05 | --> | 0.05 | 0.048 | 0.76 |  | --> | 0.048 | 0 | 0 | 0 | 0 | Constrained, otherwise capacity available =47 kW | --> | C12 ex WOODFORD | Woodford [T41,T42] | KNOCKEARAGH |  | 52.013 | -9.3627
075248 | MV/LV Substation IR***248 |  | 20 kV | _ | LV | 630 kVA :Kiosk Substation | 0.63 | --> | 0.63 | 0.5 | 4.38 |  | --> | 0.598 | 0 | 0 | 0.5 | 0 |  | --> | E18 ex CRANE | Crane [T122] | CRANE |  | 52.5164 | -6.2377
243055 | MV/LV Substation CL***055 |  | 20 kV | _ | LV | 50 kVA :Pole Substation | 0.05 | --> | 0.05 | 0 | 0 | Constrained, otherwise capacity available =37 kVA | --> | 0.048 | 0 | 0.006 | 0 | 0 | Constrained, otherwise capacity available =41 kW | --> | E17 ex INCH | Inch [T421,T422] | OUGHTRAGH |  | 52.2428 | -9.9989
069708 | MV/LV Substation OW***708 |  | 10 kV | _ | LV | 400 kVA :Kiosk Substation | 0.4 | --> | 0.4 | 0 | 0 | Constrained, otherwise capacity available =287 kVA | --> | 0.38 | 0 | 0.028 | 0.344 | 0 |  | --> | C19 ex BALLYBODEN | Ballyboden [T41,T42] | COOKSTOWN |  | 53.2843 | -6.2971
136461Y | MV/LV Substation BA***461Y |  | 10 kV | _ | LV | 50 kVA :Pole Substation | 0.05 | --> | 0.05 | 0.032 | 1.28 |  | --> | 0.048 | 0 | 0 | 0 | 0 | Constrained, otherwise capacity available =45 kW | --> | C21 ex CASTLEREA | Castlerea [T41,T42] | CARRICK ON SHANNON |  | 53.719 | -8.4118
254130 | MV/LV Substation TO***130 |  | 10 kV | _ | LV | 200 kVA :Kiosk Substation | 0.2 | --> | 0.2 | 0 | 0 | Constrained, otherwise capacity available =181 kVA | --> | 0.19 | 0 | 0 | 0 | 0 | Constrained, otherwise capacity available =188 kW | --> | C13 ex TUAM SOUTH | Tuam South [T42] | CLOON |  | 53.5141 | -8.8596
152273 | MV/LV Substation HO***273 |  | 20 kV | _ | LV | 100 kVA :Pole Substation | 0.1 | --> | 0.1 | 0 | 0 | Constrained, otherwise capacity available =82 kVA | --> | 0.095 | 0 | 0.005 | 0 | 0 | Constrained, otherwise capacity available =89 kW | --> | C16 ex CAPPAMORE | Cappamore [T41,T42] | ARDNACRUSHA |  | 52.6292 | -8.1212
058099X | MV/LV Substation GR***099X |  | 10 kV | _ | LV | 200 kVA :Pole Substation | 0.2 | --> | 0.2 | 0.188 | 3 |  | --> | 0.19 | 0 | 0.005 | 0 | 0 | Constrained, otherwise capacity available =185 kW | --> | C25 ex NENAGH | Nenagh [T41,T42] | NENAGH |  | 52.8686 | -8.1682
153071X | MV/LV Substation AS***071X |  | 20 kV | _ | LV | 50 kVA :Pole Substation | 0.05 | --> | 0.05 | 0 | 0 | Constrained, otherwise capacity available =50 kVA | --> | 0.048 | 0 | 0 | 0 | 0 | Constrained, otherwise capacity available =48 kW | --> | E13 ex BIRDHILL | Birdhill [T421,T422] | ARDNACRUSHA |  | 52.7266 | -8.539
142238 | MV/LV Substation FA***238 |  | 10 kV | _ | LV | 50 kVA :Pole Substation | 0.05 | --> | 0.05 | 0 | 0 | Constrained, otherwise capacity available =43 kVA | --> | 0.048 | 0 | 0 | 0 | 0 | Constrained, otherwise capacity available =46 kW | --> | C11 ex ATHENRY | Athenry [T41,T42] | GALWAY 110KV |  | 53.283 | -8.7429
075250 | MV/LV Substation MO***250 |  | 20 kV | _ | LV | 100 kVA :Pole Substation | 0.1 | --> | 0.1 | 0.085 | 4.38 |  | --> | 0.095 | 0 | 0.005 | 0.089 | 0 |  | --> | E18 ex CRANE | Crane [T122] | CRANE |  | 52.5125 | -6.2432
139056 | MV/LV Substation RA***056 |  | 10 kV | _ | LV | 50 kVA :Pole Substation | 0.05 | --> | 0.05 | 0 | 0 | Constrained, otherwise capacity available =40 kVA | --> | 0.048 | 0 | 0.013 | 0 | 0 | Constrained, otherwise capacity available =36 kW | --> | C17 ex VIRGINIA | Virginia [T41,T42] | MEATH HILL |  | 53.8349 | -7.0783
244710X | MV/LV Substation MA***710X |  | 20 kV | _ | LV | 630 kVA :Kiosk Substation | 0.63 | --> | 0.63 | 0 | 0 | Constrained, otherwise capacity available =587 kVA | --> | 0.598 | 0 | 0.049 | 0 | 0 | Constrained, otherwise capacity available =556 kW | --> | E16 ex MILLTOWN (SR) | Milltown (sr) [T421,T422] | OUGHTRAGH |  | 52.1073 | -9.7862
365940X | MV/LV Substation SE***940X |  | 10 kV | _ | LV | 400 kVA :Building Structure | 0.4 | --> | 0.4 | 0 | 0 | Constrained, otherwise capacity available =327 kVA | --> | 0.38 | 0 | 0 | 0.37 | 0 |  | --> | C20 ex TYMON | Tymon [T41,T42] | COOKSTOWN |  | 53.2953 | -6.3523
0134180 | MV/LV Substation KI***4180 |  | 20 kV | _ | LV | 50 kVA :Pole Substation | 0.05 | --> | 0.05 | 0.05 | 0.12 |  | --> | 0.048 | 0 | 0 | 0.048 | 0 |  | --> | C12 ex ATHY | Athy [T101,T102] | ATHY |  | 52.951 | -6.8963
220603 | MV/LV Substation BE***603 |  | 20 kV | _ | LV | 200 kVA :Pole Substation | 0.2 | --> | 0.2 | 0.197 | 7.61 |  | --> | 0.19 | 0 | 0 | 0 | 0 | Constrained, otherwise capacity available =190 kW | --> | E12 ex BELLACORICK | Bellacorick [T122] | BELLACORICK |  | 54.1196 | -9.578
018272 | MV/LV Substation ES***272 |  | 20 kV | _ | LV | 100 kVA :Pole Substation | 0.1 | --> | 0.1 | 0.076 | 3.75 |  | --> | 0.095 | 0 | 0.006 | 0 | 0 | Constrained, otherwise capacity available =87 kW | --> | C14 ex SMEARLA | Smearla [T41,T42] | TRIEN |  | 52.5727 | -9.3811
214972 | MV/LV Substation LI***972 |  | 10 kV | _ | LV | 100 kVA :Pole Substation | 0.1 | --> | 0.1 | 0 | 0 | Constrained, otherwise capacity available =100 kVA | --> | 0.095 | 0 | 0 | 0 | 0 | Constrained, otherwise capacity available =95 kW | --> | C15 ex DRUMQUIN | Drumquin [T42] | ENNIS |  | 52.7402 | -9.2289
019395 | MV/LV Substation CH***395 |  | 10 kV | _ | LV | 200 kVA :Kiosk Substation | 0.2 | --> | 0.2 | 0.169 | 2.18 |  | --> | 0.19 | 0 | 0 | 0 | 0 | Constrained, otherwise capacity available =186 kW | --> | C18 ex BALLYRICKARD | Ballyrickard [T41,T42] | TRALEE |  | 52.2684 | -9.7105
0624217 | MV/LV Substation GO***4217 |  | 10 kV | _ | LV | 50 kVA :Pole Substation | 0.05 | --> | 0.05 | 0.05 | 3.12 |  | --> | 0.048 | 0 | 0 | 0 | 0 | Constrained, otherwise capacity available =48 kW | --> | C20 ex MARSHES | Marshes [T41,T42] | DUNDALK |  | 53.9777 | -6.377
158145X | MV/LV Substation KI***145X |  | 10 kV | _ | LV | 50 kVA :Pole Substation | 0.05 | --> | 0.05 | 0 | 0 | Constrained, otherwise capacity available =26 kVA | --> | 0.048 | 0 | 0.005 | 0 | 0 | Constrained, otherwise capacity available =40 kW | --> | C22 ex ENNISTYMON | Ennistymon [T41,T42] | ENNIS |  | 52.9401 | -9.2858
288962 | MV/LV Substation GL***962 |  | 10 kV | _ | LV | 400 kVA :Kiosk Substation | 0.4 | --> | 0.4 | 0 | 0 | Constrained, otherwise capacity available =228 kVA | --> | 0.38 | 0 | 0.076 | 0.3 | 0 |  | --> | C19 ex CARRICKMINES | Carrickmines [T41,T42] | CARRICKMINES |  | 53.2618 | -6.2031
068380X | MV/LV Substation GL***380X |  | 10 kV | _ | LV | 1000 kVA :Building Structure | 1 | --> | 1 | 0.5 | 1.86 |  | --> | 0.95 | 0 | 0 | 0.5 | 0 |  | --> | C14 ex FAIRVIEW | Fairview [T41] | MCDERMOTT |  | 53.3739 | -6.2363
209828 | MV/LV Substation RA***828 |  | 10 kV | _ | LV | 100 kVA :Pole Substation | 0.1 | --> | 0.1 | 0 | 0 | Constrained, otherwise capacity available =87 kVA | --> | 0.095 | 0 | 0 | 0 | 0 | Constrained, otherwise capacity available =93 kW | --> | C19 ex MILFORD (NR) | Milford (nr) [T41,T42] | LETTERKENNY |  | 55.1006 | -7.53
1374084 | MV/LV Substation GL***4084 |  | 10 kV | _ | LV | 50 kVA :Pole Substation | 0.05 | --> | 0.05 | 0.04 | 3.74 |  | --> | 0.048 | 0 | 0 | 0 | 0 | Constrained, otherwise capacity available =46 kW | --> | C12 ex KILFLYNN | Kilflynn [T41,T42] | TRALEE |  | 52.3552 | -9.6142
009035Y | MV/LV Substation WA***035Y |  | 10 kV | _ | LV | 100 kVA :Building Structure | 0.1 | --> | 0.1 | 0 | 0 | Constrained, otherwise capacity available =79 kVA | --> | 0.095 | 0 | 0 | 0 | 0 | Constrained, otherwise capacity available =92 kW | --> | C30 ex WATERFORD IND EST | Waterford Ind Est [T41,T42,T44] | BUTLERSTOWN |  | 52.247 | -7.1417
281925Z | MV/LV Substation BO***925Z |  | 10 kV | _ | LV | 1000 kVA :Building Structure | 1 | --> | 1 | 0.5 | 7.88 |  | --> | 0.95 | 0 | 0 | 0.5 | 0 |  | --> | C30 ex LIBERTY STREET | Liberty Street [T101,T102] | LIBERTY STREET |  | 51.8991 | -8.4721
012812X | MV/LV Substation TH***812X |  | 20 kV | _ | LV | 200 kVA :Kiosk Substation | 0.2 | --> | 0.2 | 0.176 | 1.99 |  | --> | 0.19 | 0 | 0.014 | 0 | 0 | Constrained, otherwise capacity available =176 kW | --> | C19 ex GRAIGUE | Graigue [T41,T42] | CARLOW |  | 52.8214 | -6.9387
281153 | MV/LV Substation WE***153 |  | 10 kV | _ | LV | 400 kVA :Kiosk Substation | 0.4 | --> | 0.4 | 0 | 0 | Constrained, otherwise capacity available =260 kVA | --> | 0.38 | 0 | 0 | 0.36 | 0 |  | --> | C12 ex BISHOPSTOWN | Bishopstown [T41,T42] | KILBARRY |  | 51.8903 | -8.535
015548Z | MV/LV Substation DE***548Z |  | 20 kV | _ | LV | 200 kVA :Kiosk Substation | 0.2 | --> | 0.2 | 0 | 0 | Constrained, otherwise capacity available =177 kVA | --> | 0.19 | 0 | 0 | 0 | 0 | Constrained, otherwise capacity available =187 kW | --> | E13 ex BLESSINGTON | Blessington [T421,T422] | KILTEEL |  | 53.172 | -6.5422
0684425 | MV/LV Substation FR***4425 |  | 10 kV | _ | LV | 1000 kVA :Building Structure | 1 | --> | 1 | 0 | 0 | Constrained, otherwise capacity available =510 kVA | --> | 0.95 | 0 | 0 | 0.5 | 0 |  | --> | C17 ex NEWMARKET (DR) | Newmarket (dr) [T41] | FRANCIS STREET |  | 53.3422 | -6.2762
365811X | MV/LV Substation KI***811X |  | 10 kV | _ | LV | 400 kVA :Building Structure | 0.4 | --> | 0.4 | 0 | 0 | Constrained, otherwise capacity available =305 kVA | --> | 0.38 | 0 | 0 | 0.367 | 0 |  | --> | C15 ex TYMON | Tymon [T41,T42] | COOKSTOWN |  | 53.2896 | -6.332
054074 | MV/LV Substation AB***074 |  | 10 kV | _ | LV | 200 kVA :Pole Substation | 0.2 | --> | 0.2 | 0 | 0 | Constrained, otherwise capacity available =169 kVA | --> | 0.19 | 0 | 0 | 0 | 0 | Constrained, otherwise capacity available =186 kW | --> | C18 ex MOUNTRATH | Mountrath [T41,T42] | PORTLAOISE |  | 52.9947 | -7.4693
116265Y | MV/LV Substation CO***265Y |  | 20 kV | _ | LV | 200 kVA :Kiosk Substation | 0.2 | --> | 0.2 | 0.179 | 8.1 |  | --> | 0.19 | 0 | 0 | 0 | 0 | Constrained, otherwise capacity available =187 kW | --> | E16 ex WESTPORT | Westport [T421,T422] | CASTLEBAR |  | 53.7951 | -9.5049
014550 | MV/LV Substation MO***550 |  | 20 kV | _ | LV | 50 kVA :Pole Substation | 0.05 | --> | 0.05 | 0.046 | 0.63 |  | --> | 0.048 | 0 | 0 | 0 | 0 | Constrained, otherwise capacity available =47 kW | --> | E12 ex KILCULLEN | Kilcullen [T41,T42,T424] | STRATFORD |  | 53.0966 | -6.7949
180647X | MV/LV Substation HO***647X |  | 10 kV | _ | LV | 50 kVA :Pole Substation | 0.05 | --> | 0.05 | 0.041 | 1.4 |  | --> | 0.048 | 0 | 0 | 0 | 0 | Constrained, otherwise capacity available =46 kW | --> | C26 ex KELLS | Kells [T41,T42] | NAVAN |  | 53.7226 | -6.7912
036434X | MV/LV Substation BR***434X |  | 20 kV | _ | LV | 100 kVA :Pole Substation | 0.1 | --> | 0.1 | 0.098 | 1.4 |  | --> | 0.095 | 0 | 0 | 0 | 0 | Constrained, otherwise capacity available =95 kW | --> | E17 ex KILROSS ROAD | Kilross Road [T421] | TIPPERARY |  | 52.4496 | -8.1886
067480Y | MV/LV Substation ME***480Y |  | 20 kV | _ | LV | 630 kVA :Building Structure | 0.63 | --> | 0.63 | 0 | 0 | Constrained, otherwise capacity available =630 kVA | --> | 0.598 | 0 | 0 | 0 | 0 | Constrained, otherwise capacity available =598 kW | --> | E12 ex DRUMLINE | Drumline [T421,T422] | DRUMLINE |  | 52.7217 | -8.8628
099026 | MV/LV Substation KN***026 |  | 10 kV | _ | LV | 200 kVA :Kiosk Substation | 0.2 | --> | 0.2 | 0.119 | 2.96 |  | --> | 0.19 | 0 | 0.023 | 0 | 0 | Constrained, otherwise capacity available =162 kW | --> | C11 ex BALLYRAINE | Ballyraine [T41,T42] | LETTERKENNY |  | 54.9613 | -7.7242
095780 | MV/LV Substation RA***780 |  | 10 kV | _ | LV | 50 kVA :Pole Substation | 0.05 | --> | 0.05 | 0.04 | 1.1 |  | --> | 0.048 | 0 | 0.002 | 0 | 0 | Constrained, otherwise capacity available =45 kW | --> | C23 ex KILKEE | Kilkee [T41] | TULLABRACK |  | 52.6042 | -9.7164
039425 | MV/LV Substation WH***425 |  | 10 kV | _ | LV | 400 kVA :Kiosk Substation | 0.4 | --> | 0.4 | 0.37 | 11.03 |  | --> | 0.38 | 0 | 0.006 | 0.371 | 0 |  | --> | C26 ex SALTHILL | Salthill [T101,T102] | SALTHILL |  | 53.2685 | -9.1046
066905 | MV/LV Substation BA***905 |  | 10 kV | _ | LV | 50 kVA :Pole Substation | 0.05 | --> | 0.05 | 0 | 0 | Constrained, otherwise capacity available =39 kVA | --> | 0.048 | 0 | 0 | 0.046 | 0 |  | --> | C39 ex COLLEGE PARK | College Park [T101,T102,T103] | COLLEGE PARK |  | 53.4492 | -6.3792
011856Z | MV/LV Substation BA***856Z |  | 10 kV | _ | LV | 50 kVA :Pole Substation | 0.05 | --> | 0.05 | 0.042 | 5.05 |  | --> | 0.048 | 0 | 0 | 0 | 0 | Constrained, otherwise capacity available =46 kW | --> | C20 ex MCDONAGH | Mcdonagh [T41,T42] | KILKENNY |  | 52.7114 | -7.104
009152 | MV/LV Substation LA***152 |  | 10 kV | _ | LV | 630 kVA :Kiosk Substation | 0.63 | --> | 0.63 | 0 | 0 | Constrained, otherwise capacity available =518 kVA | --> | 0.598 | 0 | 0 | 0 | 0 | Constrained, otherwise capacity available =583 kW | --> | C30 ex WATERFORD IND EST | Waterford Ind Est [T41,T42,T44] | BUTLERSTOWN |  | 52.2484 | -7.1387
009381Y | MV/LV Substation TO***381Y |  | 10 kV | _ | LV | 50 kVA :Pole Substation | 0.05 | --> | 0.05 | 0.039 | 8.16 |  | --> | 0.048 | 0 | 0 | 0 | 0 | Constrained, otherwise capacity available =46 kW | --> | C13 ex MOUNT MISERY | Mount Misery [T41,T42] | WATERFORD |  | 52.2678 | -7.1123
052209X | MV/LV Substation AS***209X |  | 20 kV | _ | LV | 100 kVA :Pole Substation | 0.1 | --> | 0.1 | 0 | 0 | Constrained, otherwise capacity available =79 kVA | --> | 0.095 | 0 | 0.005 | 0 | 0 | Constrained, otherwise capacity available =88 kW | --> | E18 ex BALLINDERRY | Ballinderry [T41,T422] | MULLINGAR |  | 53.5233 | -7.1016
077236X | MV/LV Substation MA***236X |  | 20 kV | _ | LV | 400 kVA :Building Structure | 0.4 | --> | 0.4 | 0 | 0 | Constrained, otherwise capacity available =262 kVA | --> | 0.38 | 0 | 0.122 | 0 | 0 | Constrained, otherwise capacity available =270 kW | --> | E25 ex PATRICKSWELL | Patrickswell [T421,T422] | LIMERICK |  | 52.6327 | -8.7323
078075 | MV/LV Substation AI***075 |  | 10 kV | _ | LV | 50 kVA :Pole Substation | 0.05 | --> | 0.05 | 0 | 0 | Constrained, otherwise capacity available =47 kVA | --> | 0.048 | 0 | 0 | 0 | 0 | Constrained, otherwise capacity available =47 kW | --> | C13 ex CHARLESTOWN | Charlestown [T41] | TONROE |  | 53.9108 | -8.8297
061567 | MV/LV Substation LA***567 |  | 10 kV | _ | LV | 50 kVA :Pole Substation | 0.05 | --> | 0.05 | 0.048 | 2.04 |  | --> | 0.048 | 0 | 0 | 0 | 0 | Constrained, otherwise capacity available =47 kW | --> | C19 ex BALLYBAY | Ballybay [T41,T42] | LISDRUM |  | 54.0728 | -6.9543
0634030 | MV/LV Substation BO***4030 |  | 10 kV | _ | LV | 200 kVA :Pole Substation | 0.2 | --> | 0.2 | 0 | 0 | Constrained, otherwise capacity available =150 kVA | --> | 0.19 | 0 | 0 | 0 | 0 | Constrained, otherwise capacity available =183 kW | --> | C19 ex BALLYBAILIE | Ballybailie [T41,T42] | DUNDALK |  | 53.8587 | -6.5711
095246 | MV/LV Substation CA***246 |  | 10 kV | _ | LV | 100 kVA :Pole Substation | 0.1 | --> | 0.1 | 0.043 | 1.1 |  | --> | 0.095 | 0 | 0.007 | 0 | 0 | Constrained, otherwise capacity available =82 kW | --> | C23 ex KILKEE | Kilkee [T41] | TULLABRACK |  | 52.6044 | -9.7104
1544415 | MV/LV Substation LI***4415 |  | 10 kV | _ | LV | 400 kVA :Building Structure | 0.4 | --> | 0.4 | 0 | 0 | Constrained, otherwise capacity available =400 kVA | --> | 0.38 | 0 | 0 | 0.38 | 0 |  | --> | C23 ex MACETOWN | Macetown [T101,T102] | MACETOWN |  | 53.4207 | -6.4726
027126 | MV/LV Substation DR***126 |  | 20 kV | _ | LV | 50 kVA :Pole Substation | 0.05 | --> | 0.05 | 0.046 | 7.79 |  | --> | 0.048 | 0 | 0 | 0 | 0 | Constrained, otherwise capacity available =47 kW | --> | E12 ex DUNMANWAY | Dunmanway [T422,T43] | DUNMANWAY |  | 51.6555 | -9.2808
254232 | MV/LV Substation CH***232 |  | 10 kV | _ | LV | 1000 kVA :Building Structure | 1 | --> | 1 | 0 | 0 | Constrained, otherwise capacity available =615 kVA | --> | 0.95 | 0 | 0.036 | 0 | 0 | Constrained, otherwise capacity available =869 kW | --> | C13 ex TUAM SOUTH | Tuam South [T42] | CLOON |  | 53.515 | -8.8526
365210X | MV/LV Substation CA***210X |  | 10 kV | _ | LV | 630 kVA :Kiosk Substation | 0.63 | --> | 0.63 | 0 | 0 | Constrained, otherwise capacity available =462 kVA | --> | 0.598 | 0 | 0 | 0.5 | 0 |  | --> | C22 ex TYMON | Tymon [T41,T42] | COOKSTOWN |  | 53.2956 | -6.3427
049751 | MV/LV Substation ES***751 |  | 20 kV | _ | LV | 50 kVA :Pole Substation | 0.05 | --> | 0.05 | 0.039 | 0.21 |  | --> | 0.048 | 0 | 0 | 0 | 0 | Constrained, otherwise capacity available =46 kW | --> | E17 ex LONGFORD | Longford [T421,T422] | RICHMOND |  | 53.7789 | -7.6958
165207Y | MV/LV Substation TH***207Y |  | 10 kV | _ | LV | 1000 kVA :Building Structure | 1 | --> | 1 | 0 | 0 | Constrained, otherwise capacity available =768 kVA | --> | 0.95 | 0 | 0 | 0 | 0 | Constrained, otherwise capacity available =922 kW | --> | C16 ex CLONAKILTY | Clonakilty [T41,T42] | DUNMANWAY |  | 51.6216 | -8.8832
039773X | MV/LV Substation CL***773X |  | 10 kV | _ | LV | 200 kVA :Kiosk Substation | 0.2 | --> | 0.2 | 0.158 | 11.03 |  | --> | 0.19 | 0 | 0.005 | 0.18 | 0 |  | --> | C33 ex SALTHILL | Salthill [T101,T102] | SALTHILL |  | 53.2666 | -9.1036
054856X | MV/LV Substation BA***856X |  | 20 kV | _ | LV | 50 kVA :Pole Substation | 0.05 | --> | 0.05 | 0 | 0 | Constrained, otherwise capacity available =42 kVA | --> | 0.048 | 0 | 0 | 0 | 0 | Constrained, otherwise capacity available =46 kW | --> | E13 ex ABBEYLEIX | Abbeyleix [T422] | PORTLAOISE |  | 52.9101 | -7.3109
0934088 | MV/LV Substation ST***4088 |  | 10 kV | _ | LV | 630 kVA :Building Structure | 0.63 | --> | 0.63 | 0.137 | 12.96 |  | --> | 0.598 | 0 | 0 | 0.5 | 0 |  | --> | C22 ex ARTANE | Artane [T101,T102] | FINGLAS |  | 53.3903 | -6.2167
050734Y | MV/LV Substation MO***734Y |  | 10 kV | _ | LV | 400 kVA :Kiosk Substation | 0.4 | --> | 0.4 | 0.4 | 7.61 |  | --> | 0.38 | 0 | 0 | 0 | 0 | Constrained, otherwise capacity available =380 kW | --> | C11 ex GARRYCASTLE | Garrycastle [T41,T42] | ATHLONE |  | 53.4208 | -7.9263
0294014 | MV/LV Substation CL***4014 |  | 10 kV | _ | LV | 50 kVA :Pole Substation | 0.05 | --> | 0.05 | 0 | 0 | Constrained, otherwise capacity available =50 kVA | --> | 0.048 | 0 | 0 | 0 | 0 | Constrained, otherwise capacity available =47 kW | --> | C11 ex CARRIGTWOHILL |  |  |  | 51.9048 | -8.2382
049834X | MV/LV Substation FI***834X |  | 20 kV | _ | LV | 400 kVA :Building Structure | 0.4 | --> | 0.4 | 0.213 | 0.21 | Constrained, otherwise capacity available =305 kVA | --> | 0.38 | 0 | 0 | 0 | 0 | Constrained, otherwise capacity available =367 kW | --> | E20 ex LONGFORD | Longford [T421,T422] | RICHMOND |  | 53.7339 | -7.7773
078158 | MV/LV Substation CL***158 |  | 10 kV | _ | LV | 50 kVA :Pole Substation | 0.05 | --> | 0.05 | 0 | 0 | Constrained, otherwise capacity available =42 kVA | --> | 0.048 | 0 | 0 | 0 | 0 | Constrained, otherwise capacity available =46 kW | --> | C13 ex CHARLESTOWN | Charlestown [T41] | TONROE |  | 53.9318 | -8.8372
021713 | MV/LV Substation GL***713 |  | 10 kV | _ | LV | 400 kVA :Kiosk Substation | 0.4 | --> | 0.4 | 0 | 0 | Constrained, otherwise capacity available =248 kVA | --> | 0.38 | 0 | 0.01 | 0.351 | 0 |  | --> | C15 ex MAYFIELD | Mayfield [T41,T42] | KILBARRY |  | 51.9277 | -8.3889
009498Y | MV/LV Substation TE***498Y |  | 10 kV | _ | LV | 400 kVA :Kiosk Substation | 0.4 | --> | 0.4 | 0 | 0 | Constrained, otherwise capacity available =344 kVA | --> | 0.38 | 0 | 0.005 | 0 | 0 | Constrained, otherwise capacity available =369 kW | --> | C21 ex WATERFORD IND EST | Waterford Ind Est [T41,T42,T44] | BUTLERSTOWN |  | 52.2389 | -7.1363
136959Y | MV/LV Substation BO***959Y |  | 20 kV | _ | LV | 50 kVA :Pole Substation | 0.05 | --> | 0.05 | 0 | 0 | Constrained, otherwise capacity available =46 kVA | --> | 0.048 | 0 | 0.005 | 0 | 0 | Constrained, otherwise capacity available =43 kW | --> | C20 ex ROSCOMMON | Roscommon [T41,T42] | LANESBORO |  | 53.6499 | -8.2005
073976 | MV/LV Substation GR***976 |  | 20 kV | _ | LV | 100 kVA :Pole Substation | 0.1 | --> | 0.1 | 0 | 0 | Constrained, otherwise capacity available =83 kVA | --> | 0.095 | 0 | 0.01 | 0 | 0 | Constrained, otherwise capacity available =85 kW | --> | C16 ex MOATE | Moate [T41,T42] | ATHLONE |  | 53.4467 | -7.6476
004544 | MV/LV Substation GO***544 |  | 10 kV | _ | LV | 200 kVA :Kiosk Substation | 0.2 | --> | 0.2 | 0 | 0 | Constrained, otherwise capacity available =144 kVA | --> | 0.19 | 0 | 0.034 | 0 | 0 | Constrained, otherwise capacity available =157 kW | --> | C26 ex TINAHASK | Tinahask [T41,T42] | ARKLOW |  | 52.7895 | -6.1502
0114488 | MV/LV Substation CO***4488 |  | 10 kV | _ | LV | 400 kVA :Kiosk Substation | 0.4 | --> | 0.4 | 0 | 0 | Constrained, otherwise capacity available =393 kVA | --> | 0.38 | 0 | 0 | 0 | 0 | Constrained, otherwise capacity available =379 kW | --> | C17 ex ROSEHILL | Rosehill [T41,T42] | KILKENNY |  | 52.6411 | -7.2679
095875X | MV/LV Substation WH***875X |  | 10 kV | _ | LV | 50 kVA :Pole Substation | 0.05 | --> | 0.05 | 0.05 | 1.1 |  | --> | 0.048 | 0 | 0 | 0 | 0 | Constrained, otherwise capacity available =48 kW | --> | C23 ex KILKEE | Kilkee [T41] | TULLABRACK |  | 52.6477 | -9.6727
162018 | MV/LV Substation MA***018 |  | 10 kV | _ | LV | 200 kVA :Pole Substation | 0.2 | --> | 0.2 | 0.094 | 0.25 |  | --> | 0.19 | 0 | 0.015 | 0 | 0 | Constrained, otherwise capacity available =164 kW | --> | C11 ex ROSSGEIR | Rossgeir [T41,T42] | LETTERKENNY |  | 54.8331 | -7.4821
029791X | MV/LV Substation SC***791X |  | 10 kV | _ | LV | 50 kVA :Pole Substation | 0.05 | --> | 0.05 | 0 | 0 | Constrained, otherwise capacity available =44 kVA | --> | 0.048 | 0 | 0 | 0 | 0 | Constrained, otherwise capacity available =47 kW | --> | C17 ex CARRIGSHANE | Carrigshane [T41] | MIDLETON |  | 51.8849 | -8.1434
120284 | MV/LV Substation TH***284 |  | 20 kV | _ | LV | 100 kVA :Pole Substation | 0.1 | --> | 0.1 | 0 | 0 | Constrained, otherwise capacity available =57 kVA | --> | 0.095 | 0 | 0.04 | 0 | 0 | Constrained, otherwise capacity available =59 kW | --> | E11 ex EDENDERRY | Edenderry [T421,T422] | BLAKE |  | 53.3396 | -7.0785
015570X | MV/LV Substation BR***570X |  | 20 kV | _ | LV | 50 kVA :Pole Substation | 0.05 | --> | 0.05 | 0 | 0 | Constrained, otherwise capacity available =36 kVA | --> | 0.048 | 0 | 0 | 0 | 0 | Constrained, otherwise capacity available =46 kW | --> | E17 ex BLESSINGTON | Blessington [T421,T422] | KILTEEL |  | 53.0923 | -6.5894
0384010 | MV/LV Substation SI***4010 |  | 10 kV | _ | LV | 200 kVA :Pole Substation | 0.2 | --> | 0.2 | 0 | 0 | Constrained, otherwise capacity available =200 kVA | --> | 0.19 | 0 | 0 | 0 | 0 | Constrained, otherwise capacity available =190 kW | --> | C18 ex GORT | Gort [T41,T42] | ENNIS |  | 53.0446 | -8.8411
013675Y | MV/LV Substation MU***675Y |  | 10 kV | _ | LV | 400 kVA :Kiosk Substation | 0.4 | --> | 0.4 | 0.121 | 0.12 | Constrained, otherwise capacity available =389 kVA | --> | 0.38 | 0 | 0 | 0.378 | 0 |  | --> | C20 ex ATHY | Athy [T101,T102] | ATHY |  | 52.9945 | -6.9924
065341Z | MV/LV Substation RU***341Z |  | 10 kV | _ | LV | 200 kVA :Kiosk Substation | 0.2 | --> | 0.2 | 0 | 0 | Constrained, otherwise capacity available =177 kVA | --> | 0.19 | 0 | 0.011 | 0 | 0 | Constrained, otherwise capacity available =179 kW | --> | C15 ex LOUGHSHINNY | Loughshinny [T41,T42] | GLASMORE |  | 53.5299 | -6.0942
0684541 | MV/LV Substation TH***4541 |  | 10 kV | _ | LV | 1000 kVA :Building Structure | 1 | --> | 1 | 0.5 | 1.47 |  | --> | 0.95 | 0 | 0 | 0.5 | 0 |  | --> | C20 ex MARROWBONE LANE | Marrowbone Lane [T42] | INCHICORE 220KV |  | 53.3413 | -6.2891
021545Z | MV/LV Substation YO***545Z |  | 10 kV | _ | LV | 1000 kVA :Building Structure | 1 | --> | 1 | 0.5 | 4.67 |  | --> | 0.95 | 0 | 0 | 0.5 | 0 |  | --> | C17 ex CENTRE PARK ROAD | Marina [T105,T106] | MARINA |  | 51.9018 | -8.4667
244187 | MV/LV Substation AD***187 |  | 20 kV | _ | LV | 200 kVA :Pole Substation | 0.2 | --> | 0.2 | 0 | 0 | Constrained, otherwise capacity available =182 kVA | --> | 0.19 | 0 | 0.011 | 0 | 0 | Constrained, otherwise capacity available =179 kW | --> | E16 ex MILLTOWN (SR) | Milltown (sr) [T421,T422] | OUGHTRAGH |  | 52.101 | -9.7867
065621 | MV/LV Substation HE***621 |  | 20 kV | _ | LV | 50 kVA :Pole Substation | 0.05 | --> | 0.05 | 0 | 0 | Constrained, otherwise capacity available =34 kVA | --> | 0.048 | 0 | 0.005 | 0 | 0 | Constrained, otherwise capacity available =42 kW | --> | C11 ex LOUGHSHINNY | Loughshinny [T41,T42] | GLASMORE |  | 53.5512 | -6.1533
2484336 | MV/LV Substation SU***4336 |  | 20 kV | _ | LV | 50 kVA :Pole Substation | 0.05 | --> | 0.05 | 0.049 | 0.33 |  | --> | 0.048 | 0 | 0 | 0 | 0 | Constrained, otherwise capacity available =47 kW | --> | E33 ex TRIM | Trim [T421] | NAVAN |  | 53.4834 | -6.7405
039238 | MV/LV Substation BA***238 |  | 10 kV | _ | LV | 630 kVA :Kiosk Substation | 0.63 | --> | 0.63 | 0 | 0 | Constrained, otherwise capacity available =577 kVA | --> | 0.598 | 0 | 0.005 | 0.5 | 0 |  | --> | C24 ex GALWAY 110KV | Galway 110kv [T102,T103] | GALWAY 110KV |  | 53.2828 | -9.0076
059502X | MV/LV Substation TI***502X |  | 10 kV | _ | LV | 100 kVA :Pole Substation | 0.1 | --> | 0.1 | 0 | 0 | Constrained, otherwise capacity available =92 kVA | --> | 0.095 | 0 | 0 | 0 | 0 | Constrained, otherwise capacity available =94 kW | --> | C11 ex DERRYCRAMPH | Derrycramph [T41,T42] | SHANKILL |  | 53.949 | -7.1912
0124142 | MV/LV Substation WA***4142 |  | 20 kV | _ | LV | 630 kVA :Building Structure | 0.63 | --> | 0.63 | 0.372 | 2.83 |  | --> | 0.598 | 0 | 0 | 0 | 0 | Constrained, otherwise capacity available =562 kW | --> | E11 ex BAGENALSTOWN | Bagenalstown [T421,T422] | CARLOW |  | 52.7019 | -6.9805
064862Y | MV/LV Substation KI***862Y |  | 20 kV | _ | LV | 400 kVA :Kiosk Substation | 0.4 | --> | 0.4 | 0 | 0 | Constrained, otherwise capacity available =238 kVA | --> | 0.38 | 0 | 0.089 | 0 | 0 | Constrained, otherwise capacity available =291 kW | --> | E15 ex JULIANSTOWN | Julianstown [T421,T422] | DRYBRIDGE |  | 53.6288 | -6.2716
029399 | MV/LV Substation BA***399 |  | 10 kV | _ | LV | 200 kVA :Building Structure | 0.2 | --> | 0.2 | 0 | 0 | Constrained, otherwise capacity available =197 kVA | --> | 0.19 | 0 | 0 | 0.19 | 0 |  | --> | C19 ex MIDLETON | Midleton [T101,T102] | MIDLETON |  | 51.9129 | -8.2214
013974Y | MV/LV Substation BR***974Y |  | 10 kV | _ | LV | 200 kVA :Kiosk Substation | 0.2 | --> | 0.2 | 0.121 | 0.12 | Constrained, otherwise capacity available =127 kVA | --> | 0.19 | 0 | 0 | 0.18 | 0 |  | --> | C21 ex ATHY | Athy [T101,T102] | ATHY |  | 52.9845 | -6.9968
293989 | MV/LV Substation RA***989 |  | 20 kV | _ | LV | 50 kVA :Pole Substation | 0.05 | --> | 0.05 | 0 | 0 | Constrained, otherwise capacity available =39 kVA | --> | 0.048 | 0 | 0 | 0 | 0 | Constrained, otherwise capacity available =46 kW | --> | E12 ex BALTINGLASS | Baltinglass [T421,T422] | STRATFORD |  | 52.9679 | -6.7096
288272X | MV/LV Substation GO***272X |  | 10 kV | _ | LV | 1000 kVA :Building Structure | 1 | --> | 1 | 0.5 | 19.52 |  | --> | 0.95 | 0 | 0 | 0.5 | 0 |  | --> | C30 ex TANEY | Taney [T101,T102] | CARRICKMINES |  | 53.2806 | -6.2419
067283 | MV/LV Substation CA***283 |  | 10 kV | _ | LV | 400 kVA :Building Structure | 0.4 | --> | 0.4 | 0 | 0 | Constrained, otherwise capacity available =297 kVA | --> | 0.38 | 0 | 0.024 | 0 | 0 | Constrained, otherwise capacity available =348 kW | --> | C18 ex CAHERDAVIN | Caherdavin [T41,T42] | ARDNACRUSHA |  | 52.6693 | -8.6636
249545Z | MV/LV Substation FE***545Z |  | 10 kV | _ | LV | 50 kVA :Pole Substation | 0.05 | --> | 0.05 | 0 | 0 | Constrained, otherwise capacity available =47 kVA | --> | 0.048 | 0 | 0.006 | 0 | 0 | Constrained, otherwise capacity available =43 kW | --> | C16 ex KILCLOHER | Kilcloher [T41,T42] | DUNGARVAN |  | 52.1864 | -7.8476
068287X | MV/LV Substation SC***287X |  | 10 kV | _ | LV | 1000 kVA :Building Structure | 1 | --> | 1 | 0.5 | 1.47 |  | --> | 0.95 | 0 | 0 | 0.5 | 0 |  | --> | C14 ex MARROWBONE LANE | Marrowbone Lane [T42] | INCHICORE 220KV |  | 53.3412 | -6.2837
009014Y | MV/LV Substation FO***014Y |  | 10 kV | _ | LV | 400 kVA :Kiosk Substation | 0.4 | --> | 0.4 | 0 | 0 | Constrained, otherwise capacity available =293 kVA | --> | 0.38 | 0 | 0.032 | 0 | 0 | Constrained, otherwise capacity available =342 kW | --> | E12 ex KILCARRAGH | Kilcarragh [T421,T422] | BUTLERSTOWN |  | 52.2392 | -7.0716
069209 | MV/LV Substation OA***209 |  | 10 kV | _ | LV | 630 kVA :Kiosk Substation | 0.63 | --> | 0.63 | 0.216 | 7.75 |  | --> | 0.598 | 0 | 0.059 | 0.496 | 0 |  | --> | C13 ex MILLTOWN (DR) | Milltown (dr) [T101,T102] | POOLBEG |  | 53.3229 | -6.2554
009552 | MV/LV Substation LO***552 |  | 20 kV | _ | LV | 50 kVA :Pole Substation | 0.05 | --> | 0.05 | 0.04 | 8.16 |  | --> | 0.048 | 0 | 0.002 | 0 | 0 | Constrained, otherwise capacity available =45 kW | --> | C17 ex MOUNT MISERY | Mount Misery [T41,T42] | WATERFORD |  | 52.3158 | -7.1147
590105 | MV/LV Substation LI***105 |  | 20 kV | _ | LV | 50 kVA :Pole Substation | 0.05 | --> | 0.05 | 0.036 | 1.43 |  | --> | 0.048 | 0 | 0 | 0 | 0 | Constrained, otherwise capacity available =46 kW | --> | E17 ex CONG | Cong [T421,T422] | CLOON |  | 53.5393 | -9.2705
067171 | MV/LV Substation BR***171 |  | 10 kV | _ | LV | 400 kVA :Building Structure | 0.4 | --> | 0.4 | 0 | 0 | Constrained, otherwise capacity available =255 kVA | --> | 0.38 | 0 | 0.029 | 0 | 0 | Constrained, otherwise capacity available =338 kW | --> | C13 ex CAHERDAVIN | Caherdavin [T41,T42] | ARDNACRUSHA |  | 52.6725 | -8.6535
158190 | MV/LV Substation ST***190 |  | 10 kV | _ | LV | 200 kVA :Pole Substation | 0.2 | --> | 0.2 | 0 | 0 | Constrained, otherwise capacity available =164 kVA | --> | 0.19 | 0 | 0.004 | 0 | 0 | Constrained, otherwise capacity available =182 kW | --> | C16 ex ENNISTYMON | Ennistymon [T41,T42] | ENNIS |  | 52.9352 | -9.3408
377027Y | MV/LV Substation AP***027Y |  | 20 kV | _ | LV | 630 kVA :Building Structure | 0.63 | --> | 0.63 | 0 | 0 | Constrained, otherwise capacity available =540 kVA | --> | 0.598 | 0 | 0 | 0 | 0 | Constrained, otherwise capacity available =586 kW | --> | E15 ex GURRANEBANE | Gurranebane [T421,T422] | OUGHTRAGH |  | 51.948 | -10.2261
1544229 | MV/LV Substation KI***4229 |  | 10 kV | _ | LV | 630 kVA :Kiosk Substation | 0.63 | --> | 0.63 | 0 | 0 | Constrained, otherwise capacity available =516 kVA | --> | 0.598 | 0 | 0.025 | 0.5 | 0 |  | --> | C39 ex COLLEGE PARK | College Park [T101,T102,T103] | COLLEGE PARK |  | 53.4241 | -6.3794
154394 | MV/LV Substation DR***394 |  | 10 kV | _ | LV | 200 kVA :Kiosk Substation | 0.2 | --> | 0.2 | 0 | 0 | Constrained, otherwise capacity available =148 kVA | --> | 0.19 | 0 | 0 | 0.183 | 0 |  | --> | C14 ex MACETOWN | Macetown [T101,T102] | MACETOWN |  | 53.4062 | -6.3892
160058 | MV/LV Substation SE***058 |  | 10 kV | _ | LV | 200 kVA :Pole Substation | 0.2 | --> | 0.2 | 0 | 0 | Constrained, otherwise capacity available =162 kVA | --> | 0.19 | 0 | 0 | 0 | 0 | Constrained, otherwise capacity available =185 kW | --> | C16 ex MOUNTMELLICK | Mountmellick [T41,T42] | PORTLAOISE |  | 53.1238 | -7.3239
2514230 | MV/LV Substation LO***4230 |  | 10 kV | _ | LV | 630 kVA :Building Structure | 0.63 | --> | 0.63 | 0 | 0 | Constrained, otherwise capacity available =630 kVA | --> | 0.598 | 0 | 0 | 0 | 0 | Constrained, otherwise capacity available =598 kW | --> | C28 ex CLAREGALWAY | Claregalway [T42,T421] | GALWAY 110KV |  | 53.3507 | -8.9411
029153Y | MV/LV Substation WI***153Y |  | 10 kV | _ | LV | 200 kVA :Kiosk Substation | 0.2 | --> | 0.2 | 0 | 0 | Constrained, otherwise capacity available =145 kVA | --> | 0.19 | 0 | 0.026 | 0.163 | 0 |  | --> | C22 ex MIDLETON | Midleton [T101,T102] | MIDLETON |  | 51.9251 | -8.1834
052506Y | MV/LV Substation GE***506Y |  | 20 kV | _ | LV | 100 kVA :Pole Substation | 0.1 | --> | 0.1 | 0 | 0 | Constrained, otherwise capacity available =62 kVA | --> | 0.095 | 0 | 0.04 | 0 | 0 | Constrained, otherwise capacity available =60 kW | --> | E18 ex BALLINDERRY | Ballinderry [T41,T422] | MULLINGAR |  | 53.5048 | -7.2424
014316Z | MV/LV Substation AL***316Z |  | 10 kV | _ | LV | 50 kVA :Pole Substation | 0.05 | --> | 0.05 | 0 | 0 | Constrained, otherwise capacity available =35 kVA | --> | 0.048 | 0 | 0 | 0 | 0 | Constrained, otherwise capacity available =46 kW | --> | C16 ex MORRISTOWN | Morristown [T41,T42] | NEWBRIDGE |  | 53.2285 | -6.8566
021199Z | MV/LV Substation GL***199Z |  | 10 kV | _ | LV | 200 kVA :Kiosk Substation | 0.2 | --> | 0.2 | 0 | 0 | Constrained, otherwise capacity available =135 kVA | --> | 0.19 | 0 | 0.041 | 0.15 | 0 |  | --> | C12 ex RIVERSTOWN | Riverstown [T41,T42] | KILBARRY |  | 51.9395 | -8.4026
008039 | MV/LV Substation SO***039 |  | 10 kV | _ | LV | 400 kVA :Kiosk Substation | 0.4 | --> | 0.4 | 0 | 0 | Constrained, otherwise capacity available =316 kVA | --> | 0.38 | 0 | 0.021 | 0 | 0 | Constrained, otherwise capacity available =353 kW | --> | C18 ex KNOCKMULLEN | Knockmullen [T42,T421] | GREAT ISLAND |  | 52.3886 | -6.9445
060648X | MV/LV Substation LC***648X |  | 10 kV | _ | LV | 100 kVA :Pole Substation | 0.1 | --> | 0.1 | 0.087 | 2.57 |  | --> | 0.095 | 0 | 0.005 | 0 | 0 | Constrained, otherwise capacity available =90 kW | --> | C19 ex ERRIGAL | Errigal [T41,T422] | SHANKILL |  | 54.0699 | -7.0652
139118Y | MV/LV Substation WH***118Y |  | 10 kV | _ | LV | 50 kVA :Pole Substation | 0.05 | --> | 0.05 | 0.05 | 2.68 |  | --> | 0.048 | 0 | 0 | 0 | 0 | Constrained, otherwise capacity available =48 kW | --> | C13 ex OLDCASTLE | Oldcastle [T41,T422] | MULLINGAR |  | 53.7685 | -7.1548
495597X | MV/LV Substation WE***597X |  | 20 kV | _ | LV | 50 kVA :Pole Substation | 0.05 | --> | 0.05 | 0.033 | 1.5 |  | --> | 0.048 | 0 | 0 | 0.045 | 0 |  | --> | E17 ex ACHILL | Achill [T422] | CARROWBEG |  | 53.9777 | -10.0842
002054X | MV/LV Substation KI***054X |  | 10 kV | _ | LV | 50 kVA :Pole Substation | 0.05 | --> | 0.05 | 0.041 | 0.04 | Constrained, otherwise capacity available =50 kVA | --> | 0.048 | 0 | 0 | 0.048 | 0 |  | --> | C21 ex LITTLE BRAY | Little Bray [T41,T42] | FASSAROE |  | 53.2138 | -6.174
049066Z | MV/LV Substation CR***066Z |  | 20 kV | _ | LV | 100 kVA :Pole Substation | 0.1 | --> | 0.1 | 0.075 | 0.21 |  | --> | 0.095 | 0 | 0 | 0 | 0 | Constrained, otherwise capacity available =92 kW | --> | E17 ex LONGFORD | Longford [T421,T422] | RICHMOND |  | 53.7747 | -7.7248
209748 | MV/LV Substation DO***748 |  | 20 kV | _ | LV | 200 kVA :Pole Substation | 0.2 | --> | 0.2 | 0 | 0 | Constrained, otherwise capacity available =142 kVA | --> | 0.19 | 0 | 0.01 | 0 | 0 | Constrained, otherwise capacity available =174 kW | --> | C21 ex MILFORD (NR) | Milford (nr) [T41,T42] | LETTERKENNY |  | 55.1924 | -7.8446
265876 | MV/LV Substation CO***876 |  | 20 kV | _ | LV | 200 kVA :Pole Substation | 0.2 | --> | 0.2 | 0.066 | 0.07 | Constrained, otherwise capacity available =116 kVA | --> | 0.19 | 0 | 0.053 | 0 | 0 | Constrained, otherwise capacity available =139 kW | --> | E17 ex BALLYCONNELL | Ballyconnell [T421,T422] | GORTAWEE |  | 54.1171 | -7.5852
139993Y | MV/LV Substation RO***993Y |  | 20 kV | _ | LV | 50 kVA :Pole Substation | 0.05 | --> | 0.05 | 0.048 | 2.68 |  | --> | 0.048 | 0 | 0 | 0 | 0 | Constrained, otherwise capacity available =47 kW | --> | E12 ex OLDCASTLE | Oldcastle [T41,T422] | MULLINGAR |  | 53.7885 | -7.2939
281522 | MV/LV Substation OL***522 |  | 10 kV | _ | LV | 50 kVA :Pole Substation | 0.05 | --> | 0.05 | 0 | 0 | Constrained, otherwise capacity available =41 kVA | --> | 0.048 | 0 | 0 | 0 | 0 | Constrained, otherwise capacity available =46 kW | --> | C17 ex CARRIGALINE | Carrigaline [T41,T42] | BARNAHELY |  | 51.7781 | -8.3933
077156X | MV/LV Substation CL***156X |  | 20 kV | _ | LV | 50 kVA :Pole Substation | 0.05 | --> | 0.05 | 0 | 0 | Constrained, otherwise capacity available =45 kVA | --> | 0.048 | 0 | 0 | 0 | 0 | Constrained, otherwise capacity available =47 kW | --> | E25 ex PATRICKSWELL | Patrickswell [T421,T422] | LIMERICK |  | 52.6308 | -8.7364
0394115 | MV/LV Substation AL***4115 |  | 10 kV | _ | LV | 200 kVA :Kiosk Substation | 0.2 | --> | 0.2 | 0 | 11.03 |  | --> | 0.19 | 0 | 0 | 0.159 | 0 |  | --> | C22 ex SALTHILL | Salthill [T101,T102] | SALTHILL |  | 53.2704 | -9.0994
031511X | MV/LV Substation DU***511X |  | 20 kV | _ | LV | 100 kVA :Pole Substation | 0.1 | --> | 0.1 | 0 | 0 | Constrained, otherwise capacity available =90 kVA | --> | 0.095 | 0 | 0 | 0 | 0 | Constrained, otherwise capacity available =94 kW | --> | E13 ex FOXHOLE | Foxhole [T421,T422] | DUNGARVAN |  | 51.9552 | -7.7226
064707X | MV/LV Substation EL***707X |  | 20 kV | _ | LV | 200 kVA :Pole Substation | 0.2 | --> | 0.2 | 0 | 0 | Constrained, otherwise capacity available =137 kVA | --> | 0.19 | 0 | 0.109 | 0 | 0 | Constrained, otherwise capacity available =106 kW | --> | E16 ex JULIANSTOWN | Julianstown [T421,T422] | DRYBRIDGE |  | 53.6519 | -6.2602
011621Y | MV/LV Substation DU***621Y |  | 10 kV | _ | LV | 50 kVA :Pole Substation | 0.05 | --> | 0.05 | 0.042 | 2.8 |  | --> | 0.048 | 0 | 0 | 0 | 0 | Constrained, otherwise capacity available =46 kW | --> | C12 ex PURCELLS INCH | Purcells Inch [T41,T42] | KILKENNY |  | 52.6042 | -7.1722
081337Z | MV/LV Substation SE***337Z |  | 10 kV | _ | LV | 630 kVA :Building Structure | 0.63 | --> | 0.63 | 0 | 0 | Constrained, otherwise capacity available =566 kVA | --> | 0.598 | 0 | 0.005 | 0.5 | 0 |  | --> | C14 ex INCHICORE NORTH | Inchicore North [T41] | INCHICORE 220KV |  | 53.342 | -6.3276
250753 | MV/LV Substation HE***753 |  | 10 kV | _ | LV | 50 kVA :Pole Substation | 0.05 | --> | 0.05 | 0.05 | 1.26 |  | --> | 0.048 | 0 | 0 | 0 | 0 | Constrained, otherwise capacity available =47 kW | --> | C27 ex BALLYCROSSAUN | Ballycrossaun [T421,T422] | SOMERSET |  | 53.1656 | -8.3136
156878 | MV/LV Substation M/***878 |  | 20 kV | _ | LV | 100 kVA :Pole Substation | 0.1 | --> | 0.1 | 0 | 0 | Constrained, otherwise capacity available =89 kVA | --> | 0.095 | 0 | 0 | 0 | 0 | Constrained, otherwise capacity available =94 kW | --> | C17 ex CLONES | Clones [T41,T42] | SHANKILL |  | 54.2137 | -7.1134
281784Z | MV/LV Substation EL***784Z |  | 10 kV | _ | LV | 400 kVA :Kiosk Substation | 0.4 | --> | 0.4 | 0.302 | 4.67 |  | --> | 0.38 | 0 | 0 | 0.366 | 0 |  | --> | C28 ex CENTRE PARK ROAD | Marina [T105,T106] | MARINA |  | 51.8915 | -8.4419
365386 | MV/LV Substation RA***386 |  | 10 kV | _ | LV | 400 kVA :Kiosk Substation | 0.4 | --> | 0.4 | 0 | 0 | Constrained, otherwise capacity available =331 kVA | --> | 0.38 | 0 | 0.014 | 0.36 | 0 |  | --> | C17 ex WHITESTOWN | Whitestown [T41,T42] | COOKSTOWN |  | 53.2852 | -6.3881
1564006 | MV/LV Substation FI***4006 |  | 10 kV | _ | LV | 400 kVA :Kiosk Substation | 0.4 | --> | 0.4 | 0.386 | 2.47 |  | --> | 0.38 | 0 | 0.011 | 0 | 0 | Constrained, otherwise capacity available =370 kW | --> | E21 ex TELAYDON | Telaydon [T42,T421] | LISDRUM |  | 54.2534 | -6.9472
060976X | MV/LV Substation DR***976X |  | 20 kV | _ | LV | 50 kVA :Pole Substation | 0.05 | --> | 0.05 | 0 | 0 | Constrained, otherwise capacity available =42 kVA | --> | 0.048 | 0 | 0 | 0 | 0 | Constrained, otherwise capacity available =46 kW | --> | C17 ex CLONES | Clones [T41,T42] | SHANKILL |  | 54.2124 | -7.1396
005100Y | MV/LV Substation AL***100Y |  | 10 kV | _ | LV | 630 kVA :Kiosk Substation | 0.63 | --> | 0.63 | 0 | 0 | Constrained, otherwise capacity available =464 kVA | --> | 0.598 | 0 | 0.005 | 0 | 0 | Constrained, otherwise capacity available =572 kW | --> | C14 ex GARDEN CITY | Garden City [T41,T42] | ARKLOW |  | 52.6768 | -6.2867
4054042 | MV/LV Substation SI***4042 |  | 20 kV | _ | LV | 400 kVA :Building Structure | 0.4 | --> | 0.4 | 0.4 | 3.03 |  | --> | 0.38 | 0 | 0 | 0 | 0 | Constrained, otherwise capacity available =380 kW | --> | E12 ex MOVILLE | Moville [T421,T422] | TRILLICK |  | 55.1968 | -7.0306
176081 | MV/LV Substation GR***081 |  | 20 kV | _ | LV | 50 kVA :Pole Substation | 0.05 | --> | 0.05 | 0.048 | 18.78 |  | --> | 0.048 | 0 | 0 | 0.047 | 0 |  | --> | E13 ex HARTNETTS CROSS | Hartnetts Cross [T121,T422] | HARTNETTS CROSS |  | 51.8442 | -9.1671
0094344 | MV/LV Substation JA***4344 |  | 10 kV | _ | LV | 200 kVA :Pole Substation | 0.2 | --> | 0.2 | 0.2 | 13.6 |  | --> | 0.19 | 0 | 0 | 0.19 | 0 |  | --> | C22 ex KILLOTERAN | Killoteran [T101,T102] | KILLOTERAN |  | 52.242 | -7.162
590886X | MV/LV Substation LY***886X |  | 20 kV | _ | LV | 50 kVA :Pole Substation | 0.05 | --> | 0.05 | 0.048 | 1.43 |  | --> | 0.048 | 0 | 0 | 0 | 0 | Constrained, otherwise capacity available =47 kW | --> | E17 ex CONG | Cong [T421,T422] | CLOON |  | 53.5342 | -9.2444
030023 | MV/LV Substation LI***023 |  | 20 kV | _ | LV | 400 kVA :Building Structure | 0.4 | --> | 0.4 | 0 | 0 | Constrained, otherwise capacity available =326 kVA | --> | 0.38 | 0 | 0.004 | 0 | 0 | Constrained, otherwise capacity available =368 kW | --> | E14 ex FOXHOLE | Foxhole [T421,T422] | DUNGARVAN |  | 51.96 | -7.8577
001272 | MV/LV Substation LA***272 |  | 10 kV | _ | LV | 400 kVA :Kiosk Substation | 0.4 | --> | 0.4 | 0.319 | 1.16 |  | --> | 0.38 | 0 | 0.045 | 0.335 | 0 |  | --> | C21 ex BREWERY ROAD | Brewery Road [T41,T42] | CARRICKMINES |  | 53.2832 | -6.2182
005842X | MV/LV Substation DU***842X |  | 20 kV | _ | LV | 100 kVA :Pole Substation | 0.1 | --> | 0.1 | 0.073 | 17.8 |  | --> | 0.095 | 0 | 0 | 0.091 | 0 |  | --> | E19 ex BANOGE | Banoge [T121,T122] | BANOGE |  | 52.6453 | -6.2896
055403 | MV/LV Substation MO***403 |  | 10 kV | _ | LV | 200 kVA :Pole Substation | 0.2 | --> | 0.2 | 0 | 0 | Constrained, otherwise capacity available =108 kVA | --> | 0.19 | 0 | 0 | 0 | 0 | Constrained, otherwise capacity available =177 kW | --> | C20 ex ROSCREA | Roscrea [T41,T42] | IKERRIN |  | 52.9647 | -7.8391
021664X | MV/LV Substation GL***664X |  | 10 kV | _ | LV | 50 kVA :Pole Substation | 0.05 | --> | 0.05 | 0.034 | 6.78 |  | --> | 0.048 | 0 | 0.005 | 0.042 | 0 |  | --> | C18 ex CASTLEVIEW | Castleview [T101,T102] | CASTLEVIEW |  | 51.9162 | -8.3813
046404X | MV/LV Substation CA***404X |  | 10 kV | _ | LV | 630 kVA :Building Structure | 0.63 | --> | 0.63 | 0 | 0 | Constrained, otherwise capacity available =551 kVA | --> | 0.598 | 0 | 0 | 0.5 | 0 |  | --> | C17 ex CRANMORE | Cranmore [T41,T42] | SLIGO |  | 54.2711 | -8.4726
253034 | MV/LV Substation DU***034 |  | 10 kV | _ | LV | 200 kVA :Kiosk Substation | 0.2 | --> | 0.2 | 0.165 | 10.7 |  | --> | 0.19 | 0 | 0 | 0 | 0 | Constrained, otherwise capacity available =185 kW | --> | C22 ex CLOON | Cloon [T42,T421] | CLOON |  | 53.5089 | -8.8432
012361Y | MV/LV Substation NE***361Y |  | 10 kV | _ | LV | 200 kVA :Kiosk Substation | 0.2 | --> | 0.2 | 0 | 0 | Constrained, otherwise capacity available =199 kVA | --> | 0.19 | 0 | 0 | 0 | 0 | Constrained, otherwise capacity available =190 kW | --> | C19 ex POLLERTON | Pollerton [T41,T42] | CARLOW |  | 52.8309 | -6.9234
029780Y | MV/LV Substation CH***780Y |  | 10 kV | _ | LV | 630 kVA :Kiosk Substation | 0.63 | --> | 0.63 | 0 | 0 | Constrained, otherwise capacity available =590 kVA | --> | 0.598 | 0 | 0.05 | 0.5 | 0 |  | --> | C22 ex MIDLETON | Midleton [T101,T102] | MIDLETON |  | 51.9107 | -8.1945
066535Z | MV/LV Substation RA***535Z |  | 10 kV | _ | LV | 400 kVA :Kiosk Substation | 0.4 | --> | 0.4 | 0 | 0 | Constrained, otherwise capacity available =322 kVA | --> | 0.38 | 0 | 0 | 0 | 0 | Constrained, otherwise capacity available =369 kW | --> | C19 ex SWORDS | Swords [T41,T42] | GLASMORE |  | 53.4616 | -6.2293
062282Y | MV/LV Substation IR***282Y |  | 10 kV | _ | LV | 400 kVA :Building Structure | 0.4 | --> | 0.4 | 0.371 | 3.12 |  | --> | 0.38 | 0 | 0 | 0 | 0 | Constrained, otherwise capacity available =376 kW | --> | C15 ex MARSHES | Marshes [T41,T42] | DUNDALK |  | 53.9791 | -6.3857
021199 | MV/LV Substation TH***199 |  | 10 kV | _ | LV | 630 kVA :Building Structure | 0.63 | --> | 0.63 | 0 | 0 | Constrained, otherwise capacity available =17 kVA | --> | 0.598 | 0 | 0 | 0.5 | 0 |  | --> | C12 ex FAIRHILL | Fairhill [T42] | KILBARRY |  | 51.9015 | -8.4676
0654220 | MV/LV Substation MA***4220 |  | 10 kV | _ | LV | 630 kVA :Kiosk Substation | 0.63 | --> | 0.63 | 0 | 0 | Constrained, otherwise capacity available =572 kVA | --> | 0.598 | 0 | 0.234 | 0 | 0 | Constrained, otherwise capacity available =417 kW | --> | C15 ex LOUGHSHINNY | Loughshinny [T41,T42] | GLASMORE |  | 53.5306 | -6.0916
025109X | MV/LV Substation BO***109X |  | 10 kV | _ | LV | 50 kVA :Pole Substation | 0.05 | --> | 0.05 | 0 | 0 | Constrained, otherwise capacity available =37 kVA | --> | 0.048 | 0 | 0 | 0 | 0 | Constrained, otherwise capacity available =46 kW | --> | C11 ex KILMALLOCK | Kilmallock [T41,T42] | CHARLEVILLE |  | 52.3708 | -8.4902
065685 | MV/LV Substation CO***685 |  | 20 kV | _ | LV | 400 kVA :Building Structure | 0.4 | --> | 0.4 | 0 | 0 |  | --> | 0.38 | 0 | 0.526 | 0 | 0 |  | --> | C11 ex LOUGHSHINNY | Loughshinny [T41,T42] | GLASMORE |  | 53.5481 | -6.1744
064310Z | MV/LV Substation CI***310Z |  | 20 kV | _ | LV | 630 kVA :Kiosk Substation | 0.63 | --> | 0.63 | 0 | 0 | Constrained, otherwise capacity available =303 kVA | --> | 0.598 | 0 | 0 | 0 | 0 | Constrained, otherwise capacity available =552 kW | --> | E15 ex JULIANSTOWN | Julianstown [T421,T422] | DRYBRIDGE |  | 53.6388 | -6.2634
030248X | MV/LV Substation SO***248X |  | 20 kV | _ | LV | 200 kVA :Kiosk Substation | 0.2 | --> | 0.2 | 0 | 0 | Constrained, otherwise capacity available =122 kVA | --> | 0.19 | 0 | 0.009 | 0 | 0 | Constrained, otherwise capacity available =172 kW | --> | E14 ex FOXHOLE | Foxhole [T421,T422] | DUNGARVAN |  | 51.9503 | -7.8524
029576X | MV/LV Substation CA***576X |  | 10 kV | _ | LV | 630 kVA :Kiosk Substation | 0.63 | --> | 0.63 | 0.5 | 2.31 |  | --> | 0.598 | 0 | 0 | 0.5 | 0 |  | --> | E13 ex AGHADA | Aghada [T721] | N/A |  | 51.7991 | -8.2373
099038 | MV/LV Substation GL***038 |  | 10 kV | _ | LV | 400 kVA :Kiosk Substation | 0.4 | --> | 0.4 | 0.289 | 5.45 |  | --> | 0.38 | 0 | 0.015 | 0 | 0 | Constrained, otherwise capacity available =353 kW | --> | C14 ex GORTLEE | Gortlee [T41,T42] | LETTERKENNY |  | 54.9563 | -7.7464
032067 | MV/LV Substation SW***067 |  | 10 kV | _ | LV | 200 kVA :Pole Substation | 0.2 | --> | 0.2 | 0 | 0 | Constrained, otherwise capacity available =149 kVA | --> | 0.19 | 0 | 0.033 | 0 | 0 | Constrained, otherwise capacity available =158 kW | --> | C23 ex TRAMORE | Tramore [T41,T42] | BUTLERSTOWN |  | 52.1675 | -7.1556
293159Z | MV/LV Substation KN***159Z |  | 20 kV | _ | LV | 50 kVA :Pole Substation | 0.05 | --> | 0.05 | 0.049 | 2.83 |  | --> | 0.048 | 0 | 0 | 0 | 0 | Constrained, otherwise capacity available =47 kW | --> | E13 ex BAGENALSTOWN | Bagenalstown [T421,T422] | CARLOW |  | 52.6697 | -6.8499
066697 | MV/LV Substation RO***697 |  | 20 kV | _ | LV | 200 kVA :Pole Substation | 0.2 | --> | 0.2 | 0 | 0 | Constrained, otherwise capacity available =159 kVA | --> | 0.19 | 0 | 0.025 | 0 | 0 | Constrained, otherwise capacity available =166 kW | --> | E21 ex ASHBOURNE | Ashbourne [T421,T422] | FINGLAS |  | 53.4895 | -6.2959
118590X | MV/LV Substation BA***590X |  | 20 kV | _ | LV | 50 kVA :Pole Substation | 0.05 | --> | 0.05 | 0 | 0 | Constrained, otherwise capacity available =46 kVA | --> | 0.048 | 0 | 0 | 0 | 0 | Constrained, otherwise capacity available =47 kW | --> | E11 ex CREAGH | Creagh [T421,T422] | ATHLONE |  | 53.4712 | -8.265
151878X | MV/LV Substation BR***878X |  | 20 kV | _ | LV | 200 kVA :Kiosk Substation | 0.2 | --> | 0.2 | 0 | 0 | Constrained, otherwise capacity available =181 kVA | --> | 0.19 | 0 | 0.015 | 0.176 | 0 |  | --> | E17 ex BRUFF | Bruff [T42,T421] | LIMERICK |  | 52.471 | -8.5509
031652 | MV/LV Substation KI***652 |  | 20 kV | _ | LV | 200 kVA :Pole Substation | 0.2 | --> | 0.2 | 0 | 0 | Constrained, otherwise capacity available =179 kVA | --> | 0.19 | 0 | 0.014 | 0 | 0 | Constrained, otherwise capacity available =177 kW | --> | E17 ex SPRINGS | Springs [T421,T422] | DUNGARVAN |  | 52.1009 | -7.5784
049590Y | MV/LV Substation MC***590Y |  | 20 kV | _ | LV | 50 kVA :Pole Substation | 0.05 | --> | 0.05 | 0.05 | 0.21 |  | --> | 0.048 | 0 | 0 | 0 | 0 | Constrained, otherwise capacity available =48 kW | --> | E17 ex LONGFORD | Longford [T421,T422] | RICHMOND |  | 53.7471 | -7.6613
025206X | MV/LV Substation EL***206X |  | 10 kV | _ | LV | 50 kVA :Pole Substation | 0.05 | --> | 0.05 | 0 | 0 | Constrained, otherwise capacity available =35 kVA | --> | 0.048 | 0 | 0 | 0 | 0 | Constrained, otherwise capacity available =45 kW | --> | C11 ex KILMALLOCK | Kilmallock [T41,T42] | CHARLEVILLE |  | 52.4268 | -8.4587
012529 | MV/LV Substation BU***529 |  | 10 kV | _ | LV | 50 kVA :Pole Substation | 0.05 | --> | 0.05 | 0 | 0 | Constrained, otherwise capacity available =50 kVA | --> | 0.048 | 0 | 0 | 0 | 0 | Constrained, otherwise capacity available =48 kW | --> | C20 ex POLLERTON | Pollerton [T41,T42] | CARLOW |  | 52.8162 | -6.837
0434094 | MV/LV Substation OR***4094 |  | 10 kV | _ | LV | 100 kVA :Pole Substation | 0.1 | --> | 0.1 | 0.1 | 0.43 |  | --> | 0.095 | 0 | 0 | 0 | 0 | Constrained, otherwise capacity available =95 kW | --> | C13 ex SWINFORD | Swinford [T41,T42] | CASTLEBAR |  | 53.9308 | -9.1131
137070X | MV/LV Substation KE***070X |  | 10 kV | _ | LV | 200 kVA :Pole Substation | 0.2 | --> | 0.2 | 0.185 | 2 |  | --> | 0.19 | 0 | 0.02 | 0 | 0 | Constrained, otherwise capacity available =173 kW | --> | C19 ex CAUSEWAY | Causeway [T41,T42] | TRALEE |  | 52.3937 | -9.8331
108188X | MV/LV Substation WA***188X |  | 10 kV | _ | LV | 50 kVA :Pole Substation | 0.05 | --> | 0.05 | 0.048 | 1.57 |  | --> | 0.048 | 0 | 0 | 0 | 0 | Constrained, otherwise capacity available =47 kW | --> | C16 ex BALLYSHANNON | Ballyshannon [T41,T42] | CATHALEENS FALL |  | 54.5133 | -8.2377
075565Y | MV/LV Substation WO***565Y |  | 20 kV | _ | LV | 200 kVA :Kiosk Substation | 0.2 | --> | 0.2 | 0.2 | 1.13 |  | --> | 0.19 | 0 | 0 | 0 | 0 | Constrained, otherwise capacity available =190 kW | --> | E12 ex BUNCLODY | Bunclody [T421,T422] | CRANE |  | 52.6595 | -6.6614
111048 | MV/LV Substation CA***048 |  | 20 kV | _ | LV | 400 kVA :Kiosk Substation | 0.4 | --> | 0.4 | 0 | 0 | Constrained, otherwise capacity available =380 kVA | --> | 0.38 | 0 | 0 | 0 | 0 | Constrained, otherwise capacity available =377 kW | --> | C11 ex BANTRY | Bantry [T41,T42] | BALLYLICKY |  | 51.686 | -9.4305
108657 | MV/LV Substation RO***657 |  | 10 kV | _ | LV | 50 kVA :Pole Substation | 0.05 | --> | 0.05 | 0.049 | 1.57 |  | --> | 0.048 | 0 | 0 | 0 | 0 | Constrained, otherwise capacity available =47 kW | --> | C16 ex BALLYSHANNON | Ballyshannon [T41,T42] | CATHALEENS FALL |  | 54.5632 | -8.2105
160604Y | MV/LV Substation ST***604Y |  | 10 kV | _ | LV | 200 kVA :Pole Substation | 0.2 | --> | 0.2 | 0 | 0 | Constrained, otherwise capacity available =154 kVA | --> | 0.19 | 0 | 0 | 0 | 0 | Constrained, otherwise capacity available =184 kW | --> | C20 ex MOUNTMELLICK | Mountmellick [T41,T42] | PORTLAOISE |  | 53.0734 | -7.277
2934278 | MV/LV Substation LE***4278 |  | 20 kV | _ | LV | 50 kVA :Pole Substation | 0.05 | --> | 0.05 | 0.05 | 0.43 |  | --> | 0.048 | 0 | 0 | 0 | 0 | Constrained, otherwise capacity available =48 kW | --> | E16 ex TULLOW | Tullow [T421,T422] | CARLOW |  | 52.7654 | -6.6604
064126 | MV/LV Substation BO***126 |  | 10 kV | _ | LV | 630 kVA :Building Structure | 0.63 | --> | 0.63 | 0 | 0 | Constrained, otherwise capacity available =485 kVA | --> | 0.598 | 0 | 0.022 | 0 | 0 | Constrained, otherwise capacity available =562 kW | --> | C11 ex DRYBRIDGE | Drybridge [T41,T42] | DRYBRIDGE |  | 53.7173 | -6.3553
014028Y | MV/LV Substation O ***028Y |  | 20 kV | _ | LV | 50 kVA :Pole Substation | 0.05 | --> | 0.05 | 0 | 0 | Constrained, otherwise capacity available =39 kVA | --> | 0.048 | 0 | 0.026 | 0 | 0 | Constrained, otherwise capacity available =27 kW | --> | C11 ex KILDARE | Kildare [T41,T42] | NEWBRIDGE |  | 53.1719 | -6.9599
120085Y | MV/LV Substation TA***085Y |  | 10 kV | _ | LV | 630 kVA :Building Structure | 0.63 | --> | 0.63 | 0 | 0 | Constrained, otherwise capacity available =303 kVA | --> | 0.598 | 0 | 0 | 0 | 0 | Constrained, otherwise capacity available =590 kW | --> | C16 ex BLAKE | Blake [T41,T42] | BLAKE |  | 53.2268 | -6.9281
014141 | MV/LV Substation RO***141 |  | 10 kV | _ | LV | 400 kVA :Building Structure | 0.4 | --> | 0.4 | 0 | 0 | Constrained, otherwise capacity available =298 kVA | --> | 0.38 | 0 | 0 | 0 | 0 | Constrained, otherwise capacity available =366 kW | --> | C17 ex ATHGARVAN | Athgarvan [T41,T44] | NEWBRIDGE |  | 53.1771 | -6.7955
054156Z | MV/LV Substation KY***156Z |  | 20 kV | _ | LV | 50 kVA :Pole Substation | 0.05 | --> | 0.05 | 0 | 0 | Constrained, otherwise capacity available =47 kVA | --> | 0.048 | 0 | 0 | 0 | 0 | Constrained, otherwise capacity available =47 kW | --> | E12 ex PORTLAOISE | Portlaoise [T423,T424] | PORTLAOISE |  | 52.9683 | -7.1846
0044212 | MV/LV Substation KI***4212 |  | 10 kV | _ | LV | 50 kVA :Pole Substation | 0.05 | --> | 0.05 | 0.05 | 0.45 |  | --> | 0.048 | 0 | 0 | 0 | 0 | Constrained, otherwise capacity available =48 kW | --> | C12 ex KILMAGIG | Kilmagig [T42] | ARKLOW |  | 52.8558 | -6.2203
063802X | MV/LV Substation CO***802X |  | 10 kV | _ | LV | 50 kVA :Pole Substation | 0.05 | --> | 0.05 | 0 | 0 | Constrained, otherwise capacity available =47 kVA | --> | 0.048 | 0 | 0 | 0 | 0 | Constrained, otherwise capacity available =47 kW | --> | C15 ex BALLYBAILIE | Ballybailie [T41,T42] | DUNDALK |  | 53.8923 | -6.5782
3654136 | MV/LV Substation BA***4136 |  | 10 kV | _ | LV | 400 kVA :Kiosk Substation | 0.4 | --> | 0.4 | 0 | 0 | Constrained, otherwise capacity available =380 kVA | --> | 0.38 | 0 | 0 | 0.377 | 0 |  | --> | C15 ex OLDBAWN | Oldbawn [T41,T42] | COOKSTOWN |  | 53.2897 | -6.3418
238939 | MV/LV Substation KI***939 |  | 20 kV | _ | LV | 100 kVA :Pole Substation | 0.1 | --> | 0.1 | 0 | 0 | Constrained, otherwise capacity available =96 kVA | --> | 0.095 | 0 | 0.005 | 0 | 0 | Constrained, otherwise capacity available =91 kW | --> | E11 ex BALLINROBE | Ballinrobe [T421,T422] | DALTON |  | 53.6094 | -9.2115
054157X | MV/LV Substation RA***157X |  | 20 kV | _ | LV | 100 kVA :Pole Substation | 0.1 | --> | 0.1 | 0 | 0 | Constrained, otherwise capacity available =63 kVA | --> | 0.095 | 0 | 0 | 0 | 0 | Constrained, otherwise capacity available =90 kW | --> | E13 ex ABBEYLEIX | Abbeyleix [T422] | PORTLAOISE |  | 52.9148 | -7.3402
209282 | MV/LV Substation CH***282 |  | 10 kV | _ | LV | 50 kVA :Pole Substation | 0.05 | --> | 0.05 | 0 | 0 | Constrained, otherwise capacity available =48 kVA | --> | 0.048 | 0 | 0 | 0 | 0 | Constrained, otherwise capacity available =47 kW | --> | C19 ex MILFORD (NR) | Milford (nr) [T41,T42] | LETTERKENNY |  | 55.0959 | -7.5565
039520X | MV/LV Substation GA***520X |  | 10 kV | _ | LV | 630 kVA :Kiosk Substation | 0.63 | --> | 0.63 | 0 | 0 | Constrained, otherwise capacity available =540 kVA | --> | 0.598 | 0 | 0.003 | 0.5 | 0 |  | --> | C22 ex GALWAY 110KV | Galway 110kv [T102,T103] | GALWAY 110KV |  | 53.282 | -8.9767
011748Y | MV/LV Substation CA***748Y |  | 10 kV | _ | LV | 50 kVA :Pole Substation | 0.05 | --> | 0.05 | 0.037 | 0.04 |  | --> | 0.048 | 0 | 0 | 0 | 0 | Constrained, otherwise capacity available =46 kW | --> | C18 ex CALLAN | Callan [T41,T42] | KILKENNY |  | 52.5158 | -7.3365
046379X | MV/LV Substation AR***379X |  | 10 kV | _ | LV | 400 kVA :Kiosk Substation | 0.4 | --> | 0.4 | 0.4 | 5.78 |  | --> | 0.38 | 0 | 0 | 0.38 | 0 |  | --> | C20 ex OAKFIELD | Oakfield [T41,T42] | SLIGO |  | 54.2729 | -8.4926
065726 | MV/LV Substation GR***726 |  | 20 kV | _ | LV | 100 kVA :Pole Substation | 0.1 | --> | 0.1 | 0 | 0 | Constrained, otherwise capacity available =86 kVA | --> | 0.095 | 0 | 0 | 0 | 0 | Constrained, otherwise capacity available =93 kW | --> | C11 ex LOUGHSHINNY | Loughshinny [T41,T42] | GLASMORE |  | 53.5426 | -6.1481
019234X | MV/LV Substation LE***234X |  | 10 kV | _ | LV | 400 kVA :Kiosk Substation | 0.4 | --> | 0.4 | 0.047 | 0.05 | Constrained, otherwise capacity available =327 kVA | --> | 0.38 | 0 | 0.015 | 0 | 0 | Constrained, otherwise capacity available =359 kW | --> | C13 ex BALLYBEGGAN | Ballybeggan [T43,T44] | TRALEE |  | 52.2672 | -9.6751
116582 | MV/LV Substation WE***582 |  | 20 kV | _ | LV | 200 kVA :Pole Substation | 0.2 | --> | 0.2 | 0.2 | 8.1 |  | --> | 0.19 | 0 | 0 | 0 | 0 | Constrained, otherwise capacity available =190 kW | --> | E11 ex WESTPORT | Westport [T421,T422] | CASTLEBAR |  | 53.7653 | -9.8067
050253X | MV/LV Substation LI***253X |  | 10 kV | _ | LV | 50 kVA :Pole Substation | 0.05 | --> | 0.05 | 0.049 | 7.61 |  | --> | 0.048 | 0 | 0.004 | 0 | 0 | Constrained, otherwise capacity available =44 kW | --> | C19 ex GARRYCASTLE | Garrycastle [T41,T42] | ATHLONE |  | 53.295 | -7.8186
009195 | MV/LV Substation BA***195 |  | 10 kV | _ | LV | 400 kVA :Kiosk Substation | 0.4 | --> | 0.4 | 0 | 0 | Constrained, otherwise capacity available =362 kVA | --> | 0.38 | 0 | 0.005 | 0 | 0 | Constrained, otherwise capacity available =371 kW | --> | C21 ex WATERFORD IND EST | Waterford Ind Est [T41,T42,T44] | BUTLERSTOWN |  | 52.2443 | -7.1344
015890Z | MV/LV Substation BO***890Z |  | 10 kV | _ | LV | 100 kVA :Pole Substation | 0.1 | --> | 0.1 | 0 | 0 | Constrained, otherwise capacity available =100 kVA | --> | 0.095 | 0 | 0 | 0 | 0 | Constrained, otherwise capacity available =95 kW | --> | C19 ex SALLINS | Sallins [T41,T42] | GRIFFINRATH |  | 53.3077 | -6.7544
055048 | MV/LV Substation TE***048 |  | 10 kV | _ | LV | 200 kVA :Pole Substation | 0.2 | --> | 0.2 | 0 | 0 | Constrained, otherwise capacity available =137 kVA | --> | 0.19 | 0 | 0.027 | 0 | 0 | Constrained, otherwise capacity available =161 kW | --> | C12 ex ROSCREA | Roscrea [T41,T42] | IKERRIN |  | 52.9538 | -7.791
0194094 | MV/LV Substation DE***4094 |  | 10 kV | _ | LV | 100 kVA :Pole Substation | 0.1 | --> | 0.1 | 0.092 | 1.54 |  | --> | 0.095 | 0 | 0 | 0 | 0 | Constrained, otherwise capacity available =94 kW | --> | C22 ex BALLYARD | Ballyard [T41,T42] | TRALEE |  | 52.2407 | -9.8257
019067 | MV/LV Substation FE***067 |  | 10 kV | _ | LV | 400 kVA :Kiosk Substation | 0.4 | --> | 0.4 | 0.351 | 2.18 |  | --> | 0.38 | 0 | 0.006 | 0 | 0 | Constrained, otherwise capacity available =369 kW | --> | C12 ex BALLYRICKARD | Ballyrickard [T41,T42] | TRALEE |  | 52.2695 | -9.8625
095155 | MV/LV Substation DO***155 |  | 10 kV | _ | LV | 50 kVA :Pole Substation | 0.05 | --> | 0.05 | 0.025 | 1.1 |  | --> | 0.048 | 0 | 0 | 0 | 0 | Constrained, otherwise capacity available =44 kW | --> | C23 ex KILKEE | Kilkee [T41] | TULLABRACK |  | 52.6632 | -9.6636
0294365 | MV/LV Substation TH***4365 |  | 10 kV | _ | LV | 400 kVA :Kiosk Substation | 0.4 | --> | 0.4 | 0 | 0 | Constrained, otherwise capacity available =400 kVA | --> | 0.38 | 0 | 0 | 0.38 | 0 |  | --> | C13 ex MIDLETON | Midleton [T101,T102] | MIDLETON |  | 51.929 | -8.1748
118543X | MV/LV Substation KE***543X |  | 20 kV | _ | LV | 50 kVA :Pole Substation | 0.05 | --> | 0.05 | 0 | 0 | Constrained, otherwise capacity available =47 kVA | --> | 0.048 | 0 | 0 | 0 | 0 | Constrained, otherwise capacity available =47 kW | --> | E17 ex CREAGH | Creagh [T421,T422] | ATHLONE |  | 53.3012 | -8.2453
067560X | MV/LV Substation BA***560X |  | 10 kV | _ | LV | 50 kVA :Pole Substation | 0.05 | --> | 0.05 | 0 | 0 | Constrained, otherwise capacity available =19 kVA | --> | 0.048 | 0 | 0 | 0.043 | 0 |  | --> | C20 ex GARRYOWEN | Garryowen [T41,T42] | LIMERICK |  | 52.6437 | -8.5894
365972X | MV/LV Substation MA***972X |  | 10 kV | _ | LV | 400 kVA :Building Structure | 0.4 | --> | 0.4 | 0 | 0 | Constrained, otherwise capacity available =389 kVA | --> | 0.38 | 0 | 0 | 0.378 | 0 |  | --> | C13 ex FORTUNESTOWN | Fortunestown [T101,T102] | INCHICORE 220KV |  | 53.2809 | -6.4135
111877Y | MV/LV Substation CA***877Y |  | 10 kV | _ | LV | 50 kVA :Pole Substation | 0.05 | --> | 0.05 | 0 | 0 | Constrained, otherwise capacity available =31 kVA | --> | 0.048 | 0 | 0 | 0 | 0 | Constrained, otherwise capacity available =45 kW | --> | C15 ex BANTRY | Bantry [T41,T42] | BALLYLICKY |  | 51.7537 | -9.3509
052472 | MV/LV Substation AN***472 |  | 20 kV | _ | LV | 50 kVA :Pole Substation | 0.05 | --> | 0.05 | 0 | 0 | Constrained, otherwise capacity available =48 kVA | --> | 0.048 | 0 | 0 | 0 | 0 | Constrained, otherwise capacity available =47 kW | --> | C18 ex DELVIN | Delvin [T41,T42] | MULLINGAR |  | 53.6756 | -7.2
046048 | MV/LV Substation DO***048 |  | 10 kV | _ | LV | 630 kVA :Kiosk Substation | 0.63 | --> | 0.63 | 0 | 0 | Constrained, otherwise capacity available =487 kVA | --> | 0.598 | 0 | 0.026 | 0.5 | 0 |  | --> | C13 ex CRANMORE | Cranmore [T41,T42] | SLIGO |  | 54.2674 | -8.4581
034048 | MV/LV Substation FE***048 |  | 20 kV | _ | LV | 100 kVA :Pole Substation | 0.1 | --> | 0.1 | 0.063 | 0.57 |  | --> | 0.095 | 0 | 0.022 | 0 | 0 | Constrained, otherwise capacity available =74 kW | --> | E19 ex LAWLESSTOWN | Lawlesstown [T42,T421] | DOON |  | 52.465 | -7.691
068915 | MV/LV Substation GO***915 |  | 10 kV | _ | LV | 630 kVA :Building Structure | 0.63 | --> | 0.63 | 0.394 | 9.02 |  | --> | 0.598 | 0 | 0 | 0.5 | 0 |  | --> | C25 ex MISERY HILL | Misery Hill [T101,T102] | POOLBEG |  | 53.3456 | -6.2556
082884Y | MV/LV Substation CL***884Y |  | 10 kV | _ | LV | 200 kVA :Pole Substation | 0.2 | --> | 0.2 | 0.185 | 2.01 |  | --> | 0.19 | 0 | 0 | 0 | 0 | Constrained, otherwise capacity available =188 kW | --> | C12 ex ABBEYLAND | Abbeyland [T41,T42] | NAVAN |  | 53.6713 | -6.6821
066483Z | MV/LV Substation JU***483Z |  | 20 kV | _ | LV | 400 kVA :Kiosk Substation | 0.4 | --> | 0.4 | 0 | 0 | Constrained, otherwise capacity available =351 kVA | --> | 0.38 | 0 | 0 | 0 | 0 | Constrained, otherwise capacity available =373 kW | --> | E13 ex GLASMORE | Glasmore [T421,T422] | GLASMORE |  | 53.4698 | -6.2289
248893X | MV/LV Substation EN***893X |  | 20 kV | _ | LV | 400 kVA :Building Structure | 0.4 | --> | 0.4 | 0 | 0 | Constrained, otherwise capacity available =256 kVA | --> | 0.38 | 0 | 0.015 | 0 | 0 | Constrained, otherwise capacity available =359 kW | --> | E14 ex KILCOCK | Kilcock [T421,T422] | GRIFFINRATH |  | 53.4828 | -6.7264
028049 | MV/LV Substation BA***049 |  | 10 kV | _ | LV | 50 kVA :Pole Substation | 0.05 | --> | 0.05 | 0 | 0 | Constrained, otherwise capacity available =42 kVA | --> | 0.048 | 0 | 0 | 0 | 0 | Constrained, otherwise capacity available =46 kW | --> | C13 ex COW CROSS |  |  |  | 51.8658 | -8.3074
066029Y | MV/LV Substation KE***029Y |  | 10 kV | _ | LV | 400 kVA :Building Structure | 0.4 | --> | 0.4 | 0 | 0 | Constrained, otherwise capacity available =309 kVA | --> | 0.38 | 0 | 0.059 | 0.324 | 0 |  | --> | C16 ex MOUNTGORRY | Mountgorry [T41,T42] | GRANGE (DR) |  | 53.4499 | -6.2047
220738X | MV/LV Substation WA***738X |  | 20 kV | _ | LV | 50 kVA :Pole Substation | 0.05 | --> | 0.05 | 0.044 | 1.36 |  | --> | 0.048 | 0 | 0 | 0 | 0 | Constrained, otherwise capacity available =47 kW | --> | C12 ex CROSSMOLINA | Crossmolina [T41,T42] | MOY |  | 54.1666 | -9.3459
281166Z | MV/LV Substation PE***166Z |  | 10 kV | _ | LV | 400 kVA :Building Structure | 0.4 | --> | 0.4 | 0.27 | 4.3 |  | --> | 0.38 | 0 | 0.05 | 0.325 | 0 |  | --> | C11 ex RINGASKIDDY 110KV | Ringaskiddy 110kv [T42] | BARNAHELY |  | 51.8733 | -8.3483
010491 | MV/LV Substation HA***491 |  | 10 kV | _ | LV | 200 kVA :Kiosk Substation | 0.2 | --> | 0.2 | 0 | 0 | Constrained, otherwise capacity available =81 kVA | --> | 0.19 | 0 | 0.005 | 0 | 0 | Constrained, otherwise capacity available =170 kW | --> | C17 ex GRAIGUENAMANAGH | Graiguenamanagh [T41,T42] | KILKENNY |  | 52.5445 | -6.9589
137114 | MV/LV Substation BA***114 |  | 10 kV | _ | LV | 630 kVA :Kiosk Substation | 0.63 | --> | 0.63 | 0.5 | 3.74 |  | --> | 0.598 | 0 | 0 | 0 | 0 | Constrained, otherwise capacity available =592 kW | --> | C12 ex KILFLYNN | Kilflynn [T41,T42] | TRALEE |  | 52.386 | -9.5441
030030 | MV/LV Substation HI***030 |  | 20 kV | _ | LV | 200 kVA :Pole Substation | 0.2 | --> | 0.2 | 0 | 0 | Constrained, otherwise capacity available =150 kVA | --> | 0.19 | 0 | 0.009 | 0 | 0 | Constrained, otherwise capacity available =176 kW | --> | E17 ex FOXHOLE | Foxhole [T421,T422] | DUNGARVAN |  | 51.9384 | -7.862
0234345 | MV/LV Substation MA***4345 |  | 20 kV | _ | LV | 50 kVA :Pole Substation | 0.05 | --> | 0.05 | 0 | 0 | Constrained, otherwise capacity available =50 kVA | --> | 0.048 | 0 | 0 | 0 | 0 | Constrained, otherwise capacity available =48 kW | --> | E12 ex CASTLELYONS | Castlelyons [T421,T422] | BARRYMORE |  | 52.0617 | -8.319
064523 | MV/LV Substation RO***523 |  | 20 kV | _ | LV | 100 kVA :Pole Substation | 0.1 | --> | 0.1 | 0 | 0 | Constrained, otherwise capacity available =93 kVA | --> | 0.095 | 0 | 0.006 | 0 | 0 | Constrained, otherwise capacity available =90 kW | --> | E17 ex JULIANSTOWN | Julianstown [T421,T422] | DRYBRIDGE |  | 53.6711 | -6.3001
165024 | MV/LV Substation LA***024 |  | 10 kV | _ | LV | 200 kVA :Building Structure | 0.2 | --> | 0.2 | 0 | 0 |  | --> | 0.19 | 0 | 0.079 | 0 | 0 | Constrained, otherwise capacity available =97 kW | --> | C15 ex CLONAKILTY | Clonakilty [T41,T42] | DUNMANWAY |  | 51.6208 | -8.8905
015419 | MV/LV Substation KI***419 |  | 10 kV | _ | LV | 50 kVA :Pole Substation | 0.05 | --> | 0.05 | 0 | 0 | Constrained, otherwise capacity available =50 kVA | --> | 0.048 | 0 | 0 | 0 | 0 | Constrained, otherwise capacity available =48 kW | --> | C16 ex JOHNSTOWN | Johnstown [T41,T42] | KILTEEL |  | 53.2531 | -6.5771
049124Z | MV/LV Substation FO***124Z |  | 10 kV | _ | LV | 50 kVA :Pole Substation | 0.05 | --> | 0.05 | 0.041 | 0.13 |  | --> | 0.048 | 0 | 0 | 0 | 0 | Constrained, otherwise capacity available =46 kW | --> | C14 ex BALLYMAHON | Ballymahon [T41,T42] | ATHLONE |  | 53.5967 | -7.8155
176956X | MV/LV Substation EU***956X |  | 20 kV | _ | LV | 400 kVA :Building Structure | 0.4 | --> | 0.4 | 0.245 | 18.78 |  | --> | 0.38 | 0 | 0.05 | 0.321 | 0 |  | --> | E14 ex HARTNETTS CROSS | Hartnetts Cross [T121,T422] | MACROOM |  | 51.9417 | -9.1558
2144055 | MV/LV Substation RO***4055 |  | 10 kV | _ | LV | 400 kVA :Kiosk Substation | 0.4 | --> | 0.4 | 0 | 0 | Constrained, otherwise capacity available =256 kVA | --> | 0.38 | 0 | 0.06 | 0 | 0 | Constrained, otherwise capacity available =316 kW | --> | C14 ex DRUMQUIN | Drumquin [T42] | ENNIS |  | 52.8137 | -8.9727
154455 | MV/LV Substation HA***455 |  | 20 kV | _ | LV | 100 kVA :Pole Substation | 0.1 | --> | 0.1 | 0 | 0 | Constrained, otherwise capacity available =89 kVA | --> | 0.095 | 0 | 0.01 | 0 | 0 | Constrained, otherwise capacity available =86 kW | --> | C17 ex MONEYCOOLEY | Moneycooley [T41,T42,T44] | GRIFFINRATH |  | 53.4346 | -6.541
017002X | MV/LV Substation MC***002X |  | 10 kV | _ | LV | 200 kVA :Pole Substation | 0.2 | --> | 0.2 | 0.191 | 1.05 |  | --> | 0.19 | 0 | 0 | 0 | 0 | Constrained, otherwise capacity available =189 kW | --> | C16 ex NEWCASTLEWEST | Newcastlewest [T41,T42] | RATHKEALE |  | 52.4925 | -9.0625
007477 | MV/LV Substation PE***477 |  | 10 kV | _ | LV | 50 kVA :Pole Substation | 0.05 | --> | 0.05 | 0 | 0 | Constrained, otherwise capacity available =8 kVA | --> | 0.048 | 0 | 0.011 | 0 | 0 | Constrained, otherwise capacity available =33 kW | --> | C20 ex MULGANNON | Mulgannon [T41,T42] | WEXFORD |  | 52.3231 | -6.4744
281807 | MV/LV Substation GL***807 |  | 20 kV | _ | LV | 100 kVA :Pole Substation | 0.1 | --> | 0.1 | 0 | 0 | Constrained, otherwise capacity available =55 kVA | --> | 0.095 | 0 | 0.05 | 0 | 0 | Constrained, otherwise capacity available =52 kW | --> | C15 ex KILMONEY | Kilmoney [T41,T42] | TRABEG |  | 51.7524 | -8.5288
023396 | MV/LV Substation BA***396 |  | 10 kV | _ | LV | 200 kVA :Pole Substation | 0.2 | --> | 0.2 | 0 | 0 | Constrained, otherwise capacity available =162 kVA | --> | 0.19 | 0 | 0.01 | 0 | 0 | Constrained, otherwise capacity available =177 kW | --> | C18 ex FERMOY NORTH | Fermoy North [T41,T42] | BARRYMORE |  | 52.1428 | -8.3963
093177 | MV/LV Substation TA***177 |  | 10 kV | _ | LV | 630 kVA :Kiosk Substation | 0.63 | --> | 0.63 | 0.5 | 5.82 |  | --> | 0.598 | 0 | 0 | 0.5 | 0 |  | --> | C22 ex COOLOCK | Coolock [T41,T42] | FINGLAS |  | 53.3926 | -6.1959
165372 | MV/LV Substation ST***372 |  | 10 kV | _ | LV | 400 kVA :Kiosk Substation | 0.4 | --> | 0.4 | 0 | 0 | Constrained, otherwise capacity available =254 kVA | --> | 0.38 | 0 | 0.011 | 0 | 0 | Constrained, otherwise capacity available =351 kW | --> | C16 ex CLONAKILTY | Clonakilty [T41,T42] | DUNMANWAY |  | 51.6223 | -8.8857
065228Z | MV/LV Substation WA***228Z |  | 20 kV | _ | LV | 50 kVA :Pole Substation | 0.05 | --> | 0.05 | 0 | 0 | Constrained, otherwise capacity available =39 kVA | --> | 0.048 | 0 | 0 | 0.046 | 0 |  | --> | C26 ex STEPHENSTOWN | Stephenstown [T101,T102] | FINGLAS |  | 53.5802 | -6.2282
029530X | MV/LV Substation CR***530X |  | 10 kV | _ | LV | 100 kVA :Pole Substation | 0.1 | --> | 0.1 | 0.055 | 2.31 |  | --> | 0.095 | 0 | 0.01 | 0.081 | 0 |  | --> | E13 ex AGHADA | Aghada [T721] | N/A |  | 51.8392 | -8.2102
365088X | MV/LV Substation CO***088X |  | 10 kV | _ | LV | 200 kVA :Kiosk Substation | 0.2 | --> | 0.2 | 0 | 0 | Constrained, otherwise capacity available =152 kVA | --> | 0.19 | 0 | 0 | 0.183 | 0 |  | --> | C19 ex CLONDALKIN | Clondalkin [T41,T42,T44] | INCHICORE 220KV |  | 53.3117 | -6.4172
0094028 | MV/LV Substation DO***4028 |  | 10 kV | _ | LV | 50 kVA :Pole Substation | 0.05 | --> | 0.05 | 0 | 0 | Constrained, otherwise capacity available =44 kVA | --> | 0.048 | 0 | 0.022 | 0 | 0 | Constrained, otherwise capacity available =30 kW | --> | C12 ex GRANAGH | Granagh [T41,T42] | WATERFORD |  | 52.2843 | -7.2574
1804074 | MV/LV Substation RM***4074 |  | 10 kV | _ | LV | 400 kVA :Kiosk Substation | 0.4 | --> | 0.4 | 0.4 | 3.27 |  | --> | 0.38 | 0 | 0 | 0 | 0 | Constrained, otherwise capacity available =380 kW | --> | C14 ex LLOYD | Lloyd [T41,T42] | NAVAN |  | 53.7382 | -6.9017
069767 | MV/LV Substation AS***767 |  | 10 kV | _ | LV | 630 kVA :Building Structure | 0.63 | --> | 0.63 | 0.5 | 3.34 |  | --> | 0.598 | 0 | 0 | 0.5 | 0 |  | --> | C11 ex GREENHILLS | Greenhills [T42] | INCHICORE 220KV |  | 53.3138 | -6.3325
2534439 | MV/LV Substation BA***4439 |  | 20 kV | _ | LV | 50 kVA :Pole Substation | 0.05 | --> | 0.05 | 0 | 0 | Constrained, otherwise capacity available =49 kVA | --> | 0.048 | 0 | 0 | 0 | 0 | Constrained, otherwise capacity available =47 kW | --> | E15 ex GLENAMADDY | Glenamaddy [T422] | ATHLONE |  | 53.5986 | -8.4922
064206Z | MV/LV Substation RO***206Z |  | 10 kV | _ | LV | 200 kVA :Kiosk Substation | 0.2 | --> | 0.2 | 0 | 0 | Constrained, otherwise capacity available =194 kVA | --> | 0.19 | 0 | 0 | 0 | 0 | Constrained, otherwise capacity available =189 kW | --> | C19 ex DRYBRIDGE | Drybridge [T41,T42] | DRYBRIDGE |  | 53.7264 | -6.3557
011041Z | MV/LV Substation MC***041Z |  | 10 kV | _ | LV | 400 kVA :Kiosk Substation | 0.4 | --> | 0.4 | 0 | 0 | Constrained, otherwise capacity available =386 kVA | --> | 0.38 | 0 | 0 | 0 | 0 | Constrained, otherwise capacity available =378 kW | --> | C19 ex ROSEHILL | Rosehill [T41,T42] | KILKENNY |  | 52.6462 | -7.2521
345436 | MV/LV Substation TH***436 |  | 20 kV | _ | LV | 50 kVA :Pole Substation | 0.05 | --> | 0.05 | 0 | 0 | Constrained, otherwise capacity available =34 kVA | --> | 0.048 | 0 | 0 | 0.045 | 0 |  | --> | E18 ex MANORHAMILTON | Manorhamilton [T422] | SLIGO |  | 54.2999 | -8.1651
007161X | MV/LV Substation WY***161X |  | 10 kV | _ | LV | 400 kVA :Kiosk Substation | 0.4 | --> | 0.4 | 0.143 | 0.14 | Constrained, otherwise capacity available =382 kVA | --> | 0.38 | 0 | 0.006 | 0 | 0 | Constrained, otherwise capacity available =373 kW | --> | C15 ex CARRIGLAWN | Carriglawn [T41,T42] | WEXFORD |  | 52.3398 | -6.472
0674164 | MV/LV Substation CI***4164 |  | 10 kV | _ | LV | 630 kVA :Building Structure | 0.63 | --> | 0.63 | 0.332 | 13.8 |  | --> | 0.598 | 0 | 0 | 0.5 | 0 |  | --> | C20 ex SINGLAND | Singland [T101,T102] | SINGLAND |  | 52.6509 | -8.5759
037005X | MV/LV Substation BA***005X |  | 20 kV | _ | LV | 50 kVA :Pole Substation | 0.05 | --> | 0.05 | 0 | 0 | Constrained, otherwise capacity available =50 kVA | --> | 0.048 | 0 | 0 | 0 | 0 | Constrained, otherwise capacity available =48 kW | --> | C11 ex ENNIS NORTH | Ennis North [T41,T42] | ENNIS |  | 52.92 | -9.0491
009767Y | MV/LV Substation GR***767Y |  | 10 kV | _ | LV | 100 kVA :Pole Substation | 0.1 | --> | 0.1 | 0.082 | 3.82 |  | --> | 0.095 | 0 | 0 | 0 | 0 | Constrained, otherwise capacity available =92 kW | --> | C14 ex WATERFORD | Waterford [T41,T42] | WATERFORD |  | 52.2644 | -7.1256
293155Z | MV/LV Substation AS***155Z |  | 20 kV | _ | LV | 200 kVA :Kiosk Substation | 0.2 | --> | 0.2 | 0.164 | 0.43 |  | --> | 0.19 | 0 | 0 | 0 | 0 | Constrained, otherwise capacity available =185 kW | --> | E12 ex TULLOW | Tullow [T421,T422] | CARLOW |  | 52.8026 | -6.727
0684169 | MV/LV Substation PR***4169 |  | 10 kV | _ | LV | 1000 kVA :Building Structure | 1 | --> | 1 | 0.249 | 14.34 |  | --> | 0.95 | 0 | 0 | 0.5 | 0 |  | --> | C25 ex NORTH QUAYS | North Quays [T101,T102,T103] | POOLBEG |  | 53.3478 | -6.2342
081314X | MV/LV Substation RO***314X |  | 10 kV | _ | LV | 200 kVA :Kiosk Substation | 0.2 | --> | 0.2 | 0 | 0 | Constrained, otherwise capacity available =114 kVA | --> | 0.19 | 0 | 0 | 0.178 | 0 |  | --> | C14 ex CLONDALKIN | Clondalkin [T41,T42,T44] | INCHICORE 220KV |  | 53.3419 | -6.4069
059548Y | MV/LV Substation SW***548Y |  | 20 kV | _ | LV | 400 kVA :Kiosk Substation | 0.4 | --> | 0.4 | 0 | 0 | Constrained, otherwise capacity available =343 kVA | --> | 0.38 | 0 | 0.029 | 0 | 0 | Constrained, otherwise capacity available =351 kW | --> | E19 ex CAVAN | Cavan [T42,T421] | SHANKILL |  | 53.9893 | -7.38
006115 | MV/LV Substation FA***115 |  | 10 kV | _ | LV | 400 kVA :Kiosk Substation | 0.4 | --> | 0.4 | 0.166 | 3.12 |  | --> | 0.38 | 0 | 0.036 | 0 | 0 | Constrained, otherwise capacity available =320 kW | --> | C17 ex BELLFIELD | Bellfield [T41,T42] | CRANE |  | 52.5034 | -6.5733
049887X | MV/LV Substation GL***887X |  | 20 kV | _ | LV | 200 kVA :Pole Substation | 0.2 | --> | 0.2 | 0.191 | 0.21 |  | --> | 0.19 | 0 | 0 | 0 | 0 | Constrained, otherwise capacity available =189 kW | --> | E17 ex LONGFORD | Longford [T421,T422] | RICHMOND |  | 53.7564 | -7.676
152219 | MV/LV Substation KN***219 |  | 20 kV | _ | LV | 50 kVA :Pole Substation | 0.05 | --> | 0.05 | 0 | 0 | Constrained, otherwise capacity available =19 kVA | --> | 0.048 | 0 | 0 | 0 | 0 | Constrained, otherwise capacity available =43 kW | --> | E31 ex CAPPAMORE | Cappamore [T41,T42] | ARDNACRUSHA |  | 52.6951 | -8.1287
150421X | MV/LV Substation LO***421X |  | 20 kV | _ | LV | 400 kVA :Building Structure | 0.4 | --> | 0.4 | 0.346 | 3.96 |  | --> | 0.38 | 0 | 0 | 0 | 0 | Constrained, otherwise capacity available =373 kW | --> | E19 ex STRANORLAR | Stranorlar [T421,T422] | LETTERKENNY |  | 54.7663 | -7.8671
281499Y | MV/LV Substation RO***499Y |  | 10 kV | _ | LV | 100 kVA :Pole Substation | 0.1 | --> | 0.1 | 0 | 0 | Constrained, otherwise capacity available =100 kVA | --> | 0.095 | 0 | 0 | 0 | 0 | Constrained, otherwise capacity available =95 kW | --> | C21 ex KILMONEY | Kilmoney [T41,T42] | TRABEG |  | 51.7444 | -8.3101
152678 | MV/LV Substation AS***678 |  | 10 kV | _ | LV | 50 kVA :Pole Substation | 0.05 | --> | 0.05 | 0 | 0 | Constrained, otherwise capacity available =44 kVA | --> | 0.048 | 0 | 0 | 0 | 0 | Constrained, otherwise capacity available =47 kW | --> | C12 ex CAPPAMORE | Cappamore [T41,T42] | ARDNACRUSHA |  | 52.673 | -8.4058
281524X | MV/LV Substation LI***524X |  | 10 kV | _ | LV | 400 kVA :Kiosk Substation | 0.4 | --> | 0.4 | 0 | 0 | Constrained, otherwise capacity available =254 kVA | --> | 0.38 | 0 | 0.023 | 0 | 0 | Constrained, otherwise capacity available =342 kW | --> | C19 ex KILMONEY | Kilmoney [T41,T42] | TRABEG |  | 51.8103 | -8.3976
0034171 | MV/LV Substation MO***4171 |  | 10 kV | _ | LV | 50 kVA :Pole Substation | 0.05 | --> | 0.05 | 0.05 | 11.58 |  | --> | 0.048 | 0 | 0 | 0 | 0 | Constrained, otherwise capacity available =48 kW | --> | C17 ex BALLYBEG | Ballybeg [T101,T102] | CARRICKMINES |  | 52.9602 | -6.0184
061589 | MV/LV Substation BA***589 |  | 10 kV | _ | LV | 50 kVA :Pole Substation | 0.05 | --> | 0.05 | 0.042 | 2.04 |  | --> | 0.048 | 0 | 0 | 0 | 0 | Constrained, otherwise capacity available =46 kW | --> | C17 ex BALLYBAY | Ballybay [T41,T42] | LISDRUM |  | 54.1207 | -6.8966
066660Z | MV/LV Substation SU***660Z |  | 20 kV | _ | LV | 400 kVA :Kiosk Substation | 0.4 | --> | 0.4 | 0 | 0 | Constrained, otherwise capacity available =362 kVA | --> | 0.38 | 0 | 0 | 0 | 0 | Constrained, otherwise capacity available =375 kW | --> | E17 ex BALTRASNA | Baltrasna [T121,T122] | BALTRASNA |  | 53.5099 | -6.5391
046136X | MV/LV Substation RA***136X |  | 10 kV | _ | LV | 400 kVA :Kiosk Substation | 0.4 | --> | 0.4 | 0 | 0 | Constrained, otherwise capacity available =292 kVA | --> | 0.38 | 0 | 0 | 0.365 | 0 |  | --> | C12 ex CRANMORE | Cranmore [T41,T42] | SLIGO |  | 54.2644 | -8.4608
081570X | MV/LV Substation LU***570X |  | 10 kV | _ | LV | 400 kVA :Kiosk Substation | 0.4 | --> | 0.4 | 0 | 0 | Constrained, otherwise capacity available =251 kVA | --> | 0.38 | 0 | 0.023 | 0 | 0 | Constrained, otherwise capacity available =342 kW | --> | C11 ex COOLMINE | Coolmine [T41,T42] | FINGLAS |  | 53.3751 | -6.3928
066283X | MV/LV Substation BE***283X |  | 10 kV | _ | LV | 400 kVA :Kiosk Substation | 0.4 | --> | 0.4 | 0 | 0 | Constrained, otherwise capacity available =325 kVA | --> | 0.38 | 0 | 0.009 | 0.363 | 0 |  | --> | C17 ex KILMORE | Kilmore [T101,T102,T103] | FINGLAS |  | 53.4006 | -6.1966
099525X | MV/LV Substation LK***525X |  | 10 kV | _ | LV | 1000 kVA :Building Structure | 1 | --> | 1 | 0 | 0 | Constrained, otherwise capacity available =945 kVA | --> | 0.95 | 0 | 0 | 0 | 0 | Constrained, otherwise capacity available =942 kW | --> | C18 ex CULLION | Cullion [T41,T42] | LETTERKENNY |  | 54.9481 | -7.7312
065464Z | MV/LV Substation DU***464Z |  | 10 kV | _ | LV | 400 kVA :Kiosk Substation | 0.4 | --> | 0.4 | 0 | 0 | Constrained, otherwise capacity available =314 kVA | --> | 0.38 | 0 | 0 | 0.368 | 0 |  | --> | C22 ex STEPHENSTOWN | Stephenstown [T101,T102] | FINGLAS |  | 53.6154 | -6.205
503414 | MV/LV Substation MU***414 |  | 20 kV | _ | LV | 50 kVA :Pole Substation | 0.05 | --> | 0.05 | 0.046 | 1.69 |  | --> | 0.048 | 0 | 0 | 0 | 0 | Constrained, otherwise capacity available =47 kW | --> | C18 ex NEWTOWNCUNNINGHAM | Newtowncunningham [T41,T42] | LETTERKENNY |  | 55.0319 | -7.4794
068917X | MV/LV Substation MA***917X |  | 10 kV | _ | LV | 1000 kVA :Building Structure | 1 | --> | 1 | 0.5 | 2.6 |  | --> | 0.95 | 0 | 0 | 0.5 | 0 |  | --> | C25 ex WOLFE TONE STREET | Wolfe Tone Street [T101,T102] | FINGLAS |  | 53.3496 | -6.2573
176071Y | MV/LV Substation CA***071Y |  | 10 kV | _ | LV | 50 kVA :Pole Substation | 0.05 | --> | 0.05 | 0 | 0 | Constrained, otherwise capacity available =48 kVA | --> | 0.048 | 0 | 0 | 0 | 0 | Constrained, otherwise capacity available =47 kW | --> | E12 ex HARTNETTS CROSS |  |  |  | 51.9005 | -8.9779
119417 | MV/LV Substation KI***417 |  | 10 kV | _ | LV | 50 kVA :Pole Substation | 0.05 | --> | 0.05 | 0 | 0 | Constrained, otherwise capacity available =28 kVA | --> | 0.048 | 0 | 0.02 | 0 | 0 | Constrained, otherwise capacity available =30 kW | --> | C11 ex KANTURK | Kanturk [T41,T42] | GLENLARA |  | 52.211 | -8.8326
363896 | MV/LV Substation DI***896 |  | 10 kV | _ | LV | 100 kVA :Pole Substation | 0.1 | --> | 0.1 | 0.099 | 3.25 |  | --> | 0.095 | 0 | 0 | 0 | 0 | Constrained, otherwise capacity available =95 kW | --> | E16 ex BALLYBUNION | Ballybunion [T421,T422] | TRIEN |  | 52.4623 | -9.5201
011218X | MV/LV Substation LO***218X |  | 10 kV | _ | LV | 200 kVA :Kiosk Substation | 0.2 | --> | 0.2 | 0.12 | 2.8 |  | --> | 0.19 | 0 | 0.015 | 0 | 0 | Constrained, otherwise capacity available =168 kW | --> | C13 ex PURCELLS INCH | Purcells Inch [T41,T42] | KILKENNY |  | 52.6373 | -7.2422
062215 | MV/LV Substation CL***215 |  | 10 kV | _ | LV | 400 kVA :Kiosk Substation | 0.4 | --> | 0.4 | 0.378 | 0.72 |  | --> | 0.38 | 0 | 0 | 0 | 0 | Constrained, otherwise capacity available =377 kW | --> | C12 ex COES ROAD | Coes Road [T41,T42] | DUNDALK |  | 54.0042 | -6.3766
035211 | MV/LV Substation TA***211 |  | 10 kV | _ | LV | 200 kVA :Pole Substation | 0.2 | --> | 0.2 | 0.181 | 6.17 |  | --> | 0.19 | 0 | 0.003 | 0 | 0 | Constrained, otherwise capacity available =185 kW | --> | C17 ex CAHIR | Cahir [T41,T42] | CAHIR |  | 52.3909 | -7.9325
025712Y | MV/LV Substation BA***712Y |  | 20 kV | _ | LV | 200 kVA :Pole Substation | 0.2 | --> | 0.2 | 0.192 | 2.96 |  | --> | 0.19 | 0 | 0 | 0 | 0 | Constrained, otherwise capacity available =189 kW | --> | E17 ex CHARLEVILLE | Charleville [T421,T422] | CHARLEVILLE |  | 52.3516 | -8.6748
125306 | MV/LV Substation CA***306 |  | 20 kV | _ | LV | 100 kVA :Pole Substation | 0.1 | --> | 0.1 | 0.089 | 0.22 |  | --> | 0.095 | 0 | 0 | 0 | 0 | Constrained, otherwise capacity available =94 kW | --> | C16 ex KILSHANNY | Kilshanny [T41,T42] | CAHIR |  | 52.3149 | -8.1864
281403Z | MV/LV Substation NO***403Z |  | 20 kV | _ | LV | 400 kVA :Kiosk Substation | 0.4 | --> | 0.4 | 0.363 | 17.47 |  | --> | 0.38 | 0 | 0.006 | 0.37 | 0 |  | --> | E13 ex COOLROE | Coolroe [T121,T122] | COOLROE |  | 51.8869 | -8.6251
001693 | MV/LV Substation GL***693 |  | 10 kV | _ | LV | 400 kVA :Kiosk Substation | 0.4 | --> | 0.4 | 0 | 0 | Constrained, otherwise capacity available =196 kVA | --> | 0.38 | 0 | 0.038 | 0.323 | 0 |  | --> | C13 ex CARRICKMINES | Carrickmines [T41,T42] | CARRICKMINES |  | 53.2629 | -6.1617
060441Y | MV/LV Substation ER***441Y |  | 10 kV | _ | LV | 400 kVA :Building Structure | 0.4 | --> | 0.4 | 0.344 | 2.57 |  | --> | 0.38 | 0 | 0.075 | 0 | 0 | Constrained, otherwise capacity available =317 kW | --> | C13 ex ERRIGAL | Errigal [T41,T422] | SHANKILL |  | 54.0649 | -7.1028
081186Z | MV/LV Substation EQ***186Z |  | 10 kV | _ | LV | 200 kVA :Pole Substation | 0.2 | --> | 0.2 | 0 | 0 | Constrained, otherwise capacity available =177 kVA | --> | 0.19 | 0 | 0 | 0 | 0 | Constrained, otherwise capacity available =187 kW | --> | C17 ex PALMERSTOWN | Palmerstown [T41,T42] | FINGLAS |  | 53.3378 | -6.3811
3654004 | MV/LV Substation NE***4004 |  | 10 kV | _ | LV | 1000 kVA :Building Structure | 1 | --> | 1 | 0 | 0 | Constrained, otherwise capacity available =768 kVA | --> | 0.95 | 0 | 0 | 0.5 | 0 |  | --> | C21 ex BELGARD | Belgard [T41,T42] | COOKSTOWN |  | 53.2869 | -6.3594
151861 | MV/LV Substation KN***861 |  | 10 kV | _ | LV | 50 kVA :Pole Substation | 0.05 | --> | 0.05 | 0 | 0 | Constrained, otherwise capacity available =34 kVA | --> | 0.048 | 0 | 0 | 0.045 | 0 |  | --> | C30 ex BRUFF | Bruff [T42,T421] | LIMERICK |  | 52.5094 | -8.5093
233016 | MV/LV Substation CI***016 |  | 10 kV | _ | LV | 400 kVA :Building Structure | 0.4 | --> | 0.4 | 0 | 0 | Constrained, otherwise capacity available =317 kVA | --> | 0.38 | 0 | 0.01 | 0 | 0 | Constrained, otherwise capacity available =361 kW | --> | C25 ex CASTLEISLAND | Castleisland [T41,T42] | TRALEE |  | 52.2307 | -9.4685
288076 | MV/LV Substation DA***076 |  | 10 kV | _ | LV | 400 kVA :Kiosk Substation | 0.4 | --> | 0.4 | 0.041 | 0.04 | Constrained, otherwise capacity available =317 kVA | --> | 0.38 | 0 | 0.004 | 0.366 | 0 |  | --> | C14 ex LITTLE BRAY | Little Bray [T41,T42] | FASSAROE |  | 53.2007 | -6.128
056245Y | MV/LV Substation CO***245Y |  | 20 kV | _ | LV | 50 kVA :Pole Substation | 0.05 | --> | 0.05 | 0.048 | 0.89 |  | --> | 0.048 | 0 | 0 | 0 | 0 | Constrained, otherwise capacity available =47 kW | --> | E12 ex BIRR | Birr [T41,T422] | DALLOW |  | 53.0955 | -7.72
041018 | MV/LV Substation CO***018 |  | 10 kV | _ | LV | 400 kVA :Kiosk Substation | 0.4 | --> | 0.4 | 0 | 0 | Constrained, otherwise capacity available =324 kVA | --> | 0.38 | 0 | 0 | 0 | 0 | Constrained, otherwise capacity available =370 kW | --> | E13 ex DALTON | Dalton [T421,T422] | DALTON |  | 53.723 | -9.0016
093054Z | MV/LV Substation GR***054Z |  | 10 kV | _ | LV | 200 kVA :Kiosk Substation | 0.2 | --> | 0.2 | 0 | 0 | Constrained, otherwise capacity available =178 kVA | --> | 0.19 | 0 | 0.02 | 0.172 | 0 |  | --> | C20 ex SUTTON | Sutton [T41,T42] | GRANGE (DR) |  | 53.3777 | -6.0612
154548Z | MV/LV Substation AR***548Z |  | 10 kV | _ | LV | 630 kVA :Building Structure | 0.63 | --> | 0.63 | 0 | 0 | Constrained, otherwise capacity available =490 kVA | --> | 0.598 | 0 | 0 | 0.5 | 0 |  | --> | C18 ex MACETOWN | Macetown [T101,T102] | MACETOWN |  | 53.4122 | -6.4449
009023 | MV/LV Substation DU***023 |  | 10 kV | _ | LV | 400 kVA :Kiosk Substation | 0.4 | --> | 0.4 | 0 | 0 | Constrained, otherwise capacity available =87 kVA | --> | 0.38 | 0 | 0 | 0 | 0 | Constrained, otherwise capacity available =335 kW | --> | C16 ex GRANGE (SR) | Grange (sr) [T41,T42] | BUTLERSTOWN |  | 52.2475 | -7.085
139430Y | MV/LV Substation TH***430Y |  | 10 kV | _ | LV | 100 kVA :Pole Substation | 0.1 | --> | 0.1 | 0.093 | 2.18 |  | --> | 0.095 | 0 | 0 | 0 | 0 | Constrained, otherwise capacity available =94 kW | --> | C19 ex BAILIEBORO | Bailieboro [T41,T42] | MEATH HILL |  | 53.8865 | -7.0507
0194080 | MV/LV Substation SI***4080 |  | 10 kV | _ | LV | 50 kVA :Pole Substation | 0.05 | --> | 0.05 | 0.046 | 2.18 |  | --> | 0.048 | 0 | 0 | 0 | 0 | Constrained, otherwise capacity available =47 kW | --> | C12 ex BALLYRICKARD | Ballyrickard [T41,T42] | TRALEE |  | 52.2695 | -9.7249
0194095 | MV/LV Substation HA***4095 |  | 10 kV | _ | LV | 100 kVA :Pole Substation | 0.1 | --> | 0.1 | 0.086 | 2.18 |  | --> | 0.095 | 0 | 0 | 0 | 0 | Constrained, otherwise capacity available =93 kW | --> | C12 ex BALLYRICKARD | Ballyrickard [T41,T42] | TRALEE |  | 52.2873 | -9.8001
004505Y | MV/LV Substation AV***505Y |  | 10 kV | _ | LV | 200 kVA :Kiosk Substation | 0.2 | --> | 0.2 | 0.197 | 0.45 |  | --> | 0.19 | 0 | 0 | 0 | 0 | Constrained, otherwise capacity available =190 kW | --> | C12 ex KILMAGIG | Kilmagig [T42] | ARKLOW |  | 52.8605 | -6.2122
162873 | MV/LV Substation PO***873 |  | 10 kV | _ | LV | 100 kVA :Pole Substation | 0.1 | --> | 0.1 | 0.068 | 0.25 |  | --> | 0.095 | 0 | 0 | 0 | 0 | Constrained, otherwise capacity available =91 kW | --> | C16 ex ROSSGEIR | Rossgeir [T41,T42] | LETTERKENNY |  | 54.8937 | -7.466
039465 | MV/LV Substation CL***465 |  | 10 kV | _ | LV | 400 kVA :Kiosk Substation | 0.4 | --> | 0.4 | 0 | 0 | Constrained, otherwise capacity available =355 kVA | --> | 0.38 | 0 | 0 | 0.374 | 0 |  | --> | C28 ex GALWAY 110KV | Galway 110kv [T102,T103] | GALWAY 110KV |  | 53.3001 | -9.0329
007838X | MV/LV Substation AR***838X |  | 20 kV | _ | LV | 50 kVA :Pole Substation | 0.05 | --> | 0.05 | 0.033 | 16.12 |  | --> | 0.048 | 0 | 0 | 0.045 | 0 |  | --> | E17 ex WEXFORD | Wexford [T121,T122] | WEXFORD |  | 52.3101 | -6.6911
176527 | MV/LV Substation AG***527 |  | 20 kV | _ | LV | 200 kVA :Pole Substation | 0.2 | --> | 0.2 | 0 | 0 | Constrained, otherwise capacity available =146 kVA | --> | 0.19 | 0 | 0.044 | 0 | 0 | Constrained, otherwise capacity available =150 kW | --> | E11 ex MACROOM | Macroom [T422] | MACROOM |  | 51.9449 | -8.8071
015804Y | MV/LV Substation NE***804Y |  | 10 kV | _ | LV | 50 kVA :Pole Substation | 0.05 | --> | 0.05 | 0 | 0 | Constrained, otherwise capacity available =49 kVA | --> | 0.048 | 0 | 0 | 0 | 0 | Constrained, otherwise capacity available =47 kW | --> | C17 ex NAAS | Naas [T41,T42] | KILTEEL |  | 53.1996 | -6.7085
021138 | MV/LV Substation AR***138 |  | 10 kV | _ | LV | 400 kVA :Kiosk Substation | 0.4 | --> | 0.4 | 0 | 0 | Constrained, otherwise capacity available =261 kVA | --> | 0.38 | 0 | 0.004 | 0 | 0 | Constrained, otherwise capacity available =358 kW | --> | C22 ex KILBARRY |  |  |  | 51.9065 | -8.5047
036908 | MV/LV Substation GR***908 |  | 20 kV | _ | LV | 50 kVA :Pole Substation | 0.05 | --> | 0.05 | 0 | 0 | Constrained, otherwise capacity available =50 kVA | --> | 0.048 | 0 | 0 | 0 | 0 | Constrained, otherwise capacity available =47 kW | --> | E20 ex GARRANACANTY | Garranacanty [T421,T422] | TIPPERARY |  | 52.4819 | -7.9692
082261Z | MV/LV Substation DU***261Z |  | 10 kV | _ | LV | 400 kVA :Kiosk Substation | 0.4 | --> | 0.4 | 0.347 | 2.01 |  | --> | 0.38 | 0 | 0 | 0 | 0 | Constrained, otherwise capacity available =373 kW | --> | C12 ex ABBEYLAND | Abbeyland [T41,T42] | NAVAN |  | 53.6699 | -6.6983
233058 | MV/LV Substation PO***058 |  | 10 kV | _ | LV | 100 kVA :Pole Substation | 0.1 | --> | 0.1 | 0 | 0 | Constrained, otherwise capacity available =73 kVA | --> | 0.095 | 0 | 0.011 | 0 | 0 | Constrained, otherwise capacity available =83 kW | --> | C23 ex CASTLEISLAND | Castleisland [T41,T42] | TRALEE |  | 52.3426 | -9.3501
158023Y | MV/LV Substation DE***023Y |  | 10 kV | _ | LV | 200 kVA :Pole Substation | 0.2 | --> | 0.2 | 0 | 0 | Constrained, otherwise capacity available =195 kVA | --> | 0.19 | 0 | 0 | 0 | 0 | Constrained, otherwise capacity available =189 kW | --> | C21 ex ENNISTYMON | Ennistymon [T41,T42] | ENNIS |  | 52.9343 | -9.2991
003420 | MV/LV Substation TH***420 |  | 10 kV | _ | LV | 50 kVA :Pole Substation | 0.05 | --> | 0.05 | 0.039 | 11.58 |  | --> | 0.048 | 0 | 0 | 0 | 0 | Constrained, otherwise capacity available =46 kW | --> | C17 ex BALLYBEG | Ballybeg [T101,T102] | CARRICKMINES |  | 52.9281 | -6.0411
044002 | MV/LV Substation MO***002 |  | 20 kV | _ | LV | 100 kVA :Pole Substation | 0.1 | --> | 0.1 | 0.065 | 0.43 |  | --> | 0.095 | 0 | 0.005 | 0 | 0 | Constrained, otherwise capacity available =86 kW | --> | C21 ex SWINFORD | Swinford [T41,T42] | CASTLEBAR |  | 53.9838 | -9.1076
042940X | MV/LV Substation DU***940X |  | 10 kV | _ | LV | 200 kVA :Kiosk Substation | 0.2 | --> | 0.2 | 0.182 | 1.93 |  | --> | 0.19 | 0 | 0 | 0 | 0 | Constrained, otherwise capacity available =188 kW | --> | C16 ex TURLOUGH ROAD | Turlough Road [T41,T42] | CASTLEBAR |  | 53.857 | -9.3202
014384X | MV/LV Substation LI***384X |  | 20 kV | _ | LV | 400 kVA :Kiosk Substation | 0.4 | --> | 0.4 | 0.352 | 0.63 |  | --> | 0.38 | 0 | 0.015 | 0 | 0 | Constrained, otherwise capacity available =362 kW | --> | E12 ex KILCULLEN | Kilcullen [T41,T42,T424] | STRATFORD |  | 53.0485 | -6.8259
019345 | MV/LV Substation DE***345 |  | 10 kV | _ | LV | 400 kVA :Kiosk Substation | 0.4 | --> | 0.4 | 0.371 | 2.18 |  | --> | 0.38 | 0 | 0 | 0 | 0 | Constrained, otherwise capacity available =376 kW | --> | C18 ex BALLYRICKARD | Ballyrickard [T41,T42] | TRALEE |  | 52.27 | -9.7109
149040X | MV/LV Substation WI***040X |  | 10 kV | _ | LV | 50 kVA :Pole Substation | 0.05 | --> | 0.05 | 0 | 0 | Constrained, otherwise capacity available =41 kVA | --> | 0.048 | 0 | 0 | 0 | 0 | Constrained, otherwise capacity available =46 kW | --> | C11 ex DONEGAL | Donegal [T41,T42] | CATHALEENS FALL |  | 54.6504 | -8.1407
034116Y | MV/LV Substation CA***116Y |  | 10 kV | _ | LV | 400 kVA :Kiosk Substation | 0.4 | --> | 0.4 | 0.274 | 5.88 |  | --> | 0.38 | 0 | 0.026 | 0 | 0 | Constrained, otherwise capacity available =343 kW | --> | C13 ex ARDGEEHA | Ardgeeha [T41,T42] | DOON |  | 52.3653 | -7.6904
365219Y | MV/LV Substation BU***219Y |  | 10 kV | _ | LV | 50 kVA :Pole Substation | 0.05 | --> | 0.05 | 0 | 0 | Constrained, otherwise capacity available =50 kVA | --> | 0.048 | 0 | 0 | 0.048 | 0 |  | --> | C12 ex SAGGART | Saggart [T41,T42] | GRANGE CASTLE |  | 53.2696 | -6.522
001225 | MV/LV Substation MA***225 |  | 10 kV | _ | LV | 200 kVA :Pole Substation | 0.2 | --> | 0.2 | 0.174 | 13.42 |  | --> | 0.19 | 0 | 0.036 | 0.16 | 0 |  | --> | C21 ex POTTERY ROAD | Pottery Road [T101,T102] | CARRICKMINES |  | 53.2629 | -6.1533
022033 | MV/LV Substation BL***033 |  | 10 kV | _ | LV | 200 kVA :Pole Substation | 0.2 | --> | 0.2 | 0.14 | 4.55 |  | --> | 0.19 | 0 | 0.015 | 0 | 0 | Constrained, otherwise capacity available =170 kW | --> | C11 ex MALLOW | Mallow [T41,T42] | MALLOW |  | 52.1316 | -8.654
067509Y | MV/LV Substation SL***509Y |  | 10 kV | _ | LV | 400 kVA :Kiosk Substation | 0.4 | --> | 0.4 | 0 | 0 | Constrained, otherwise capacity available =364 kVA | --> | 0.38 | 0 | 0.026 | 0.356 | 0 |  | --> | C20 ex RAHEEN | Raheen [T41,T42] | LIMERICK |  | 52.6255 | -8.6415
069870 | MV/LV Substation LA***870 |  | 10 kV | _ | LV | 1000 kVA :Building Structure | 1 | --> | 1 | 0.5 | 3 |  | --> | 0.95 | 0 | 0 | 0.5 | 0 |  | --> | C31 ex INCHICORE CENTRAL | Inchicore Central [T43,T45] | INCHICORE 220KV |  | 53.3257 | -6.3313
090404X | MV/LV Substation BR***404X |  | 10 kV | _ | LV | 50 kVA :Pole Substation | 0.05 | --> | 0.05 | 0.048 | 3.16 |  | --> | 0.048 | 0 | 0 | 0 | 0 | Constrained, otherwise capacity available =47 kW | --> | C20 ex ENNISKEANE | Enniskeane [T41,T42] | BANDON |  | 51.7247 | -8.8903
081297Z | MV/LV Substation CO***297Z |  | 10 kV | _ | LV | 200 kVA :Kiosk Substation | 0.2 | --> | 0.2 | 0 | 0 | Constrained, otherwise capacity available =185 kVA | --> | 0.19 | 0 | 0 | 0 | 0 | Constrained, otherwise capacity available =188 kW | --> | C18 ex CASTLEKNOCK | Castleknock [T41,T42] | FINGLAS |  | 53.3728 | -6.3728
233589 | MV/LV Substation DI***589 |  | 20 kV | _ | LV | 100 kVA :Pole Substation | 0.1 | --> | 0.1 | 0 | 0 | Constrained, otherwise capacity available =93 kVA | --> | 0.095 | 0 | 0 | 0 | 0 | Constrained, otherwise capacity available =94 kW | --> | C21 ex CASTLEISLAND | Castleisland [T41,T42] | TRALEE |  | 52.1821 | -9.5082
2814062 | MV/LV Substation RO***4062 |  | 10 kV | _ | LV | 200 kVA :Pole Substation | 0.2 | --> | 0.2 | 0 | 0 | Constrained, otherwise capacity available =110 kVA | --> | 0.19 | 0 | 0 | 0 | 0 | Constrained, otherwise capacity available =177 kW | --> | C21 ex DOUGLAS | Douglas [T41,T42] | TRABEG |  | 51.8776 | -8.3955
011792X | MV/LV Substation NO***792X |  | 10 kV | _ | LV | 50 kVA :Pole Substation | 0.05 | --> | 0.05 | 0.042 | 2.78 |  | --> | 0.048 | 0 | 0 | 0 | 0 | Constrained, otherwise capacity available =46 kW | --> | E13 ex BALLYRAGGET | Ballyragget [T421,T422] | BALLYRAGGET |  | 52.7338 | -7.3093
2764033 | MV/LV Substation BA***4033 |  | 10 kV | _ | LV | 50 kVA :Pole Substation | 0.05 | --> | 0.05 | 0 | 0.76 |  | --> | 0.048 | 0 | 0.005 | 0 | 0 | Constrained, otherwise capacity available =31 kW | --> | C12 ex WOODFORD | Woodford [T41,T42] | KNOCKEARAGH |  | 52.0561 | -9.3404
350038 | MV/LV Substation MA***038 |  | 10 kV | _ | LV | 630 kVA :Kiosk Substation | 0.63 | --> | 0.63 | 0.397 | 1.57 |  | --> | 0.598 | 0 | 0 | 0 | 0 | Constrained, otherwise capacity available =566 kW | --> | C16 ex BUNDORAN | Bundoran [T41,T42] | CATHALEENS FALL |  | 54.4797 | -8.274
059551Y | MV/LV Substation ST***551Y |  | 10 kV | _ | LV | 400 kVA :Kiosk Substation | 0.4 | --> | 0.4 | 0 | 0 | Constrained, otherwise capacity available =370 kVA | --> | 0.38 | 0 | 0.01 | 0 | 0 | Constrained, otherwise capacity available =368 kW | --> | C22 ex CAVAN | Cavan [T42,T421] | SHANKILL |  | 53.9923 | -7.3555
005122Y | MV/LV Substation BO***122Y |  | 10 kV | _ | LV | 400 kVA :Kiosk Substation | 0.4 | --> | 0.4 | 0.32 | 3.03 |  | --> | 0.38 | 0 | 0.034 | 0 | 0 | Constrained, otherwise capacity available =344 kW | --> | C17 ex RAMSTOWN | Ramstown [T41,T42] | CRANE |  | 52.6697 | -6.2914
281178 | MV/LV Substation BA***178 |  | 10 kV | _ | LV | 50 kVA :Pole Substation | 0.05 | --> | 0.05 | 0 | 0 | Constrained, otherwise capacity available =48 kVA | --> | 0.048 | 0 | 0 | 0.047 | 0 |  | --> | C24 ex BISHOPSTOWN | Bishopstown [T41,T42] | KILBARRY |  | 51.8759 | -8.5612
007870Z | MV/LV Substation CL***870Z |  | 20 kV | _ | LV | 200 kVA :Pole Substation | 0.2 | --> | 0.2 | 0.145 | 16.12 |  | --> | 0.19 | 0 | 0.011 | 0.174 | 0 |  | --> | E21 ex WEXFORD | Wexford [T121,T122] | WEXFORD |  | 52.402 | -6.3621
025048 | MV/LV Substation RA***048 |  | 10 kV | _ | LV | 50 kVA :Pole Substation | 0.05 | --> | 0.05 | 0.049 | 1.05 |  | --> | 0.048 | 0 | 0 | 0 | 0 | Constrained, otherwise capacity available =47 kW | --> | C19 ex NEWCASTLEWEST | Newcastlewest [T41,T42] | RATHKEALE |  | 52.3719 | -9.0373
050842Y | MV/LV Substation AR***842Y |  | 10 kV | _ | LV | 630 kVA :Building Structure | 0.63 | --> | 0.63 | 0 | 0 | Constrained, otherwise capacity available =582 kVA | --> | 0.598 | 0 | 0.005 | 0 | 0 | Constrained, otherwise capacity available =588 kW | --> | C23 ex ATHLONE | Athlone [T41,T42] | ATHLONE |  | 53.4329 | -7.9374
151036 | MV/LV Substation KI***036 |  | 10 kV | _ | LV | 50 kVA :Pole Substation | 0.05 | --> | 0.05 | 0 | 0 | Constrained, otherwise capacity available =26 kVA | --> | 0.048 | 0 | 0 | 0.044 | 0 |  | --> | C30 ex BRUFF | Bruff [T42,T421] | LIMERICK |  | 52.4822 | -8.5027
249222 | MV/LV Substation CH***222 |  | 10 kV | _ | LV | 100 kVA :Pole Substation | 0.1 | --> | 0.1 | 0 | 0 | Constrained, otherwise capacity available =8 kVA | --> | 0.095 | 0 | 0 | 0 | 0 | Constrained, otherwise capacity available =82 kW | --> | C19 ex LISMORE | Lismore [T41,T42] | DUNGARVAN |  | 52.0925 | -8.0044
055307Y | MV/LV Substation RO***307Y |  | 10 kV | _ | LV | 200 kVA :Kiosk Substation | 0.2 | --> | 0.2 | 0 | 0 | Constrained, otherwise capacity available =153 kVA | --> | 0.19 | 0 | 0 | 0 | 0 | Constrained, otherwise capacity available =184 kW | --> | C17 ex ROSCREA | Roscrea [T41,T42] | IKERRIN |  | 52.9448 | -7.7943
365103 | MV/LV Substation CO***103 |  | 10 kV | _ | LV | 630 kVA :Kiosk Substation | 0.63 | --> | 0.63 | 0 | 0 | Constrained, otherwise capacity available =586 kVA | --> | 0.598 | 0 | 0 | 0.5 | 0 |  | --> | C21 ex BELGARD | Belgard [T41,T42] | COOKSTOWN |  | 53.2874 | -6.3634
081145Z | MV/LV Substation NA***145Z |  | 10 kV | _ | LV | 630 kVA :Building Structure | 0.63 | --> | 0.63 | 0 | 0 | Constrained, otherwise capacity available =467 kVA | --> | 0.598 | 0 | 0.02 | 0.5 | 0 |  | --> | C14 ex LIFFEY VALLEY | Liffey Valley [T41,T42] | INCHICORE 220KV |  | 53.3524 | -6.4074
165856X | MV/LV Substation TE***856X |  | 10 kV | _ | LV | 630 kVA :Building Structure | 0.63 | --> | 0.63 | 0 | 0 | Constrained, otherwise capacity available =594 kVA | --> | 0.598 | 0 | 0 | 0 | 0 | Constrained, otherwise capacity available =594 kW | --> | C11 ex CLONAKILTY | Clonakilty [T41,T42] | DUNMANWAY |  | 51.643 | -8.87
062952Y | MV/LV Substation MA***952Y |  | 10 kV | _ | LV | 400 kVA :Kiosk Substation | 0.4 | --> | 0.4 | 0.307 | 3.12 |  | --> | 0.38 | 0 | 0.094 | 0 | 0 | Constrained, otherwise capacity available =297 kW | --> | C21 ex MARSHES | Marshes [T41,T42] | DUNDALK |  | 53.9654 | -6.3913
109134 | MV/LV Substation DE***134 |  | 10 kV | _ | LV | 400 kVA :Building Structure | 0.4 | --> | 0.4 | 0.267 | 0.38 |  | --> | 0.38 | 0 | 0 | 0.361 | 0 |  | --> | C17 ex RINEANNA | Rineanna [T41,T42] | DRUMLINE |  | 52.7118 | -8.8915
209291 | MV/LV Substation RO***291 |  | 20 kV | _ | LV | 50 kVA :Pole Substation | 0.05 | --> | 0.05 | 0 | 0 | Constrained, otherwise capacity available =40 kVA | --> | 0.048 | 0 | 0.005 | 0 | 0 | Constrained, otherwise capacity available =42 kW | --> | C21 ex MILFORD (NR) | Milford (nr) [T41,T42] | LETTERKENNY |  | 55.1959 | -7.8174
182074Y | MV/LV Substation BE***074Y |  | 20 kV | _ | LV | 50 kVA :Pole Substation | 0.05 | --> | 0.05 | 0 | 0 | Constrained, otherwise capacity available =45 kVA | --> | 0.048 | 0 | 0 | 0 | 0 | Constrained, otherwise capacity available =47 kW | --> | E17 ex DRUMLINE | Drumline [T421,T422] | DRUMLINE |  | 52.7784 | -8.7284
429307X | MV/LV Substation BA***307X |  | 20 kV | _ | LV | 50 kVA :Pole Substation | 0.05 | --> | 0.05 | 0.05 | 5.75 |  | --> | 0.048 | 0 | 0 | 0 | 0 | Constrained, otherwise capacity available =48 kW | --> | E21 ex ABBEYFEALE | Abbeyfeale [T421] | TRIEN |  | 52.4049 | -9.2506
069778 | MV/LV Substation FL***778 |  | 10 kV | _ | LV | 400 kVA :Kiosk Substation | 0.4 | --> | 0.4 | 0.131 | 7.75 |  | --> | 0.38 | 0 | 0.105 | 0.264 | 0 |  | --> | C26 ex MILLTOWN (DR) | Milltown (dr) [T101,T102] | INCHICORE 220KV |  | 53.2967 | -6.2533
063823 | MV/LV Substation BI***823 |  | 10 kV | _ | LV | 50 kVA :Pole Substation | 0.05 | --> | 0.05 | 0 | 0 | Constrained, otherwise capacity available =38 kVA | --> | 0.048 | 0 | 0 | 0 | 0 | Constrained, otherwise capacity available =46 kW | --> | C15 ex STICKILLEN | Stickillen [T41,T42] | DRYBRIDGE |  | 53.8406 | -6.6558
012171 | MV/LV Substation PE***171 |  | 10 kV | _ | LV | 200 kVA :Kiosk Substation | 0.2 | --> | 0.2 | 0.116 | 1.99 |  | --> | 0.19 | 0 | 0.025 | 0 | 0 | Constrained, otherwise capacity available =160 kW | --> | C11 ex GRAIGUE | Graigue [T41,T42] | CARLOW |  | 52.8345 | -6.9349
137290X | MV/LV Substation TH***290X |  | 10 kV | _ | LV | 400 kVA :Kiosk Substation | 0.4 | --> | 0.4 | 0.351 | 3.74 |  | --> | 0.38 | 0 | 0.016 | 0 | 0 | Constrained, otherwise capacity available =362 kW | --> | C11 ex KILFLYNN | Kilflynn [T41,T42] | TRALEE |  | 52.3498 | -9.6863
011516Y | MV/LV Substation KE***516Y |  | 10 kV | _ | LV | 200 kVA :Kiosk Substation | 0.2 | --> | 0.2 | 0 | 0 | Constrained, otherwise capacity available =163 kVA | --> | 0.19 | 0 | 0.053 | 0 | 0 | Constrained, otherwise capacity available =146 kW | --> | C19 ex ROSEHILL | Rosehill [T41,T42] | KILKENNY |  | 52.6431 | -7.2563
081542Z | MV/LV Substation FO***542Z |  | 10 kV | _ | LV | 50 kVA :Pole Substation | 0.05 | --> | 0.05 | 0 | 0 | Constrained, otherwise capacity available =50 kVA | --> | 0.048 | 0 | 0 | 0.048 | 0 |  | --> | C17 ex CLONDALKIN | Clondalkin [T41,T42,T44] | INCHICORE 220KV |  | 53.3361 | -6.4079
365943 | MV/LV Substation WE***943 |  | 10 kV | _ | LV | 400 kVA :Building Structure | 0.4 | --> | 0.4 | 0 | 0 | Constrained, otherwise capacity available =282 kVA | --> | 0.38 | 0 | 0.08 | 0.304 | 0 |  | --> | C22 ex BALLYMOUNT | Ballymount [T41,T42] | INCHICORE 220KV |  | 53.3233 | -6.3659
256560 | MV/LV Substation CR***560 |  | 10 kV | _ | LV | 50 kVA :Pole Substation | 0.05 | --> | 0.05 | 0.043 | 1.28 |  | --> | 0.048 | 0 | 0 | 0 | 0 | Constrained, otherwise capacity available =46 kW | --> | C18 ex CASTLEREA | Castlerea [T41,T42] | CARRICK ON SHANNON |  | 53.7593 | -8.4633
238217 | MV/LV Substation RA***217 |  | 20 kV | _ | LV | 200 kVA :Pole Substation | 0.2 | --> | 0.2 | 0 | 0 | Constrained, otherwise capacity available =182 kVA | --> | 0.19 | 0 | 0.046 | 0 | 0 | Constrained, otherwise capacity available =154 kW | --> | E18 ex BALLINROBE | Ballinrobe [T421,T422] | DALTON |  | 53.6382 | -9.2436
030495 | MV/LV Substation PA***495 |  | 10 kV | _ | LV | 50 kVA :Pole Substation | 0.05 | --> | 0.05 | 0 | 0 | Constrained, otherwise capacity available =36 kVA | --> | 0.048 | 0 | 0 | 0 | 0 | Constrained, otherwise capacity available =46 kW | --> | E19 ex FOXHOLE | Foxhole [T421,T422] | DUNGARVAN |  | 52.0916 | -7.9865
368818 | MV/LV Substation GO***818 |  | 20 kV | _ | LV | 50 kVA :Pole Substation | 0.05 | --> | 0.05 | 0 | 0 | Constrained, otherwise capacity available =38 kVA | --> | 0.048 | 0 | 0.005 | 0 | 0 | Constrained, otherwise capacity available =42 kW | --> | C15 ex BALLYHAUNIS | Ballyhaunis [T41,T42] | DALTON |  | 53.6958 | -8.7552
049742X | MV/LV Substation ST***742X |  | 20 kV | _ | LV | 100 kVA :Pole Substation | 0.1 | --> | 0.1 | 0.076 | 0.21 |  | --> | 0.095 | 0 | 0.005 | 0 | 0 | Constrained, otherwise capacity available =88 kW | --> | E21 ex LONGFORD | Longford [T421,T422] | RICHMOND |  | 53.7677 | -7.8316
067540Y | MV/LV Substation BA***540Y |  | 10 kV | _ | LV | 200 kVA :Kiosk Substation | 0.2 | --> | 0.2 | 0 | 0 | Constrained, otherwise capacity available =143 kVA | --> | 0.19 | 0 | 0 | 0.182 | 0 |  | --> | C13 ex RAHEEN | Raheen [T41,T42] | LIMERICK |  | 52.6217 | -8.6494
137241X | MV/LV Substation TH***241X |  | 10 kV | _ | LV | 50 kVA :Pole Substation | 0.05 | --> | 0.05 | 0.047 | 2 |  | --> | 0.048 | 0 | 0 | 0 | 0 | Constrained, otherwise capacity available =47 kW | --> | C19 ex CAUSEWAY | Causeway [T41,T42] | TRALEE |  | 52.4008 | -9.8023
127076Z | MV/LV Substation CA***076Z |  | 10 kV | _ | LV | 200 kVA :Kiosk Substation | 0.2 | --> | 0.2 | 0 | 0 | Constrained, otherwise capacity available =171 kVA | --> | 0.19 | 0 | 0.015 | 0 | 0 | Constrained, otherwise capacity available =175 kW | --> | C11 ex HOLYCROSS ROAD | Holycross Road [T41,T42] | THURLES |  | 52.6603 | -7.833
281432Y | MV/LV Substation BR***432Y |  | 10 kV | _ | LV | 200 kVA :Kiosk Substation | 0.2 | --> | 0.2 | 0 | 0 | Constrained, otherwise capacity available =147 kVA | --> | 0.19 | 0 | 0.016 | 0.171 | 0 |  | --> | C26 ex BISHOPSTOWN | Bishopstown [T41,T42] | KILBARRY |  | 51.8921 | -8.5703
099058 | MV/LV Substation DI***058 |  | 10 kV | _ | LV | 1000 kVA :Kiosk Substation | 1 | --> | 1 | 0.5 | 5.45 |  | --> | 0.95 | 0 | 0 | 0 | 0 | Constrained, otherwise capacity available =920 kW | --> | C17 ex GORTLEE | Gortlee [T41,T42] | LETTERKENNY |  | 54.9505 | -7.7361
069182 | MV/LV Substation WO***182 |  | 10 kV | _ | LV | 630 kVA :Kiosk Substation | 0.63 | --> | 0.63 | 0.394 | 4.47 |  | --> | 0.598 | 0 | 0.124 | 0.474 | 0 |  | --> | C18 ex TEMPLEOGUE | Templeogue [T41,T42] | MILLTOWN (DR) |  | 53.2904 | -6.3093
042417 | MV/LV Substation KN***417 |  | 10 kV | _ | LV | 50 kVA :Pole Substation | 0.05 | --> | 0.05 | 0 | 0 | Constrained, otherwise capacity available =28 kVA | --> | 0.048 | 0 | 0.022 | 0 | 0 | Constrained, otherwise capacity available =28 kW | --> | E18 ex WINDSOR | Windsor [T421,T422] | CASTLEBAR |  | 53.8496 | -9.2806
042099 | MV/LV Substation P ***099 |  | 20 kV | _ | LV | 400 kVA :Building Structure | 0.4 | --> | 0.4 | 0 | 0 | Constrained, otherwise capacity available =218 kVA | --> | 0.38 | 0 | 0.021 | 0 | 0 | Constrained, otherwise capacity available =339 kW | --> | E16 ex WINDSOR | Windsor [T421,T422] | CASTLEBAR |  | 53.8482 | -9.2838
068032X | MV/LV Substation VI***032X |  | 10 kV | _ | LV | 400 kVA :Kiosk Substation | 0.4 | --> | 0.4 | 0.302 | 20.78 |  | --> | 0.38 | 0 | 0 | 0.366 | 0 |  | --> | C26 ex HEUSTON SQUARE | Heuston Square [T101,T102] | INCHICORE 220KV |  | 53.3461 | -6.2832
065317Z | MV/LV Substation TH***317Z |  | 10 kV | _ | LV | 200 kVA :Kiosk Substation | 0.2 | --> | 0.2 | 0 | 0 | Constrained, otherwise capacity available =189 kVA | --> | 0.19 | 0 | 0 | 0.188 | 0 |  | --> | C26 ex STEPHENSTOWN | Stephenstown [T101,T102] | FINGLAS |  | 53.5911 | -6.1879
042523 | MV/LV Substation PI***523 |  | 20 kV | _ | LV | 100 kVA :Pole Substation | 0.1 | --> | 0.1 | 0 | 0 | Constrained, otherwise capacity available =94 kVA | --> | 0.095 | 0 | 0 | 0 | 0 | Constrained, otherwise capacity available =94 kW | --> | E17 ex WINDSOR | Windsor [T421,T422] | CASTLEBAR |  | 53.8125 | -9.1497
006930 | MV/LV Substation WO***930 |  | 20 kV | _ | LV | 100 kVA :Pole Substation | 0.1 | --> | 0.1 | 0 | 0 | Constrained, otherwise capacity available =94 kVA | --> | 0.095 | 0 | 0.01 | 0 | 0 | Constrained, otherwise capacity available =87 kW | --> | E16 ex CLONROCHE | Clonroche [T421,T422] | WEXFORD |  | 52.548 | -6.736
007471X | MV/LV Substation OR***471X |  | 20 kV | _ | LV | 50 kVA :Pole Substation | 0.05 | --> | 0.05 | 0.038 | 1.4 |  | --> | 0.048 | 0 | 0 | 0 | 0 | Constrained, otherwise capacity available =46 kW | --> | E20 ex KILLINICK | Killinick [T421,T422] | WEXFORD |  | 52.2654 | -6.4622
084406 | MV/LV Substation KI***406 |  | 10 kV | _ | LV | 200 kVA :Pole Substation | 0.2 | --> | 0.2 | 0 | 0 | Constrained, otherwise capacity available =150 kVA | --> | 0.19 | 0 | 0.011 | 0 | 0 | Constrained, otherwise capacity available =175 kW | --> | C18 ex KILCOLGAN | Kilcolgan [T42,T421] | GALWAY 110KV |  | 53.2325 | -8.8623
1324167 | MV/LV Substation BA***4167 |  | 20 kV | _ | LV | 400 kVA :Kiosk Substation | 0.4 | --> | 0.4 | 0 | 0 | Constrained, otherwise capacity available =316 kVA | --> | 0.38 | 0 | 0.12 | 0 | 0 | Constrained, otherwise capacity available =279 kW | --> | E30 ex LOUGHREA | Loughrea [T41,T42] | SOMERSET |  | 53.2325 | -8.7284
250713 | MV/LV Substation KI***713 |  | 10 kV | _ | LV | 50 kVA :Pole Substation | 0.05 | --> | 0.05 | 0.038 | 1.26 |  | --> | 0.048 | 0 | 0 | 0 | 0 | Constrained, otherwise capacity available =46 kW | --> | E16 ex BALLYCROSSAUN | Ballycrossaun [T421,T422] | SOMERSET |  | 53.1047 | -8.3059
207531 | MV/LV Substation CU***531 |  | 10 kV | _ | LV | 50 kVA :Pole Substation | 0.05 | --> | 0.05 | 0 | 3.38 |  | --> | 0.048 | 0 | 0 | 0 | 0 | Constrained, otherwise capacity available =37 kW | --> | C19 ex GLENGOOLE | Glengoole [T41] | THURLES |  | 52.6114 | -7.5978
052590Y | MV/LV Substation HO***590Y |  | 20 kV | _ | LV | 100 kVA :Pole Substation | 0.1 | --> | 0.1 | 0 | 0 | Constrained, otherwise capacity available =51 kVA | --> | 0.095 | 0 | 0 | 0 | 0 | Constrained, otherwise capacity available =88 kW | --> | C15 ex DELVIN | Delvin [T41,T42] | MULLINGAR |  | 53.5286 | -7.15
288226 | MV/LV Substation GO***226 |  | 10 kV | _ | LV | 630 kVA :Kiosk Substation | 0.63 | --> | 0.63 | 0.368 | 1.16 |  | --> | 0.598 | 0 | 0.01 | 0.5 | 0 |  | --> | C17 ex BREWERY ROAD | Brewery Road [T41,T42] | CARRICKMINES |  | 53.2798 | -6.22
1424182 | MV/LV Substation KI***4182 |  | 20 kV | _ | LV | 50 kVA :Pole Substation | 0.05 | --> | 0.05 | 0 | 0 | Constrained, otherwise capacity available =50 kVA | --> | 0.048 | 0 | 0 | 0 | 0 | Constrained, otherwise capacity available =48 kW | --> | E23 ex ATHENRY | Athenry [T423] | GALWAY 110KV |  | 53.3026 | -8.6228
2564091 | MV/LV Substation NE***4091 |  | 10 kV | _ | LV | 400 kVA :Kiosk Substation | 0.4 | --> | 0.4 | 0.374 | 1.28 |  | --> | 0.38 | 0 | 0.012 | 0 | 0 | Constrained, otherwise capacity available =368 kW | --> | C17 ex CASTLEREA | Castlerea [T41,T42] | CARRICK ON SHANNON |  | 53.7645 | -8.486
081591Z | MV/LV Substation KI***591Z |  | 10 kV | _ | LV | 630 kVA :Building Structure | 0.63 | --> | 0.63 | 0 | 0 | Constrained, otherwise capacity available =47 kVA | --> | 0.598 | 0 | 0.067 | 0.5 | 0 |  | --> | C19 ex CLONDALKIN | Clondalkin [T41,T42,T44] | INCHICORE 220KV |  | 53.3049 | -6.4267
158067 | MV/LV Substation CO***067 |  | 20 kV | _ | LV | 200 kVA :Pole Substation | 0.2 | --> | 0.2 | 0 | 0 | Constrained, otherwise capacity available =136 kVA | --> | 0.19 | 0 | 0 | 0 | 0 | Constrained, otherwise capacity available =181 kW | --> | C19 ex ENNISTYMON | Ennistymon [T41,T42] | ENNIS |  | 53.1158 | -9.1501
1394078 | MV/LV Substation MU***4078 |  | 20 kV | _ | LV | 200 kVA :Pole Substation | 0.2 | --> | 0.2 | 0 | 0 | Constrained, otherwise capacity available =138 kVA | --> | 0.19 | 0 | 0 | 0 | 0 | Constrained, otherwise capacity available =181 kW | --> | E21 ex FINEA | Finea [T421,T422] | SHANKILL |  | 53.8419 | -7.3425
0814414 | MV/LV Substation RO***4414 |  | 10 kV | _ | LV | 400 kVA :Kiosk Substation | 0.4 | --> | 0.4 | 0 | 0 | Constrained, otherwise capacity available =400 kVA | --> | 0.38 | 0 | 0 | 0 | 0 | Constrained, otherwise capacity available =380 kW | --> | C13 ex PALMERSTOWN | Palmerstown [T41,T42] | FINGLAS |  | 53.346 | -6.3752
014464Z | MV/LV Substation CA***464Z |  | 10 kV | _ | LV | 400 kVA :Kiosk Substation | 0.4 | --> | 0.4 | 0 | 0 | Constrained, otherwise capacity available =332 kVA | --> | 0.38 | 0 | 0 | 0 | 0 | Constrained, otherwise capacity available =371 kW | --> | C17 ex MORRISTOWN | Morristown [T41,T42] | NEWBRIDGE |  | 53.1767 | -6.7995
024012 | MV/LV Substation DO***012 |  | 10 kV | _ | LV | 200 kVA :Pole Substation | 0.2 | --> | 0.2 | 0.151 | 2.14 |  | --> | 0.19 | 0 | 0.004 | 0 | 0 | Constrained, otherwise capacity available =180 kW | --> | C13 ex BUTTEVANT | Buttevant [T41,T42] | MALLOW |  | 52.2191 | -8.5859
0154102 | MV/LV Substation FE***4102 |  | 10 kV | _ | LV | 100 kVA :Pole Substation | 0.1 | --> | 0.1 | 0 | 0 | Constrained, otherwise capacity available =92 kVA | --> | 0.095 | 0 | 0 | 0 | 0 | Constrained, otherwise capacity available =94 kW | --> | C18 ex SALLINS | Sallins [T41,T42] | GRIFFINRATH |  | 53.2752 | -6.6496
1424209 | MV/LV Substation AR***4209 |  | 20 kV | _ | LV | 100 kVA :Pole Substation | 0.1 | --> | 0.1 | 0 | 0 | Constrained, otherwise capacity available =84 kVA | --> | 0.095 | 0 | 0 | 0 | 0 | Constrained, otherwise capacity available =93 kW | --> | E21 ex ATHENRY | Athenry [T423] | GALWAY 110KV |  | 53.3124 | -8.7356
233365 | MV/LV Substation HE***365 |  | 10 kV | _ | LV | 50 kVA :Pole Substation | 0.05 | --> | 0.05 | 0 | 0 | Constrained, otherwise capacity available =48 kVA | --> | 0.048 | 0 | 0 | 0 | 0 | Constrained, otherwise capacity available =47 kW | --> | C23 ex CASTLEISLAND | Castleisland [T41,T42] | TRALEE |  | 52.3216 | -9.3703
034530 | MV/LV Substation CL***530 |  | 20 kV | _ | LV | 100 kVA :Pole Substation | 0.1 | --> | 0.1 | 0.08 | 5.88 |  | --> | 0.095 | 0 | 0.04 | 0 | 0 | Constrained, otherwise capacity available =62 kW | --> | C14 ex ARDGEEHA | Ardgeeha [T41,T42] | DOON |  | 52.3837 | -7.709
0564207 | MV/LV Substation BA***4207 |  | 20 kV | _ | LV | 33 kVA :Pole Substation | 0.033 | --> | 0.033 | 0.03 | 1.26 |  | --> | 0.031 | 0 | 0 | 0 | 0 | Constrained, otherwise capacity available =31 kW | --> | E15 ex BALLYCROSSAUN | Ballycrossaun [T421,T422] | SOMERSET |  | 53.0672 | -8.1288
069079 | MV/LV Substation GI***079 |  | 10 kV | _ | LV | 630 kVA :Building Structure | 0.63 | --> | 0.63 | 0.234 | 9.28 |  | --> | 0.598 | 0 | 0.082 | 0.481 | 0 |  | --> | C19 ex PEMBROKE | Pembroke [T41,T42,T43,T44] | RINGSEND |  | 53.3288 | -6.2126
051948 | MV/LV Substation LO***948 |  | 20 kV | _ | LV | 50 kVA :Pole Substation | 0.05 | --> | 0.05 | 0.048 | 2.22 |  | --> | 0.048 | 0 | 0 | 0.047 | 0 |  | --> | E17 ex CLARA | Clara [T421,T422] | THORNSBERRY |  | 53.3834 | -7.4895
044681 | MV/LV Substation TE***681 |  | 20 kV | _ | LV | 50 kVA :Pole Substation | 0.05 | --> | 0.05 | 0.04 | 2.33 |  | --> | 0.048 | 0 | 0 | 0 | 0 | Constrained, otherwise capacity available =46 kW | --> | E13 ex MOY | Moy [T421,T422] | MOY |  | 54.024 | -9.1432
067932 | MV/LV Substation CR***932 |  | 20 kV | _ | LV | 100 kVA :Pole Substation | 0.1 | --> | 0.1 | 0 | 0 | Constrained, otherwise capacity available =67 kVA | --> | 0.095 | 0 | 0.021 | 0 | 0 | Constrained, otherwise capacity available =75 kW | --> | E21 ex CRATLOE | Cratloe [T421,T422] | ARDNACRUSHA |  | 52.6991 | -8.7575
046244X | MV/LV Substation IN***244X |  | 10 kV | _ | LV | 400 kVA :Kiosk Substation | 0.4 | --> | 0.4 | 0 | 0 | Constrained, otherwise capacity available =334 kVA | --> | 0.38 | 0 | 0.02 | 0.356 | 0 |  | --> | C12 ex CRANMORE | Cranmore [T41,T42] | SLIGO |  | 54.2593 | -8.4593
365131X | MV/LV Substation J.***131X |  | 10 kV | _ | LV | 630 kVA :Building Structure | 0.63 | --> | 0.63 | 0 | 0 | Constrained, otherwise capacity available =522 kVA | --> | 0.598 | 0 | 0.01 | 0.5 | 0 |  | --> | C20 ex INCHICORE NORTH | Inchicore North [T41] | INCHICORE 220KV |  | 53.3279 | -6.3519
069413 | MV/LV Substation FI***413 |  | 10 kV | _ | LV | 400 kVA :Kiosk Substation | 0.4 | --> | 0.4 | 0.293 | 4.47 |  | --> | 0.38 | 0 | 0.074 | 0.31 | 0 |  | --> | C20 ex TEMPLEOGUE | Templeogue [T41,T42] | MILLTOWN (DR) |  | 53.2851 | -6.321
064150Y | MV/LV Substation RO***150Y |  | 10 kV | _ | LV | 400 kVA :Kiosk Substation | 0.4 | --> | 0.4 | 0 | 0 | Constrained, otherwise capacity available =354 kVA | --> | 0.38 | 0 | 0 | 0 | 0 | Constrained, otherwise capacity available =374 kW | --> | C12 ex MORNINGTON ROAD | Mornington Road [T41,T42] | DRYBRIDGE |  | 53.698 | -6.3107
0654354 | MV/LV Substation CA***4354 |  | 20 kV | _ | LV | 630 kVA :Building Structure | 0.63 | --> | 0.63 | 0 | 0 | Constrained, otherwise capacity available =180 kVA | --> | 0.598 | 0 | 0 | 0 | 0 | Constrained, otherwise capacity available =588 kW | --> | E23 ex BALTRASNA | Baltrasna [T121,T122] | BALTRASNA |  | 53.5824 | -6.2881
1374146 | MV/LV Substation SA***4146 |  | 10 kV | _ | LV | 100 kVA :Pole Substation | 0.1 | --> | 0.1 | 0.1 | 2 |  | --> | 0.095 | 0 | 0 | 0 | 0 | Constrained, otherwise capacity available =95 kW | --> | C15 ex CAUSEWAY | Causeway [T41,T42] | TRALEE |  | 52.3459 | -9.8276
018256 | MV/LV Substation MO***256 |  | 20 kV | _ | LV | 50 kVA :Pole Substation | 0.05 | --> | 0.05 | 0.05 | 3.75 |  | --> | 0.048 | 0 | 0 | 0 | 0 | Constrained, otherwise capacity available =48 kW | --> | C14 ex SMEARLA | Smearla [T41,T42] | TRIEN |  | 52.4777 | -9.37
365129X | MV/LV Substation RO***129X |  | 10 kV | _ | LV | 400 kVA :Kiosk Substation | 0.4 | --> | 0.4 | 0 | 0 | Constrained, otherwise capacity available =237 kVA | --> | 0.38 | 0 | 0 | 0.357 | 0 |  | --> | C13 ex BALLYMOUNT | Ballymount [T41,T42] | INCHICORE 220KV |  | 53.3204 | -6.3478
054488Y | MV/LV Substation DU***488Y |  | 10 kV | _ | LV | 100 kVA :Pole Substation | 0.1 | --> | 0.1 | 0.098 | 2.78 |  | --> | 0.095 | 0 | 0 | 0 | 0 | Constrained, otherwise capacity available =95 kW | --> | E16 ex BALLYRAGGET | Ballyragget [T421,T422] | BALLYRAGGET |  | 52.8609 | -7.3834
0214273 | MV/LV Substation NE***4273 |  | 10 kV | _ | LV | 630 kVA :Kiosk Substation | 0.63 | --> | 0.63 | 0 | 0 | Constrained, otherwise capacity available =529 kVA | --> | 0.598 | 0 | 0 | 0.5 | 0 |  | --> | C12 ex MAYFIELD | Mayfield [T41,T42] | KILBARRY |  | 51.9135 | -8.4239
042014 | MV/LV Substation CA***014 |  | 10 kV | _ | LV | 50 kVA :Pole Substation | 0.05 | --> | 0.05 | 0.047 | 1.93 |  | --> | 0.048 | 0 | 0 | 0 | 0 | Constrained, otherwise capacity available =47 kW | --> | C16 ex TURLOUGH ROAD | Turlough Road [T41,T42] | CASTLEBAR |  | 53.8658 | -9.3011
074010 | MV/LV Substation CO***010 |  | 10 kV | _ | LV | 400 kVA :Kiosk Substation | 0.4 | --> | 0.4 | 0 | 0 | Constrained, otherwise capacity available =297 kVA | --> | 0.38 | 0 | 0.015 | 0 | 0 | Constrained, otherwise capacity available =355 kW | --> | C13 ex CARRICK ON SHANNON | Carrick On Shannon [T41,T42] | CARRICK ON SHANNON |  | 53.9488 | -8.0864
2814452 | MV/LV Substation BE***4452 |  | 10 kV | _ | LV | 630 kVA :Kiosk Substation | 0.63 | --> | 0.63 | 0 | 0 | Constrained, otherwise capacity available =619 kVA | --> | 0.598 | 0 | 0 | 0 | 0 | Constrained, otherwise capacity available =597 kW | --> | C18 ex DOUGLAS | Douglas [T41,T42] | TRABEG |  | 51.86 | -8.4158
138010 | MV/LV Substation WI***010 |  | 10 kV | _ | LV | 200 kVA :Pole Substation | 0.2 | --> | 0.2 | 0.125 | 2.18 |  | --> | 0.19 | 0 | 0.011 | 0 | 0 | Constrained, otherwise capacity available =171 kW | --> | C24 ex BAILIEBORO | Bailieboro [T41,T42] | MEATH HILL |  | 53.9155 | -6.9737
365819X | MV/LV Substation CI***819X |  | 10 kV | _ | LV | 200 kVA :Building Structure | 0.2 | --> | 0.2 | 0 | 0 | Constrained, otherwise capacity available =12 kVA | --> | 0.19 | 0 | 0 | 0.163 | 0 |  | --> | C23 ex CITYWEST | Citywest [T101,T102] | INCHICORE 220KV |  | 53.2963 | -6.4174
068853 | MV/LV Substation ST***853 |  | 10 kV | _ | LV | 630 kVA :Kiosk Substation | 0.63 | --> | 0.63 | 0.456 | 1.86 |  | --> | 0.598 | 0 | 0.005 | 0.5 | 0 |  | --> | C17 ex FAIRVIEW | Fairview [T41] | MCDERMOTT |  | 53.3646 | -6.2196
0624425 | MV/LV Substation CO***4425 |  | 10 kV | _ | LV | 630 kVA :Kiosk Substation | 0.63 | --> | 0.63 | 0.5 | 5.69 |  | --> | 0.598 | 0 | 0 | 0 | 0 | Constrained, otherwise capacity available =598 kW | --> | C24 ex RAMPARTS | Ramparts [T41,T42] | DUNDALK |  | 53.9967 | -6.4049
046481 | MV/LV Substation LI***481 |  | 10 kV | _ | LV | 50 kVA :Pole Substation | 0.05 | --> | 0.05 | 0.035 | 5.48 |  | --> | 0.048 | 0 | 0 | 0.045 | 0 |  | --> | C17 ex BALLYTIVNAN | Ballytivnan [T41,T42] | SLIGO |  | 54.2915 | -8.4734
060753X | MV/LV Substation CO***753X |  | 20 kV | _ | LV | 100 kVA :Pole Substation | 0.1 | --> | 0.1 | 0.071 | 2.57 |  | --> | 0.095 | 0 | 0.018 | 0 | 0 | Constrained, otherwise capacity available =78 kW | --> | E14 ex ERRIGAL | Errigal [T41,T422] | SHANKILL |  | 54.0243 | -7.0562
069101 | MV/LV Substation LO***101 |  | 10 kV | _ | LV | 1000 kVA :Building Structure | 1 | --> | 1 | 0.5 | 2.93 |  | --> | 0.95 | 0 | 0.042 | 0.5 | 0 |  | --> | C20 ex DODDER ROAD | Dodder Road [T42] | MILLTOWN (DR) |  | 53.2922 | -6.273
1274236 | MV/LV Substation BO***4236 |  | 10 kV | _ | LV | 50 kVA :Pole Substation | 0.05 | --> | 0.05 | 0 | 0 | Constrained, otherwise capacity available =50 kVA | --> | 0.048 | 0 | 0 | 0 | 0 | Constrained, otherwise capacity available =48 kW | --> | C14 ex TEMPLEMORE | Templemore [T41,T42] | IKERRIN |  | 52.7731 | -7.6995
042651X | MV/LV Substation SU***651X |  | 10 kV | _ | LV | 200 kVA :Kiosk Substation | 0.2 | --> | 0.2 | 0 | 0 | Constrained, otherwise capacity available =129 kVA | --> | 0.19 | 0 | 0.025 | 0 | 0 | Constrained, otherwise capacity available =162 kW | --> | E18 ex WINDSOR | Windsor [T421,T422] | CASTLEBAR |  | 53.8634 | -9.2824
2334119 | MV/LV Substation CL***4119 |  | 20 kV | _ | LV | 100 kVA :Pole Substation | 0.1 | --> | 0.1 | 0 | 0 | Constrained, otherwise capacity available =98 kVA | --> | 0.095 | 0 | 0 | 0 | 0 | Constrained, otherwise capacity available =95 kW | --> | C21 ex CASTLEISLAND | Castleisland [T41,T42] | TRALEE |  | 52.2069 | -9.4984
164021 | MV/LV Substation MA***021 |  | 10 kV | _ | LV | 630 kVA :Building Structure | 0.63 | --> | 0.63 | 0 | 0 |  | --> | 0.598 | 0 | 0.011 | 0 | 0 | Constrained, otherwise capacity available =502 kW | --> | C12 ex SKIBBEREEN | Skibbereen [T41,T42] | DUNMANWAY |  | 51.5575 | -9.2681
254420 | MV/LV Substation CL***420 |  | 20 kV | _ | LV | 50 kVA :Pole Substation | 0.05 | --> | 0.05 | 0 | 0 | Constrained, otherwise capacity available =50 kVA | --> | 0.048 | 0 | 0 | 0 | 0 | Constrained, otherwise capacity available =48 kW | --> | E17 ex HEADFORD | Headford [T41,T42] | CLOON |  | 53.4509 | -9.0939
0344131 | MV/LV Substation GL***4131 |  | 20 kV | _ | LV | 200 kVA :Pole Substation | 0.2 | --> | 0.2 | 0.104 | 0.57 |  | --> | 0.19 | 0 | 0 | 0 | 0 | Constrained, otherwise capacity available =176 kW | --> | E19 ex LAWLESSTOWN | Lawlesstown [T42,T421] | DOON |  | 52.5228 | -7.7229
0554450 | MV/LV Substation DE***4450 |  | 20 kV | _ | LV | 400 kVA :Kiosk Substation | 0.4 | --> | 0.4 | 0 | 0 | Constrained, otherwise capacity available =400 kVA | --> | 0.38 | 0 | 0 | 0 | 0 | Constrained, otherwise capacity available =380 kW | --> | E20 ex ROSCREA | Roscrea [T41,T42] | IKERRIN |  | 52.9382 | -7.629
363810 | MV/LV Substation NE***810 |  | 20 kV | _ | LV | 200 kVA :Kiosk Substation | 0.2 | --> | 0.2 | 0.186 | 3.25 |  | --> | 0.19 | 0 | 0 | 0 | 0 | Constrained, otherwise capacity available =188 kW | --> | E18 ex BALLYBUNION | Ballybunion [T421,T422] | TRIEN |  | 52.5077 | -9.6707
350203X | MV/LV Substation ME***203X |  | 10 kV | _ | LV | 200 kVA :Kiosk Substation | 0.2 | --> | 0.2 | 0.196 | 1.57 |  | --> | 0.19 | 0 | 0 | 0 | 0 | Constrained, otherwise capacity available =190 kW | --> | C18 ex BUNDORAN | Bundoran [T41,T42] | CATHALEENS FALL |  | 54.4471 | -8.2839
082753X | MV/LV Substation WI***753X |  | 10 kV | _ | LV | 50 kVA :Pole Substation | 0.05 | --> | 0.05 | 0.039 | 1.82 |  | --> | 0.048 | 0 | 0.004 | 0 | 0 | Constrained, otherwise capacity available =43 kW | --> | C17 ex RANDALSTOWN | Randalstown [T41] | NAVAN |  | 53.6703 | -6.7039
118923 | MV/LV Substation C/***923 |  | 20 kV | _ | LV | 100 kVA :Pole Substation | 0.1 | --> | 0.1 | 0 | 0 | Constrained, otherwise capacity available =78 kVA | --> | 0.095 | 0 | 0.01 | 0 | 0 | Constrained, otherwise capacity available =84 kW | --> | E18 ex CREAGH | Creagh [T421,T422] | ATHLONE |  | 53.4301 | -8.4741
099019 | MV/LV Substation PO***019 |  | 10 kV | _ | LV | 630 kVA :Kiosk Substation | 0.63 | --> | 0.63 | 0.496 | 5.45 |  | --> | 0.598 | 0 | 0 | 0 | 0 | Constrained, otherwise capacity available =580 kW | --> | C17 ex GORTLEE | Gortlee [T41,T42] | LETTERKENNY |  | 54.9512 | -7.7353
039731X | MV/LV Substation GO***731X |  | 10 kV | _ | LV | 400 kVA :Kiosk Substation | 0.4 | --> | 0.4 | 0 | 0 | Constrained, otherwise capacity available =352 kVA | --> | 0.38 | 0 | 0 | 0 | 0 | Constrained, otherwise capacity available =373 kW | --> | C13 ex HEADFORD ROAD | Headford Road [T41,T42] | GALWAY 110KV |  | 53.2846 | -9.0478
010970 | MV/LV Substation KI***970 |  | 10 kV | _ | LV | 100 kVA :Pole Substation | 0.1 | --> | 0.1 | 0 | 0 | Constrained, otherwise capacity available =80 kVA | --> | 0.095 | 0 | 0.025 | 0 | 0 | Constrained, otherwise capacity available =74 kW | --> | C17 ex GORESBRIDGE | Goresbridge [T41,T42] | KILKENNY |  | 52.6387 | -6.865
137469 | MV/LV Substation CL***469 |  | 10 kV | _ | LV | 50 kVA :Pole Substation | 0.05 | --> | 0.05 | 0.039 | 2 |  | --> | 0.048 | 0 | 0 | 0 | 0 | Constrained, otherwise capacity available =46 kW | --> | C12 ex CAUSEWAY | Causeway [T41,T42] | TRALEE |  | 52.4728 | -9.6808
153114X | MV/LV Substation BR***114X |  | 20 kV | _ | LV | 100 kVA :Pole Substation | 0.1 | --> | 0.1 | 0 | 0 | Constrained, otherwise capacity available =54 kVA | --> | 0.095 | 0 | 0.005 | 0 | 0 | Constrained, otherwise capacity available =85 kW | --> | E13 ex BIRDHILL | Birdhill [T421,T422] | ARDNACRUSHA |  | 52.7634 | -8.5253
026585X | MV/LV Substation DR***585X |  | 10 kV | _ | LV | 50 kVA :Pole Substation | 0.05 | --> | 0.05 | 0.049 | 8.66 |  | --> | 0.048 | 0 | 0 | 0 | 0 | Constrained, otherwise capacity available =47 kW | --> | C17 ex BANDON | Bandon [T101,T42] | BANDON |  | 51.7604 | -8.6633
164505X | MV/LV Substation CO***505X |  | 10 kV | _ | LV | 200 kVA :Kiosk Substation | 0.2 | --> | 0.2 | 0 | 0 | Constrained, otherwise capacity available =129 kVA | --> | 0.19 | 0 | 0.002 | 0 | 0 | Constrained, otherwise capacity available =179 kW | --> | C12 ex SKIBBEREEN | Skibbereen [T41,T42] | DUNMANWAY |  | 51.5518 | -9.2821
001193X | MV/LV Substation AI***193X |  | 10 kV | _ | LV | 1000 kVA :Building Structure | 1 | --> | 1 | 0.5 | 13.42 |  | --> | 0.95 | 0 | 0 | 0.5 | 0 |  | --> | C14 ex POTTERY ROAD | Pottery Road [T101,T102] | CARRICKMINES |  | 53.2695 | -6.1662
029505Y | MV/LV Substation CO***505Y |  | 10 kV | _ | LV | 50 kVA :Pole Substation | 0.05 | --> | 0.05 | 0 | 0 | Constrained, otherwise capacity available =48 kVA | --> | 0.048 | 0 | 0 | 0.047 | 0 |  | --> | C18 ex MIDLETON | Midleton [T101,T102] | MIDLETON |  | 51.9784 | -8.2331
2484194 | MV/LV Substation TH***4194 |  | 20 kV | _ | LV | 50 kVA :Pole Substation | 0.05 | --> | 0.05 | 0 | 0 | Constrained, otherwise capacity available =4 kVA | --> | 0.048 | 0 | 0.006 | 0 | 0 | Constrained, otherwise capacity available =36 kW | --> | E12 ex KILCOCK | Kilcock [T421,T422] | GRIFFINRATH |  | 53.4529 | -6.5976
055327X | MV/LV Substation RA***327X |  | 10 kV | _ | LV | 50 kVA :Pole Substation | 0.05 | --> | 0.05 | 0 | 0 | Constrained, otherwise capacity available =30 kVA | --> | 0.048 | 0 | 0.01 | 0 | 0 | Constrained, otherwise capacity available =37 kW | --> | C16 ex RATHDOWNEY | Rathdowney [T42] | IKERRIN |  | 52.8487 | -7.5867
053943Y | MV/LV Substation CH***943Y |  | 10 kV | _ | LV | 200 kVA :Kiosk Substation | 0.2 | --> | 0.2 | 0 | 0 | Constrained, otherwise capacity available =169 kVA | --> | 0.19 | 0 | 0.003 | 0.184 | 0 |  | --> | C23 ex CLONMINCH | Clonminch [T41,T422] | THORNSBERRY |  | 53.2646 | -7.4675
032058 | MV/LV Substation GO***058 |  | 10 kV | _ | LV | 400 kVA :Kiosk Substation | 0.4 | --> | 0.4 | 0 | 0 | Constrained, otherwise capacity available =354 kVA | --> | 0.38 | 0 | 0.064 | 0 | 0 | Constrained, otherwise capacity available =326 kW | --> | C12 ex TRAMORE | Tramore [T41,T42] | BUTLERSTOWN |  | 52.1553 | -7.17
1544344 | MV/LV Substation KI***4344 |  | 10 kV | _ | LV | 630 kVA :Kiosk Substation | 0.63 | --> | 0.63 | 0 | 0 | Constrained, otherwise capacity available =575 kVA | --> | 0.598 | 0 | 0.12 | 0.5 | 0 |  | --> | C39 ex COLLEGE PARK | College Park [T101,T102,T103] | COLLEGE PARK |  | 53.4279 | -6.3838
366981 | MV/LV Substation I.***981 |  | 10 kV | _ | LV | 200 kVA :Pole Substation | 0.2 | --> | 0.2 | 0.191 | 1.47 |  | --> | 0.19 | 0 | 0 | 0.189 | 0 |  | --> | C15 ex SCREEB | Screeb [T41] | SCREEB |  | 53.3493 | -9.6225
004445Y | MV/LV Substation MA***445Y |  | 10 kV | _ | LV | 200 kVA :Kiosk Substation | 0.2 | --> | 0.2 | 0.198 | 0.45 |  | --> | 0.19 | 0 | 0 | 0 | 0 | Constrained, otherwise capacity available =190 kW | --> | C15 ex KILMAGIG | Kilmagig [T42] | ARKLOW |  | 52.8802 | -6.3293
0064200 | MV/LV Substation BA***4200 |  | 20 kV | _ | LV | 50 kVA :Pole Substation | 0.05 | --> | 0.05 | 0 | 0 | Constrained, otherwise capacity available =50 kVA | --> | 0.048 | 0 | 0 | 0 | 0 | Constrained, otherwise capacity available =48 kW | --> | E18 ex CLONROCHE | Clonroche [T421,T422] | WEXFORD |  | 52.4435 | -6.6653
253613Y | MV/LV Substation HE***613Y |  | 20 kV | _ | LV | 50 kVA :Pole Substation | 0.05 | --> | 0.05 | 0 | 0 | Constrained, otherwise capacity available =50 kVA | --> | 0.048 | 0 | 0 | 0 | 0 | Constrained, otherwise capacity available =47 kW | --> | E17 ex HEADFORD | Headford [T41,T42] | CLOON |  | 53.466 | -9.1046
060512X | MV/LV Substation GU***512X |  | 20 kV | _ | LV | 50 kVA :Pole Substation | 0.05 | --> | 0.05 | 0 | 0 | Constrained, otherwise capacity available =36 kVA | --> | 0.048 | 0 | 0.005 | 0 | 0 | Constrained, otherwise capacity available =42 kW | --> | C17 ex CLONES | Clones [T41,T42] | SHANKILL |  | 54.1635 | -7.1415
053278X | MV/LV Substation KI***278X |  | 20 kV | _ | LV | 200 kVA :Pole Substation | 0.2 | --> | 0.2 | 0.075 | 0.89 |  | --> | 0.19 | 0 | 0.005 | 0 | 0 | Constrained, otherwise capacity available =168 kW | --> | E24 ex BIRR | Birr [T41,T422] | DALLOW |  | 53.1752 | -7.7283
099204X | MV/LV Substation MU***204X |  | 10 kV | _ | LV | 630 kVA :Kiosk Substation | 0.63 | --> | 0.63 | 0 | 0 | Constrained, otherwise capacity available =588 kVA | --> | 0.598 | 0 | 0 | 0 | 0 | Constrained, otherwise capacity available =593 kW | --> | C18 ex CULLION | Cullion [T41,T42] | LETTERKENNY |  | 54.9489 | -7.7315
117745X | MV/LV Substation SP***745X |  | 20 kV | _ | LV | 50 kVA :Pole Substation | 0.05 | --> | 0.05 | 0 | 0 | Constrained, otherwise capacity available =50 kVA | --> | 0.048 | 0 | 0 | 0 | 0 | Constrained, otherwise capacity available =48 kW | --> | E22 ex COLLOONEY | Collooney [T421,T422] | SLIGO |  | 54.1828 | -8.4833
281991X | MV/LV Substation BA***991X |  | 10 kV | _ | LV | 200 kVA :Pole Substation | 0.2 | --> | 0.2 | 0 | 0 | Constrained, otherwise capacity available =188 kVA | --> | 0.19 | 0 | 0 | 0.188 | 0 |  | --> | C11 ex BALLINCOLLIG | Ballincollig [T41,T42] | KILBARRY |  | 51.8362 | -8.6302
062840X | MV/LV Substation DR***840X |  | 20 kV | _ | LV | 100 kVA :Pole Substation | 0.1 | --> | 0.1 | 0.084 | 2.33 |  | --> | 0.095 | 0 | 0.006 | 0 | 0 | Constrained, otherwise capacity available =88 kW | --> | C26 ex DUNDALK | Dundalk [T41,T42] | DUNDALK |  | 54.0056 | -6.5764
011355X | MV/LV Substation GO***355X |  | 10 kV | _ | LV | 50 kVA :Pole Substation | 0.05 | --> | 0.05 | 0 | 0 | Constrained, otherwise capacity available =27 kVA | --> | 0.048 | 0 | 0 | 0 | 0 | Constrained, otherwise capacity available =44 kW | --> | C24 ex GORESBRIDGE | Goresbridge [T41,T42] | KILKENNY |  | 52.6234 | -7.0617
127654Y | MV/LV Substation LO***654Y |  | 10 kV | _ | LV | 50 kVA :Pole Substation | 0.05 | --> | 0.05 | 0.038 | 5.89 |  | --> | 0.048 | 0 | 0.005 | 0 | 0 | Constrained, otherwise capacity available =42 kW | --> | C18 ex CASHEL | Cashel [T41,T42] | CAHIR |  | 52.4707 | -7.8172
158163Y | MV/LV Substation CL***163Y |  | 10 kV | _ | LV | 200 kVA :Kiosk Substation | 0.2 | --> | 0.2 | 0.178 | 0.83 |  | --> | 0.19 | 0 | 0 | 0 | 0 | Constrained, otherwise capacity available =187 kW | --> | C18 ex MILLTOWN MALBAY | Milltown Malbay [T42] | TULLABRACK |  | 52.8532 | -9.3991
074522X | MV/LV Substation AC***522X |  | 20 kV | _ | LV | 200 kVA :Kiosk Substation | 0.2 | --> | 0.2 | 0.199 | 8.5 |  | --> | 0.19 | 0 | 0 | 0 | 0 | Constrained, otherwise capacity available =190 kW | --> | E14 ex ARIGNA | Arigna [T121] | ARIGNA |  | 54.0414 | -8.0484
0344180 | MV/LV Substation BR***4180 |  | 20 kV | _ | LV | 50 kVA :Pole Substation | 0.05 | --> | 0.05 | 0.048 | 5.88 |  | --> | 0.048 | 0 | 0 | 0 | 0 | Constrained, otherwise capacity available =47 kW | --> | C14 ex ARDGEEHA | Ardgeeha [T41,T42] | DOON |  | 52.4761 | -7.599
029507Y | MV/LV Substation CU***507Y |  | 10 kV | _ | LV | 400 kVA :Kiosk Substation | 0.4 | --> | 0.4 | 0 | 0 | Constrained, otherwise capacity available =320 kVA | --> | 0.38 | 0 | 0.023 | 0 | 0 | Constrained, otherwise capacity available =352 kW | --> | C12 ex KILLACLOYNE | Killacloyne [T41,T42] | MIDLETON |  | 51.9149 | -8.2557
153771 | MV/LV Substation RO***771 |  | 20 kV | _ | LV | 200 kVA :Pole Substation | 0.2 | --> | 0.2 | 0 | 0 | Constrained, otherwise capacity available =102 kVA | --> | 0.19 | 0 | 0 | 0 | 0 | Constrained, otherwise capacity available =176 kW | --> | E11 ex BIRDHILL | Birdhill [T421,T422] | ARDNACRUSHA |  | 52.7214 | -8.3819
016059Z | MV/LV Substation RI***059Z |  | 10 kV | _ | LV | 400 kVA :Kiosk Substation | 0.4 | --> | 0.4 | 0 | 0 | Constrained, otherwise capacity available =274 kVA | --> | 0.38 | 0 | 0.04 | 0 | 0 | Constrained, otherwise capacity available =333 kW | --> | C22 ex LEIXLIP | Leixlip [T41,T42] | GRIFFINRATH |  | 53.3619 | -6.5159
011772Z | MV/LV Substation BL***772Z |  | 10 kV | _ | LV | 50 kVA :Pole Substation | 0.05 | --> | 0.05 | 0.044 | 5.05 |  | --> | 0.048 | 0 | 0 | 0 | 0 | Constrained, otherwise capacity available =47 kW | --> | C14 ex MCDONAGH | Mcdonagh [T41,T42] | KILKENNY |  | 52.6466 | -7.1118
138785 | MV/LV Substation CL***785 |  | 10 kV | _ | LV | 100 kVA :Pole Substation | 0.1 | --> | 0.1 | 0.098 | 2.18 |  | --> | 0.095 | 0 | 0 | 0 | 0 | Constrained, otherwise capacity available =95 kW | --> | C19 ex BAILIEBORO | Bailieboro [T41,T42] | MEATH HILL |  | 53.895 | -7.0539
093582Z | MV/LV Substation HE***582Z |  | 10 kV | _ | LV | 400 kVA :Kiosk Substation | 0.4 | --> | 0.4 | 0 | 0 | Constrained, otherwise capacity available =319 kVA | --> | 0.38 | 0 | 0.105 | 0.291 | 0 |  | --> | C22 ex UNIDARE | Unidare [T41,T42] | FINGLAS |  | 53.3952 | -6.3251
089009 | MV/LV Substation IN***009 |  | 20 kV | _ | LV | 200 kVA :Kiosk Substation | 0.2 | --> | 0.2 | 0.052 | 3.56 |  | --> | 0.19 | 0 | 0.01 | 0 | 0 | Constrained, otherwise capacity available =161 kW | --> | E20 ex ENNISCRONE | Enniscrone [T421,T422] | MOY |  | 54.2126 | -9.0927
012058Y | MV/LV Substation SP***058Y |  | 20 kV | _ | LV | 200 kVA :Kiosk Substation | 0.2 | --> | 0.2 | 0.152 | 1.99 |  | --> | 0.19 | 0 | 0.008 | 0 | 0 | Constrained, otherwise capacity available =178 kW | --> | C19 ex GRAIGUE | Graigue [T41,T42] | CARLOW |  | 52.8338 | -6.9446
151095Y | MV/LV Substation BA***095Y |  | 10 kV | _ | LV | 200 kVA :Pole Substation | 0.2 | --> | 0.2 | 0 | 0 | Constrained, otherwise capacity available =185 kVA | --> | 0.19 | 0 | 0 | 0 | 0 | Constrained, otherwise capacity available =188 kW | --> | C12 ex GARRYSPILLANE | Garryspillane [T41] | TIPPERARY |  | 52.3287 | -8.4347
026092 | MV/LV Substation BA***092 |  | 10 kV | _ | LV | 200 kVA :Pole Substation | 0.2 | --> | 0.2 | 0.088 | 8.66 |  | --> | 0.19 | 0 | 0.019 | 0 | 0 | Constrained, otherwise capacity available =160 kW | --> | C13 ex BANDON | Bandon [T101,T42] | BANDON |  | 51.7499 | -8.7428
176384Y | MV/LV Substation LY***384Y |  | 20 kV | _ | LV | 400 kVA :Building Structure | 0.4 | --> | 0.4 | 0.2 | 18.78 |  | --> | 0.38 | 0 | 0.2 | 0.217 | 0 |  | --> | E14 ex HARTNETTS CROSS | Hartnetts Cross [T121,T422] | MACROOM |  | 51.9372 | -9.1447
081347X | MV/LV Substation PR***347X |  | 10 kV | _ | LV | 50 kVA :Pole Substation | 0.05 | --> | 0.05 | 0 | 0 | Constrained, otherwise capacity available =25 kVA | --> | 0.048 | 0 | 0.005 | 0.04 | 0 |  | --> | C12 ex LUCAN EAST | Lucan East [T41,T42] | GRANGE CASTLE |  | 53.3543 | -6.4517
288999 | MV/LV Substation FE***999 |  | 10 kV | _ | LV | 200 kVA :Kiosk Substation | 0.2 | --> | 0.2 | 0.041 | 0.04 | Constrained, otherwise capacity available =146 kVA | --> | 0.19 | 0 | 0.021 | 0.167 | 0 |  | --> | C16 ex LITTLE BRAY | Little Bray [T41,T42] | FASSAROE |  | 53.2255 | -6.1358
005137 | MV/LV Substation AR***137 |  | 20 kV | _ | LV | 50 kVA :Pole Substation | 0.05 | --> | 0.05 | 0.024 | 17.8 |  | --> | 0.048 | 0 | 0.003 | 0.042 | 0 |  | --> | E13 ex BANOGE | Banoge [T121,T122] | BANOGE |  | 52.6288 | -6.2335
0624102 | MV/LV Substation LO***4102 |  | 10 kV | _ | LV | 50 kVA :Pole Substation | 0.05 | --> | 0.05 | 0.031 | 3.12 |  | --> | 0.048 | 0 | 0 | 0 | 0 | Constrained, otherwise capacity available =45 kW | --> | C18 ex MARSHES | Marshes [T41,T42] | DUNDALK |  | 53.9826 | -6.3826
405531 | MV/LV Substation GA***531 |  | 20 kV | _ | LV | 50 kVA :Pole Substation | 0.05 | --> | 0.05 | 0.046 | 3.03 |  | --> | 0.048 | 0 | 0 | 0 | 0 | Constrained, otherwise capacity available =47 kW | --> | E12 ex MOVILLE | Moville [T421,T422] | TRILLICK |  | 55.1943 | -7.0236
2884220 | MV/LV Substation EX***4220 |  | 10 kV | _ | LV | 630 kVA :Kiosk Substation | 0.63 | --> | 0.63 | 0 | 0 | Constrained, otherwise capacity available =630 kVA | --> | 0.598 | 0 | 0 | 0.5 | 0 |  | --> | C17 ex CARRICKMINES | Carrickmines [T41,T42] | CARRICKMINES |  | 53.2496 | -6.182
2494158 | MV/LV Substation KN***4158 |  | 20 kV | _ | LV | 50 kVA :Pole Substation | 0.05 | --> | 0.05 | 0 | 0 | Constrained, otherwise capacity available =50 kVA | --> | 0.048 | 0 | 0 | 0 | 0 | Constrained, otherwise capacity available =48 kW | --> | C25 ex KILCLOHER | Kilcloher [T41,T42] | DUNGARVAN |  | 52.2154 | -7.7385
048131 | MV/LV Substation LO***131 |  | 20 kV | _ | LV | 50 kVA :Pole Substation | 0.05 | --> | 0.05 | 0.05 | 2.03 |  | --> | 0.048 | 0 | 0 | 0 | 0 | Constrained, otherwise capacity available =47 kW | --> | E15 ex MOHILL | Mohill [T421,T422] | CARRICK ON SHANNON |  | 54.0478 | -7.8141
009524Y | MV/LV Substation WA***524Y |  | 10 kV | _ | LV | 400 kVA :Building Structure | 0.4 | --> | 0.4 | 0.373 | 0.53 |  | --> | 0.38 | 0 | 0 | 0 | 0 | Constrained, otherwise capacity available =376 kW | --> | C11 ex MANOR STREET | Manor Street [T41,T42] | WATERFORD |  | 52.248 | -7.072
0214086 | MV/LV Substation AN***4086 |  | 20 kV | _ | LV | 50 kVA :Pole Substation | 0.05 | --> | 0.05 | 0 | 0 | Constrained, otherwise capacity available =50 kVA | --> | 0.048 | 0 | 0 | 0.048 | 0 |  | --> | C18 ex RIVERSTOWN | Riverstown [T41,T42] | KILBARRY |  | 51.98 | -8.3839
158082Y | MV/LV Substation TR***082Y |  | 10 kV | _ | LV | 50 kVA :Pole Substation | 0.05 | --> | 0.05 | 0 | 0 | Constrained, otherwise capacity available =45 kVA | --> | 0.048 | 0 | 0 | 0 | 0 | Constrained, otherwise capacity available =47 kW | --> | C22 ex ENNISTYMON | Ennistymon [T41,T42] | ENNIS |  | 52.9572 | -9.2807
119976 | MV/LV Substation JO***976 |  | 10 kV | _ | LV | 50 kVA :Pole Substation | 0.05 | --> | 0.05 | 0 | 0 | Constrained, otherwise capacity available =48 kVA | --> | 0.048 | 0 | 0 | 0 | 0 | Constrained, otherwise capacity available =47 kW | --> | C16 ex KANTURK | Kanturk [T41,T42] | GLENLARA |  | 52.2342 | -8.8841
365806X | MV/LV Substation EL***806X |  | 10 kV | _ | LV | 400 kVA :Kiosk Substation | 0.4 | --> | 0.4 | 0 | 0 | Constrained, otherwise capacity available =318 kVA | --> | 0.38 | 0 | 0.016 | 0.357 | 0 |  | --> | C21 ex OLDBAWN | Oldbawn [T41,T42] | COOKSTOWN |  | 53.2687 | -6.3677
065094Z | MV/LV Substation BA***094Z |  | 10 kV | _ | LV | 50 kVA :Pole Substation | 0.05 | --> | 0.05 | 0 | 0 | Constrained, otherwise capacity available =50 kVA | --> | 0.048 | 0 | 0 | 0 | 0 | Constrained, otherwise capacity available =48 kW | --> | C18 ex LOUGHSHINNY | Loughshinny [T41,T42] | GLASMORE |  | 53.5421 | -6.12
238570X | MV/LV Substation HO***570X |  | 20 kV | _ | LV | 50 kVA :Pole Substation | 0.05 | --> | 0.05 | 0 | 0 | Constrained, otherwise capacity available =48 kVA | --> | 0.048 | 0 | 0 | 0 | 0 | Constrained, otherwise capacity available =47 kW | --> | E17 ex BALLINROBE | Ballinrobe [T421,T422] | DALTON |  | 53.6619 | -9.1214
0744200 | MV/LV Substation LI***4200 |  | 20 kV | _ | LV | 100 kVA :Pole Substation | 0.1 | --> | 0.1 | 0 | 0 | Constrained, otherwise capacity available =89 kVA | --> | 0.095 | 0 | 0.04 | 0 | 0 | Constrained, otherwise capacity available =64 kW | --> | C16 ex CARRICK ON SHANNON | Carrick On Shannon [T41,T42] | CARRICK ON SHANNON |  | 53.8267 | -8.1295
207239Y | MV/LV Substation SC***239Y |  | 10 kV | _ | LV | 50 kVA :Pole Substation | 0.05 | --> | 0.05 | 0 | 0 | Constrained, otherwise capacity available =41 kVA | --> | 0.048 | 0 | 0 | 0 | 0 | Constrained, otherwise capacity available =46 kW | --> | C14 ex TEMPLEMORE | Templemore [T41,T42] | IKERRIN |  | 52.8052 | -7.486
026799X | MV/LV Substation CA***799X |  | 10 kV | _ | LV | 50 kVA :Pole Substation | 0.05 | --> | 0.05 | 0.04 | 8.66 |  | --> | 0.048 | 0 | 0.005 | 0 | 0 | Constrained, otherwise capacity available =42 kW | --> | C13 ex BANDON | Bandon [T101,T42] | BANDON |  | 51.747 | -8.7602
075547X | MV/LV Substation CU***547X |  | 20 kV | _ | LV | 100 kVA :Pole Substation | 0.1 | --> | 0.1 | 0.094 | 1.13 |  | --> | 0.095 | 0 | 0 | 0 | 0 | Constrained, otherwise capacity available =94 kW | --> | E22 ex BUNCLODY | Bunclody [T421,T422] | CRANE |  | 52.6705 | -6.6223
022617X | MV/LV Substation UP***617X |  | 10 kV | _ | LV | 400 kVA :Kiosk Substation | 0.4 | --> | 0.4 | 0.321 | 4.55 |  | --> | 0.38 | 0 | 0.046 | 0 | 0 | Constrained, otherwise capacity available =335 kW | --> | C11 ex MALLOW | Mallow [T41,T42] | MALLOW |  | 52.1274 | -8.6533
305877 | MV/LV Substation GA***877 |  | 20 kV | _ | LV | 100 kVA :Pole Substation | 0.1 | --> | 0.1 | 0.091 | 4.61 |  | --> | 0.095 | 0 | 0.004 | 0 | 0 | Constrained, otherwise capacity available =91 kW | --> | E12 ex LUMCLOON | Lumcloon [T421,T422] | DALLOW |  | 53.2641 | -7.8317
0654291 | MV/LV Substation SE***4291 |  | 10 kV | _ | LV | 400 kVA :Kiosk Substation | 0.4 | --> | 0.4 | 0 | 0 | Constrained, otherwise capacity available =399 kVA | --> | 0.38 | 0 | 0 | 0 | 0 | Constrained, otherwise capacity available =380 kW | --> | C15 ex LOUGHSHINNY | Loughshinny [T41,T42] | GLASMORE |  | 53.518 | -6.0977
025848 | MV/LV Substation FE***848 |  | 10 kV | _ | LV | 50 kVA :Pole Substation | 0.05 | --> | 0.05 | 0.029 | 1.05 |  | --> | 0.048 | 0 | 0.005 | 0 | 0 | Constrained, otherwise capacity available =41 kW | --> | C19 ex NEWCASTLEWEST | Newcastlewest [T41,T42] | RATHKEALE |  | 52.3839 | -8.9717
031064Y | MV/LV Substation KN***064Y |  | 20 kV | _ | LV | 400 kVA :Kiosk Substation | 0.4 | --> | 0.4 | 0 | 0 | Constrained, otherwise capacity available =331 kVA | --> | 0.38 | 0 | 0.022 | 0 | 0 | Constrained, otherwise capacity available =354 kW | --> | E17 ex SPRINGS | Springs [T421,T422] | DUNGARVAN |  | 52.106 | -7.5754
012207Y | MV/LV Substation SA***207Y |  | 10 kV | _ | LV | 400 kVA :Kiosk Substation | 0.4 | --> | 0.4 | 0 | 0 | Constrained, otherwise capacity available =392 kVA | --> | 0.38 | 0 | 0 | 0 | 0 | Constrained, otherwise capacity available =379 kW | --> | C20 ex POLLERTON | Pollerton [T41,T42] | CARLOW |  | 52.8379 | -6.9045
067006X | MV/LV Substation DA***006X |  | 10 kV | _ | LV | 200 kVA :Kiosk Substation | 0.2 | --> | 0.2 | 0 | 0 | Constrained, otherwise capacity available =143 kVA | --> | 0.19 | 0 | 0.016 | 0 | 0 | Constrained, otherwise capacity available =170 kW | --> | C13 ex CAHERDAVIN | Caherdavin [T41,T42] | ARDNACRUSHA |  | 52.674 | -8.6559
2884140 | MV/LV Substation ME***4140 |  | 10 kV | _ | LV | 630 kVA :Kiosk Substation | 0.63 | --> | 0.63 | 0 | 0 | Constrained, otherwise capacity available =630 kVA | --> | 0.598 | 0 | 0 | 0.5 | 0 |  | --> | C18 ex LOUGHLINSTOWN | Loughlinstown [T41,T42] | CARRICKMINES |  | 53.2451 | -6.1574
120056 | MV/LV Substation GR***056 |  | 20 kV | _ | LV | 200 kVA :Kiosk Substation | 0.2 | --> | 0.2 | 0 | 0 | Constrained, otherwise capacity available =110 kVA | --> | 0.19 | 0 | 0 | 0 | 0 | Constrained, otherwise capacity available =177 kW | --> | E18 ex EDENDERRY | Edenderry [T421,T422] | BLAKE |  | 53.3409 | -7.0487
149014X | MV/LV Substation BY***014X |  | 10 kV | _ | LV | 200 kVA :Pole Substation | 0.2 | --> | 0.2 | 0 | 0 | Constrained, otherwise capacity available =144 kVA | --> | 0.19 | 0 | 0.005 | 0 | 0 | Constrained, otherwise capacity available =179 kW | --> | C14 ex DONEGAL | Donegal [T41,T42] | CATHALEENS FALL |  | 54.6607 | -8.1015
011741 | MV/LV Substation DU***741 |  | 10 kV | _ | LV | 50 kVA :Pole Substation | 0.05 | --> | 0.05 | 0 | 0 | Constrained, otherwise capacity available =33 kVA | --> | 0.048 | 0 | 0.018 | 0 | 0 | Constrained, otherwise capacity available =32 kW | --> | C21 ex TALBOTS INCH | Talbots Inch [T41,T42] | KILKENNY |  | 52.6903 | -7.2571
049021Y | MV/LV Substation OA***021Y |  | 10 kV | _ | LV | 200 kVA :Kiosk Substation | 0.2 | --> | 0.2 | 0.13 | 2.8 |  | --> | 0.19 | 0 | 0 | 0 | 0 | Constrained, otherwise capacity available =180 kW | --> | C17 ex GLEBE | Glebe [T41,T42] | RICHMOND |  | 53.7282 | -7.788
068257X | MV/LV Substation NO***257X |  | 10 kV | _ | LV | 630 kVA :Building Structure | 0.63 | --> | 0.63 | 0.474 | 2.6 |  | --> | 0.598 | 0 | 0 | 0.5 | 0 |  | --> | C31 ex WOLFE TONE STREET | Wolfe Tone Street [T101,T102] | FINGLAS |  | 53.3499 | -6.2755
082839 | MV/LV Substation AR***839 |  | 10 kV | _ | LV | 100 kVA :Pole Substation | 0.1 | --> | 0.1 | 0.091 | 2.01 |  | --> | 0.095 | 0 | 0 | 0 | 0 | Constrained, otherwise capacity available =94 kW | --> | C18 ex ABBEYLAND | Abbeyland [T41,T42] | NAVAN |  | 53.663 | -6.7488
118821 | MV/LV Substation LO***821 |  | 20 kV | _ | LV | 50 kVA :Pole Substation | 0.05 | --> | 0.05 | 0 | 0 | Constrained, otherwise capacity available =48 kVA | --> | 0.048 | 0 | 0 | 0 | 0 | Constrained, otherwise capacity available =47 kW | --> | E17 ex CREAGH | Creagh [T421,T422] | ATHLONE |  | 53.3464 | -8.4102
0714047 | MV/LV Substation FU***4047 |  | 10 kV | _ | LV | 630 kVA :Building Structure | 0.63 | --> | 0.63 | 0.5 | 5.58 |  | --> | 0.598 | 0 | 0 | 0.5 | 0 |  | --> | C13 ex KILCOOLE | Kilcoole [T41,T42] | FASSAROE |  | 53.1005 | -6.069
067102Z | MV/LV Substation CH***102Z |  | 10 kV | _ | LV | 630 kVA :Building Structure | 0.63 | --> | 0.63 | 0.5 | 13.8 |  | --> | 0.598 | 0 | 0 | 0.5 | 0 |  | --> | C21 ex SINGLAND | Singland [T101,T102] | SINGLAND |  | 52.6581 | -8.5942
0584253 | MV/LV Substation KI***4253 |  | 10 kV | _ | LV | 50 kVA :Pole Substation | 0.05 | --> | 0.05 | 0.042 | 3 |  | --> | 0.048 | 0 | 0 | 0 | 0 | Constrained, otherwise capacity available =46 kW | --> | C25 ex NENAGH | Nenagh [T41,T42] | NENAGH |  | 52.8404 | -8.1194
026328Z | MV/LV Substation KI***328Z |  | 10 kV | _ | LV | 400 kVA :Building Structure | 0.4 | --> | 0.4 | 0.356 | 8.66 |  | --> | 0.38 | 0 | 0 | 0 | 0 | Constrained, otherwise capacity available =374 kW | --> | C11 ex BANDON | Bandon [T101,T42] | BANDON |  | 51.7588 | -8.7288
039011 | MV/LV Substation QU***011 |  | 10 kV | _ | LV | 1000 kVA :Building Structure | 1 | --> | 1 | 0 | 0 | Constrained, otherwise capacity available =600 kVA | --> | 0.95 | 0 | 0 | 0 | 0 | Constrained, otherwise capacity available =894 kW | --> | C11 ex HEADFORD ROAD | Headford Road [T41,T42] | GALWAY 110KV |  | 53.2727 | -9.0496
068384 | MV/LV Substation BL***384 |  | 10 kV | _ | LV | 630 kVA :Kiosk Substation | 0.63 | --> | 0.63 | 0 | 0 | Constrained, otherwise capacity available =463 kVA | --> | 0.598 | 0 | 0.071 | 0.5 | 0 |  | --> | C20 ex CLONTARF | Clontarf [T42] | FINGLAS |  | 53.3666 | -6.2012
031054 | MV/LV Substation CA***054 |  | 10 kV | _ | LV | 630 kVA :Kiosk Substation | 0.63 | --> | 0.63 | 0 | 0 | Constrained, otherwise capacity available =338 kVA | --> | 0.598 | 0 | 0.04 | 0 | 0 | Constrained, otherwise capacity available =528 kW | --> | C19 ex COLLIGAN | Colligan [T41,T42] | DUNGARVAN |  | 52.0885 | -7.6206
089103 | MV/LV Substation IN***103 |  | 20 kV | _ | LV | 400 kVA :Kiosk Substation | 0.4 | --> | 0.4 | 0.143 | 3.56 |  | --> | 0.38 | 0 | 0 | 0 | 0 | Constrained, otherwise capacity available =349 kW | --> | E22 ex ENNISCRONE | Enniscrone [T421,T422] | MOY |  | 54.225 | -9.0682
165032 | MV/LV Substation TA***032 |  | 10 kV | _ | LV | 400 kVA :Kiosk Substation | 0.4 | --> | 0.4 | 0 | 0 | Constrained, otherwise capacity available =323 kVA | --> | 0.38 | 0 | 0.01 | 0 | 0 | Constrained, otherwise capacity available =362 kW | --> | C15 ex CLONAKILTY | Clonakilty [T41,T42] | DUNMANWAY |  | 51.625 | -8.8946
081669X | MV/LV Substation RI***669X |  | 10 kV | _ | LV | 200 kVA :Kiosk Substation | 0.2 | --> | 0.2 | 0 | 0 | Constrained, otherwise capacity available =132 kVA | --> | 0.19 | 0 | 0.016 | 0 | 0 | Constrained, otherwise capacity available =169 kW | --> | C11 ex COOLMINE | Coolmine [T41,T42] | FINGLAS |  | 53.3765 | -6.3963
288037 | MV/LV Substation GO***037 |  | 10 kV | _ | LV | 200 kVA :Kiosk Substation | 0.2 | --> | 0.2 | 0 | 0 | Constrained, otherwise capacity available =167 kVA | --> | 0.19 | 0 | 0 | 0.185 | 0 |  | --> | C22 ex CARRICKMINES | Carrickmines [T41,T42] | CARRICKMINES |  | 53.2662 | -6.1881
046008 | MV/LV Substation RA***008 |  | 10 kV | _ | LV | 400 kVA :Kiosk Substation | 0.4 | --> | 0.4 | 0.298 | 5.48 |  | --> | 0.38 | 0 | 0.005 | 0.362 | 0 |  | --> | C14 ex BALLYTIVNAN | Ballytivnan [T41,T42] | SLIGO |  | 54.2855 | -8.47
007828Z | MV/LV Substation RE***828Z |  | 10 kV | _ | LV | 630 kVA :Building Structure | 0.63 | --> | 0.63 | 0.473 | 0.9 |  | --> | 0.598 | 0 | 0 | 0 | 0 | Constrained, otherwise capacity available =577 kW | --> | C19 ex CLONARD | Clonard [T41,T42] | WEXFORD |  | 52.3254 | -6.4921
0114055 | MV/LV Substation N9***4055 |  | 10 kV | _ | LV | 50 kVA :Pole Substation | 0.05 | --> | 0.05 | 0 | 0 | Constrained, otherwise capacity available =45 kVA | --> | 0.048 | 0 | 0 | 0 | 0 | Constrained, otherwise capacity available =47 kW | --> | C23 ex GORESBRIDGE | Goresbridge [T41,T42] | KILKENNY |  | 52.674 | -7.0261
008696X | MV/LV Substation TA***696X |  | 20 kV | _ | LV | 50 kVA :Pole Substation | 0.05 | --> | 0.05 | 0.047 | 0.2 |  | --> | 0.048 | 0 | 0 | 0 | 0 | Constrained, otherwise capacity available =47 kW | --> | E15 ex BEALISTOWN | Bealistown [T421,T422] | GREAT ISLAND |  | 52.28 | -6.8146
066807Z | MV/LV Substation MO***807Z |  | 20 kV | _ | LV | 200 kVA :Pole Substation | 0.2 | --> | 0.2 | 0 | 0 | Constrained, otherwise capacity available =170 kVA | --> | 0.19 | 0 | 0 | 0 | 0 | Constrained, otherwise capacity available =186 kW | --> | E22 ex GLASMORE | Glasmore [T421,T422] | GLASMORE |  | 53.4784 | -6.2068
008575Y | MV/LV Substation AS***575Y |  | 10 kV | _ | LV | 200 kVA :Kiosk Substation | 0.2 | --> | 0.2 | 0.154 | 0.2 |  | --> | 0.19 | 0 | 0.006 | 0 | 0 | Constrained, otherwise capacity available =179 kW | --> | E17 ex BEALISTOWN | Bealistown [T421,T422] | GREAT ISLAND |  | 52.1936 | -6.845
031894X | MV/LV Substation ST***894X |  | 10 kV | _ | LV | 630 kVA :Kiosk Substation | 0.63 | --> | 0.63 | 0 | 0 | Constrained, otherwise capacity available =576 kVA | --> | 0.598 | 0 | 0 | 0 | 0 | Constrained, otherwise capacity available =591 kW | --> | C20 ex COLLIGAN | Colligan [T41,T42] | DUNGARVAN |  | 52.0873 | -7.6357
059268Y | MV/LV Substation TH***268Y |  | 20 kV | _ | LV | 400 kVA :Kiosk Substation | 0.4 | --> | 0.4 | 0.066 | 0.07 | Constrained, otherwise capacity available =345 kVA | --> | 0.38 | 0 | 0.012 | 0 | 0 | Constrained, otherwise capacity available =364 kW | --> | E15 ex BALLYCONNELL | Ballyconnell [T421,T422] | GORTAWEE |  | 54.0898 | -7.4612
142497 | MV/LV Substation KI***497 |  | 20 kV | _ | LV | 50 kVA :Pole Substation | 0.05 | --> | 0.05 | 0 | 0 | Constrained, otherwise capacity available =30 kVA | --> | 0.048 | 0 | 0.005 | 0 | 0 | Constrained, otherwise capacity available =41 kW | --> | E23 ex ATHENRY | Athenry [T423] | GALWAY 110KV |  | 53.2725 | -8.6278
288101X | MV/LV Substation GL***101X |  | 10 kV | _ | LV | 100 kVA :Pole Substation | 0.1 | --> | 0.1 | 0 | 0 | Constrained, otherwise capacity available =91 kVA | --> | 0.095 | 0 | 0 | 0.094 | 0 |  | --> | C17 ex CARRICKMINES | Carrickmines [T41,T42] | CARRICKMINES |  | 53.2216 | -6.2214
009314 | MV/LV Substation KE***314 |  | 10 kV | _ | LV | 630 kVA :Building Structure | 0.63 | --> | 0.63 | 0.5 | 0.95 |  | --> | 0.598 | 0 | 0.023 | 0 | 0 | Constrained, otherwise capacity available =564 kW | --> | C13 ex TYCOR | Tycor [T41,T42] | WATERFORD |  | 52.2548 | -7.1314
062700Y | MV/LV Substation NE***700Y |  | 10 kV | _ | LV | 1000 kVA :Building Structure | 1 | --> | 1 | 0.5 | 5.69 |  | --> | 0.95 | 0 | 0 | 0 | 0 | Constrained, otherwise capacity available =931 kW | --> | C20 ex RAMPARTS | Ramparts [T41,T42] | DUNDALK |  | 54.0047 | -6.4042
093113 | MV/LV Substation GL***113 |  | 10 kV | _ | LV | 400 kVA :Building Structure | 0.4 | --> | 0.4 | 0 | 0 | Constrained, otherwise capacity available =181 kVA | --> | 0.38 | 0 | 0.026 | 0.33 | 0 |  | --> | C16 ex SANTRY | Santry [T41,T42] | FINGLAS |  | 53.3989 | -6.2067
2164008 | MV/LV Substation DR***4008 |  | 10 kV | _ | LV | 50 kVA :Pole Substation | 0.05 | --> | 0.05 | 0 | 0 | Constrained, otherwise capacity available =48 kVA | --> | 0.048 | 0 | 0 | 0 | 0 | Constrained, otherwise capacity available =47 kW | --> | C23 ex GLENTIES | Glenties [T41,T42] | BINBANE |  | 54.7611 | -8.418
065212Z | MV/LV Substation BA***212Z |  | 10 kV | _ | LV | 50 kVA :Pole Substation | 0.05 | --> | 0.05 | 0 | 0 | Constrained, otherwise capacity available =48 kVA | --> | 0.048 | 0 | 0 | 0 | 0 | Constrained, otherwise capacity available =47 kW | --> | C19 ex LOUGHSHINNY | Loughshinny [T41,T42] | GLASMORE |  | 53.5488 | -6.1051
081215Z | MV/LV Substation DR***215Z |  | 10 kV | _ | LV | 400 kVA :Kiosk Substation | 0.4 | --> | 0.4 | 0 | 0 | Constrained, otherwise capacity available =335 kVA | --> | 0.38 | 0 | 0 | 0.371 | 0 |  | --> | C18 ex BALGADDY | Balgaddy [T41,T42] | GRANGE CASTLE |  | 53.3514 | -6.4198
066199X | MV/LV Substation AR***199X |  | 10 kV | _ | LV | 200 kVA :Kiosk Substation | 0.2 | --> | 0.2 | 0 | 0 | Constrained, otherwise capacity available =117 kVA | --> | 0.19 | 0 | 0.065 | 0 | 0 | Constrained, otherwise capacity available =130 kW | --> | C15 ex MALAHIDE | Malahide [T41,T42] | GLASMORE |  | 53.4269 | -6.137
068216X | MV/LV Substation AS***216X |  | 10 kV | _ | LV | 1000 kVA :Building Structure | 1 | --> | 1 | 0.5 | 4.6 |  | --> | 0.95 | 0 | 0 | 0.5 | 0 |  | --> | C17 ex KINGSBRIDGE | Kingsbridge [T41,T42] | INCHICORE 220KV |  | 53.3483 | -6.2908
015642Z | MV/LV Substation PA***642Z |  | 10 kV | _ | LV | 50 kVA :Pole Substation | 0.05 | --> | 0.05 | 0 | 0 | Constrained, otherwise capacity available =42 kVA | --> | 0.048 | 0 | 0 | 0 | 0 | Constrained, otherwise capacity available =46 kW | --> | C16 ex JOHNSTOWN | Johnstown [T41,T42] | KILTEEL |  | 53.248 | -6.6186
033953 | MV/LV Substation AR***953 |  | 10 kV | _ | LV | 50 kVA :Pole Substation | 0.05 | --> | 0.05 | 0 | 0 | Constrained, otherwise capacity available =25 kVA | --> | 0.048 | 0 | 0.013 | 0.034 | 0 |  | --> | C23 ex CREGG ROAD | Cregg Road [T41,T42] | BALLYDINE |  | 52.3462 | -7.325
136933Y | MV/LV Substation GR***933Y |  | 20 kV | _ | LV | 100 kVA :Pole Substation | 0.1 | --> | 0.1 | 0 | 0 | Constrained, otherwise capacity available =90 kVA | --> | 0.095 | 0 | 0.007 | 0 | 0 | Constrained, otherwise capacity available =88 kW | --> | C20 ex ROSCOMMON | Roscommon [T41,T42] | LANESBORO |  | 53.7784 | -8.2598
001167 | MV/LV Substation AL***167 |  | 10 kV | _ | LV | 400 kVA :Kiosk Substation | 0.4 | --> | 0.4 | 0.307 | 1.16 |  | --> | 0.38 | 0 | 0.061 | 0.322 | 0 |  | --> | C18 ex BREWERY ROAD | Brewery Road [T41,T42] | CARRICKMINES |  | 53.2861 | -6.2018
111079X | MV/LV Substation GO***079X |  | 20 kV | _ | LV | 50 kVA :Pole Substation | 0.05 | --> | 0.05 | 0 | 0 | Constrained, otherwise capacity available =47 kVA | --> | 0.048 | 0 | 0 | 0 | 0 | Constrained, otherwise capacity available =47 kW | --> | E16 ex BALLYDEHOB | Ballydehob [T421] | DUNMANWAY |  | 51.4962 | -9.7142
054734X | MV/LV Substation TI***734X |  | 20 kV | _ | LV | 50 kVA :Pole Substation | 0.05 | --> | 0.05 | 0 | 0 | Constrained, otherwise capacity available =15 kVA | --> | 0.048 | 0 | 0 | 0 | 0 | Constrained, otherwise capacity available =43 kW | --> | E12 ex PORTLAOISE | Portlaoise [T423,T424] | PORTLAOISE |  | 52.962 | -7.2012
066682X | MV/LV Substation BA***682X |  | 20 kV | _ | LV | 50 kVA :Pole Substation | 0.05 | --> | 0.05 | 0 | 0 | Constrained, otherwise capacity available =39 kVA | --> | 0.048 | 0 | 0.005 | 0 | 0 | Constrained, otherwise capacity available =42 kW | --> | E18 ex GLASMORE | Glasmore [T421,T422] | GLASMORE |  | 53.4878 | -6.2618
248918X | MV/LV Substation BO***918X |  | 20 kV | _ | LV | 50 kVA :Pole Substation | 0.05 | --> | 0.05 | 0 | 0 | Constrained, otherwise capacity available =42 kVA | --> | 0.048 | 0 | 0.006 | 0 | 0 | Constrained, otherwise capacity available =42 kW | --> | E19 ex KILCOCK | Kilcock [T421,T422] | GRIFFINRATH |  | 53.3229 | -6.7006
149653 | MV/LV Substation NA***653 |  | 20 kV | _ | LV | 50 kVA :Pole Substation | 0.05 | --> | 0.05 | 0 | 0 | Constrained, otherwise capacity available =48 kVA | --> | 0.048 | 0 | 0 | 0 | 0 | Constrained, otherwise capacity available =47 kW | --> | C13 ex DONEGAL | Donegal [T41,T42] | CATHALEENS FALL |  | 54.599 | -8.1019
417079X | MV/LV Substation CO***079X |  | 20 kV | _ | LV | 50 kVA :Pole Substation | 0.05 | --> | 0.05 | 0.028 | 8.5 |  | --> | 0.048 | 0 | 0 | 0 | 0 | Constrained, otherwise capacity available =44 kW | --> | E12 ex ARIGNA | Arigna [T121] | ARIGNA |  | 54.1678 | -8.1379
281390X | MV/LV Substation LA***390X |  | 10 kV | _ | LV | 100 kVA :Pole Substation | 0.1 | --> | 0.1 | 0.057 | 4.3 |  | --> | 0.095 | 0 | 0.014 | 0.079 | 0 |  | --> | C19 ex RINGASKIDDY 110KV | Ringaskiddy 110kv [T42] | BARNAHELY |  | 51.8601 | -8.3357
1374135 | MV/LV Substation AI***4135 |  | 10 kV | _ | LV | 400 kVA :Kiosk Substation | 0.4 | --> | 0.4 | 0.344 | 2.18 |  | --> | 0.38 | 0 | 0 | 0 | 0 | Constrained, otherwise capacity available =372 kW | --> | C17 ex BALLYRICKARD | Ballyrickard [T41,T42] | TRALEE |  | 52.326 | -9.776
266095X | MV/LV Substation CA***095X |  | 20 kV | _ | LV | 200 kVA :Pole Substation | 0.2 | --> | 0.2 | 0 | 0 | Constrained, otherwise capacity available =168 kVA | --> | 0.19 | 0 | 0 | 0 | 0 | Constrained, otherwise capacity available =186 kW | --> | E17 ex CARNDONAGH | Carndonagh [T421,T422] | TRILLICK |  | 55.2775 | -7.2612
118636X | MV/LV Substation FE***636X |  | 20 kV | _ | LV | 100 kVA :Pole Substation | 0.1 | --> | 0.1 | 0.089 | 0.3 |  | --> | 0.095 | 0 | 0 | 0 | 0 | Constrained, otherwise capacity available =94 kW | --> | C17 ex BANAGHER | Banagher [T41,T42] | DALLOW |  | 53.2177 | -8.2288
021588Z | MV/LV Substation BL***588Z |  | 10 kV | _ | LV | 1000 kVA :Building Structure | 1 | --> | 1 | 0 | 0 | Constrained, otherwise capacity available =872 kVA | --> | 0.95 | 0 | 0 | 0.5 | 0 |  | --> | C14 ex KILBARRY | Kilbarry [T101,T43] | KILBARRY |  | 51.9159 | -8.4731
093321X | MV/LV Substation HA***321X |  | 10 kV | _ | LV | 400 kVA :Kiosk Substation | 0.4 | --> | 0.4 | 0 | 0 | Constrained, otherwise capacity available =283 kVA | --> | 0.38 | 0 | 0.004 | 0.361 | 0 |  | --> | C11 ex SUTTON | Sutton [T41,T42] | GRANGE (DR) |  | 53.3862 | -6.0668
176650 | MV/LV Substation MI***650 |  | 10 kV | _ | LV | 200 kVA :Kiosk Substation | 0.2 | --> | 0.2 | 0.155 | 18.78 |  | --> | 0.19 | 0 | 0.02 | 0.169 | 0 |  | --> | E11 ex HARTNETTS CROSS | Hartnetts Cross [T121,T422] | HARTNETTS CROSS |  | 51.9095 | -8.9815
093108Y | MV/LV Substation NO***108Y |  | 10 kV | _ | LV | 630 kVA :Building Structure | 0.63 | --> | 0.63 | 0 | 0 | Constrained, otherwise capacity available =478 kVA | --> | 0.598 | 0 | 0 | 0.5 | 0 |  | --> | C24 ex UNIDARE | Unidare [T41,T42] | FINGLAS |  | 53.4011 | -6.3014
074912 | MV/LV Substation DR***912 |  | 10 kV | _ | LV | 100 kVA :Pole Substation | 0.1 | --> | 0.1 | 0 | 0 | Constrained, otherwise capacity available =89 kVA | --> | 0.095 | 0 | 0.003 | 0 | 0 | Constrained, otherwise capacity available =91 kW | --> | C14 ex CARRICK ON SHANNON | Carrick On Shannon [T41,T42] | CARRICK ON SHANNON |  | 53.954 | -8.0707
118548Y | MV/LV Substation BA***548Y |  | 20 kV | _ | LV | 50 kVA :Pole Substation | 0.05 | --> | 0.05 | 0 | 0 | Constrained, otherwise capacity available =46 kVA | --> | 0.048 | 0 | 0 | 0 | 0 | Constrained, otherwise capacity available =47 kW | --> | E17 ex CREAGH | Creagh [T421,T422] | ATHLONE |  | 53.3315 | -8.4066
081096Y | MV/LV Substation GL***096Y |  | 10 kV | _ | LV | 400 kVA :Kiosk Substation | 0.4 | --> | 0.4 | 0 | 0 | Constrained, otherwise capacity available =243 kVA | --> | 0.38 | 0 | 0.088 | 0 | 0 | Constrained, otherwise capacity available =293 kW | --> | C12 ex LEIXLIP | Leixlip [T41,T42] | GRIFFINRATH |  | 53.3721 | -6.4766
065280Z | MV/LV Substation BR***280Z |  | 10 kV | _ | LV | 400 kVA :Kiosk Substation | 0.4 | --> | 0.4 | 0 | 0 | Constrained, otherwise capacity available =318 kVA | --> | 0.38 | 0 | 0 | 0.369 | 0 |  | --> | C22 ex STEPHENSTOWN | Stephenstown [T101,T102] | FINGLAS |  | 53.6151 | -6.2029
005231 | MV/LV Substation RO***231 |  | 20 kV | _ | LV | 100 kVA :Pole Substation | 0.1 | --> | 0.1 | 0.058 | 17.8 |  | --> | 0.095 | 0 | 0 | 0.089 | 0 |  | --> | E22 ex BANOGE | Banoge [T121,T122] | BANOGE |  | 52.6647 | -6.4031
160739Y | MV/LV Substation KI***739Y |  | 20 kV | _ | LV | 50 kVA :Pole Substation | 0.05 | --> | 0.05 | 0 | 0 | Constrained, otherwise capacity available =45 kVA | --> | 0.048 | 0 | 0 | 0 | 0 | Constrained, otherwise capacity available =47 kW | --> | C23 ex PORTARLINGTON | Portarlington [T43] | BLAKE |  | 53.1398 | -7.1417
037779X | MV/LV Substation FO***779X |  | 10 kV | _ | LV | 630 kVA :Building Structure | 0.63 | --> | 0.63 | 0.5 | 13.05 |  | --> | 0.598 | 0 | 0 | 0.5 | 0 |  | --> | C12 ex ENNIS | Ennis [T101,T102] | ENNIS |  | 52.8443 | -8.977
052522Z | MV/LV Substation GR***522Z |  | 10 kV | _ | LV | 400 kVA :Kiosk Substation | 0.4 | --> | 0.4 | 0.348 | 10.9 |  | --> | 0.38 | 0 | 0 | 0.373 | 0 |  | --> | C12 ex MULLINGAR | Mullingar [T101,T102] | MULLINGAR |  | 53.5239 | -7.345
209573 | MV/LV Substation LO***573 |  | 10 kV | _ | LV | 200 kVA :Pole Substation | 0.2 | --> | 0.2 | 0 | 0 | Constrained, otherwise capacity available =147 kVA | --> | 0.19 | 0 | 0 | 0 | 0 | Constrained, otherwise capacity available =183 kW | --> | C21 ex MILFORD (NR) | Milford (nr) [T41,T42] | LETTERKENNY |  | 55.0889 | -7.7099
066162Z | MV/LV Substation CL***162Z |  | 20 kV | _ | LV | 200 kVA :Pole Substation | 0.2 | --> | 0.2 | 0 | 0 | Constrained, otherwise capacity available =170 kVA | --> | 0.19 | 0 | 0 | 0 | 0 | Constrained, otherwise capacity available =186 kW | --> | E21 ex ASHBOURNE | Ashbourne [T421,T422] | FINGLAS |  | 53.5184 | -6.3182
305296 | MV/LV Substation CH***296 |  | 20 kV | _ | LV | 200 kVA :Pole Substation | 0.2 | --> | 0.2 | 0.123 | 4.61 |  | --> | 0.19 | 0 | 0.01 | 0 | 0 | Constrained, otherwise capacity available =172 kW | --> | E12 ex LUMCLOON | Lumcloon [T421,T422] | DALLOW |  | 53.2703 | -7.8282
001750 | MV/LV Substation ST***750 |  | 10 kV | _ | LV | 400 kVA :Kiosk Substation | 0.4 | --> | 0.4 | 0.28 | 1.16 |  | --> | 0.38 | 0 | 0.008 | 0.357 | 0 |  | --> | C17 ex MOUNT MERRION | Mount Merrion [T41,T42] | CARRICKMINES |  | 53.2919 | -6.1879
001192 | MV/LV Substation GL***192 |  | 10 kV | _ | LV | 200 kVA :Kiosk Substation | 0.2 | --> | 0.2 | 0.167 | 4.01 |  | --> | 0.19 | 0 | 0.008 | 0.179 | 0 |  | --> | C15 ex BALLINCLEA | Ballinclea [T41] | CHERRYWOOD |  | 53.2626 | -6.1201
149405 | MV/LV Substation MA***405 |  | 20 kV | _ | LV | 50 kVA :Pole Substation | 0.05 | --> | 0.05 | 0 | 0 | Constrained, otherwise capacity available =45 kVA | --> | 0.048 | 0 | 0 | 0 | 0 | Constrained, otherwise capacity available =47 kW | --> | C13 ex DONEGAL | Donegal [T41,T42] | CATHALEENS FALL |  | 54.6043 | -8.088
293422 | MV/LV Substation GR***422 |  | 20 kV | _ | LV | 630 kVA :Building Structure | 0.63 | --> | 0.63 | 0.431 | 0.43 | Constrained, otherwise capacity available =626 kVA | --> | 0.598 | 0 | 0 | 0 | 0 | Constrained, otherwise capacity available =598 kW | --> | E13 ex TULLOW | Tullow [T421,T422] | CARLOW |  | 52.8137 | -6.8003
069607 | MV/LV Substation OR***607 |  | 10 kV | _ | LV | 400 kVA :Kiosk Substation | 0.4 | --> | 0.4 | 0.361 | 7.75 |  | --> | 0.38 | 0 | 0 | 0.375 | 0 |  | --> | C16 ex MILLTOWN (DR) | Milltown (dr) [T101,T102] | INCHICORE 220KV |  | 53.3123 | -6.2581
052876Z | MV/LV Substation CA***876Z |  | 20 kV | _ | LV | 200 kVA :Kiosk Substation | 0.2 | --> | 0.2 | 0 | 0 | Constrained, otherwise capacity available =173 kVA | --> | 0.19 | 0 | 0.005 | 0 | 0 | Constrained, otherwise capacity available =183 kW | --> | E14 ex BALLINDERRY | Ballinderry [T41,T422] | MULLINGAR |  | 53.4096 | -7.3065
154341Z | MV/LV Substation AL***341Z |  | 10 kV | _ | LV | 400 kVA :Kiosk Substation | 0.4 | --> | 0.4 | 0 | 0 | Constrained, otherwise capacity available =284 kVA | --> | 0.38 | 0 | 0.033 | 0.34 | 0 |  | --> | C22 ex MACETOWN | Macetown [T101,T102] | MACETOWN |  | 53.391 | -6.4263
001858 | MV/LV Substation AV***858 |  | 10 kV | _ | LV | 400 kVA :Kiosk Substation | 0.4 | --> | 0.4 | 0.223 | 1.16 |  | --> | 0.38 | 0 | 0.059 | 0.311 | 0 |  | --> | C24 ex MOUNT MERRION | Mount Merrion [T41,T42] | CARRICKMINES |  | 53.2943 | -6.1877
031080 | MV/LV Substation FE***080 |  | 20 kV | _ | LV | 200 kVA :Pole Substation | 0.2 | --> | 0.2 | 0 | 0 | Constrained, otherwise capacity available =192 kVA | --> | 0.19 | 0 | 0 | 0 | 0 | Constrained, otherwise capacity available =189 kW | --> | E17 ex SPRINGS | Springs [T421,T422] | DUNGARVAN |  | 52.1112 | -7.5938
034805X | MV/LV Substation GO***805X |  | 10 kV | _ | LV | 400 kVA :Kiosk Substation | 0.4 | --> | 0.4 | 0.239 | 5.88 |  | --> | 0.38 | 0 | 0.002 | 0 | 0 | Constrained, otherwise capacity available =356 kW | --> | C11 ex ARDGEEHA | Ardgeeha [T41,T42] | DOON |  | 52.353 | -7.7068
074173X | MV/LV Substation GI***173X |  | 20 kV | _ | LV | 50 kVA :Pole Substation | 0.05 | --> | 0.05 | 0.05 | 8.5 |  | --> | 0.048 | 0 | 0 | 0 | 0 | Constrained, otherwise capacity available =48 kW | --> | E14 ex ARIGNA | Arigna [T121] | ARIGNA |  | 54.0665 | -8.0274
028973 | MV/LV Substation RO***973 |  | 10 kV | _ | LV | 50 kVA :Pole Substation | 0.05 | --> | 0.05 | 0.048 | 19.7 |  | --> | 0.048 | 0 | 0.004 | 0.044 | 0 |  | --> | C14 ex COW CROSS | Cow Cross [T102,T41] | COW CROSS |  | 51.8814 | -8.2686
095197 | MV/LV Substation CA***197 |  | 10 kV | _ | LV | 100 kVA :Pole Substation | 0.1 | --> | 0.1 | 0.098 | 1.1 |  | --> | 0.095 | 0 | 0 | 0 | 0 | Constrained, otherwise capacity available =95 kW | --> | C23 ex KILKEE | Kilkee [T41] | TULLABRACK |  | 52.6115 | -9.7123
108278X | MV/LV Substation PU***278X |  | 10 kV | _ | LV | 50 kVA :Pole Substation | 0.05 | --> | 0.05 | 0.047 | 1.57 |  | --> | 0.048 | 0 | 0 | 0 | 0 | Constrained, otherwise capacity available =47 kW | --> | C16 ex BALLYSHANNON | Ballyshannon [T41,T42] | CATHALEENS FALL |  | 54.516 | -8.2181
046499 | MV/LV Substation WY***499 |  | 10 kV | _ | LV | 50 kVA :Pole Substation | 0.05 | --> | 0.05 | 0.038 | 5.48 |  | --> | 0.048 | 0 | 0 | 0.046 | 0 |  | --> | C12 ex BALLYTIVNAN | Ballytivnan [T41,T42] | SLIGO |  | 54.3062 | -8.4611
0084501 | MV/LV Substation NB***4501 |  | 20 kV | _ | LV | 50 kVA :Pole Substation | 0.05 | --> | 0.05 | 0 | 0 | Constrained, otherwise capacity available =50 kVA | --> | 0.048 | 0 | 0 | 0 | 0 | Constrained, otherwise capacity available =48 kW | --> | E17 ex KNOCKMULLEN | Knockmullen [T42,T421] | GREAT ISLAND |  | 52.3635 | -6.8434
030687 | MV/LV Substation PA***687 |  | 20 kV | _ | LV | 50 kVA :Pole Substation | 0.05 | --> | 0.05 | 0 | 0 | Constrained, otherwise capacity available =42 kVA | --> | 0.048 | 0 | 0.025 | 0 | 0 | Constrained, otherwise capacity available =28 kW | --> | E19 ex FOXHOLE | Foxhole [T421,T422] | DUNGARVAN |  | 52.0075 | -8.016
017309Z | MV/LV Substation DA***309Z |  | 10 kV | _ | LV | 50 kVA :Pole Substation | 0.05 | --> | 0.05 | 0.05 | 1.05 |  | --> | 0.048 | 0 | 0 | 0 | 0 | Constrained, otherwise capacity available =48 kW | --> | C19 ex NEWCASTLEWEST | Newcastlewest [T41,T42] | RATHKEALE |  | 52.4116 | -9.0091
365251X | MV/LV Substation MO***251X |  | 10 kV | _ | LV | 400 kVA :Kiosk Substation | 0.4 | --> | 0.4 | 0 | 0 | Constrained, otherwise capacity available =203 kVA | --> | 0.38 | 0 | 0.069 | 0.301 | 0 |  | --> | C34 ex CLONDALKIN | Clondalkin [T41,T42,T44] | INCHICORE 220KV |  | 53.3222 | -6.3767
055506X | MV/LV Substation KN***506X |  | 10 kV | _ | LV | 50 kVA :Pole Substation | 0.05 | --> | 0.05 | 0 | 0 | Constrained, otherwise capacity available =49 kVA | --> | 0.048 | 0 | 0 | 0 | 0 | Constrained, otherwise capacity available =47 kW | --> | C18 ex RATHDOWNEY | Rathdowney [T42] | IKERRIN |  | 52.8567 | -7.6921
156643Y | MV/LV Substation UR***643Y |  | 10 kV | _ | LV | 50 kVA :Pole Substation | 0.05 | --> | 0.05 | 0 | 0 | Constrained, otherwise capacity available =43 kVA | --> | 0.048 | 0 | 0 | 0 | 0 | Constrained, otherwise capacity available =46 kW | --> | C20 ex DRUMBEAR | Drumbear [T41,T42] | LISDRUM |  | 54.2024 | -6.9591
099745 | MV/LV Substation RT***745 |  | 10 kV | _ | LV | 50 kVA :Pole Substation | 0.05 | --> | 0.05 | 0 | 0 | Constrained, otherwise capacity available =14 kVA | --> | 0.048 | 0 | 0 | 0 | 0 | Constrained, otherwise capacity available =42 kW | --> | C20 ex CULLION | Cullion [T41,T42] | LETTERKENNY |  | 54.8913 | -7.6357
253013 | MV/LV Substation BA***013 |  | 10 kV | _ | LV | 100 kVA :Pole Substation | 0.1 | --> | 0.1 | 0 | 0 | Constrained, otherwise capacity available =82 kVA | --> | 0.095 | 0 | 0 | 0 | 0 | Constrained, otherwise capacity available =92 kW | --> | C13 ex TUAM SOUTH | Tuam South [T42] | CLOON |  | 53.5211 | -8.8659
015663Z | MV/LV Substation CO***663Z |  | 10 kV | _ | LV | 200 kVA :Kiosk Substation | 0.2 | --> | 0.2 | 0 | 0 | Constrained, otherwise capacity available =170 kVA | --> | 0.19 | 0 | 0 | 0 | 0 | Constrained, otherwise capacity available =186 kW | --> | C17 ex SALLINS | Sallins [T41,T42] | GRIFFINRATH |  | 53.295 | -6.6986
036080 | MV/LV Substation CO***080 |  | 10 kV | _ | LV | 400 kVA :Kiosk Substation | 0.4 | --> | 0.4 | 0 | 0 | Constrained, otherwise capacity available =293 kVA | --> | 0.38 | 0 | 0.002 | 0 | 0 | Constrained, otherwise capacity available =364 kW | --> | E17 ex GARRANACANTY | Garranacanty [T421,T422] | TIPPERARY |  | 52.4763 | -8.1537
022879X | MV/LV Substation TO***879X |  | 10 kV | _ | LV | 400 kVA :Kiosk Substation | 0.4 | --> | 0.4 | 0.319 | 4.55 |  | --> | 0.38 | 0 | 0.004 | 0 | 0 | Constrained, otherwise capacity available =366 kW | --> | C11 ex MALLOW | Mallow [T41,T42] | MALLOW |  | 52.1276 | -8.6446
059461X | MV/LV Substation DR***461X |  | 20 kV | _ | LV | 50 kVA :Pole Substation | 0.05 | --> | 0.05 | 0 | 0 | Constrained, otherwise capacity available =42 kVA | --> | 0.048 | 0 | 0 | 0 | 0 | Constrained, otherwise capacity available =46 kW | --> | E17 ex CAVAN | Cavan [T42,T421] | SHANKILL |  | 54.0556 | -7.3922
017782Y | MV/LV Substation KI***782Y |  | 20 kV | _ | LV | 50 kVA :Pole Substation | 0.05 | --> | 0.05 | 0.041 | 1.98 |  | --> | 0.048 | 0 | 0 | 0 | 0 | Constrained, otherwise capacity available =46 kW | --> | E14 ex RATHKEALE | Rathkeale [T421,T422] | RATHKEALE |  | 52.523 | -8.8129
184178 | MV/LV Substation TO***178 |  | 10 kV | _ | LV | 50 kVA :Pole Substation | 0.05 | --> | 0.05 | 0.048 | 3.38 |  | --> | 0.048 | 0 | 0 | 0 | 0 | Constrained, otherwise capacity available =47 kW | --> | C20 ex CASTLEBLAYNEY | Castleblayney [T41,T42] | DUNDALK |  | 54.0822 | -6.6795
055478Y | MV/LV Substation SH***478Y |  | 10 kV | _ | LV | 50 kVA :Pole Substation | 0.05 | --> | 0.05 | 0 | 0 | Constrained, otherwise capacity available =50 kVA | --> | 0.048 | 0 | 0 | 0 | 0 | Constrained, otherwise capacity available =48 kW | --> | C11 ex MOUNTRATH | Mountrath [T41,T42] | PORTLAOISE |  | 52.9733 | -7.575
051003 | MV/LV Substation KI***003 |  | 20 kV | _ | LV | 400 kVA :Kiosk Substation | 0.4 | --> | 0.4 | 0.111 | 2.22 |  | --> | 0.38 | 0 | 0.027 | 0.319 | 0 |  | --> | E12 ex CLARA | Clara [T421,T422] | THORNSBERRY |  | 53.3676 | -7.4983
0314202 | MV/LV Substation TH***4202 |  | 10 kV | _ | LV | 400 kVA :Kiosk Substation | 0.4 | --> | 0.4 | 0 | 0 | Constrained, otherwise capacity available =360 kVA | --> | 0.38 | 0 | 0 | 0 | 0 | Constrained, otherwise capacity available =374 kW | --> | C11 ex COLLIGAN | Colligan [T41,T42] | DUNGARVAN |  | 52.0949 | -7.6085
036463 | MV/LV Substation DO***463 |  | 20 kV | _ | LV | 50 kVA :Pole Substation | 0.05 | --> | 0.05 | 0 | 0 | Constrained, otherwise capacity available =24 kVA | --> | 0.048 | 0 | 0 | 0 | 0 | Constrained, otherwise capacity available =44 kW | --> | E20 ex GARRANACANTY | Garranacanty [T421,T422] | TIPPERARY |  | 52.5166 | -8.0582
003491Y | MV/LV Substation SA***491Y |  | 10 kV | _ | LV | 400 kVA :Kiosk Substation | 0.4 | --> | 0.4 | 0.296 | 11.58 |  | --> | 0.38 | 0 | 0.026 | 0 | 0 | Constrained, otherwise capacity available =346 kW | --> | C21 ex BALLYBEG | Ballybeg [T101,T102] | CARRICKMINES |  | 52.9873 | -6.0819
127612X | MV/LV Substation KI***612X |  | 20 kV | _ | LV | 50 kVA :Pole Substation | 0.05 | --> | 0.05 | 0.05 | 5.89 |  | --> | 0.048 | 0 | 0 | 0 | 0 | Constrained, otherwise capacity available =47 kW | --> | C14 ex CASHEL | Cashel [T41,T42] | CAHIR |  | 52.5319 | -7.8762
136584X | MV/LV Substation RO***584X |  | 10 kV | _ | LV | 50 kVA :Pole Substation | 0.05 | --> | 0.05 | 0 | 0 | Constrained, otherwise capacity available =43 kVA | --> | 0.048 | 0 | 0 | 0 | 0 | Constrained, otherwise capacity available =46 kW | --> | C19 ex ROSCOMMON | Roscommon [T41,T42] | LANESBORO |  | 53.6598 | -8.2758
034806X | MV/LV Substation BO***806X |  | 10 kV | _ | LV | 100 kVA :Kiosk Substation | 0.1 | --> | 0.1 | 0.081 | 0.57 |  | --> | 0.095 | 0 | 0 | 0 | 0 | Constrained, otherwise capacity available =92 kW | --> | E25 ex LAWLESSTOWN | Lawlesstown [T42,T421] | DOON |  | 52.3626 | -7.6803
132394Y | MV/LV Substation AC***394Y |  | 20 kV | _ | LV | 50 kVA :Pole Substation | 0.05 | --> | 0.05 | 0.05 | 1.62 |  | --> | 0.048 | 0 | 0 | 0 | 0 | Constrained, otherwise capacity available =48 kW | --> | C16 ex CURRA | Curra [T41] | SOMERSET |  | 53.0753 | -8.4949
058242X | MV/LV Substation AB***242X |  | 10 kV | _ | LV | 400 kVA :Kiosk Substation | 0.4 | --> | 0.4 | 0.305 | 3 |  | --> | 0.38 | 0 | 0 | 0 | 0 | Constrained, otherwise capacity available =368 kW | --> | C18 ex NENAGH | Nenagh [T41,T42] | NENAGH |  | 52.8628 | -8.1978
138061X | MV/LV Substation CU***061X |  | 10 kV | _ | LV | 50 kVA :Pole Substation | 0.05 | --> | 0.05 | 0.05 | 2.18 |  | --> | 0.048 | 0 | 0 | 0 | 0 | Constrained, otherwise capacity available =48 kW | --> | C26 ex BAILIEBORO | Bailieboro [T41,T42] | MEATH HILL |  | 53.9177 | -6.9607
019117X | MV/LV Substation KI***117X |  | 10 kV | _ | LV | 630 kVA :Kiosk Substation | 0.63 | --> | 0.63 | 0.047 | 0.05 | Constrained, otherwise capacity available =584 kVA | --> | 0.598 | 0 | 0 | 0 | 0 | Constrained, otherwise capacity available =592 kW | --> | C17 ex BALLYBEGGAN | Ballybeggan [T43,T44] | TRALEE |  | 52.2842 | -9.6861
156003Z | MV/LV Substation TH***003Z |  | 20 kV | _ | LV | 100 kVA :Pole Substation | 0.1 | --> | 0.1 | 0 | 0 | Constrained, otherwise capacity available =70 kVA | --> | 0.095 | 0 | 0.007 | 0 | 0 | Constrained, otherwise capacity available =86 kW | --> | C17 ex CLONES | Clones [T41,T42] | SHANKILL |  | 54.2185 | -7.1034
021658 | MV/LV Substation CO***658 |  | 20 kV | _ | LV | 50 kVA :Pole Substation | 0.05 | --> | 0.05 | 0 | 0 | Constrained, otherwise capacity available =33 kVA | --> | 0.048 | 0 | 0 | 0 | 0 | Constrained, otherwise capacity available =45 kW | --> | E18 ex WHITECHURCH | Whitechurch [T421,T422] | KILBARRY |  | 51.9739 | -8.6469
204275X | MV/LV Substation MU***275X |  | 20 kV | _ | LV | 400 kVA :Kiosk Substation | 0.4 | --> | 0.4 | 0 | 0 | Constrained, otherwise capacity available =369 kVA | --> | 0.38 | 0 | 0 | 0 | 0 | Constrained, otherwise capacity available =376 kW | --> | E17 ex BUNCRANA | Buncrana [T421,T422] | TRILLICK |  | 55.0668 | -7.263
1544006 | MV/LV Substation TY***4006 |  | 10 kV | _ | LV | 200 kVA :Kiosk Substation | 0.2 | --> | 0.2 | 0 | 0 | Constrained, otherwise capacity available =106 kVA | --> | 0.19 | 0 | 0.023 | 0.16 | 0 |  | --> | C14 ex MACETOWN | Macetown [T101,T102] | MACETOWN |  | 53.41 | -6.3981
069666 | MV/LV Substation BA***666 |  | 10 kV | _ | LV | 400 kVA :Kiosk Substation | 0.4 | --> | 0.4 | 0.251 | 9.28 |  | --> | 0.38 | 0 | 0.04 | 0.33 | 0 |  | --> | C06 ex PEMBROKE | Pembroke [T41,T42,T43,T44] | RINGSEND |  | 53.3327 | -6.2298
0034150 | MV/LV Substation HA***4150 |  | 10 kV | _ | LV | 630 kVA :Kiosk Substation | 0.63 | --> | 0.63 | 0.384 | 11.58 |  | --> | 0.598 | 0 | 0.01 | 0 | 0 | Constrained, otherwise capacity available =556 kW | --> | C21 ex BALLYBEG | Ballybeg [T101,T102] | CARRICKMINES |  | 52.9916 | -6.0833
034029Y | MV/LV Substation BA***029Y |  | 10 kV | _ | LV | 400 kVA :Kiosk Substation | 0.4 | --> | 0.4 | 0.305 | 0.95 |  | --> | 0.38 | 0 | 0 | 0 | 0 | Constrained, otherwise capacity available =367 kW | --> | C15 ex SPA ROAD | Spa Road [T41,T42] | DOON |  | 52.3558 | -7.7364
021629X | MV/LV Substation DU***629X |  | 10 kV | _ | LV | 630 kVA :Building Structure | 0.63 | --> | 0.63 | 0 | 0 | Constrained, otherwise capacity available =355 kVA | --> | 0.598 | 0 | 0 | 0.5 | 0 |  | --> | C21 ex MAYFIELD | Mayfield [T41,T42] | KILBARRY |  | 51.9166 | -8.4476
059006X | MV/LV Substation KI***006X |  | 20 kV | _ | LV | 50 kVA :Pole Substation | 0.05 | --> | 0.05 | 0.048 | 0.07 |  | --> | 0.048 | 0 | 0 | 0 | 0 | Constrained, otherwise capacity available =47 kW | --> | E15 ex BALLYCONNELL | Ballyconnell [T421,T422] | GORTAWEE |  | 54.1007 | -7.4582
069233 | MV/LV Substation MA***233 |  | 10 kV | _ | LV | 630 kVA :Kiosk Substation | 0.63 | --> | 0.63 | 0 | 0 | Constrained, otherwise capacity available =313 kVA | --> | 0.598 | 0 | 0.029 | 0.5 | 0 |  | --> | C20 ex DONNYBROOK | Donnybrook [T41,T42] | MILLTOWN (DR) |  | 53.3231 | -6.2313
046307X | MV/LV Substation BE***307X |  | 10 kV | _ | LV | 50 kVA :Pole Substation | 0.05 | --> | 0.05 | 0.047 | 4.13 |  | --> | 0.048 | 0 | 0 | 0.047 | 0 |  | --> | C14 ex AGHAGAD | Aghagad [T41,T42] | SLIGO |  | 54.3473 | -8.4887
066764Z | MV/LV Substation AS***764Z |  | 20 kV | _ | LV | 630 kVA :Building Structure | 0.63 | --> | 0.63 | 0 | 0 | Constrained, otherwise capacity available =612 kVA | --> | 0.598 | 0 | 0 | 0 | 0 | Constrained, otherwise capacity available =596 kW | --> | E20 ex BALTRASNA | Baltrasna [T121,T122] | BALTRASNA |  | 53.5137 | -6.4154
0184153 | MV/LV Substation IS***4153 |  | 10 kV | _ | LV | 200 kVA :Pole Substation | 0.2 | --> | 0.2 | 0.2 | 3.75 |  | --> | 0.19 | 0 | 0 | 0 | 0 | Constrained, otherwise capacity available =190 kW | --> | C12 ex SMEARLA | Smearla [T41,T42] | TRIEN |  | 52.446 | -9.5061
032341 | MV/LV Substation NE***341 |  | 10 kV | _ | LV | 400 kVA :Kiosk Substation | 0.4 | --> | 0.4 | 0 | 0 | Constrained, otherwise capacity available =323 kVA | --> | 0.38 | 0 | 0.098 | 0 | 0 | Constrained, otherwise capacity available =297 kW | --> | C25 ex TRAMORE | Tramore [T41,T42] | BUTLERSTOWN |  | 52.1531 | -7.1665
068565X | MV/LV Substation ST***565X |  | 10 kV | _ | LV | 1000 kVA :Building Structure | 1 | --> | 1 | 0.482 | 1.37 |  | --> | 0.95 | 0 | 0 | 0.5 | 0 |  | --> | C18 ex SOUTH KING STREET | South King Street [T41,T42] | FRANCIS STREET |  | 53.3422 | -6.2654
062464Y | MV/LV Substation CA***464Y |  | 20 kV | _ | LV | 400 kVA :Kiosk Substation | 0.4 | --> | 0.4 | 0.362 | 2.33 |  | --> | 0.38 | 0 | 0 | 0 | 0 | Constrained, otherwise capacity available =375 kW | --> | C26 ex DUNDALK | Dundalk [T41,T42] | DUNDALK |  | 54.0265 | -6.4953
050906Y | MV/LV Substation AT***906Y |  | 10 kV | _ | LV | 1000 kVA :Building Structure | 1 | --> | 1 | 0 | 0 | Constrained, otherwise capacity available =917 kVA | --> | 0.95 | 0 | 0 | 0 | 0 | Constrained, otherwise capacity available =939 kW | --> | C17 ex ATHLONE | Athlone [T41,T42] | ATHLONE |  | 53.4244 | -7.936
015364 | MV/LV Substation FL***364 |  | 10 kV | _ | LV | 50 kVA :Pole Substation | 0.05 | --> | 0.05 | 0 | 0 | Constrained, otherwise capacity available =50 kVA | --> | 0.048 | 0 | 0 | 0 | 0 | Constrained, otherwise capacity available =48 kW | --> | C19 ex SALLINS | Sallins [T41,T42] | GRIFFINRATH |  | 53.2703 | -6.7105
288185 | MV/LV Substation TE***185 |  | 10 kV | _ | LV | 400 kVA :Building Structure | 0.4 | --> | 0.4 | 0 | 0 | Constrained, otherwise capacity available =360 kVA | --> | 0.38 | 0 | 0 | 0.374 | 0 |  | --> | C20 ex DUNDRUM | Dundrum [T41,T42] | BLACKROCK |  | 53.2906 | -6.2461
066858Z | MV/LV Substation TY***858Z |  | 20 kV | _ | LV | 50 kVA :Pole Substation | 0.05 | --> | 0.05 | 0 | 0 | Constrained, otherwise capacity available =31 kVA | --> | 0.048 | 0 | 0 | 0 | 0 | Constrained, otherwise capacity available =45 kW | --> | C11 ex LOUGHSHINNY | Loughshinny [T41,T42] | GLASMORE |  | 53.5326 | -6.1367
001102 | MV/LV Substation HI***102 |  | 10 kV | _ | LV | 400 kVA :Kiosk Substation | 0.4 | --> | 0.4 | 0 | 0 | Constrained, otherwise capacity available =325 kVA | --> | 0.38 | 0 | 0.022 | 0.353 | 0 |  | --> | C19 ex DUNDRUM | Dundrum [T41,T42] | BLACKROCK |  | 53.301 | -6.2492
047232X | MV/LV Substation CO***232X |  | 20 kV | _ | LV | 50 kVA :Pole Substation | 0.05 | --> | 0.05 | 0.047 | 1.04 |  | --> | 0.048 | 0 | 0 | 0 | 0 | Constrained, otherwise capacity available =47 kW | --> | C16 ex BOYLE | Boyle [T41,T42] | CARRICK ON SHANNON |  | 54.0336 | -8.3586
071801 | MV/LV Substation KI***801 |  | 10 kV | _ | LV | 100 kVA :Pole Substation | 0.1 | --> | 0.1 | 0.1 | 4.51 |  | --> | 0.095 | 0 | 0 | 0.095 | 0 |  | --> | C15 ex BOGHALL ROAD | Boghall Road [T41,T42] | FASSAROE |  | 53.1758 | -6.1152
055543Y | MV/LV Substation HE***543Y |  | 20 kV | _ | LV | 50 kVA :Pole Substation | 0.05 | --> | 0.05 | 0 | 0 | Constrained, otherwise capacity available =39 kVA | --> | 0.048 | 0 | 0.008 | 0 | 0 | Constrained, otherwise capacity available =40 kW | --> | E20 ex ROSCREA | Roscrea [T41,T42] | IKERRIN |  | 52.9394 | -7.6146
070054X | MV/LV Substation DR***054X |  | 10 kV | _ | LV | 50 kVA :Pole Substation | 0.05 | --> | 0.05 | 0.047 | 4.16 |  | --> | 0.048 | 0 | 0 | 0.047 | 0 |  | --> | C22 ex NEWMARKET (SR) | Newmarket (sr) [T41,T42] | GLENLARA |  | 52.1208 | -8.9909
281405Y | MV/LV Substation TO***405Y |  | 10 kV | _ | LV | 630 kVA :Kiosk Substation | 0.63 | --> | 0.63 | 0.341 | 5.49 |  | --> | 0.598 | 0 | 0.064 | 0.5 | 0 |  | --> | C12 ex TRABEG | Trabeg [T101,T102] | TRABEG |  | 51.8836 | -8.4693
055921 | MV/LV Substation TO***921 |  | 20 kV | _ | LV | 50 kVA :Pole Substation | 0.05 | --> | 0.05 | 0 | 0 | Constrained, otherwise capacity available =40 kVA | --> | 0.048 | 0 | 0 | 0 | 0 | Constrained, otherwise capacity available =46 kW | --> | E20 ex ROSCREA | Roscrea [T41,T42] | IKERRIN |  | 52.9428 | -7.6439
026621 | MV/LV Substation EI***621 |  | 10 kV | _ | LV | 50 kVA :Pole Substation | 0.05 | --> | 0.05 | 0 | 0 | Constrained, otherwise capacity available =9 kVA | --> | 0.048 | 0 | 0 | 0 | 0 | Constrained, otherwise capacity available =42 kW | --> | C12 ex TIMOLEAGUE | Timoleague [T41] | BANDON |  | 51.7069 | -8.8134
037006 | MV/LV Substation BA***006 |  | 10 kV | _ | LV | 100 kVA :Pole Substation | 0.1 | --> | 0.1 | 0.007 | 13.05 |  | --> | 0.095 | 0 | 0.021 | 0.066 | 0 |  | --> | C18 ex ENNIS | Ennis [T101,T102] | ENNIS |  | 52.8586 | -8.9484
0064290 | MV/LV Substation GR***4290 |  | 20 kV | _ | LV | 630 kVA :Kiosk Substation | 0.63 | --> | 0.63 | 0 | 0 | Constrained, otherwise capacity available =630 kVA | --> | 0.598 | 0 | 0 | 0 | 0 | Constrained, otherwise capacity available =598 kW | --> | E16 ex CLONROCHE | Clonroche [T421,T422] | WEXFORD |  | 52.4877 | -6.6927
165868X | MV/LV Substation CA***868X |  | 10 kV | _ | LV | 400 kVA :Kiosk Substation | 0.4 | --> | 0.4 | 0.375 | 0.88 |  | --> | 0.38 | 0 | 0.01 | 0 | 0 | Constrained, otherwise capacity available =369 kW | --> | C12 ex ROSS CARBERY | Ross Carbery [T41,T42] | DUNMANWAY |  | 51.5746 | -9.04
132027 | MV/LV Substation CR***027 |  | 10 kV | _ | LV | 200 kVA :Pole Substation | 0.2 | --> | 0.2 | 0 | 0 | Constrained, otherwise capacity available =115 kVA | --> | 0.19 | 0 | 0.017 | 0 | 0 | Constrained, otherwise capacity available =166 kW | --> | C16 ex LOUGHREA | Loughrea [T41,T42] | SOMERSET |  | 53.1963 | -8.5639
064263Y | MV/LV Substation WH***263Y |  | 10 kV | _ | LV | 50 kVA :Pole Substation | 0.05 | --> | 0.05 | 0 | 0 | Constrained, otherwise capacity available =43 kVA | --> | 0.048 | 0 | 0 | 0 | 0 | Constrained, otherwise capacity available =46 kW | --> | C22 ex TERMONFECKIN ROAD | Termonfeckin Road [T41,T42] | DRYBRIDGE |  | 53.7291 | -6.3424
365631X | MV/LV Substation SL***631X |  | 10 kV | _ | LV | 100 kVA :Pole Substation | 0.1 | --> | 0.1 | 0 | 0 | Constrained, otherwise capacity available =97 kVA | --> | 0.095 | 0 | 0 | 0.095 | 0 |  | --> | C12 ex SAGGART | Saggart [T41,T42] | GRANGE CASTLE |  | 53.2542 | -6.4833
059738 | MV/LV Substation UR***738 |  | 20 kV | _ | LV | 50 kVA :Pole Substation | 0.05 | --> | 0.05 | 0 | 0 | Constrained, otherwise capacity available =42 kVA | --> | 0.048 | 0 | 0.02 | 0 | 0 | Constrained, otherwise capacity available =32 kW | --> | E19 ex CAVAN | Cavan [T42,T421] | SHANKILL |  | 53.9284 | -7.404
365974 | MV/LV Substation TA***974 |  | 10 kV | _ | LV | 400 kVA :Kiosk Substation | 0.4 | --> | 0.4 | 0 | 0 | Constrained, otherwise capacity available =243 kVA | --> | 0.38 | 0 | 0 | 0.358 | 0 |  | --> | C21 ex BELGARD | Belgard [T41,T42] | COOKSTOWN |  | 53.288 | -6.363
136242Y | MV/LV Substation CL***242Y |  | 10 kV | _ | LV | 50 kVA :Pole Substation | 0.05 | --> | 0.05 | 0 | 0 | Constrained, otherwise capacity available =49 kVA | --> | 0.048 | 0 | 0 | 0 | 0 | Constrained, otherwise capacity available =47 kW | --> | C22 ex ROSCOMMON | Roscommon [T41,T42] | LANESBORO |  | 53.6724 | -8.0298
021721Z | MV/LV Substation H ***721Z |  | 10 kV | _ | LV | 400 kVA :Kiosk Substation | 0.4 | --> | 0.4 | 0 | 0 | Constrained, otherwise capacity available =370 kVA | --> | 0.38 | 0 | 0 | 0.376 | 0 |  | --> | C18 ex MAYFIELD | Mayfield [T41,T42] | KILBARRY |  | 51.9115 | -8.4422
031283Y | MV/LV Substation 0 ***283Y |  | 10 kV | _ | LV | 400 kVA :Kiosk Substation | 0.4 | --> | 0.4 | 0 | 0 | Constrained, otherwise capacity available =296 kVA | --> | 0.38 | 0 | 0 | 0 | 0 | Constrained, otherwise capacity available =366 kW | --> | C19 ex COLLIGAN | Colligan [T41,T42] | DUNGARVAN |  | 52.09 | -7.6247
001673 | MV/LV Substation SU***673 |  | 10 kV | _ | LV | 400 kVA :Kiosk Substation | 0.4 | --> | 0.4 | 0 | 0 | Constrained, otherwise capacity available =306 kVA | --> | 0.38 | 0 | 0.011 | 0.359 | 0 |  | --> | C19 ex DUNDRUM | Dundrum [T41,T42] | BLACKROCK |  | 53.295 | -6.2437
196034 | MV/LV Substation EL***034 |  | 10 kV | _ | LV | 400 kVA :Kiosk Substation | 0.4 | --> | 0.4 | 0 | 0 | Constrained, otherwise capacity available =331 kVA | --> | 0.38 | 0 | 0.032 | 0 | 0 | Constrained, otherwise capacity available =347 kW | --> | C15 ex TRIM | Trim [T41,T42] | NAVAN |  | 53.5588 | -6.7992
056770X | MV/LV Substation TH***770X |  | 20 kV | _ | LV | 100 kVA :Pole Substation | 0.1 | --> | 0.1 | 0.069 | 0.89 |  | --> | 0.095 | 0 | 0 | 0 | 0 | Constrained, otherwise capacity available =91 kW | --> | E12 ex BIRR | Birr [T41,T422] | DALLOW |  | 53.0974 | -7.7193
068708 | MV/LV Substation CA***708 |  | 10 kV | _ | LV | 630 kVA :Kiosk Substation | 0.63 | --> | 0.63 | 0 | 0 | Constrained, otherwise capacity available =245 kVA | --> | 0.598 | 0 | 0.016 | 0.5 | 0 |  | --> | C11 ex PHIBSBORO | Phibsboro [T41,T42] | FINGLAS |  | 53.3607 | -6.2819
118010 | MV/LV Substation QU***010 |  | 10 kV | _ | LV | 630 kVA :Building Structure | 0.63 | --> | 0.63 | 0.472 | 2 |  | --> | 0.598 | 0 | 0.015 | 0 | 0 | Constrained, otherwise capacity available =566 kW | --> | C11 ex BALLINASLOE | Ballinasloe [T41,T42] | SOMERSET |  | 53.3323 | -8.2286
093041Y | MV/LV Substation WA***041Y |  | 10 kV | _ | LV | 400 kVA :Kiosk Substation | 0.4 | --> | 0.4 | 0 | 0 | Constrained, otherwise capacity available =338 kVA | --> | 0.38 | 0 | 0.023 | 0.354 | 0 |  | --> | C18 ex SUTTON | Sutton [T41,T42] | GRANGE (DR) |  | 53.3943 | -6.1239
006002 | MV/LV Substation TE***002 |  | 10 kV | _ | LV | 630 kVA :Kiosk Substation | 0.63 | --> | 0.63 | 0.496 | 3.12 |  | --> | 0.598 | 0 | 0 | 0 | 0 | Constrained, otherwise capacity available =580 kW | --> | C22 ex BELLFIELD | Bellfield [T41,T42] | CRANE |  | 52.5033 | -6.5645
031307 | MV/LV Substation BA***307 |  | 20 kV | _ | LV | 200 kVA :Pole Substation | 0.2 | --> | 0.2 | 0 | 0 | Constrained, otherwise capacity available =164 kVA | --> | 0.19 | 0 | 0.015 | 0 | 0 | Constrained, otherwise capacity available =174 kW | --> | E18 ex SPRINGS | Springs [T421,T422] | DUNGARVAN |  | 52.0494 | -7.5659
119938X | MV/LV Substation NE***938X |  | 10 kV | _ | LV | 400 kVA :Building Structure | 0.4 | --> | 0.4 | 0.36 | 4.16 |  | --> | 0.38 | 0 | 0 | 0.221 | 0 | Constrained, otherwise capacity available =375 kW | --> | C20 ex NEWMARKET (SR) | Newmarket (sr) [T41,T42] | GLENLARA |  | 52.2153 | -9
071787 | MV/LV Substation OA***787 |  | 10 kV | _ | LV | 200 kVA :Kiosk Substation | 0.2 | --> | 0.2 | 0 | 0 | Constrained, otherwise capacity available =172 kVA | --> | 0.19 | 0 | 0.006 | 0.182 | 0 |  | --> | C12 ex GREYSTONES | Greystones [T41,T42] | FASSAROE |  | 53.1477 | -6.0766
366060 | MV/LV Substation KI***060 |  | 20 kV | _ | LV | 50 kVA :Pole Substation | 0.05 | --> | 0.05 | 0.05 | 0.45 |  | --> | 0.048 | 0 | 0 | 0 | 0 | Constrained, otherwise capacity available =47 kW | --> | C16 ex CARRAROE | Carraroe [T42] | SCREEB |  | 53.1052 | -9.6642
130004X | MV/LV Substation LI***004X |  | 20 kV | _ | LV | 50 kVA :Pole Substation | 0.05 | --> | 0.05 | 0.043 | 0.21 |  | --> | 0.048 | 0 | 0 | 0 | 0 | Constrained, otherwise capacity available =46 kW | --> | E18 ex LONGFORD | Longford [T421,T422] | RICHMOND |  | 53.7163 | -7.7265
008610Y | MV/LV Substation FA***610Y |  | 20 kV | _ | LV | 400 kVA :Kiosk Substation | 0.4 | --> | 0.4 | 0 | 0 | Constrained, otherwise capacity available =344 kVA | --> | 0.38 | 0 | 0.016 | 0 | 0 | Constrained, otherwise capacity available =360 kW | --> | E11 ex CLONROCHE | Clonroche [T421,T422] | WEXFORD |  | 52.3942 | -6.7146
021550 | MV/LV Substation LA***550 |  | 20 kV | _ | LV | 100 kVA :Pole Substation | 0.1 | --> | 0.1 | 0 | 0 | Constrained, otherwise capacity available =43 kVA | --> | 0.095 | 0 | 0.015 | 0 | 0 | Constrained, otherwise capacity available =76 kW | --> | E18 ex CURRALEIGH | Curraleigh [T421,T422] | KILBARRY |  | 51.9207 | -8.5497
059576Y | MV/LV Substation TU***576Y |  | 10 kV | _ | LV | 400 kVA :Kiosk Substation | 0.4 | --> | 0.4 | 0 | 0 | Constrained, otherwise capacity available =389 kVA | --> | 0.38 | 0 | 0 | 0 | 0 | Constrained, otherwise capacity available =378 kW | --> | C15 ex DERRYCRAMPH | Derrycramph [T41,T42] | SHANKILL |  | 53.9894 | -7.3553
068461X | MV/LV Substation AM***461X |  | 10 kV | _ | LV | 1000 kVA :Building Structure | 1 | --> | 1 | 0.264 | 14.34 |  | --> | 0.95 | 0 | 0.064 | 0.5 | 0 |  | --> | C37 ex NORTH QUAYS | North Quays [T101,T102,T103] | POOLBEG |  | 53.3512 | -6.2499
059818Y | MV/LV Substation TR***818Y |  | 20 kV | _ | LV | 50 kVA :Pole Substation | 0.05 | --> | 0.05 | 0 | 0 | Constrained, otherwise capacity available =49 kVA | --> | 0.048 | 0 | 0 | 0 | 0 | Constrained, otherwise capacity available =47 kW | --> | E19 ex CAVAN | Cavan [T42,T421] | SHANKILL |  | 53.9558 | -7.4469
365571X | MV/LV Substation MA***571X |  | 10 kV | _ | LV | 50 kVA :Pole Substation | 0.05 | --> | 0.05 | 0 | 0 | Constrained, otherwise capacity available =40 kVA | --> | 0.048 | 0 | 0 | 0.046 | 0 |  | --> | C15 ex SAGGART | Saggart [T41,T42] | GRANGE CASTLE |  | 53.2362 | -6.453
008890Y | MV/LV Substation CH***890Y |  | 10 kV | _ | LV | 400 kVA :Kiosk Substation | 0.4 | --> | 0.4 | 0 | 0 | Constrained, otherwise capacity available =331 kVA | --> | 0.38 | 0 | 0.02 | 0 | 0 | Constrained, otherwise capacity available =356 kW | --> | C14 ex KNOCKMULLEN | Knockmullen [T42,T421] | GREAT ISLAND |  | 52.3891 | -6.9354
368432X | MV/LV Substation TH***432X |  | 10 kV | _ | LV | 200 kVA :Kiosk Substation | 0.2 | --> | 0.2 | 0 | 0 | Constrained, otherwise capacity available =155 kVA | --> | 0.19 | 0 | 0.033 | 0 | 0 | Constrained, otherwise capacity available =159 kW | --> | C17 ex BALLYHAUNIS | Ballyhaunis [T41,T42] | DALTON |  | 53.7598 | -8.775
137269X | MV/LV Substation SH***269X |  | 10 kV | _ | LV | 100 kVA :Pole Substation | 0.1 | --> | 0.1 | 0.092 | 3.74 |  | --> | 0.095 | 0 | 0 | 0 | 0 | Constrained, otherwise capacity available =94 kW | --> | C12 ex KILFLYNN | Kilflynn [T41,T42] | TRALEE |  | 52.3566 | -9.6324
167542 | MV/LV Substation CA***542 |  | 20 kV | _ | LV | 50 kVA :Pole Substation | 0.05 | --> | 0.05 | 0 | 0 | Constrained, otherwise capacity available =43 kVA | --> | 0.048 | 0 | 0 | 0 | 0 | Constrained, otherwise capacity available =47 kW | --> | E21 ex WHITECHURCH | Whitechurch [T421,T422] | KILBARRY |  | 51.986 | -8.469
001664 | MV/LV Substation MT***664 |  | 10 kV | _ | LV | 400 kVA :Kiosk Substation | 0.4 | --> | 0.4 | 0.304 | 1.16 |  | --> | 0.38 | 0 | 0.04 | 0.337 | 0 |  | --> | C23 ex MOUNT MERRION | Mount Merrion [T41,T42] | CARRICKMINES |  | 53.2919 | -6.218
068368X | MV/LV Substation RI***368X |  | 10 kV | _ | LV | 1000 kVA :Building Structure | 1 | --> | 1 | 0.5 | 9.02 |  | --> | 0.95 | 0 | 0 | 0.5 | 0 |  | --> | C20 ex MISERY HILL | Misery Hill [T101,T102] | POOLBEG |  | 53.3403 | -6.2595
2484268 | MV/LV Substation NA***4268 |  | 20 kV | _ | LV | 50 kVA :Pole Substation | 0.05 | --> | 0.05 | 0.05 | 0.33 |  | --> | 0.048 | 0 | 0 | 0 | 0 | Constrained, otherwise capacity available =48 kW | --> | E33 ex TRIM | Trim [T421] | NAVAN |  | 53.4576 | -6.7678
001275 | MV/LV Substation FA***275 |  | 10 kV | _ | LV | 400 kVA :Kiosk Substation | 0.4 | --> | 0.4 | 0 | 0 | Constrained, otherwise capacity available =297 kVA | --> | 0.38 | 0 | 0.036 | 0.339 | 0 |  | --> | C12 ex DUNDRUM | Dundrum [T41,T42] | BLACKROCK |  | 53.2946 | -6.2354
047246 | MV/LV Substation AG***246 |  | 20 kV | _ | LV | 50 kVA :Pole Substation | 0.05 | --> | 0.05 | 0.03 | 1.04 |  | --> | 0.048 | 0 | 0 | 0 | 0 | Constrained, otherwise capacity available =45 kW | --> | C16 ex BOYLE | Boyle [T41,T42] | CARRICK ON SHANNON |  | 54.0476 | -8.3359
2064059 | MV/LV Substation DO***4059 |  | 20 kV | _ | LV | 50 kVA :Pole Substation | 0.05 | --> | 0.05 | 0.049 | 1.6 |  | --> | 0.048 | 0 | 0 | 0 | 0 | Constrained, otherwise capacity available =47 kW | --> | E12 ex BELMULLET | Belmullet [T421] | BELLACORICK |  | 54.1472 | -9.9464
252484 | MV/LV Substation MA***484 |  | 10 kV | _ | LV | 400 kVA :Kiosk Substation | 0.4 | --> | 0.4 | 0.168 | 1.32 |  | --> | 0.38 | 0 | 0.014 | 0.337 | 0 |  | --> | C27 ex CLIFDEN | Clifden [T41,T42] | SCREEB |  | 53.4874 | -10.0204
099047 | MV/LV Substation I ***047 |  | 10 kV | _ | LV | 400 kVA :Building Structure | 0.4 | --> | 0.4 | 0.32 | 2.96 |  | --> | 0.38 | 0 | 0 | 0 | 0 | Constrained, otherwise capacity available =369 kW | --> | C12 ex BALLYRAINE | Ballyraine [T41,T42] | LETTERKENNY |  | 54.9564 | -7.7059
056772 | MV/LV Substation KI***772 |  | 20 kV | _ | LV | 200 kVA :Kiosk Substation | 0.2 | --> | 0.2 | 0.132 | 0.89 |  | --> | 0.19 | 0 | 0.028 | 0 | 0 | Constrained, otherwise capacity available =160 kW | --> | E12 ex BIRR | Birr [T41,T422] | DALLOW |  | 53.0962 | -7.7221
253653Y | MV/LV Substation OW***653Y |  | 10 kV | _ | LV | 50 kVA :Pole Substation | 0.05 | --> | 0.05 | 0 | 0 | Constrained, otherwise capacity available =49 kVA | --> | 0.048 | 0 | 0 | 0 | 0 | Constrained, otherwise capacity available =47 kW | --> | C18 ex HEADFORD | Headford [T41,T42] | CLOON |  | 53.4683 | -9.1479
066601X | MV/LV Substation GR***601X |  | 20 kV | _ | LV | 50 kVA :Pole Substation | 0.05 | --> | 0.05 | 0 | 0 | Constrained, otherwise capacity available =47 kVA | --> | 0.048 | 0 | 0 | 0.047 | 0 |  | --> | C24 ex MACETOWN | Macetown [T101,T102] | MACETOWN |  | 53.474 | -6.4979
054518X | MV/LV Substation KN***518X |  | 10 kV | _ | LV | 400 kVA :Kiosk Substation | 0.4 | --> | 0.4 | 0 | 0 | Constrained, otherwise capacity available =277 kVA | --> | 0.38 | 0 | 0.18 | 0 | 0 | Constrained, otherwise capacity available =239 kW | --> | C11 ex MOUNTRATH | Mountrath [T41,T42] | PORTLAOISE |  | 52.9925 | -7.4833
062823Y | MV/LV Substation LA***823Y |  | 20 kV | _ | LV | 100 kVA :Pole Substation | 0.1 | --> | 0.1 | 0.082 | 3.47 |  | --> | 0.095 | 0 | 0 | 0 | 0 | Constrained, otherwise capacity available =92 kW | --> | E15 ex BUSH | Bush [T421,T422] | DUNDALK |  | 54.0259 | -6.1358
032959X | MV/LV Substation ME***959X |  | 10 kV | _ | LV | 200 kVA :Kiosk Substation | 0.2 | --> | 0.2 | 0 | 0 | Constrained, otherwise capacity available =127 kVA | --> | 0.19 | 0 | 0.06 | 0 | 0 | Constrained, otherwise capacity available =135 kW | --> | C12 ex TRAMORE | Tramore [T41,T42] | BUTLERSTOWN |  | 52.1664 | -7.1617
001019 | MV/LV Substation SY***019 |  | 10 kV | _ | LV | 630 kVA :Kiosk Substation | 0.63 | --> | 0.63 | 0.334 | 1.16 |  | --> | 0.598 | 0 | 0.152 | 0.444 | 0 |  | --> | C17 ex MOUNT MERRION | Mount Merrion [T41,T42] | CARRICKMINES |  | 53.2969 | -6.2046
001042 | MV/LV Substation SA***042 |  | 10 kV | _ | LV | 630 kVA :Kiosk Substation | 0.63 | --> | 0.63 | 0.339 | 1.23 |  | --> | 0.598 | 0 | 0.015 | 0.5 | 0 |  | --> | C19 ex SALLYNOGGIN ROAD | Sallynoggin Road [T41,T42] | CHERRYWOOD |  | 53.2799 | -6.137
003158 | MV/LV Substation KN***158 |  | 10 kV | _ | LV | 50 kVA :Pole Substation | 0.05 | --> | 0.05 | 0 | 0 | Constrained, otherwise capacity available =46 kVA | --> | 0.048 | 0 | 0 | 0 | 0 | Constrained, otherwise capacity available =47 kW | --> | C16 ex RATHDRUM | Rathdrum [T42] | ARKLOW |  | 52.9731 | -6.2737
019158X | MV/LV Substation RA***158X |  | 10 kV | _ | LV | 400 kVA :Kiosk Substation | 0.4 | --> | 0.4 | 0.047 | 0.05 | Constrained, otherwise capacity available =310 kVA | --> | 0.38 | 0 | 0 | 0 | 0 | Constrained, otherwise capacity available =368 kW | --> | C19 ex BALLYBEGGAN | Ballybeggan [T43,T44] | TRALEE |  | 52.2627 | -9.6753
154657 | MV/LV Substation TH***657 |  | 10 kV | _ | LV | 200 kVA :Kiosk Substation | 0.2 | --> | 0.2 | 0 | 0 | Constrained, otherwise capacity available =124 kVA | --> | 0.19 | 0 | 0.021 | 0 | 0 | Constrained, otherwise capacity available =164 kW | --> | C15 ex COOLMINE | Coolmine [T41,T42] | FINGLAS |  | 53.3892 | -6.4154
068347X | MV/LV Substation TH***347X |  | 10 kV | _ | LV | 1000 kVA :Building Structure | 1 | --> | 1 | 0.5 | 3 |  | --> | 0.95 | 0 | 0.01 | 0.5 | 0 |  | --> | C37 ex INCHICORE CENTRAL | Inchicore Central [T43,T45] | INCHICORE 220KV |  | 53.3378 | -6.3201
068150X | MV/LV Substation BE***150X |  | 10 kV | _ | LV | 1000 kVA :Building Structure | 1 | --> | 1 | 0 | 0 | Constrained, otherwise capacity available =320 kVA | --> | 0.95 | 0 | 0.039 | 0.5 | 0 |  | --> | C19 ex GLOUCESTER PLACE | Gloucester Place [T41,T42] | MCDERMOTT |  | 53.3574 | -6.2588
008671Y | MV/LV Substation IR***671Y |  | 20 kV | _ | LV | 630 kVA :Kiosk Substation | 0.63 | --> | 0.63 | 0 | 0 | Constrained, otherwise capacity available =507 kVA | --> | 0.598 | 0 | 0 | 0 | 0 | Constrained, otherwise capacity available =582 kW | --> | C20 ex KNOCKMULLEN | Knockmullen [T42,T421] | GREAT ISLAND |  | 52.3654 | -6.9669
196020 | MV/LV Substation TO***020 |  | 10 kV | _ | LV | 200 kVA :Building Structure | 0.2 | --> | 0.2 | 0 | 0 | Constrained, otherwise capacity available =196 kVA | --> | 0.19 | 0 | 0 | 0 | 0 | Constrained, otherwise capacity available =189 kW | --> | C15 ex TRIM | Trim [T41,T42] | NAVAN |  | 53.5516 | -6.7949
025408Y | MV/LV Substation SY***408Y |  | 10 kV | _ | LV | 400 kVA :Kiosk Substation | 0.4 | --> | 0.4 | 0 | 0 | Constrained, otherwise capacity available =375 kVA | --> | 0.38 | 0 | 0.009 | 0 | 0 | Constrained, otherwise capacity available =370 kW | --> | C17 ex KILMALLOCK | Kilmallock [T41,T42] | CHARLEVILLE |  | 52.4031 | -8.5825
049397Z | MV/LV Substation CE***397Z |  | 10 kV | _ | LV | 100 kVA :Pole Substation | 0.1 | --> | 0.1 | 0.078 | 0.21 |  | --> | 0.095 | 0 | 0 | 0 | 0 | Constrained, otherwise capacity available =92 kW | --> | E19 ex LONGFORD | Longford [T421,T422] | RICHMOND |  | 53.7173 | -7.8145
150275 | MV/LV Substation ST***275 |  | 20 kV | _ | LV | 200 kVA :Pole Substation | 0.2 | --> | 0.2 | 0.163 | 3.96 |  | --> | 0.19 | 0 | 0 | 0 | 0 | Constrained, otherwise capacity available =185 kW | --> | E19 ex STRANORLAR | Stranorlar [T421,T422] | LETTERKENNY |  | 54.8043 | -7.7758
288075 | MV/LV Substation PE***075 |  | 10 kV | _ | LV | 200 kVA :Pole Substation | 0.2 | --> | 0.2 | 0.041 | 0.04 | Constrained, otherwise capacity available =138 kVA | --> | 0.19 | 0 | 0.005 | 0.178 | 0 |  | --> | C14 ex LITTLE BRAY | Little Bray [T41,T42] | FASSAROE |  | 53.2026 | -6.1193
081603Z | MV/LV Substation ST***603Z |  | 10 kV | _ | LV | 400 kVA :Kiosk Substation | 0.4 | --> | 0.4 | 0 | 0 | Constrained, otherwise capacity available =345 kVA | --> | 0.38 | 0 | 0.004 | 0 | 0 | Constrained, otherwise capacity available =370 kW | --> | C18 ex CASTLEKNOCK | Castleknock [T41,T42] | FINGLAS |  | 53.3755 | -6.3618
0624378 | MV/LV Substation CH***4378 |  | 20 kV | _ | LV | 50 kVA :Pole Substation | 0.05 | --> | 0.05 | 0.05 | 19.76 |  | --> | 0.048 | 0 | 0 | 0.048 | 0 |  | --> | E19 ex MULLAGHARLIN | Mullagharlin [T121,T122] | MULLAGHARLIN |  | 53.9758 | -6.5296
248532X | MV/LV Substation TR***532X |  | 20 kV | _ | LV | 50 kVA :Pole Substation | 0.05 | --> | 0.05 | 0.031 | 3.5 |  | --> | 0.048 | 0 | 0 | 0 | 0 | Constrained, otherwise capacity available =45 kW | --> | E12 ex DUNFIRTH | Dunfirth [T122] | DUNFIRTH |  | 53.443 | -6.8609
060631 | MV/LV Substation SE***631 |  | 10 kV | _ | LV | 50 kVA :Pole Substation | 0.05 | --> | 0.05 | 0.05 | 4 |  | --> | 0.048 | 0 | 0 | 0 | 0 | Constrained, otherwise capacity available =48 kW | --> | C18 ex BALLYJAMESDUFF | Ballyjamesduff [T41,T42] | SHANKILL |  | 53.957 | -7.0479
021127 | MV/LV Substation BA***127 |  | 10 kV | _ | LV | 200 kVA :Building Structure | 0.2 | --> | 0.2 | 0 | 0 | Constrained, otherwise capacity available =170 kVA | --> | 0.19 | 0 | 0 | 0.186 | 0 |  | --> | C21 ex MAYFIELD | Mayfield [T41,T42] | KILBARRY |  | 51.9164 | -8.4486
118184 | MV/LV Substation GR***184 |  | 10 kV | _ | LV | 200 kVA :Kiosk Substation | 0.2 | --> | 0.2 | 0.155 | 2 |  | --> | 0.19 | 0 | 0.028 | 0 | 0 | Constrained, otherwise capacity available =163 kW | --> | C12 ex BALLINASLOE | Ballinasloe [T41,T42] | SOMERSET |  | 53.3244 | -8.2013
011887Z | MV/LV Substation BA***887Z |  | 10 kV | _ | LV | 50 kVA :Pole Substation | 0.05 | --> | 0.05 | 0 | 0 | Constrained, otherwise capacity available =50 kVA | --> | 0.048 | 0 | 0 | 0 | 0 | Constrained, otherwise capacity available =48 kW | --> | C17 ex GORESBRIDGE | Goresbridge [T41,T42] | KILKENNY |  | 52.6416 | -6.9196
015295Z | MV/LV Substation SA***295Z |  | 10 kV | _ | LV | 400 kVA :Kiosk Substation | 0.4 | --> | 0.4 | 0 | 0 | Constrained, otherwise capacity available =316 kVA | --> | 0.38 | 0 | 0.012 | 0 | 0 | Constrained, otherwise capacity available =360 kW | --> | C11 ex SALLINS | Sallins [T41,T42] | GRIFFINRATH |  | 53.2479 | -6.6713
277070 | MV/LV Substation GR***070 |  | 10 kV | _ | LV | 200 kVA :Kiosk Substation | 0.2 | --> | 0.2 | 0 | 0 | Constrained, otherwise capacity available =80 kVA | --> | 0.19 | 0 | 0.02 | 0.158 | 0 |  | --> | C16 ex HOWTH JUNCTION | Howth Junction [T41,T42] | GRANGE (DR) |  | 53.3974 | -6.1516
068419 | MV/LV Substation IN***419 |  | 10 kV | _ | LV | 630 kVA :Kiosk Substation | 0.63 | --> | 0.63 | 0.359 | 11.14 |  | --> | 0.598 | 0 | 0.035 | 0.5 | 0 |  | --> | C24 ex CABRA | Cabra [T101,T102] | FINGLAS |  | 53.3646 | -6.2964
153338 | MV/LV Substation AS***338 |  | 20 kV | _ | LV | 400 kVA :Kiosk Substation | 0.4 | --> | 0.4 | 0 | 0 | Constrained, otherwise capacity available =313 kVA | --> | 0.38 | 0 | 0.062 | 0 | 0 | Constrained, otherwise capacity available =322 kW | --> | E17 ex BIRDHILL | Birdhill [T421,T422] | ARDNACRUSHA |  | 52.8165 | -8.4341
049026 | MV/LV Substation MA***026 |  | 10 kV | _ | LV | 630 kVA :Kiosk Substation | 0.63 | --> | 0.63 | 0.495 | 2.8 |  | --> | 0.598 | 0 | 0 | 0 | 0 | Constrained, otherwise capacity available =580 kW | --> | C12 ex GLEBE | Glebe [T41,T42] | RICHMOND |  | 53.7277 | -7.7999
020092 | MV/LV Substation GR***092 |  | 10 kV | _ | LV | 630 kVA :Kiosk Substation | 0.63 | --> | 0.63 | 0.451 | 0.76 |  | --> | 0.598 | 0 | 0 | 0 | 0 | Constrained, otherwise capacity available =574 kW | --> | C11 ex WOODFORD | Woodford [T41,T42] | KNOCKEARAGH |  | 52.0578 | -9.5022
151551X | MV/LV Substation CA***551X |  | 20 kV | _ | LV | 50 kVA :Pole Substation | 0.05 | --> | 0.05 | 0 | 0 | Constrained, otherwise capacity available =40 kVA | --> | 0.048 | 0 | 0 | 0.046 | 0 |  | --> | E15 ex BRUFF | Bruff [T42,T421] | LIMERICK |  | 52.5634 | -8.5036
0934270 | MV/LV Substation PI***4270 |  | 10 kV | _ | LV | 1000 kVA :Building Structure | 1 | --> | 1 | 0 | 0 | Constrained, otherwise capacity available =1000 kVA | --> | 0.95 | 0 | 0 | 0.5 | 0 |  | --> | C27 ex POPPINTREE | Poppintree [T101,T102] | FINGLAS |  | 53.4017 | -6.3046
019378 | MV/LV Substation BA***378 |  | 10 kV | _ | LV | 200 kVA :Pole Substation | 0.2 | --> | 0.2 | 0.047 | 0.05 | Constrained, otherwise capacity available =87 kVA | --> | 0.19 | 0 | 0.009 | 0 | 0 | Constrained, otherwise capacity available =172 kW | --> | C14 ex BALLYBEGGAN | Ballybeggan [T43,T44] | TRALEE |  | 52.2835 | -9.6652
053308 | MV/LV Substation AR***308 |  | 10 kV | _ | LV | 200 kVA :Pole Substation | 0.2 | --> | 0.2 | 0.16 | 3.28 |  | --> | 0.19 | 0 | 0.01 | 0.177 | 0 |  | --> | C23 ex SRAH | Srah [T43] | THORNSBERRY |  | 53.2866 | -7.4904
015792Z | MV/LV Substation PA***792Z |  | 10 kV | _ | LV | 400 kVA :Building Structure | 0.4 | --> | 0.4 | 0 | 0 | Constrained, otherwise capacity available =276 kVA | --> | 0.38 | 0 | 0 | 0 | 0 | Constrained, otherwise capacity available =363 kW | --> | C18 ex SALLINS | Sallins [T41,T42] | GRIFFINRATH |  | 53.2484 | -6.6276
068167X | MV/LV Substation LI***167X |  | 10 kV | _ | LV | 630 kVA :Building Structure | 0.63 | --> | 0.63 | 0 | 0 | Constrained, otherwise capacity available =322 kVA | --> | 0.598 | 0 | 0 | 0.5 | 0 |  | --> | C21 ex CAMDEN ROW | Camden Row [T41] | FRANCIS STREET |  | 53.3373 | -6.2664
093303X | MV/LV Substation BA***303X |  | 10 kV | _ | LV | 200 kVA :Kiosk Substation | 0.2 | --> | 0.2 | 0 | 0 | Constrained, otherwise capacity available =198 kVA | --> | 0.19 | 0 | 0 | 0.19 | 0 |  | --> | C20 ex SUTTON | Sutton [T41,T42] | GRANGE (DR) |  | 53.3869 | -6.0635
069561 | MV/LV Substation BE***561 |  | 10 kV | _ | LV | 400 kVA :Kiosk Substation | 0.4 | --> | 0.4 | 0 | 0 | Constrained, otherwise capacity available =300 kVA | --> | 0.38 | 0 | 0.033 | 0.342 | 0 |  | --> | C18 ex BALLYBODEN | Ballyboden [T41,T42] | COOKSTOWN |  | 53.2945 | -6.2857
068615X | MV/LV Substation LO***615X |  | 10 kV | _ | LV | 630 kVA :Building Structure | 0.63 | --> | 0.63 | 0.5 | 1.47 |  | --> | 0.598 | 0 | 0 | 0.5 | 0 |  | --> | C15 ex MARROWBONE LANE | Marrowbone Lane [T42] | INCHICORE 220KV |  | 53.3407 | -6.2879
059668Y | MV/LV Substation DR***668Y |  | 20 kV | _ | LV | 400 kVA :Kiosk Substation | 0.4 | --> | 0.4 | 0 | 0 | Constrained, otherwise capacity available =321 kVA | --> | 0.38 | 0 | 0.023 | 0 | 0 | Constrained, otherwise capacity available =352 kW | --> | E17 ex CAVAN | Cavan [T42,T421] | SHANKILL |  | 54.0181 | -7.3542
053762 | MV/LV Substation RA***762 |  | 20 kV | _ | LV | 50 kVA :Pole Substation | 0.05 | --> | 0.05 | 0 | 0 | Constrained, otherwise capacity available =26 kVA | --> | 0.048 | 0 | 0.005 | 0.04 | 0 |  | --> | E18 ex CLONMINCH | Clonminch [T41,T422] | THORNSBERRY |  | 53.2805 | -7.6129
060350Y | MV/LV Substation LA***350Y |  | 10 kV | _ | LV | 200 kVA :Building Structure | 0.2 | --> | 0.2 | 0 | 0 | Constrained, otherwise capacity available =174 kVA | --> | 0.19 | 0 | 0 | 0 | 0 | Constrained, otherwise capacity available =186 kW | --> | C16 ex CLONES | Clones [T41,T42] | SHANKILL |  | 54.1795 | -7.2257
293663X | MV/LV Substation RA***663X |  | 20 kV | _ | LV | 100 kVA :Pole Substation | 0.1 | --> | 0.1 | 0 | 0 |  | --> | 0.095 | 0 | 0.015 | 0 | 0 | Constrained, otherwise capacity available =61 kW | --> | E17 ex BALTINGLASS | Baltinglass [T421,T422] | STRATFORD |  | 52.8815 | -6.6951
003871 | MV/LV Substation VA***871 |  | 10 kV | _ | LV | 100 kVA :Pole Substation | 0.1 | --> | 0.1 | 0.089 | 0.48 |  | --> | 0.095 | 0 | 0.063 | 0 | 0 | Constrained, otherwise capacity available =47 kW | --> | C15 ex KILMARTIN | Kilmartin [T41] | ARKLOW |  | 53.05 | -6.1866
033817 | MV/LV Substation BA***817 |  | 10 kV | _ | LV | 50 kVA :Pole Substation | 0.05 | --> | 0.05 | 0 | 0 | Constrained, otherwise capacity available =35 kVA | --> | 0.048 | 0 | 0 | 0 | 0 | Constrained, otherwise capacity available =46 kW | --> | C11 ex DEERPARK | Deerpark [T41,T42] | BALLYDINE |  | 52.3216 | -7.4509
003997 | MV/LV Substation TI***997 |  | 10 kV | _ | LV | 50 kVA :Pole Substation | 0.05 | --> | 0.05 | 0.046 | 0.48 |  | --> | 0.048 | 0 | 0.005 | 0 | 0 | Constrained, otherwise capacity available =43 kW | --> | C15 ex KILMARTIN | Kilmartin [T41] | ARKLOW |  | 53.0517 | -6.0728
068738 | MV/LV Substation RO***738 |  | 10 kV | _ | LV | 400 kVA :Building Structure | 0.4 | --> | 0.4 | 0.341 | 11.14 |  | --> | 0.38 | 0 | 0 | 0.372 | 0 |  | --> | C17 ex CABRA | Cabra [T101,T102] | FINGLAS |  | 53.3742 | -6.2882
003023 | MV/LV Substation CO***023 |  | 10 kV | _ | LV | 100 kVA :Pole Substation | 0.1 | --> | 0.1 | 0.089 | 11.58 |  | --> | 0.095 | 0 | 0 | 0 | 0 | Constrained, otherwise capacity available =94 kW | --> | C18 ex BALLYBEG | Ballybeg [T101,T102] | CARRICKMINES |  | 52.9843 | -6.1364
099641X | MV/LV Substation CN***641X |  | 10 kV | _ | LV | 400 kVA :Kiosk Substation | 0.4 | --> | 0.4 | 0.32 | 2.96 |  | --> | 0.38 | 0 | 0.006 | 0 | 0 | Constrained, otherwise capacity available =364 kW | --> | C21 ex BALLYRAINE | Ballyraine [T41,T42] | LETTERKENNY |  | 54.979 | -7.7242
065011 | MV/LV Substation RE***011 |  | 10 kV | _ | LV | 200 kVA :Kiosk Substation | 0.2 | --> | 0.2 | 0 | 0 | Constrained, otherwise capacity available =166 kVA | --> | 0.19 | 0 | 0.02 | 0 | 0 | Constrained, otherwise capacity available =171 kW | --> | C19 ex LOUGHSHINNY | Loughshinny [T41,T42] | GLASMORE |  | 53.5847 | -6.1029
365251 | MV/LV Substation NE***251 |  | 10 kV | _ | LV | 50 kVA :Pole Substation | 0.05 | --> | 0.05 | 0 | 0 | Constrained, otherwise capacity available =34 kVA | --> | 0.048 | 0 | 0.005 | 0.042 | 0 |  | --> | C12 ex SAGGART | Saggart [T41,T42] | GRANGE CASTLE |  | 53.2538 | -6.4865
276411 | MV/LV Substation BI***411 |  | 10 kV | _ | LV | 200 kVA :Pole Substation | 0.2 | --> | 0.2 | 0.132 | 0.76 |  | --> | 0.19 | 0 | 0.009 | 0 | 0 | Constrained, otherwise capacity available =174 kW | --> | C18 ex WOODFORD | Woodford [T41,T42] | KNOCKEARAGH |  | 52.0382 | -9.4755
0744187 | MV/LV Substation DR***4187 |  | 20 kV | _ | LV | 200 kVA :Pole Substation | 0.2 | --> | 0.2 | 0 | 0 | Constrained, otherwise capacity available =200 kVA | --> | 0.19 | 0 | 0 | 0 | 0 | Constrained, otherwise capacity available =190 kW | --> | C14 ex CARRICK ON SHANNON | Carrick On Shannon [T41,T42] | CARRICK ON SHANNON |  | 53.9979 | -8.0684
158051 | MV/LV Substation BA***051 |  | 20 kV | _ | LV | 100 kVA :Pole Substation | 0.1 | --> | 0.1 | 0 | 0 | Constrained, otherwise capacity available =80 kVA | --> | 0.095 | 0 | 0 | 0 | 0 | Constrained, otherwise capacity available =92 kW | --> | C19 ex ENNISTYMON | Ennistymon [T41,T42] | ENNIS |  | 53.118 | -9.1497
068451X | MV/LV Substation SA***451X |  | 10 kV | _ | LV | 630 kVA :Building Structure | 0.63 | --> | 0.63 | 0 | 0 | Constrained, otherwise capacity available =408 kVA | --> | 0.598 | 0 | 0.004 | 0.5 | 0 |  | --> | C19 ex NEWMARKET (DR) | Newmarket (dr) [T41] | FRANCIS STREET |  | 53.3339 | -6.2752
182504 | MV/LV Substation CO***504 |  | 10 kV | _ | LV | 50 kVA :Pole Substation | 0.05 | --> | 0.05 | 0 | 0 | Constrained, otherwise capacity available =47 kVA | --> | 0.048 | 0 | 0 | 0 | 0 | Constrained, otherwise capacity available =47 kW | --> | C11 ex SCARIFF | Scariff [T42] | ENNIS |  | 52.8842 | -8.6045
182644X | MV/LV Substation PE***644X |  | 10 kV | _ | LV | 50 kVA :Pole Substation | 0.05 | --> | 0.05 | 0 | 0 | Constrained, otherwise capacity available =35 kVA | --> | 0.048 | 0 | 0.006 | 0 | 0 | Constrained, otherwise capacity available =41 kW | --> | C15 ex TULLA | Tulla [T41,T42] | ENNIS |  | 52.9308 | -8.636
081598Z | MV/LV Substation FO***598Z |  | 20 kV | _ | LV | 400 kVA :Building Structure | 0.4 | --> | 0.4 | 0 | 0 | Constrained, otherwise capacity available =381 kVA | --> | 0.38 | 0 | 0 | 0.377 | 0 |  | --> | E21 ex ADAMSTOWN | Adamstown [T121,T122] | INCHICORE 220KV |  | 53.3327 | -6.4057
0354183 | MV/LV Substation BA***4183 |  | 20 kV | _ | LV | 50 kVA :Pole Substation | 0.05 | --> | 0.05 | 0.05 | 0.49 |  | --> | 0.048 | 0 | 0 | 0 | 0 | Constrained, otherwise capacity available =48 kW | --> | E11 ex ARDFINNAN | Ardfinnan [T421] | CAHIR |  | 52.309 | -7.9754
1514011 | MV/LV Substation DO***4011 |  | 10 kV | _ | LV | 50 kVA :Pole Substation | 0.05 | --> | 0.05 | 0 | 0 | Constrained, otherwise capacity available =33 kVA | --> | 0.048 | 0 | 0 | 0.045 | 0 |  | --> | C30 ex BRUFF | Bruff [T42,T421] | LIMERICK |  | 52.4885 | -8.5095
244379 | MV/LV Substation FA***379 |  | 20 kV | _ | LV | 200 kVA :Pole Substation | 0.2 | --> | 0.2 | 0 | 0 | Constrained, otherwise capacity available =169 kVA | --> | 0.19 | 0 | 0 | 0 | 0 | Constrained, otherwise capacity available =186 kW | --> | E21 ex MILLTOWN (SR) | Milltown (sr) [T421,T422] | OUGHTRAGH |  | 52.1068 | -9.6245
056063 | MV/LV Substation CU***063 |  | 10 kV | _ | LV | 400 kVA :Building Structure | 0.4 | --> | 0.4 | 0.192 | 0.89 |  | --> | 0.38 | 0 | 0.005 | 0 | 0 | Constrained, otherwise capacity available =347 kW | --> | C19 ex BIRR | Birr [T41,T422] | DALLOW |  | 53.0962 | -7.9103
009397Y | MV/LV Substation AR***397Y |  | 10 kV | _ | LV | 400 kVA :Kiosk Substation | 0.4 | --> | 0.4 | 0 | 0 | Constrained, otherwise capacity available =318 kVA | --> | 0.38 | 0 | 0.03 | 0 | 0 | Constrained, otherwise capacity available =346 kW | --> | C17 ex GRANGE (SR) | Grange (sr) [T41,T42] | BUTLERSTOWN |  | 52.2423 | -7.0887
161208 | MV/LV Substation CA***208 |  | 10 kV | _ | LV | 100 kVA :Pole Substation | 0.1 | --> | 0.1 | 0.062 | 6.53 |  | --> | 0.095 | 0 | 0.012 | 0.081 | 0 |  | --> | C17 ex OUGHTERARD | Oughterard [T41,T42] | SCREEB |  | 53.4294 | -9.3286
160378Y | MV/LV Substation KI***378Y |  | 20 kV | _ | LV | 400 kVA :Kiosk Substation | 0.4 | --> | 0.4 | 0 | 0 | Constrained, otherwise capacity available =322 kVA | --> | 0.38 | 0 | 0.018 | 0 | 0 | Constrained, otherwise capacity available =356 kW | --> | E11 ex PORTLAOISE |  |  |  | 53.0458 | -7.2643
029188Y | MV/LV Substation OR***188Y |  | 20 kV | _ | LV | 400 kVA :Building Structure | 0.4 | --> | 0.4 | 0 | 0 | Constrained, otherwise capacity available =385 kVA | --> | 0.38 | 0 | 0 | 0 | 0 | Constrained, otherwise capacity available =378 kW | --> | E12 ex CARRIGSHANE | Carrigshane [T422] | MIDLETON |  | 51.9129 | -8.0555
266208X | MV/LV Substation SL***208X |  | 20 kV | _ | LV | 50 kVA :Pole Substation | 0.05 | --> | 0.05 | 0 | 0 | Constrained, otherwise capacity available =50 kVA | --> | 0.048 | 0 | 0 | 0 | 0 | Constrained, otherwise capacity available =48 kW | --> | E12 ex CARNDONAGH | Carndonagh [T421,T422] | TRILLICK |  | 55.3718 | -7.3414
081366Z | MV/LV Substation MO***366Z |  | 10 kV | _ | LV | 400 kVA :Kiosk Substation | 0.4 | --> | 0.4 | 0 | 0 | Constrained, otherwise capacity available =382 kVA | --> | 0.38 | 0 | 0.005 | 0.374 | 0 |  | --> | C14 ex CLONDALKIN | Clondalkin [T41,T42,T44] | INCHICORE 220KV |  | 53.3344 | -6.4006
039323 | MV/LV Substation JO***323 |  | 10 kV | _ | LV | 630 kVA :Building Structure | 0.63 | --> | 0.63 | 0 | 0 | Constrained, otherwise capacity available =450 kVA | --> | 0.598 | 0 | 0 | 0.5 | 0 |  | --> | C25 ex GALWAY 110KV | Galway 110kv [T102,T103] | GALWAY 110KV |  | 53.289 | -9.022
144060 | MV/LV Substation MA***060 |  | 10 kV | _ | LV | 100 kVA :Pole Substation | 0.1 | --> | 0.1 | 0 | 0 | Constrained, otherwise capacity available =39 kVA | --> | 0.095 | 0 | 0 | 0 | 0 | Constrained, otherwise capacity available =86 kW | --> | C16 ex CASTLECOMER | Castlecomer [T41,T42] | BALLYRAGGET |  | 52.8048 | -7.2174
3654208 | MV/LV Substation FI***4208 |  | 10 kV | _ | LV | 50 kVA :Pole Substation | 0.05 | --> | 0.05 | 0 | 0 | Constrained, otherwise capacity available =50 kVA | --> | 0.048 | 0 | 0 | 0.048 | 0 |  | --> | C12 ex SAGGART | Saggart [T41,T42] | GRANGE CASTLE |  | 53.2671 | -6.4859
064735Y | MV/LV Substation MU***735Y |  | 10 kV | _ | LV | 50 kVA :Pole Substation | 0.05 | --> | 0.05 | 0 | 0 | Constrained, otherwise capacity available =48 kVA | --> | 0.048 | 0 | 0 | 0 | 0 | Constrained, otherwise capacity available =47 kW | --> | C14 ex DRYBRIDGE | Drybridge [T41,T42] | DRYBRIDGE |  | 53.7672 | -6.424
108583 | MV/LV Substation SM***583 |  | 20 kV | _ | LV | 200 kVA :Pole Substation | 0.2 | --> | 0.2 | 0.138 | 1.57 |  | --> | 0.19 | 0 | 0 | 0 | 0 | Constrained, otherwise capacity available =181 kW | --> | C17 ex BALLYSHANNON | Ballyshannon [T41,T42] | CATHALEENS FALL |  | 54.6328 | -7.8594
1964182 | MV/LV Substation BO***4182 |  | 20 kV | _ | LV | 50 kVA :Pole Substation | 0.05 | --> | 0.05 | 0.049 | 1.34 |  | --> | 0.048 | 0 | 0 | 0 | 0 | Constrained, otherwise capacity available =47 kW | --> | E23 ex ATHBOY | Athboy [T423] | NAVAN |  | 53.5279 | -6.8729
204169X | MV/LV Substation FO***169X |  | 20 kV | _ | LV | 50 kVA :Pole Substation | 0.05 | --> | 0.05 | 0 | 0 | Constrained, otherwise capacity available =35 kVA | --> | 0.048 | 0 | 0.004 | 0 | 0 | Constrained, otherwise capacity available =42 kW | --> | E17 ex BUNCRANA | Buncrana [T421,T422] | TRILLICK |  | 55.1228 | -7.1997
1534242 | MV/LV Substation MO***4242 |  | 20 kV | _ | LV | 50 kVA :Pole Substation | 0.05 | --> | 0.05 | 0 | 0 | Constrained, otherwise capacity available =49 kVA | --> | 0.048 | 0 | 0 | 0 | 0 | Constrained, otherwise capacity available =47 kW | --> | E13 ex BIRDHILL | Birdhill [T421,T422] | ARDNACRUSHA |  | 52.733 | -8.5486
209570 | MV/LV Substation CR***570 |  | 20 kV | _ | LV | 50 kVA :Pole Substation | 0.05 | --> | 0.05 | 0 | 0 | Constrained, otherwise capacity available =40 kVA | --> | 0.048 | 0 | 0 | 0 | 0 | Constrained, otherwise capacity available =46 kW | --> | C14 ex MILFORD (NR) | Milford (nr) [T41,T42] | LETTERKENNY |  | 55.2064 | -7.63
021046 | MV/LV Substation CL***046 |  | 20 kV | _ | LV | 100 kVA :Pole Substation | 0.1 | --> | 0.1 | 0 | 0 | Constrained, otherwise capacity available =92 kVA | --> | 0.095 | 0 | 0.005 | 0 | 0 | Constrained, otherwise capacity available =90 kW | --> | E18 ex CURRALEIGH | Curraleigh [T421,T422] | KILBARRY |  | 51.9186 | -8.6291
281116 | MV/LV Substation FR***116 |  | 10 kV | _ | LV | 400 kVA :Building Structure | 0.4 | --> | 0.4 | 0.338 | 7.88 |  | --> | 0.38 | 0 | 0 | 0.371 | 0 |  | --> | C25 ex LIBERTY STREET | Liberty Street [T101,T102] | LIBERTY STREET |  | 51.8999 | -8.4819
3654010 | MV/LV Substation AT***4010 |  | 10 kV | _ | LV | 50 kVA :Pole Substation | 0.05 | --> | 0.05 | 0 | 0 | Constrained, otherwise capacity available =45 kVA | --> | 0.048 | 0 | 0 | 0.047 | 0 |  | --> | C12 ex SAGGART | Saggart [T41,T42] | GRANGE CASTLE |  | 53.2482 | -6.5329
066042Y | MV/LV Substation SU***042Y |  | 20 kV | _ | LV | 400 kVA :Kiosk Substation | 0.4 | --> | 0.4 | 0 | 0 | Constrained, otherwise capacity available =221 kVA | --> | 0.38 | 0 | 0.022 | 0 | 0 | Constrained, otherwise capacity available =338 kW | --> | E17 ex BALTRASNA | Baltrasna [T121,T122] | BALTRASNA |  | 53.511 | -6.5411
056048Y | MV/LV Substation CR***048Y |  | 10 kV | _ | LV | 400 kVA :Kiosk Substation | 0.4 | --> | 0.4 | 0.31 | 0.89 |  | --> | 0.38 | 0 | 0.028 | 0 | 0 | Constrained, otherwise capacity available =347 kW | --> | C19 ex BIRR | Birr [T41,T422] | DALLOW |  | 53.1018 | -7.9158
182029X | MV/LV Substation LI***029X |  | 20 kV | _ | LV | 50 kVA :Pole Substation | 0.05 | --> | 0.05 | 0 | 0 | Constrained, otherwise capacity available =43 kVA | --> | 0.048 | 0 | 0.015 | 0 | 0 | Constrained, otherwise capacity available =36 kW | --> | C17 ex TULLA | Tulla [T41,T42] | ENNIS |  | 52.842 | -8.7569
0824521 | MV/LV Substation RO***4521 |  | 10 kV | _ | LV | 630 kVA :Kiosk Substation | 0.63 | --> | 0.63 | 0.5 | 2.01 |  | --> | 0.598 | 0 | 0 | 0 | 0 | Constrained, otherwise capacity available =598 kW | --> | C11 ex ABBEYLAND | Abbeyland [T41,T42] | NAVAN |  | 53.6378 | -6.7048
0624201 | MV/LV Substation CN***4201 |  | 10 kV | _ | LV | 400 kVA :Kiosk Substation | 0.4 | --> | 0.4 | 0.212 | 3.12 |  | --> | 0.38 | 0 | 0.076 | 0 | 0 | Constrained, otherwise capacity available =297 kW | --> | C20 ex MARSHES | Marshes [T41,T42] | DUNDALK |  | 53.9718 | -6.3699
136033Y | MV/LV Substation AB***033Y |  | 10 kV | _ | LV | 400 kVA :Kiosk Substation | 0.4 | --> | 0.4 | 0 | 0 | Constrained, otherwise capacity available =261 kVA | --> | 0.38 | 0 | 0.055 | 0 | 0 | Constrained, otherwise capacity available =320 kW | --> | C12 ex ROSCOMMON | Roscommon [T41,T42] | LANESBORO |  | 53.6256 | -8.1971
035123X | MV/LV Substation MO***123X |  | 10 kV | _ | LV | 50 kVA :Pole Substation | 0.05 | --> | 0.05 | 0.044 | 6.17 |  | --> | 0.048 | 0 | 0 | 0 | 0 | Constrained, otherwise capacity available =47 kW | --> | C24 ex CAHIR | Cahir [T41,T42] | CAHIR |  | 52.4037 | -7.8662
093529Z | MV/LV Substation NO***529Z |  | 10 kV | _ | LV | 630 kVA :Building Structure | 0.63 | --> | 0.63 | 0 | 0 | Constrained, otherwise capacity available =458 kVA | --> | 0.598 | 0 | 0.045 | 0.5 | 0 |  | --> | C27 ex POPPINTREE | Poppintree [T101,T102] | FINGLAS |  | 53.3977 | -6.3198
160572Y | MV/LV Substation BR***572Y |  | 10 kV | _ | LV | 50 kVA :Pole Substation | 0.05 | --> | 0.05 | 0 | 0 | Constrained, otherwise capacity available =44 kVA | --> | 0.048 | 0 | 0 | 0 | 0 | Constrained, otherwise capacity available =47 kW | --> | C11 ex PORTARLINGTON | Portarlington [T41,T42] | PORTLAOISE |  | 53.2064 | -7.1066
033766X | MV/LV Substation BA***766X |  | 10 kV | _ | LV | 400 kVA :Kiosk Substation | 0.4 | --> | 0.4 | 0 | 0 | Constrained, otherwise capacity available =178 kVA | --> | 0.38 | 0 | 0.024 | 0.059 | 0 | Constrained, otherwise capacity available =331 kW | --> | C23 ex CREGG ROAD | Cregg Road [T41,T42] | BALLYDINE |  | 52.3526 | -7.3329
056090Y | MV/LV Substation WH***090Y |  | 10 kV | _ | LV | 50 kVA :Pole Substation | 0.05 | --> | 0.05 | 0.032 | 0.89 |  | --> | 0.048 | 0 | 0.005 | 0 | 0 | Constrained, otherwise capacity available =41 kW | --> | C21 ex BIRR | Birr [T41,T422] | DALLOW |  | 53.0826 | -7.8936
281328X | MV/LV Substation GO***328X |  | 10 kV | _ | LV | 50 kVA :Pole Substation | 0.05 | --> | 0.05 | 0 | 0 | Constrained, otherwise capacity available =36 kVA | --> | 0.048 | 0 | 0.015 | 0 | 0 | Constrained, otherwise capacity available =34 kW | --> | C17 ex CARRIGALINE | Carrigaline [T41,T42] | BARNAHELY |  | 51.7899 | -8.3206
009345 | MV/LV Substation BA***345 |  | 10 kV | _ | LV | 400 kVA :Kiosk Substation | 0.4 | --> | 0.4 | 0 | 0 | Constrained, otherwise capacity available =287 kVA | --> | 0.38 | 0 | 0.01 | 0 | 0 | Constrained, otherwise capacity available =357 kW | --> | C17 ex WATERFORD IND EST | Waterford Ind Est [T41,T42,T44] | BUTLERSTOWN |  | 52.2401 | -7.1489
366066X | MV/LV Substation IN***066X |  | 20 kV | _ | LV | 50 kVA :Pole Substation | 0.05 | --> | 0.05 | 0.036 | 0.45 |  | --> | 0.048 | 0 | 0.014 | 0 | 0 | Constrained, otherwise capacity available =35 kW | --> | C16 ex CARRAROE | Carraroe [T42] | SCREEB |  | 53.0604 | -9.5277
144904X | MV/LV Substation DO***904X |  | 20 kV | _ | LV | 100 kVA :Pole Substation | 0.1 | --> | 0.1 | 0.063 | 2.78 |  | --> | 0.095 | 0 | 0.019 | 0 | 0 | Constrained, otherwise capacity available =76 kW | --> | E13 ex BALLYRAGGET | Ballyragget [T421,T422] | BALLYRAGGET |  | 52.7817 | -7.3317
056104Y | MV/LV Substation BI***104Y |  | 10 kV | _ | LV | 200 kVA :Kiosk Substation | 0.2 | --> | 0.2 | 0.163 | 0.89 |  | --> | 0.19 | 0 | 0 | 0 | 0 | Constrained, otherwise capacity available =185 kW | --> | C19 ex BIRR | Birr [T41,T422] | DALLOW |  | 53.1023 | -7.9098
068400 | MV/LV Substation AC***400 |  | 10 kV | _ | LV | 400 kVA :Building Structure | 0.4 | --> | 0.4 | 0 | 0 | Constrained, otherwise capacity available =262 kVA | --> | 0.38 | 0 | 0.024 | 0.343 | 0 |  | --> | C13 ex WHITEHALL | Whitehall [T41] | FINGLAS |  | 53.3748 | -6.2531
037809X | MV/LV Substation QU***809X |  | 10 kV | _ | LV | 630 kVA :Kiosk Substation | 0.63 | --> | 0.63 | 0.5 | 13.05 |  | --> | 0.598 | 0 | 0 | 0.5 | 0 |  | --> | C19 ex ENNIS | Ennis [T101,T102] | ENNIS |  | 52.8367 | -8.9703
2814374 | MV/LV Substation JA***4374 |  | 10 kV | _ | LV | 630 kVA :Kiosk Substation | 0.63 | --> | 0.63 | 0 | 0 | Constrained, otherwise capacity available =532 kVA | --> | 0.598 | 0 | 0.005 | 0 | 0 | Constrained, otherwise capacity available =581 kW | --> | C15 ex CARRIGALINE | Carrigaline [T41,T42] | BARNAHELY |  | 51.8276 | -8.3901
017510 | MV/LV Substation BA***510 |  | 10 kV | _ | LV | 200 kVA :Kiosk Substation | 0.2 | --> | 0.2 | 0.192 | 1.05 |  | --> | 0.19 | 0 | 0.062 | 0 | 0 | Constrained, otherwise capacity available =143 kW | --> | C16 ex NEWCASTLEWEST | Newcastlewest [T41,T42] | RATHKEALE |  | 52.4757 | -9.0152
150293X | MV/LV Substation JA***293X |  | 20 kV | _ | LV | 630 kVA :Building Structure | 0.63 | --> | 0.63 | 0.473 | 3.96 |  | --> | 0.598 | 0 | 0 | 0 | 0 | Constrained, otherwise capacity available =577 kW | --> | E21 ex STRANORLAR | Stranorlar [T421,T422] | LETTERKENNY |  | 54.8006 | -7.7826
020534X | MV/LV Substation BR***534X |  | 10 kV | _ | LV | 200 kVA :Kiosk Substation | 0.2 | --> | 0.2 | 0 | 0 | Constrained, otherwise capacity available =162 kVA | --> | 0.19 | 0 | 0.009 | 0 | 0 | Constrained, otherwise capacity available =178 kW | --> | C11 ex COOLCORCORAN | Coolcorcoran [T41,T42] | KNOCKEARAGH |  | 52.0682 | -9.5035
066327X | MV/LV Substation OR***327X |  | 20 kV | _ | LV | 630 kVA :Kiosk Substation | 0.63 | --> | 0.63 | 0 | 0 | Constrained, otherwise capacity available =484 kVA | --> | 0.598 | 0 | 0.058 | 0 | 0 | Constrained, otherwise capacity available =535 kW | --> | E15 ex BATTER LANE TEMPORARY | Batter Lane Temporary 38kv [T421] | GLASMORE |  | 53.5212 | -6.1649
019995 | MV/LV Substation KL***995 |  | 10 kV | _ | LV | 630 kVA :Building Structure | 0.63 | --> | 0.63 | 0.047 | 0.05 | Constrained, otherwise capacity available =475 kVA | --> | 0.598 | 0 | 0 | 0 | 0 | Constrained, otherwise capacity available =595 kW | --> | C14 ex BALLYBEGGAN | Ballybeggan [T43,T44] | TRALEE |  | 52.2728 | -9.6734
196863 | MV/LV Substation OA***863 |  | 10 kV | _ | LV | 200 kVA :Pole Substation | 0.2 | --> | 0.2 | 0 | 0 | Constrained, otherwise capacity available =148 kVA | --> | 0.19 | 0 | 0.01 | 0 | 0 | Constrained, otherwise capacity available =175 kW | --> | C15 ex TRIM | Trim [T41,T42] | NAVAN |  | 53.5707 | -6.832
207587 | MV/LV Substation BA***587 |  | 10 kV | _ | LV | 50 kVA :Pole Substation | 0.05 | --> | 0.05 | 0.043 | 3.38 |  | --> | 0.048 | 0 | 0 | 0 | 0 | Constrained, otherwise capacity available =46 kW | --> | C19 ex GLENGOOLE | Glengoole [T41] | THURLES |  | 52.5874 | -7.5459
068766X | MV/LV Substation MA***766X |  | 10 kV | _ | LV | 1000 kVA :Building Structure | 1 | --> | 1 | 0.43 | 2.6 |  | --> | 0.95 | 0 | 0 | 0.5 | 0 |  | --> | C31 ex WOLFE TONE STREET | Wolfe Tone Street [T101,T102] | FINGLAS |  | 53.3477 | -6.2768
150308X | MV/LV Substation CO***308X |  | 20 kV | _ | LV | 50 kVA :Pole Substation | 0.05 | --> | 0.05 | 0.05 | 3.96 |  | --> | 0.048 | 0 | 0 | 0 | 0 | Constrained, otherwise capacity available =48 kW | --> | E20 ex STRANORLAR | Stranorlar [T421,T422] | LETTERKENNY |  | 54.7884 | -7.7585
029802X | MV/LV Substation TH***802X |  | 10 kV | _ | LV | 100 kVA :Pole Substation | 0.1 | --> | 0.1 | 0 | 0 | Constrained, otherwise capacity available =96 kVA | --> | 0.095 | 0 | 0 | 0 | 0 | Constrained, otherwise capacity available =94 kW | --> | C17 ex CARRIGSHANE | Carrigshane [T41] | MIDLETON |  | 51.8598 | -8.1618
082115Z | MV/LV Substation GR***115Z |  | 20 kV | _ | LV | 50 kVA :Pole Substation | 0.05 | --> | 0.05 | 0.049 | 0.64 |  | --> | 0.048 | 0 | 0 | 0 | 0 | Constrained, otherwise capacity available =47 kW | --> | E14 ex RANDALSTOWN | Randalstown [T422] | NAVAN |  | 53.7847 | -6.7301
068367X | MV/LV Substation PH***367X |  | 10 kV | _ | LV | 200 kVA :Kiosk Substation | 0.2 | --> | 0.2 | 0.197 | 20.78 |  | --> | 0.19 | 0 | 0 | 0.19 | 0 |  | --> | C21 ex HEUSTON SQUARE | Heuston Square [T101,T102] | INCHICORE 220KV |  | 53.3484 | -6.3279
0584285 | MV/LV Substation BL***4285 |  | 10 kV | _ | LV | 50 kVA :Pole Substation | 0.05 | --> | 0.05 | 0 | 0 | Constrained, otherwise capacity available =39 kVA | --> | 0.048 | 0 | 0 | 0 | 0 | Constrained, otherwise capacity available =46 kW | --> | C26 ex KYLEERAGH | Kyleeragh [T41,T42] | NENAGH |  | 52.9227 | -8.2313
015910Z | MV/LV Substation TO***910Z |  | 10 kV | _ | LV | 1000 kVA :Building Structure | 1 | --> | 1 | 0.5 | 12.6 |  | --> | 0.95 | 0 | 0.05 | 0.5 | 0 |  | --> | C18 ex MONREAD | Monread [T101,T102] | MONREAD |  | 53.2133 | -6.7102
019623 | MV/LV Substation DR***623 |  | 10 kV | _ | LV | 100 kVA :Pole Substation | 0.1 | --> | 0.1 | 0.047 | 0.05 | Constrained, otherwise capacity available =76 kVA | --> | 0.095 | 0 | 0.005 | 0 | 0 | Constrained, otherwise capacity available =88 kW | --> | C12 ex BALLYBEGGAN | Ballybeggan [T43,T44] | TRALEE |  | 52.2419 | -9.6427
120999X | MV/LV Substation BA***999X |  | 20 kV | _ | LV | 100 kVA :Pole Substation | 0.1 | --> | 0.1 | 0 | 0 | Constrained, otherwise capacity available =92 kVA | --> | 0.095 | 0 | 0.009 | 0 | 0 | Constrained, otherwise capacity available =87 kW | --> | E20 ex EDENDERRY | Edenderry [T421,T422] | BLAKE |  | 53.3156 | -7.1211
015004Z | MV/LV Substation NA***004Z |  | 10 kV | _ | LV | 100 kVA :Pole Substation | 0.1 | --> | 0.1 | 0 | 0 | Constrained, otherwise capacity available =78 kVA | --> | 0.095 | 0 | 0 | 0 | 0 | Constrained, otherwise capacity available =92 kW | --> | C18 ex SALLINS | Sallins [T41,T42] | GRIFFINRATH |  | 53.2497 | -6.6407
035181X | MV/LV Substation PA***181X |  | 20 kV | _ | LV | 200 kVA :Pole Substation | 0.2 | --> | 0.2 | 0.158 | 0.49 |  | --> | 0.19 | 0 | 0.03 | 0 | 0 | Constrained, otherwise capacity available =162 kW | --> | E11 ex ARDFINNAN | Ardfinnan [T421] | CAHIR |  | 52.2811 | -7.9923
001213 | MV/LV Substation AR***213 |  | 10 kV | _ | LV | 400 kVA :Building Structure | 0.4 | --> | 0.4 | 0.268 | 1.16 |  | --> | 0.38 | 0 | 0.024 | 0.344 | 0 |  | --> | C22 ex MOUNT MERRION | Mount Merrion [T41,T42] | CARRICKMINES |  | 53.2992 | -6.223
288959 | MV/LV Substation DU***959 |  | 10 kV | _ | LV | 400 kVA :Building Structure | 0.4 | --> | 0.4 | 0 | 0 | Constrained, otherwise capacity available =316 kVA | --> | 0.38 | 0 | 0.003 | 0.366 | 0 |  | --> | C25 ex DUNDRUM | Dundrum [T41,T42] | BLACKROCK |  | 53.2914 | -6.2448
031256Y | MV/LV Substation KI***256Y |  | 20 kV | _ | LV | 200 kVA :Kiosk Substation | 0.2 | --> | 0.2 | 0 | 0 | Constrained, otherwise capacity available =158 kVA | --> | 0.19 | 0 | 0.014 | 0 | 0 | Constrained, otherwise capacity available =174 kW | --> | E17 ex SPRINGS | Springs [T421,T422] | DUNGARVAN |  | 52.1032 | -7.5787
067056X | MV/LV Substation CR***056X |  | 10 kV | _ | LV | 400 kVA :Kiosk Substation | 0.4 | --> | 0.4 | 0 | 0 | Constrained, otherwise capacity available =190 kVA | --> | 0.38 | 0 | 0.034 | 0.325 | 0 |  | --> | C20 ex GARRYOWEN | Garryowen [T41,T42] | LIMERICK |  | 52.6468 | -8.5938
1824146 | MV/LV Substation BA***4146 |  | 20 kV | _ | LV | 50 kVA :Pole Substation | 0.05 | --> | 0.05 | 0 | 0 | Constrained, otherwise capacity available =45 kVA | --> | 0.048 | 0 | 0 | 0 | 0 | Constrained, otherwise capacity available =47 kW | --> | E17 ex DRUMLINE | Drumline [T421,T422] | DRUMLINE |  | 52.7689 | -8.7754
0094045 | MV/LV Substation KI***4045 |  | 10 kV | _ | LV | 100 kVA :Pole Substation | 0.1 | --> | 0.1 | 0 | 0 | Constrained, otherwise capacity available =100 kVA | --> | 0.095 | 0 | 0 | 0 | 0 | Constrained, otherwise capacity available =95 kW | --> | C15 ex GRANAGH | Granagh [T41,T42] | WATERFORD |  | 52.3042 | -7.1727
054922Y | MV/LV Substation AD***922Y |  | 20 kV | _ | LV | 50 kVA :Pole Substation | 0.05 | --> | 0.05 | 0 | 0 | Constrained, otherwise capacity available =45 kVA | --> | 0.048 | 0 | 0.006 | 0 | 0 | Constrained, otherwise capacity available =42 kW | --> | E19 ex PORTLAOISE | Portlaoise [T423,T424] | PORTLAOISE |  | 53.0298 | -7.26
281575Y | MV/LV Substation CU***575Y |  | 10 kV | _ | LV | 200 kVA :Pole Substation | 0.2 | --> | 0.2 | 0 | 0 | Constrained, otherwise capacity available =166 kVA | --> | 0.19 | 0 | 0.01 | 0.178 | 0 |  | --> | C21 ex BALLINCOLLIG | Ballincollig [T41,T42] | KILBARRY |  | 51.8717 | -8.5719
093254Z | MV/LV Substation TO***254Z |  | 10 kV | _ | LV | 100 kVA :Pole Substation | 0.1 | --> | 0.1 | 0 | 0 | Constrained, otherwise capacity available =66 kVA | --> | 0.095 | 0 | 0.01 | 0 | 0 | Constrained, otherwise capacity available =83 kW | --> | C17 ex BALLYCOOLIN | Ballycoolin [T41,T42,T43] | FINGLAS |  | 53.4039 | -6.3158
068544 | MV/LV Substation HA***544 |  | 10 kV | _ | LV | 1000 kVA :Building Structure | 1 | --> | 1 | 0 | 0 | Constrained, otherwise capacity available =760 kVA | --> | 0.95 | 0 | 0 | 0.5 | 0 |  | --> | C12 ex CAMDEN ROW | Camden Row [T41] | FRANCIS STREET |  | 53.3336 | -6.2571
256830 | MV/LV Substation CA***830 |  | 20 kV | _ | LV | 50 kVA :Pole Substation | 0.05 | --> | 0.05 | 0.029 | 1.28 |  | --> | 0.048 | 0 | 0 | 0 | 0 | Constrained, otherwise capacity available =45 kW | --> | C22 ex CASTLEREA | Castlerea [T41,T42] | CARRICK ON SHANNON |  | 53.8004 | -8.2479
167217Z | MV/LV Substation CA***217Z |  | 20 kV | _ | LV | 400 kVA :Kiosk Substation | 0.4 | --> | 0.4 | 0 | 0 | Constrained, otherwise capacity available =313 kVA | --> | 0.38 | 0 | 0.045 | 0 | 0 | Constrained, otherwise capacity available =335 kW | --> | E21 ex WHITECHURCH | Whitechurch [T421,T422] | KILBARRY |  | 51.9891 | -8.4752
081308Z | MV/LV Substation HA***308Z |  | 20 kV | _ | LV | 630 kVA :Kiosk Substation | 0.63 | --> | 0.63 | 0 | 0 | Constrained, otherwise capacity available =461 kVA | --> | 0.598 | 0 | 0.01 | 0.5 | 0 |  | --> | E19 ex ADAMSTOWN | Adamstown [T121,T122] | INCHICORE 220KV |  | 53.3374 | -6.4501
025026 | MV/LV Substation DR***026 |  | 10 kV | _ | LV | 200 kVA :Pole Substation | 0.2 | --> | 0.2 | 0.167 | 1.93 |  | --> | 0.19 | 0 | 0.01 | 0 | 0 | Constrained, otherwise capacity available =178 kW | --> | C15 ex MILFORD (MWR) | Milford (mwr) [T41] | CHARLEVILLE |  | 52.3118 | -8.8024
127227Z | MV/LV Substation CL***227Z |  | 10 kV | _ | LV | 200 kVA :Pole Substation | 0.2 | --> | 0.2 | 0 | 0 | Constrained, otherwise capacity available =186 kVA | --> | 0.19 | 0 | 0 | 0 | 0 | Constrained, otherwise capacity available =188 kW | --> | C11 ex TEMPLEMORE | Templemore [T41,T42] | IKERRIN |  | 52.7962 | -7.8231
022814X | MV/LV Substation MA***814X |  | 10 kV | _ | LV | 400 kVA :Building Structure | 0.4 | --> | 0.4 | 0.377 | 4.55 |  | --> | 0.38 | 0 | 0 | 0 | 0 | Constrained, otherwise capacity available =377 kW | --> | C17 ex MALLOW | Mallow [T41,T42] | MALLOW |  | 52.1455 | -8.6128
003567 | MV/LV Substation KE***567 |  | 10 kV | _ | LV | 50 kVA :Pole Substation | 0.05 | --> | 0.05 | 0.046 | 0.48 |  | --> | 0.048 | 0 | 0 | 0 | 0 | Constrained, otherwise capacity available =47 kW | --> | C15 ex KILMARTIN | Kilmartin [T41] | ARKLOW |  | 53.0304 | -6.0938
068597 | MV/LV Substation BE***597 |  | 10 kV | _ | LV | 630 kVA :Building Structure | 0.63 | --> | 0.63 | 0.5 | 3.38 |  | --> | 0.598 | 0 | 0 | 0.5 | 0 |  | --> | C20 ex MERRION SQUARE | Merrion Square [T41,T42] | RINGSEND |  | 53.3366 | -6.2548
029800X | MV/LV Substation CA***800X |  | 10 kV | _ | LV | 50 kVA :Pole Substation | 0.05 | --> | 0.05 | 0 | 0 | Constrained, otherwise capacity available =30 kVA | --> | 0.048 | 0 | 0.002 | 0 | 0 | Constrained, otherwise capacity available =43 kW | --> | C32 ex CLOYNE | Cloyne [T41] | MIDLETON |  | 51.8583 | -8.135
066812X | MV/LV Substation KN***812X |  | 10 kV | _ | LV | 50 kVA :Pole Substation | 0.05 | --> | 0.05 | 0 | 0 | Constrained, otherwise capacity available =20 kVA | --> | 0.048 | 0 | 0 | 0 | 0 | Constrained, otherwise capacity available =43 kW | --> | C14 ex SWORDS | Swords [T41,T42] | GLASMORE |  | 53.4559 | -6.2671
007308Z | MV/LV Substation BA***308Z |  | 20 kV | _ | LV | 50 kVA :Pole Substation | 0.05 | --> | 0.05 | 0.036 | 16.12 |  | --> | 0.048 | 0 | 0 | 0.046 | 0 |  | --> | E12 ex WEXFORD | Wexford [T121,T122] | WEXFORD |  | 52.3772 | -6.6554
281409Y | MV/LV Substation HA***409Y |  | 10 kV | _ | LV | 50 kVA :Pole Substation | 0.05 | --> | 0.05 | 0 | 0 | Constrained, otherwise capacity available =33 kVA | --> | 0.048 | 0 | 0 | 0.045 | 0 |  | --> | C11 ex BISHOPSTOWN | Bishopstown [T41,T42] | KILBARRY |  | 51.8931 | -8.53
176116 | MV/LV Substation MA***116 |  | 10 kV | _ | LV | 200 kVA :Pole Substation | 0.2 | --> | 0.2 | 0 | 0 | Constrained, otherwise capacity available =194 kVA | --> | 0.19 | 0 | 0 | 0 | 0 | Constrained, otherwise capacity available =189 kW | --> | E12 ex HARTNETTS CROSS |  |  |  | 51.905 | -8.9847
192529 | MV/LV Substation BE***529 |  | 20 kV | _ | LV | 100 kVA :Pole Substation | 0.1 | --> | 0.1 | 0.084 | 1.7 |  | --> | 0.095 | 0 | 0.004 | 0 | 0 | Constrained, otherwise capacity available =90 kW | --> | E15 ex GWEEDORE | Gweedore [T421] | ARDNAGAPPARY |  | 55.1163 | -8.1416
0024069 | MV/LV Substation BR***4069 |  | 10 kV | _ | LV | 400 kVA :Kiosk Substation | 0.4 | --> | 0.4 | 0.4 | 0.48 |  | --> | 0.38 | 0 | 0 | 0 | 0 | Constrained, otherwise capacity available =380 kW | --> | C20 ex KILMARTIN | Kilmartin [T41] | ARKLOW |  | 53.0672 | -6.2228
144900 | MV/LV Substation MC***900 |  | 10 kV | _ | LV | 200 kVA :Pole Substation | 0.2 | --> | 0.2 | 0 | 0 | Constrained, otherwise capacity available =197 kVA | --> | 0.19 | 0 | 0 | 0 | 0 | Constrained, otherwise capacity available =190 kW | --> | C15 ex CASTLECOMER | Castlecomer [T41,T42] | BALLYRAGGET |  | 52.8639 | -7.1064
0064283 | MV/LV Substation BA***4283 |  | 20 kV | _ | LV | 50 kVA :Pole Substation | 0.05 | --> | 0.05 | 0.047 | 1.13 |  | --> | 0.048 | 0 | 0 | 0 | 0 | Constrained, otherwise capacity available =47 kW | --> | E18 ex BUNCLODY | Bunclody [T421,T422] | CRANE |  | 52.5868 | -6.7214
1274094 | MV/LV Substation UR***4094 |  | 10 kV | _ | LV | 200 kVA :Pole Substation | 0.2 | --> | 0.2 | 0 | 0 | Constrained, otherwise capacity available =162 kVA | --> | 0.19 | 0 | 0.011 | 0 | 0 | Constrained, otherwise capacity available =177 kW | --> | C14 ex TEMPLEMORE | Templemore [T41,T42] | IKERRIN |  | 52.7229 | -7.5799
015071 | MV/LV Substation WO***071 |  | 10 kV | _ | LV | 400 kVA :Kiosk Substation | 0.4 | --> | 0.4 | 0.3 | 12.6 |  | --> | 0.38 | 0 | 0.013 | 0.356 | 0 |  | --> | C12 ex MONREAD | Monread [T101,T102] | MONREAD |  | 53.2258 | -6.6592
031738X | MV/LV Substation SH***738X |  | 20 kV | _ | LV | 50 kVA :Pole Substation | 0.05 | --> | 0.05 | 0 | 0 | Constrained, otherwise capacity available =30 kVA | --> | 0.048 | 0 | 0.011 | 0 | 0 | Constrained, otherwise capacity available =36 kW | --> | E18 ex SPRINGS | Springs [T421,T422] | DUNGARVAN |  | 52.0624 | -7.6083
052942Y | MV/LV Substation RI***942Y |  | 20 kV | _ | LV | 200 kVA :Kiosk Substation | 0.2 | --> | 0.2 | 0 | 0 | Constrained, otherwise capacity available =141 kVA | --> | 0.19 | 0 | 0.034 | 0 | 0 | Constrained, otherwise capacity available =156 kW | --> | E19 ex EDENDERRY | Edenderry [T421,T422] | BLAKE |  | 53.4558 | -7.0965
067257X | MV/LV Substation ME***257X |  | 10 kV | _ | LV | 400 kVA :Kiosk Substation | 0.4 | --> | 0.4 | 0 | 0 | Constrained, otherwise capacity available =364 kVA | --> | 0.38 | 0 | 0.022 | 0.359 | 0 |  | --> | C14 ex RAHEEN | Raheen [T41,T42] | LIMERICK |  | 52.6331 | -8.6628
011623X | MV/LV Substation PE***623X |  | 10 kV | _ | LV | 100 kVA :Pole Substation | 0.1 | --> | 0.1 | 0.074 | 5.05 |  | --> | 0.095 | 0 | 0.008 | 0 | 0 | Constrained, otherwise capacity available =87 kW | --> | C20 ex MCDONAGH | Mcdonagh [T41,T42] | KILKENNY |  | 52.6661 | -7.2243
0014132 | MV/LV Substation JO***4132 |  | 10 kV | _ | LV | 1000 kVA :Building Structure | 1 | --> | 1 | 0 | 0 | Constrained, otherwise capacity available =420 kVA | --> | 0.95 | 0 | 0 | 0.5 | 0 |  | --> | C19 ex LOUGHLINSTOWN | Loughlinstown [T41,T42] | CARRICKMINES |  | 53.2418 | -6.1389
288348X | MV/LV Substation AD***348X |  | 10 kV | _ | LV | 400 kVA :Kiosk Substation | 0.4 | --> | 0.4 | 0.041 | 0.04 | Constrained, otherwise capacity available =349 kVA | --> | 0.38 | 0 | 0 | 0.373 | 0 |  | --> | C13 ex LITTLE BRAY | Little Bray [T41,T42] | FASSAROE |  | 53.2057 | -6.1134
022885X | MV/LV Substation GR***885X |  | 10 kV | _ | LV | 50 kVA :Pole Substation | 0.05 | --> | 0.05 | 0.049 | 2.24 |  | --> | 0.048 | 0 | 0 | 0 | 0 | Constrained, otherwise capacity available =47 kW | --> | C19 ex CASTLETOWNROCHE | Castletownroche [T41] | MALLOW |  | 52.2012 | -8.4235
010618X | MV/LV Substation NE***618X |  | 10 kV | _ | LV | 100 kVA :Pole Substation | 0.1 | --> | 0.1 | 0 | 0 | Constrained, otherwise capacity available =99 kVA | --> | 0.095 | 0 | 0 | 0 | 0 | Constrained, otherwise capacity available =95 kW | --> | C11 ex GRAIGUENAMANAGH | Graiguenamanagh [T41,T42] | KILKENNY |  | 52.5464 | -6.9008
204587 | MV/LV Substation CL***587 |  | 20 kV | _ | LV | 50 kVA :Pole Substation | 0.05 | --> | 0.05 | 0 | 0 | Constrained, otherwise capacity available =20 kVA | --> | 0.048 | 0 | 0.006 | 0 | 0 | Constrained, otherwise capacity available =39 kW | --> | E14 ex BUNCRANA | Buncrana [T421,T422] | TRILLICK |  | 55.1544 | -7.4483
009373 | MV/LV Substation MO***373 |  | 10 kV | _ | LV | 50 kVA :Pole Substation | 0.05 | --> | 0.05 | 0 | 0 | Constrained, otherwise capacity available =47 kVA | --> | 0.048 | 0 | 0 | 0 | 0 | Constrained, otherwise capacity available =47 kW | --> | C12 ex GRANAGH | Granagh [T41,T42] | WATERFORD |  | 52.2904 | -7.2475
003807X | MV/LV Substation BA***807X |  | 10 kV | _ | LV | 100 kVA :Pole Substation | 0.1 | --> | 0.1 | 0.096 | 11.58 |  | --> | 0.095 | 0 | 0 | 0 | 0 | Constrained, otherwise capacity available =94 kW | --> | C19 ex BALLYBEG | Ballybeg [T101,T102] | CARRICKMINES |  | 53.0135 | -6.1421
167539 | MV/LV Substation AR***539 |  | 20 kV | _ | LV | 50 kVA :Pole Substation | 0.05 | --> | 0.05 | 0 | 0 | Constrained, otherwise capacity available =32 kVA | --> | 0.048 | 0 | 0 | 0 | 0 | Constrained, otherwise capacity available =45 kW | --> | E12 ex WHITECHURCH | Whitechurch [T421,T422] | KILBARRY |  | 51.9999 | -8.4842
067356X | MV/LV Substation CA***356X |  | 20 kV | _ | LV | 100 kVA :Pole Substation | 0.1 | --> | 0.1 | 0.069 | 13.8 |  | --> | 0.095 | 0 | 0.005 | 0.087 | 0 |  | --> | C14 ex SINGLAND | Singland [T101,T102] | SINGLAND |  | 52.5895 | -8.4731
034480X | MV/LV Substation NE***480X |  | 10 kV | _ | LV | 50 kVA :Pole Substation | 0.05 | --> | 0.05 | 0.041 | 0.95 |  | --> | 0.048 | 0 | 0 | 0 | 0 | Constrained, otherwise capacity available =46 kW | --> | C18 ex SPA ROAD | Spa Road [T41,T42] | DOON |  | 52.3748 | -7.636
069582 | MV/LV Substation CU***582 |  | 10 kV | _ | LV | 1000 kVA :Building Structure | 1 | --> | 1 | 0.5 | 7.75 |  | --> | 0.95 | 0 | 0.076 | 0.5 | 0 |  | --> | C13 ex MILLTOWN (DR) | Milltown (dr) [T101,T102] | POOLBEG |  | 53.3241 | -6.2488
019515 | MV/LV Substation RA***515 |  | 10 kV | _ | LV | 50 kVA :Pole Substation | 0.05 | --> | 0.05 | 0.047 | 0.05 | Constrained, otherwise capacity available =50 kVA | --> | 0.048 | 0 | 0 | 0 | 0 | Constrained, otherwise capacity available =48 kW | --> | C14 ex BALLYBEGGAN | Ballybeggan [T43,T44] | TRALEE |  | 52.2778 | -9.6686
117539Y | MV/LV Substation NT***539Y |  | 20 kV | _ | LV | 630 kVA :Building Structure | 0.63 | --> | 0.63 | 0 | 0 | Constrained, otherwise capacity available =546 kVA | --> | 0.598 | 0 | 0.096 | 0 | 0 | Constrained, otherwise capacity available =516 kW | --> | E18 ex COLLOONEY | Collooney [T421,T422] | SLIGO |  | 54.1813 | -8.4828
025641 | MV/LV Substation FE***641 |  | 20 kV | _ | LV | 100 kVA :Pole Substation | 0.1 | --> | 0.1 | 0.062 | 6.21 |  | --> | 0.095 | 0 | 0 | 0 | 0 | Constrained, otherwise capacity available =90 kW | --> | E28 ex MILFORD (MWR) | Milford (mwr) [T422] | CHARLEVILLE |  | 52.3891 | -8.8779
165001 | MV/LV Substation CH***001 |  | 10 kV | _ | LV | 400 kVA :Kiosk Substation | 0.4 | --> | 0.4 | 0 | 0 | Constrained, otherwise capacity available =112 kVA | --> | 0.38 | 0 | 0.054 | 0 | 0 | Constrained, otherwise capacity available =299 kW | --> | C15 ex CLONAKILTY | Clonakilty [T41,T42] | DUNMANWAY |  | 51.6232 | -8.8949
015828Z | MV/LV Substation TO***828Z |  | 10 kV | _ | LV | 1000 kVA :Building Structure | 1 | --> | 1 | 0 | 0 | Constrained, otherwise capacity available =827 kVA | --> | 0.95 | 0 | 0 | 0 | 0 | Constrained, otherwise capacity available =926 kW | --> | C17 ex NAAS | Naas [T41,T42] | KILTEEL |  | 53.2086 | -6.7377
001623 | MV/LV Substation LA***623 |  | 10 kV | _ | LV | 100 kVA :Pole Substation | 0.1 | --> | 0.1 | 0 | 0 | Constrained, otherwise capacity available =100 kVA | --> | 0.095 | 0 | 0 | 0.095 | 0 |  | --> | C18 ex LOUGHLINSTOWN | Loughlinstown [T41,T42] | CARRICKMINES |  | 53.2549 | -6.1506
0674199 | MV/LV Substation ID***4199 |  | 20 kV | _ | LV | 630 kVA :Building Structure | 0.63 | --> | 0.63 | 0.2 | 6.81 |  | --> | 0.598 | 0 | 0 | 0.5 | 0 |  | --> | C03 ex AHANE | Ahane [T102] | AHANE |  | 52.6692 | -8.5373
082372 | MV/LV Substation CA***372 |  | 10 kV | _ | LV | 100 kVA :Pole Substation | 0.1 | --> | 0.1 | 0.066 | 1.82 |  | --> | 0.095 | 0 | 0 | 0 | 0 | Constrained, otherwise capacity available =90 kW | --> | C15 ex RANDALSTOWN | Randalstown [T41] | NAVAN |  | 53.6866 | -6.7695
405705 | MV/LV Substation GR***705 |  | 20 kV | _ | LV | 50 kVA :Pole Substation | 0.05 | --> | 0.05 | 0.043 | 3.03 |  | --> | 0.048 | 0 | 0 | 0 | 0 | Constrained, otherwise capacity available =46 kW | --> | E12 ex MOVILLE | Moville [T421,T422] | TRILLICK |  | 55.2038 | -6.9945
142970 | MV/LV Substation AG***970 |  | 10 kV | _ | LV | 100 kVA :Pole Substation | 0.1 | --> | 0.1 | 0 | 0 | Constrained, otherwise capacity available =99 kVA | --> | 0.095 | 0 | 0 | 0 | 0 | Constrained, otherwise capacity available =95 kW | --> | C11 ex ATHENRY | Athenry [T41,T42] | GALWAY 110KV |  | 53.2892 | -8.7758
111870 | MV/LV Substation SH***870 |  | 20 kV | _ | LV | 100 kVA :Pole Substation | 0.1 | --> | 0.1 | 0 | 0 | Constrained, otherwise capacity available =81 kVA | --> | 0.095 | 0 | 0.006 | 0 | 0 | Constrained, otherwise capacity available =88 kW | --> | C12 ex BANTRY | Bantry [T41,T42] | BALLYLICKY |  | 51.6792 | -9.4384
180461X | MV/LV Substation BA***461X |  | 10 kV | _ | LV | 100 kVA :Pole Substation | 0.1 | --> | 0.1 | 0.062 | 1.4 |  | --> | 0.095 | 0 | 0 | 0 | 0 | Constrained, otherwise capacity available =90 kW | --> | C14 ex KELLS | Kells [T41,T42] | NAVAN |  | 53.752 | -6.8348
024833 | MV/LV Substation BA***833 |  | 10 kV | _ | LV | 200 kVA :Pole Substation | 0.2 | --> | 0.2 | 0.2 | 2.14 |  | --> | 0.19 | 0 | 0 | 0 | 0 | Constrained, otherwise capacity available =190 kW | --> | C14 ex BUTTEVANT | Buttevant [T41,T42] | MALLOW |  | 52.2818 | -8.6886
207446 | MV/LV Substation GO***446 |  | 10 kV | _ | LV | 100 kVA :Pole Substation | 0.1 | --> | 0.1 | 0.072 | 3.38 |  | --> | 0.095 | 0 | 0.01 | 0 | 0 | Constrained, otherwise capacity available =84 kW | --> | C15 ex GLENGOOLE | Glengoole [T41] | THURLES |  | 52.677 | -7.6048
068405X | MV/LV Substation CH***405X |  | 10 kV | _ | LV | 1000 kVA :Building Structure | 1 | --> | 1 | 0.5 | 7.61 |  | --> | 0.95 | 0 | 0 | 0.5 | 0 |  | --> | C12 ex SHERIFF STREET | Sheriff Street [T41,T42] | FRANCIS STREET |  | 53.3488 | -6.2474
069405 | MV/LV Substation LI***405 |  | 10 kV | _ | LV | 400 kVA :Kiosk Substation | 0.4 | --> | 0.4 | 0.377 | 4.47 |  | --> | 0.38 | 0 | 0 | 0.377 | 0 |  | --> | C14 ex TEMPLEOGUE | Templeogue [T41,T42] | MILLTOWN (DR) |  | 53.3049 | -6.3331
288261 | MV/LV Substation TH***261 |  | 10 kV | _ | LV | 50 kVA :Pole Substation | 0.05 | --> | 0.05 | 0.027 | 0.04 |  | --> | 0.048 | 0 | 0 | 0.044 | 0 |  | --> | C21 ex LITTLE BRAY | Little Bray [T41,T42] | FASSAROE |  | 53.2193 | -6.1465
012211Y | MV/LV Substation WI***211Y |  | 10 kV | _ | LV | 400 kVA :Kiosk Substation | 0.4 | --> | 0.4 | 0 | 0 | Constrained, otherwise capacity available =262 kVA | --> | 0.38 | 0 | 0.02 | 0 | 0 | Constrained, otherwise capacity available =346 kW | --> | C23 ex POLLERTON | Pollerton [T41,T42] | CARLOW |  | 52.8268 | -6.9067
034288Y | MV/LV Substation AR***288Y |  | 20 kV | _ | LV | 630 kVA :Building Structure | 0.63 | --> | 0.63 | 0.5 | 0.57 | Constrained, otherwise capacity available =574 kVA | --> | 0.598 | 0 | 0 | 0 | 0 | Constrained, otherwise capacity available =591 kW | --> | E19 ex LAWLESSTOWN | Lawlesstown [T42,T421] | DOON |  | 52.374 | -7.7211
015266Z | MV/LV Substation AB***266Z |  | 10 kV | _ | LV | 200 kVA :Kiosk Substation | 0.2 | --> | 0.2 | 0 | 0 | Constrained, otherwise capacity available =158 kVA | --> | 0.19 | 0 | 0.006 | 0 | 0 | Constrained, otherwise capacity available =180 kW | --> | C17 ex SALLINS | Sallins [T41,T42] | GRIFFINRATH |  | 53.2942 | -6.6813
066694Z | MV/LV Substation AS***694Z |  | 20 kV | _ | LV | 630 kVA :Building Structure | 0.63 | --> | 0.63 | 0 | 0 | Constrained, otherwise capacity available =508 kVA | --> | 0.598 | 0 | 0 | 0 | 0 | Constrained, otherwise capacity available =582 kW | --> | E20 ex BALTRASNA | Baltrasna [T121,T122] | BALTRASNA |  | 53.5159 | -6.4165
266837 | MV/LV Substation SE***837 |  | 20 kV | _ | LV | 100 kVA :Pole Substation | 0.1 | --> | 0.1 | 0 | 0 | Constrained, otherwise capacity available =60 kVA | --> | 0.095 | 0 | 0 | 0 | 0 | Constrained, otherwise capacity available =89 kW | --> | E12 ex CARNDONAGH | Carndonagh [T421,T422] | TRILLICK |  | 55.3671 | -7.3347
066136X | MV/LV Substation RI***136X |  | 10 kV | _ | LV | 200 kVA :Kiosk Substation | 0.2 | --> | 0.2 | 0 | 0 | Constrained, otherwise capacity available =86 kVA | --> | 0.19 | 0 | 0.029 | 0 | 0 | Constrained, otherwise capacity available =152 kW | --> | E17 ex GLASMORE | Glasmore [T421,T422] | GLASMORE |  | 53.4505 | -6.235
111274 | MV/LV Substation GL***274 |  | 10 kV | _ | LV | 200 kVA :Pole Substation | 0.2 | --> | 0.2 | 0 | 0 | Constrained, otherwise capacity available =141 kVA | --> | 0.19 | 0 | 0.01 | 0 | 0 | Constrained, otherwise capacity available =174 kW | --> | C16 ex BANTRY | Bantry [T41,T42] | BALLYLICKY |  | 51.6826 | -9.4449
011265 | MV/LV Substation MA***265 |  | 10 kV | _ | LV | 50 kVA :Pole Substation | 0.05 | --> | 0.05 | 0.026 | 0.04 |  | --> | 0.048 | 0 | 0 | 0 | 0 | Constrained, otherwise capacity available =44 kW | --> | C18 ex CALLAN | Callan [T41,T42] | KILKENNY |  | 52.5329 | -7.3305
059070 | MV/LV Substation ED***070 |  | 10 kV | _ | LV | 50 kVA :Pole Substation | 0.05 | --> | 0.05 | 0 | 0 | Constrained, otherwise capacity available =45 kVA | --> | 0.048 | 0 | 0.01 | 0 | 0 | Constrained, otherwise capacity available =39 kW | --> | C20 ex CAVAN | Cavan [T42,T421] | SHANKILL |  | 53.9845 | -7.2992
054056 | MV/LV Substation JA***056 |  | 10 kV | _ | LV | 630 kVA :Kiosk Substation | 0.63 | --> | 0.63 | 0.121 | 0.12 | Constrained, otherwise capacity available =596 kVA | --> | 0.598 | 0 | 0 | 0.5 | 0 |  | --> | C21 ex ATHY | Athy [T101,T102] | ATHY |  | 53.0172 | -7.14
0054097 | MV/LV Substation CR***4097 |  | 20 kV | _ | LV | 400 kVA :Building Structure | 0.4 | --> | 0.4 | 0.315 | 17.8 |  | --> | 0.38 | 0 | 0.007 | 0.363 | 0 |  | --> | E21 ex BANOGE | Banoge [T121,T122] | BANOGE |  | 52.6746 | -6.3143
068608X | MV/LV Substation MC***608X |  | 10 kV | _ | LV | 1000 kVA :Building Structure | 1 | --> | 1 | 0.5 | 1.47 |  | --> | 0.95 | 0 | 0 | 0.5 | 0 |  | --> | C12 ex MARROWBONE LANE | Marrowbone Lane [T42] | INCHICORE 220KV |  | 53.3375 | -6.287
0934003 | MV/LV Substation PO***4003 |  | 10 kV | _ | LV | 400 kVA :Kiosk Substation | 0.4 | --> | 0.4 | 0 | 0 | Constrained, otherwise capacity available =346 kVA | --> | 0.38 | 0 | 0 | 0.373 | 0 |  | --> | C20 ex POPPINTREE | Poppintree [T101,T102] | FINGLAS |  | 53.3985 | -6.2713
249956 | MV/LV Substation MO***956 |  | 10 kV | _ | LV | 100 kVA :Pole Substation | 0.1 | --> | 0.1 | 0 | 0 | Constrained, otherwise capacity available =99 kVA | --> | 0.095 | 0 | 0 | 0 | 0 | Constrained, otherwise capacity available =95 kW | --> | C22 ex LISMORE | Lismore [T41,T42] | DUNGARVAN |  | 52.1697 | -7.9627
026086 | MV/LV Substation PO***086 |  | 10 kV | _ | LV | 630 kVA :Building Structure | 0.63 | --> | 0.63 | 0 | 0 | Constrained, otherwise capacity available =609 kVA | --> | 0.598 | 0 | 0.01 | 0 | 0 | Constrained, otherwise capacity available =588 kW | --> | C15 ex KINSALE | Kinsale [T41,T42] | BANDON |  | 51.7077 | -8.5186
003121 | MV/LV Substation AN***121 |  | 10 kV | _ | LV | 50 kVA :Pole Substation | 0.05 | --> | 0.05 | 0.049 | 0.48 |  | --> | 0.048 | 0 | 0 | 0 | 0 | Constrained, otherwise capacity available =47 kW | --> | C20 ex KILMARTIN | Kilmartin [T41] | ARKLOW |  | 53.0321 | -6.2536
069350 | MV/LV Substation RO***350 |  | 10 kV | _ | LV | 400 kVA :Kiosk Substation | 0.4 | --> | 0.4 | 0.038 | 9.28 |  | --> | 0.38 | 0 | 0.012 | 0.319 | 0 |  | --> | C15 ex PEMBROKE | Pembroke [T41,T42,T43,T44] | RINGSEND |  | 53.3402 | -6.2249
009019Y | MV/LV Substation WI***019Y |  | 10 kV | _ | LV | 200 kVA :Kiosk Substation | 0.2 | --> | 0.2 | 0 | 0 | Constrained, otherwise capacity available =112 kVA | --> | 0.19 | 0 | 0.05 | 0 | 0 | Constrained, otherwise capacity available =141 kW | --> | C17 ex GRANGE (SR) | Grange (sr) [T41,T42] | BUTLERSTOWN |  | 52.242 | -7.0967
156181X | MV/LV Substation AG***181X |  | 20 kV | _ | LV | 50 kVA :Pole Substation | 0.05 | --> | 0.05 | 0.032 | 2.47 |  | --> | 0.048 | 0 | 0.04 | 0 | 0 | Constrained, otherwise capacity available =15 kW | --> | E13 ex TELAYDON | Telaydon [T42,T421] | LISDRUM |  | 54.2846 | -7.0814
015277Z | MV/LV Substation LE***277Z |  | 10 kV | _ | LV | 400 kVA :Kiosk Substation | 0.4 | --> | 0.4 | 0.3 | 12.6 |  | --> | 0.38 | 0 | 0.08 | 0.307 | 0 |  | --> | C19 ex MONREAD | Monread [T101,T102] | MONREAD |  | 53.232 | -6.6537
162069X | MV/LV Substation P ***069X |  | 10 kV | _ | LV | 100 kVA :Pole Substation | 0.1 | --> | 0.1 | 0 | 0 | Constrained, otherwise capacity available =92 kVA | --> | 0.095 | 0 | 0 | 0 | 0 | Constrained, otherwise capacity available =94 kW | --> | C20 ex CULLION | Cullion [T41,T42] | LETTERKENNY |  | 54.881 | -7.7467
220007 | MV/LV Substation BA***007 |  | 10 kV | _ | LV | 200 kVA :Pole Substation | 0.2 | --> | 0.2 | 0.123 | 1.36 |  | --> | 0.19 | 0 | 0.011 | 0 | 0 | Constrained, otherwise capacity available =171 kW | --> | C15 ex CROSSMOLINA | Crossmolina [T41,T42] | MOY |  | 54.1 | -9.3152
021354X | MV/LV Substation TO***354X |  | 20 kV | _ | LV | 50 kVA :Pole Substation | 0.05 | --> | 0.05 | 0 | 0 | Constrained, otherwise capacity available =50 kVA | --> | 0.048 | 0 | 0 | 0.048 | 0 |  | --> | C26 ex KILBARRY | Kilbarry [T101,T43] | KILBARRY |  | 51.9315 | -8.5172
063348X | MV/LV Substation CO***348X |  | 10 kV | _ | LV | 200 kVA :Kiosk Substation | 0.2 | --> | 0.2 | 0 | 0 | Constrained, otherwise capacity available =183 kVA | --> | 0.19 | 0 | 0 | 0 | 0 | Constrained, otherwise capacity available =188 kW | --> | C17 ex STICKILLEN | Stickillen [T41,T42] | DRYBRIDGE |  | 53.8544 | -6.533
093067Z | MV/LV Substation FI***067Z |  | 10 kV | _ | LV | 630 kVA :Building Structure | 0.63 | --> | 0.63 | 0 | 0 | Constrained, otherwise capacity available =455 kVA | --> | 0.598 | 0 | 0.015 | 0.5 | 0 |  | --> | C22 ex POPPINTREE | Poppintree [T101,T102] | FINGLAS |  | 53.3982 | -6.294
050293Y | MV/LV Substation FR***293Y |  | 10 kV | _ | LV | 630 kVA :Building Structure | 0.63 | --> | 0.63 | 0 | 0 | Constrained, otherwise capacity available =531 kVA | --> | 0.598 | 0 | 0 | 0 | 0 | Constrained, otherwise capacity available =585 kW | --> | C23 ex ATHLONE | Athlone [T41,T42] | ATHLONE |  | 53.4222 | -7.9424
117667 | MV/LV Substation B ***667 |  | 20 kV | _ | LV | 100 kVA :Pole Substation | 0.1 | --> | 0.1 | 0 | 0 | Constrained, otherwise capacity available =80 kVA | --> | 0.095 | 0 | 0.003 | 0 | 0 | Constrained, otherwise capacity available =90 kW | --> | E22 ex COLLOONEY | Collooney [T421,T422] | SLIGO |  | 54.2 | -8.3668
066129Y | MV/LV Substation CR***129Y |  | 10 kV | _ | LV | 100 kVA :Pole Substation | 0.1 | --> | 0.1 | 0 | 0 | Constrained, otherwise capacity available =77 kVA | --> | 0.095 | 0 | 0 | 0 | 0 | Constrained, otherwise capacity available =92 kW | --> | E17 ex GLASMORE | Glasmore [T421,T422] | GLASMORE |  | 53.4501 | -6.2314
099136X | MV/LV Substation WO***136X |  | 10 kV | _ | LV | 50 kVA :Pole Substation | 0.05 | --> | 0.05 | 0 | 0 | Constrained, otherwise capacity available =45 kVA | --> | 0.048 | 0 | 0.006 | 0 | 0 | Constrained, otherwise capacity available =42 kW | --> | C12 ex CULLION | Cullion [T41,T42] | LETTERKENNY |  | 54.9301 | -7.7203
039937X | MV/LV Substation NA***937X |  | 10 kV | _ | LV | 200 kVA :Kiosk Substation | 0.2 | --> | 0.2 | 0.154 | 11.03 |  | --> | 0.19 | 0 | 0 | 0.184 | 0 |  | --> | C23 ex SALTHILL | Salthill [T101,T102] | SALTHILL |  | 53.2749 | -9.1126
068228X | MV/LV Substation CA***228X |  | 10 kV | _ | LV | 630 kVA :Kiosk Substation | 0.63 | --> | 0.63 | 0 | 0 | Constrained, otherwise capacity available =538 kVA | --> | 0.598 | 0 | 0.004 | 0.5 | 0 |  | --> | C16 ex GLASNEVIN | Glasnevin [T41] | FINGLAS |  | 53.3612 | -6.2777
081308X | MV/LV Substation RO***308X |  | 10 kV | _ | LV | 100 kVA :Pole Substation | 0.1 | --> | 0.1 | 0 | 0 | Constrained, otherwise capacity available =39 kVA | --> | 0.095 | 0 | 0.015 | 0 | 0 | Constrained, otherwise capacity available =75 kW | --> | C18 ex PALMERSTOWN | Palmerstown [T41,T42] | FINGLAS |  | 53.3468 | -6.361
252541 | MV/LV Substation OB***541 |  | 20 kV | _ | LV | 50 kVA :Pole Substation | 0.05 | --> | 0.05 | 0.032 | 1.32 |  | --> | 0.048 | 0 | 0.005 | 0.041 | 0 |  | --> | C24 ex CLIFDEN | Clifden [T41,T42] | SCREEB |  | 53.5485 | -10.1184
3654103 | MV/LV Substation ML***4103 |  | 10 kV | _ | LV | 630 kVA :Building Structure | 0.63 | --> | 0.63 | 0 | 0 | Constrained, otherwise capacity available =451 kVA | --> | 0.598 | 0 | 0 | 0.5 | 0 |  | --> | C22 ex FORTUNESTOWN | Fortunestown [T101,T102] | INCHICORE 220KV |  | 53.2963 | -6.4424
023640Y | MV/LV Substation TH***640Y |  | 10 kV | _ | LV | 400 kVA :Building Structure | 0.4 | --> | 0.4 | 0 | 0 | Constrained, otherwise capacity available =332 kVA | --> | 0.38 | 0 | 0 | 0 | 0 | Constrained, otherwise capacity available =371 kW | --> | C13 ex FERMOY NORTH | Fermoy North [T41,T42] | BARRYMORE |  | 52.1402 | -8.2703
028030 | MV/LV Substation BE***030 |  | 10 kV | _ | LV | 200 kVA :Pole Substation | 0.2 | --> | 0.2 | 0.122 | 19.7 |  | --> | 0.19 | 0 | 0.039 | 0.15 | 0 |  | --> | C14 ex COW CROSS | Cow Cross [T102,T41] | COW CROSS |  | 51.8542 | -8.2929
001730 | MV/LV Substation BE***730 |  | 10 kV | _ | LV | 630 kVA :Building Structure | 0.63 | --> | 0.63 | 0.441 | 1.23 |  | --> | 0.598 | 0 | 0.107 | 0.493 | 0 |  | --> | C22 ex SALLYNOGGIN ROAD | Sallynoggin Road [T41,T42] | CHERRYWOOD |  | 53.2864 | -6.1212
056106Y | MV/LV Substation SA***106Y |  | 10 kV | _ | LV | 400 kVA :Kiosk Substation | 0.4 | --> | 0.4 | 0.33 | 0.89 |  | --> | 0.38 | 0 | 0.005 | 0 | 0 | Constrained, otherwise capacity available =367 kW | --> | C19 ex BIRR | Birr [T41,T422] | DALLOW |  | 53.097 | -7.9024
093353Z | MV/LV Substation CO***353Z |  | 10 kV | _ | LV | 50 kVA :Pole Substation | 0.05 | --> | 0.05 | 0 | 0 | Constrained, otherwise capacity available =28 kVA | --> | 0.048 | 0 | 0 | 0.044 | 0 |  | --> | C17 ex UNIDARE | Unidare [T41,T42] | FINGLAS |  | 53.4108 | -6.3136
253530Y | MV/LV Substation GL***530Y |  | 20 kV | _ | LV | 50 kVA :Pole Substation | 0.05 | --> | 0.05 | 0 | 0 | Constrained, otherwise capacity available =40 kVA | --> | 0.048 | 0 | 0 | 0 | 0 | Constrained, otherwise capacity available =46 kW | --> | E16 ex GLENAMADDY | Glenamaddy [T422] | ATHLONE |  | 53.5833 | -8.5635
0064289 | MV/LV Substation TH***4289 |  | 20 kV | _ | LV | 50 kVA :Pole Substation | 0.05 | --> | 0.05 | 0 | 0 | Constrained, otherwise capacity available =50 kVA | --> | 0.048 | 0 | 0 | 0 | 0 | Constrained, otherwise capacity available =48 kW | --> | E11 ex CLONROCHE | Clonroche [T421,T422] | WEXFORD |  | 52.4056 | -6.7072
368481 | MV/LV Substation CL***481 |  | 20 kV | _ | LV | 150 kVA :Pole Substation | 0.15 | --> | 0.15 | 0 | 0 | Constrained, otherwise capacity available =150 kVA | --> | 0.142 | 0 | 0 | 0 | 0 | Constrained, otherwise capacity available =142 kW | --> | C15 ex BALLYHAUNIS | Ballyhaunis [T41,T42] | DALTON |  | 53.737 | -8.6434
0644084 | MV/LV Substation BA***4084 |  | 10 kV | _ | LV | 50 kVA :Pole Substation | 0.05 | --> | 0.05 | 0 | 0 | Constrained, otherwise capacity available =35 kVA | --> | 0.048 | 0 | 0.006 | 0 | 0 | Constrained, otherwise capacity available =41 kW | --> | C22 ex TERMONFECKIN ROAD | Termonfeckin Road [T41,T42] | DRYBRIDGE |  | 53.7322 | -6.3463
0084358 | MV/LV Substation RA***4358 |  | 10 kV | _ | LV | 400 kVA :Building Structure | 0.4 | --> | 0.4 | 0.239 | 0.24 | Constrained, otherwise capacity available =369 kVA | --> | 0.38 | 0 | 0 | 0 | 0 | Constrained, otherwise capacity available =376 kW | --> | C15 ex ROSBERCON | Rosbercon [T41,T42] | WATERFORD |  | 52.3905 | -6.9593
3494013 | MV/LV Substation SC***4013 |  | 10 kV | _ | LV | 50 kVA :Pole Substation | 0.05 | --> | 0.05 | 0.039 | 2.35 |  | --> | 0.048 | 0 | 0 | 0 | 0 | Constrained, otherwise capacity available =46 kW | --> | C15 ex KILTIMAGH | Kiltimagh [T41] | CASTLEBAR |  | 53.8456 | -9.0105
015229Y | MV/LV Substation FR***229Y |  | 10 kV | _ | LV | 630 kVA :Kiosk Substation | 0.63 | --> | 0.63 | 0 | 0 | Constrained, otherwise capacity available =475 kVA | --> | 0.598 | 0 | 0 | 0 | 0 | Constrained, otherwise capacity available =577 kW | --> | C14 ex NAAS | Naas [T41,T42] | KILTEEL |  | 53.2189 | -6.6606
093357Z | MV/LV Substation BE***357Z |  | 10 kV | _ | LV | 630 kVA :Kiosk Substation | 0.63 | --> | 0.63 | 0 | 0 | Constrained, otherwise capacity available =510 kVA | --> | 0.598 | 0 | 0.022 | 0.5 | 0 |  | --> | C21 ex GRANGE (DR) | Grange (dr) [T41,T42] | GRANGE (DR) |  | 53.401 | -6.1531
0684516 | MV/LV Substation BO***4516 |  | 10 kV | _ | LV | 1000 kVA :Building Structure | 1 | --> | 1 | 0.5 | 6.65 |  | --> | 0.95 | 0 | 0 | 0.5 | 0 |  | --> | C12 ex EAST WALL ROAD | East Wall Road [T41,T42] | MCDERMOTT |  | 53.3556 | -6.2123
184022 | MV/LV Substation TE***022 |  | 10 kV | _ | LV | 400 kVA :Building Structure | 0.4 | --> | 0.4 | 0.367 | 3.38 |  | --> | 0.38 | 0 | 0 | 0 | 0 | Constrained, otherwise capacity available =376 kW | --> | C20 ex CASTLEBLAYNEY | Castleblayney [T41,T42] | DUNDALK |  | 54.1193 | -6.74
008002 | MV/LV Substation SO***002 |  | 10 kV | _ | LV | 630 kVA :Kiosk Substation | 0.63 | --> | 0.63 | 0 | 0 | Constrained, otherwise capacity available =443 kVA | --> | 0.598 | 0 | 0.02 | 0 | 0 | Constrained, otherwise capacity available =558 kW | --> | C18 ex KNOCKMULLEN | Knockmullen [T42,T421] | GREAT ISLAND |  | 52.3938 | -6.9453
022735X | MV/LV Substation LI***735X |  | 10 kV | _ | LV | 50 kVA :Pole Substation | 0.05 | --> | 0.05 | 0.05 | 2.24 |  | --> | 0.048 | 0 | 0 | 0 | 0 | Constrained, otherwise capacity available =48 kW | --> | C19 ex CASTLETOWNROCHE | Castletownroche [T41] | MALLOW |  | 52.2012 | -8.419
014553Z | MV/LV Substation PR***553Z |  | 10 kV | _ | LV | 200 kVA :Kiosk Substation | 0.2 | --> | 0.2 | 0 | 0 | Constrained, otherwise capacity available =123 kVA | --> | 0.19 | 0 | 0.01 | 0 | 0 | Constrained, otherwise capacity available =172 kW | --> | C18 ex BLAKE | Blake [T41,T42] | BLAKE |  | 53.2518 | -6.8405
0064023 | MV/LV Substation CH***4023 |  | 10 kV | _ | LV | 50 kVA :Pole Substation | 0.05 | --> | 0.05 | 0.043 | 3.12 |  | --> | 0.048 | 0 | 0.011 | 0 | 0 | Constrained, otherwise capacity available =38 kW | --> | C11 ex BELLFIELD | Bellfield [T41,T42] | CRANE |  | 52.5082 | -6.5917
0514046 | MV/LV Substation BO***4046 |  | 20 kV | _ | LV | 50 kVA :Pole Substation | 0.05 | --> | 0.05 | 0.049 | 2.22 |  | --> | 0.048 | 0 | 0 | 0.047 | 0 |  | --> | E21 ex CLARA | Clara [T421,T422] | THORNSBERRY |  | 53.3225 | -7.7366
081050Z | MV/LV Substation B.***050Z |  | 10 kV | _ | LV | 630 kVA :Building Structure | 0.63 | --> | 0.63 | 0 | 0 | Constrained, otherwise capacity available =383 kVA | --> | 0.598 | 0 | 0.059 | 0.5 | 0 |  | --> | C31 ex SEMPERIT | Semperit [T41,T42,T43] | GRANGE CASTLE |  | 53.3312 | -6.3685
127212X | MV/LV Substation CA***212X |  | 10 kV | _ | LV | 50 kVA :Pole Substation | 0.05 | --> | 0.05 | 0 | 0 | Constrained, otherwise capacity available =45 kVA | --> | 0.048 | 0 | 0 | 0 | 0 | Constrained, otherwise capacity available =47 kW | --> | C14 ex TEMPLEMORE | Templemore [T41,T42] | IKERRIN |  | 52.7911 | -7.7774
058049 | MV/LV Substation FA***049 |  | 10 kV | _ | LV | 100 kVA :Pole Substation | 0.1 | --> | 0.1 | 0.065 | 3 |  | --> | 0.095 | 0 | 0.003 | 0 | 0 | Constrained, otherwise capacity available =88 kW | --> | C23 ex NENAGH | Nenagh [T41,T42] | NENAGH |  | 52.8553 | -8.1945
281795X | MV/LV Substation CA***795X |  | 10 kV | _ | LV | 100 kVA :Pole Substation | 0.1 | --> | 0.1 | 0 | 0 | Constrained, otherwise capacity available =81 kVA | --> | 0.095 | 0 | 0 | 0.092 | 0 |  | --> | C24 ex BISHOPSTOWN | Bishopstown [T41,T42] | KILBARRY |  | 51.8592 | -8.5402
281654X | MV/LV Substation WE***654X |  | 10 kV | _ | LV | 400 kVA :Kiosk Substation | 0.4 | --> | 0.4 | 0 | 0 | Constrained, otherwise capacity available =279 kVA | --> | 0.38 | 0 | 0.017 | 0 | 0 | Constrained, otherwise capacity available =351 kW | --> | C22 ex TOGHER | Togher [T41,T42] | TRABEG |  | 51.8733 | -8.5024
243130X | MV/LV Substation AN***130X |  | 20 kV | _ | LV | 100 kVA :Pole Substation | 0.1 | --> | 0.1 | 0 | 0 | Constrained, otherwise capacity available =75 kVA | --> | 0.095 | 0 | 0.006 | 0 | 0 | Constrained, otherwise capacity available =87 kW | --> | E18 ex INCH | Inch [T421,T422] | OUGHTRAGH |  | 52.152 | -10.0608
066104Z | MV/LV Substation DO***104Z |  | 20 kV | _ | LV | 100 kVA :Pole Substation | 0.1 | --> | 0.1 | 0 | 0 | Constrained, otherwise capacity available =72 kVA | --> | 0.095 | 0 | 0.03 | 0 | 0 | Constrained, otherwise capacity available =69 kW | --> | E12 ex ASHBOURNE | Ashbourne [T421,T422] | FINGLAS |  | 53.4887 | -6.3789
0694097 | MV/LV Substation ST***4097 |  | 10 kV | _ | LV | 400 kVA :Kiosk Substation | 0.4 | --> | 0.4 | 0.4 | 0.91 |  | --> | 0.38 | 0 | 0 | 0.38 | 0 |  | --> | C16 ex KIMMAGE | Kimmage [T41,T42] | INCHICORE 220KV |  | 53.3184 | -6.3067
029667Y | MV/LV Substation KI***667Y |  | 20 kV | _ | LV | 50 kVA :Pole Substation | 0.05 | --> | 0.05 | 0 | 0 | Constrained, otherwise capacity available =45 kVA | --> | 0.048 | 0 | 0 | 0 | 0 | Constrained, otherwise capacity available =47 kW | --> | C13 ex CLOYNE | Cloyne [T41] | MIDLETON |  | 51.853 | -8.0684
052299Y | MV/LV Substation KI***299Y |  | 20 kV | _ | LV | 200 kVA :Pole Substation | 0.2 | --> | 0.2 | 0 | 0 | Constrained, otherwise capacity available =173 kVA | --> | 0.19 | 0 | 0 | 0 | 0 | Constrained, otherwise capacity available =186 kW | --> | E19 ex EDENDERRY | Edenderry [T421,T422] | BLAKE |  | 53.456 | -7.0914
029925 | MV/LV Substation DU***925 |  | 20 kV | _ | LV | 100 kVA :Pole Substation | 0.1 | --> | 0.1 | 0 | 0 | Constrained, otherwise capacity available =53 kVA | --> | 0.095 | 0 | 0.019 | 0 | 0 | Constrained, otherwise capacity available =74 kW | --> | E12 ex CARRIGSHANE | Carrigshane [T422] | MIDLETON |  | 51.9689 | -8.0961
005031 | MV/LV Substation CA***031 |  | 20 kV | _ | LV | 200 kVA :Pole Substation | 0.2 | --> | 0.2 | 0 | 0 | Constrained, otherwise capacity available =150 kVA | --> | 0.19 | 0 | 0.005 | 0 | 0 | Constrained, otherwise capacity available =179 kW | --> | E19 ex SHILLELAGH | Shillelagh [T421,T422] | CARLOW |  | 52.7106 | -6.4917
235627 | MV/LV Substation FA***627 |  | 20 kV | _ | LV | 50 kVA :Pole Substation | 0.05 | --> | 0.05 | 0 | 0 | Constrained, otherwise capacity available =43 kVA | --> | 0.048 | 0 | 0 | 0 | 0 | Constrained, otherwise capacity available =47 kW | --> | E18 ex BEALNABLATH | Bealnablath [T421] | BANDON |  | 51.8813 | -8.7465
0064024 | MV/LV Substation MO***4024 |  | 10 kV | _ | LV | 50 kVA :Pole Substation | 0.05 | --> | 0.05 | 0.047 | 4.38 |  | --> | 0.048 | 0 | 0 | 0.047 | 0 |  | --> | E14 ex CRANE | Crane [T122] | CRANE |  | 52.5249 | -6.6325
405626 | MV/LV Substation TR***626 |  | 20 kV | _ | LV | 50 kVA :Pole Substation | 0.05 | --> | 0.05 | 0.049 | 3.03 |  | --> | 0.048 | 0 | 0 | 0 | 0 | Constrained, otherwise capacity available =47 kW | --> | E13 ex MOVILLE | Moville [T421,T422] | TRILLICK |  | 55.2699 | -7.0688
027332X | MV/LV Substation TO***332X |  | 10 kV | _ | LV | 50 kVA :Pole Substation | 0.05 | --> | 0.05 | 0.047 | 7.79 |  | --> | 0.048 | 0 | 0 | 0 | 0 | Constrained, otherwise capacity available =47 kW | --> | C13 ex DUNMANWAY | Dunmanway [T422,T43] | DUNMANWAY |  | 51.7804 | -9.2092
122911 | MV/LV Substation YO***911 |  | 10 kV | _ | LV | 50 kVA :Pole Substation | 0.05 | --> | 0.05 | 0.047 | 4.18 |  | --> | 0.048 | 0 | 0 | 0 | 0 | Constrained, otherwise capacity available =47 kW | --> | C18 ex KINGSCOURT | Kingscourt [T41,T42] | MEATH HILL |  | 53.9083 | -6.8037
001098X | MV/LV Substation LU***098X |  | 10 kV | _ | LV | 400 kVA :Building Structure | 0.4 | --> | 0.4 | 0 | 0 |  | --> | 0.38 | 0 | 0 | 0.298 | 0 |  | --> | C22 ex DUNDRUM | Dundrum [T41,T42] | BLACKROCK |  | 53.2921 | -6.2447
006958X | MV/LV Substation LA***958X |  | 20 kV | _ | LV | 50 kVA :Pole Substation | 0.05 | --> | 0.05 | 0.043 | 4.38 |  | --> | 0.048 | 0 | 0 | 0.046 | 0 |  | --> | E13 ex CRANE | Crane [T122] | CRANE |  | 52.4452 | -6.3412
132808X | MV/LV Substation LI***808X |  | 20 kV | _ | LV | 50 kVA :Pole Substation | 0.05 | --> | 0.05 | 0.041 | 1.62 |  | --> | 0.048 | 0 | 0 | 0 | 0 | Constrained, otherwise capacity available =46 kW | --> | C17 ex CURRA | Curra [T41] | SOMERSET |  | 53.1727 | -8.3386
041848X | MV/LV Substation LI***848X |  | 10 kV | _ | LV | 50 kVA :Pole Substation | 0.05 | --> | 0.05 | 0 | 0 | Constrained, otherwise capacity available =47 kVA | --> | 0.048 | 0 | 0 | 0 | 0 | Constrained, otherwise capacity available =47 kW | --> | E13 ex DALTON | Dalton [T421,T422] | DALTON |  | 53.7117 | -8.9924
238073Y | MV/LV Substation GO***073Y |  | 20 kV | _ | LV | 50 kVA :Pole Substation | 0.05 | --> | 0.05 | 0 | 0 | Constrained, otherwise capacity available =50 kVA | --> | 0.048 | 0 | 0 | 0 | 0 | Constrained, otherwise capacity available =47 kW | --> | E17 ex BALLINROBE | Ballinrobe [T421,T422] | DALTON |  | 53.6602 | -9.1095
281810 | MV/LV Substation DA***810 |  | 10 kV | _ | LV | 50 kVA :Pole Substation | 0.05 | --> | 0.05 | 0 | 0 | Constrained, otherwise capacity available =46 kVA | --> | 0.048 | 0 | 0.005 | 0 | 0 | Constrained, otherwise capacity available =43 kW | --> | C22 ex KILMONEY | Kilmoney [T41,T42] | TRABEG |  | 51.8069 | -8.3816
014695Z | MV/LV Substation FI***695Z |  | 10 kV | _ | LV | 200 kVA :Kiosk Substation | 0.2 | --> | 0.2 | 0 | 0 | Constrained, otherwise capacity available =171 kVA | --> | 0.19 | 0 | 0 | 0 | 0 | Constrained, otherwise capacity available =186 kW | --> | C12 ex KILDARE | Kildare [T41,T42] | NEWBRIDGE |  | 53.1577 | -6.9127
0714106 | MV/LV Substation BR***4106 |  | 10 kV | _ | LV | 33 kVA :Pole Substation | 0.033 | --> | 0.033 | 0 | 0 | Constrained, otherwise capacity available =33 kVA | --> | 0.031 | 0 | 0 | 0.031 | 0 |  | --> | C22 ex GREYSTONES | Greystones [T41,T42] | FASSAROE |  | 53.1273 | -6.1115
220574 | MV/LV Substation PU***574 |  | 20 kV | _ | LV | 100 kVA :Pole Substation | 0.1 | --> | 0.1 | 0.097 | 1.36 |  | --> | 0.095 | 0 | 0 | 0 | 0 | Constrained, otherwise capacity available =95 kW | --> | C18 ex CROSSMOLINA | Crossmolina [T41,T42] | MOY |  | 54.0963 | -9.3578
037144 | MV/LV Substation CA***144 |  | 10 kV | _ | LV | 400 kVA :Kiosk Substation | 0.4 | --> | 0.4 | 0 | 0 | Constrained, otherwise capacity available =281 kVA | --> | 0.38 | 0 | 0.031 | 0 | 0 | Constrained, otherwise capacity available =340 kW | --> | C16 ex CAHIRCALLA | Cahircalla [T41,T42] | ENNIS |  | 52.8344 | -8.9936
003630X | MV/LV Substation WE***630X |  | 10 kV | _ | LV | 50 kVA :Pole Substation | 0.05 | --> | 0.05 | 0.048 | 11.58 |  | --> | 0.048 | 0 | 0 | 0 | 0 | Constrained, otherwise capacity available =47 kW | --> | C23 ex BALLYBEG | Ballybeg [T101,T102] | CARRICKMINES |  | 52.9642 | -6.099
043014 | MV/LV Substation ST***014 |  | 10 kV | _ | LV | 200 kVA :Pole Substation | 0.2 | --> | 0.2 | 0.154 | 0.43 |  | --> | 0.19 | 0 | 0.015 | 0 | 0 | Constrained, otherwise capacity available =172 kW | --> | C13 ex SWINFORD | Swinford [T41,T42] | CASTLEBAR |  | 53.9433 | -8.954
118157 | MV/LV Substation BN***157 |  | 20 kV | _ | LV | 50 kVA :Pole Substation | 0.05 | --> | 0.05 | 0 | 0 | Constrained, otherwise capacity available =46 kVA | --> | 0.048 | 0 | 0 | 0 | 0 | Constrained, otherwise capacity available =47 kW | --> | E15 ex CREAGH | Creagh [T421,T422] | ATHLONE |  | 53.2999 | -8.0474
368889 | MV/LV Substation RI***889 |  | 20 kV | _ | LV | 100 kVA :Pole Substation | 0.1 | --> | 0.1 | 0 | 0 | Constrained, otherwise capacity available =70 kVA | --> | 0.095 | 0 | 0.005 | 0 | 0 | Constrained, otherwise capacity available =87 kW | --> | C15 ex BALLYHAUNIS | Ballyhaunis [T41,T42] | DALTON |  | 53.6868 | -8.7549
066207X | MV/LV Substation FE***207X |  | 10 kV | _ | LV | 400 kVA :Kiosk Substation | 0.4 | --> | 0.4 | 0 | 0 | Constrained, otherwise capacity available =270 kVA | --> | 0.38 | 0 | 0.005 | 0.358 | 0 |  | --> | C16 ex SANTRY | Santry [T41,T42] | FINGLAS |  | 53.3998 | -6.202
015425Z | MV/LV Substation EM***425Z |  | 10 kV | _ | LV | 200 kVA :Kiosk Substation | 0.2 | --> | 0.2 | 0 | 0 | Constrained, otherwise capacity available =113 kVA | --> | 0.19 | 0 | 0.016 | 0 | 0 | Constrained, otherwise capacity available =166 kW | --> | C19 ex SALLINS | Sallins [T41,T42] | GRIFFINRATH |  | 53.2915 | -6.7565
368720 | MV/LV Substation CO***720 |  | 20 kV | _ | LV | 200 kVA :Pole Substation | 0.2 | --> | 0.2 | 0 | 0 | Constrained, otherwise capacity available =200 kVA | --> | 0.19 | 0 | 0 | 0 | 0 | Constrained, otherwise capacity available =190 kW | --> | C15 ex BALLYHAUNIS | Ballyhaunis [T41,T42] | DALTON |  | 53.7172 | -8.6464
068032 | MV/LV Substation AL***032 |  | 10 kV | _ | LV | 630 kVA :Kiosk Substation | 0.63 | --> | 0.63 | 0 | 6.65 |  | --> | 0.598 | 0 | 0 | 0.485 | 0 |  | --> | C20 ex EAST WALL ROAD | East Wall Road [T41,T42] | MCDERMOTT |  | 53.3509 | -6.2148
5034066 | MV/LV Substation BO***4066 |  | 20 kV | _ | LV | 100 kVA :Pole Substation | 0.1 | --> | 0.1 | 0.064 | 1.69 |  | --> | 0.095 | 0 | 0 | 0 | 0 | Constrained, otherwise capacity available =90 kW | --> | C18 ex NEWTOWNCUNNINGHAM | Newtowncunningham [T41,T42] | LETTERKENNY |  | 55.0171 | -7.4765
007060 | MV/LV Substation WY***060 |  | 10 kV | _ | LV | 630 kVA :Building Structure | 0.63 | --> | 0.63 | 0.143 | 0.14 | Constrained, otherwise capacity available =480 kVA | --> | 0.598 | 0 | 0.01 | 0 | 0 | Constrained, otherwise capacity available =570 kW | --> | C15 ex CARRIGLAWN | Carriglawn [T41,T42] | WEXFORD |  | 52.3393 | -6.4737
009092 | MV/LV Substation TH***092 |  | 10 kV | _ | LV | 400 kVA :Kiosk Substation | 0.4 | --> | 0.4 | 0.298 | 0.53 |  | --> | 0.38 | 0 | 0.026 | 0 | 0 | Constrained, otherwise capacity available =346 kW | --> | C11 ex MANOR STREET | Manor Street [T41,T42] | WATERFORD |  | 52.2476 | -7.1081
067127Z | MV/LV Substation SP***127Z |  | 10 kV | _ | LV | 630 kVA :Building Structure | 0.63 | --> | 0.63 | 0.5 | 13.8 |  | --> | 0.598 | 0 | 0.006 | 0.5 | 0 |  | --> | C21 ex SINGLAND | Singland [T101,T102] | SINGLAND |  | 52.658 | -8.5939
027544X | MV/LV Substation TA***544X |  | 10 kV | _ | LV | 400 kVA :Kiosk Substation | 0.4 | --> | 0.4 | 0.171 | 7.79 |  | --> | 0.38 | 0 | 0 | 0 | 0 | Constrained, otherwise capacity available =348 kW | --> | C11 ex DUNMANWAY | Dunmanway [T422,T43] | DUNMANWAY |  | 51.7218 | -9.1116
1224137 | MV/LV Substation RA***4137 |  | 10 kV | _ | LV | 50 kVA :Pole Substation | 0.05 | --> | 0.05 | 0.05 | 4.18 |  | --> | 0.048 | 0 | 0 | 0 | 0 | Constrained, otherwise capacity available =48 kW | --> | C20 ex KINGSCOURT | Kingscourt [T41,T42] | MEATH HILL |  | 53.8745 | -6.7806
206648 | MV/LV Substation EL***648 |  | 20 kV | _ | LV | 100 kVA :Pole Substation | 0.1 | --> | 0.1 | 0.074 | 1.6 |  | --> | 0.095 | 0 | 0.005 | 0 | 0 | Constrained, otherwise capacity available =88 kW | --> | E17 ex BELMULLET | Belmullet [T421] | BELLACORICK |  | 54.1632 | -10.0739
281448Y | MV/LV Substation SO***448Y |  | 10 kV | _ | LV | 400 kVA :Kiosk Substation | 0.4 | --> | 0.4 | 0 | 0 | Constrained, otherwise capacity available =335 kVA | --> | 0.38 | 0 | 0.02 | 0 | 0 | Constrained, otherwise capacity available =356 kW | --> | C15 ex CARRIGALINE | Carrigaline [T41,T42] | BARNAHELY |  | 51.8168 | -8.3775
111035 | MV/LV Substation FL***035 |  | 10 kV | _ | LV | 200 kVA :Building Structure | 0.2 | --> | 0.2 | 0 | 0 | Constrained, otherwise capacity available =177 kVA | --> | 0.19 | 0 | 0.034 | 0 | 0 | Constrained, otherwise capacity available =162 kW | --> | C15 ex BANTRY | Bantry [T41,T42] | BALLYLICKY |  | 51.6874 | -9.4465
1494011 | MV/LV Substation TA***4011 |  | 10 kV | _ | LV | 50 kVA :Pole Substation | 0.05 | --> | 0.05 | 0 | 0 | Constrained, otherwise capacity available =49 kVA | --> | 0.048 | 0 | 0 | 0 | 0 | Constrained, otherwise capacity available =47 kW | --> | C13 ex DONEGAL | Donegal [T41,T42] | CATHALEENS FALL |  | 54.698 | -8.0595
021668Z | MV/LV Substation WI***668Z |  | 10 kV | _ | LV | 50 kVA :Pole Substation | 0.05 | --> | 0.05 | 0 | 0 | Constrained, otherwise capacity available =48 kVA | --> | 0.048 | 0 | 0 | 0.047 | 0 |  | --> | C26 ex BISHOPSTOWN | Bishopstown [T41,T42] | KILBARRY |  | 51.8978 | -8.5335
017338Z | MV/LV Substation KI***338Z |  | 20 kV | _ | LV | 50 kVA :Pole Substation | 0.05 | --> | 0.05 | 0.048 | 1.98 |  | --> | 0.048 | 0 | 0 | 0 | 0 | Constrained, otherwise capacity available =47 kW | --> | E14 ex RATHKEALE | Rathkeale [T421,T422] | RATHKEALE |  | 52.4807 | -8.7906
127422X | MV/LV Substation HO***422X |  | 20 kV | _ | LV | 100 kVA :Pole Substation | 0.1 | --> | 0.1 | 0 | 0 | Constrained, otherwise capacity available =88 kVA | --> | 0.095 | 0 | 0 | 0 | 0 | Constrained, otherwise capacity available =93 kW | --> | C16 ex HOLYCROSS ROAD | Holycross Road [T41,T42] | THURLES |  | 52.6407 | -7.8691
046807 | MV/LV Substation SE***807 |  | 10 kV | _ | LV | 200 kVA :Pole Substation | 0.2 | --> | 0.2 | 0.175 | 5.78 |  | --> | 0.19 | 0 | 0 | 0.187 | 0 |  | --> | C20 ex OAKFIELD | Oakfield [T41,T42] | SLIGO |  | 54.2781 | -8.6059
250099X | MV/LV Substation PU***099X |  | 10 kV | _ | LV | 50 kVA :Pole Substation | 0.05 | --> | 0.05 | 0.049 | 1.26 |  | --> | 0.048 | 0 | 0 | 0 | 0 | Constrained, otherwise capacity available =47 kW | --> | E16 ex BALLYCROSSAUN | Ballycrossaun [T421,T422] | SOMERSET |  | 53.1067 | -8.2357
281218Z | MV/LV Substation GR***218Z |  | 10 kV | _ | LV | 630 kVA :Building Structure | 0.63 | --> | 0.63 | 0 | 0 | Constrained, otherwise capacity available =590 kVA | --> | 0.598 | 0 | 0 | 0.5 | 0 |  | --> | C19 ex BISHOPSTOWN | Bishopstown [T41,T42] | KILBARRY |  | 51.8764 | -8.5504
249371 | MV/LV Substation WH***371 |  | 10 kV | _ | LV | 50 kVA :Pole Substation | 0.05 | --> | 0.05 | 0 | 0 | Constrained, otherwise capacity available =44 kVA | --> | 0.048 | 0 | 0.016 | 0 | 0 | Constrained, otherwise capacity available =35 kW | --> | C15 ex KILCLOHER | Kilcloher [T41,T42] | DUNGARVAN |  | 52.1102 | -7.7682
025111X | MV/LV Substation BA***111X |  | 10 kV | _ | LV | 50 kVA :Pole Substation | 0.05 | --> | 0.05 | 0 | 0 | Constrained, otherwise capacity available =46 kVA | --> | 0.048 | 0 | 0 | 0 | 0 | Constrained, otherwise capacity available =47 kW | --> | C11 ex KILMALLOCK | Kilmallock [T41,T42] | CHARLEVILLE |  | 52.3658 | -8.4826
059835X | MV/LV Substation KI***835X |  | 10 kV | _ | LV | 400 kVA :Building Structure | 0.4 | --> | 0.4 | 0 | 0 | Constrained, otherwise capacity available =269 kVA | --> | 0.38 | 0 | 0.1 | 0 | 0 | Constrained, otherwise capacity available =288 kW | --> | C20 ex CAVAN | Cavan [T42,T421] | SHANKILL |  | 53.9871 | -7.3229
216586 | MV/LV Substation MI***586 |  | 10 kV | _ | LV | 100 kVA :Pole Substation | 0.1 | --> | 0.1 | 0 | 0 | Constrained, otherwise capacity available =83 kVA | --> | 0.095 | 0 | 0.011 | 0 | 0 | Constrained, otherwise capacity available =84 kW | --> | C26 ex GLENTIES | Glenties [T41,T42] | BINBANE |  | 54.7914 | -8.2847
056499X | MV/LV Substation LO***499X |  | 10 kV | _ | LV | 50 kVA :Pole Substation | 0.05 | --> | 0.05 | 0.048 | 0.89 |  | --> | 0.048 | 0 | 0 | 0 | 0 | Constrained, otherwise capacity available =47 kW | --> | C21 ex BIRR | Birr [T41,T422] | DALLOW |  | 53.0861 | -7.8513
007900Y | MV/LV Substation MA***900Y |  | 10 kV | _ | LV | 400 kVA :Kiosk Substation | 0.4 | --> | 0.4 | 0.4 | 0.9 |  | --> | 0.38 | 0 | 0 | 0 | 0 | Constrained, otherwise capacity available =380 kW | --> | C16 ex CLONARD | Clonard [T41,T42] | WEXFORD |  | 52.3281 | -6.4865
1194268 | MV/LV Substation DE***4268 |  | 20 kV | _ | LV | 50 kVA :Pole Substation | 0.05 | --> | 0.05 | 0 | 0 | Constrained, otherwise capacity available =50 kVA | --> | 0.048 | 0 | 0 | 0 | 0 | Constrained, otherwise capacity available =48 kW | --> | C18 ex KANTURK | Kanturk [T41,T42] | GLENLARA |  | 52.1137 | -8.9283
127801Y | MV/LV Substation TH***801Y |  | 10 kV | _ | LV | 100 kVA :Pole Substation | 0.1 | --> | 0.1 | 0 | 0 | Constrained, otherwise capacity available =82 kVA | --> | 0.095 | 0 | 0.002 | 0 | 0 | Constrained, otherwise capacity available =91 kW | --> | C17 ex HOLYCROSS ROAD | Holycross Road [T41,T42] | THURLES |  | 52.7519 | -7.9519
069389 | MV/LV Substation TO***389 |  | 10 kV | _ | LV | 400 kVA :Kiosk Substation | 0.4 | --> | 0.4 | 0.255 | 3.34 |  | --> | 0.38 | 0 | 0.029 | 0.338 | 0 |  | --> | C20 ex GREENHILLS | Greenhills [T42] | INCHICORE 220KV |  | 53.3085 | -6.3437
117933 | MV/LV Substation GR***933 |  | 20 kV | _ | LV | 100 kVA :Pole Substation | 0.1 | --> | 0.1 | 0 | 0 | Constrained, otherwise capacity available =98 kVA | --> | 0.095 | 0 | 0.006 | 0.09 | 0 |  | --> | E17 ex MANORHAMILTON | Manorhamilton [T422] | SLIGO |  | 54.251 | -8.3215
503859 | MV/LV Substation SE***859 |  | 20 kV | _ | LV | 100 kVA :Pole Substation | 0.1 | --> | 0.1 | 0.074 | 1.69 |  | --> | 0.095 | 0 | 0 | 0 | 0 | Constrained, otherwise capacity available =91 kW | --> | C18 ex NEWTOWNCUNNINGHAM | Newtowncunningham [T41,T42] | LETTERKENNY |  | 55.0393 | -7.3756
034905 | MV/LV Substation BA***905 |  | 20 kV | _ | LV | 100 kVA :Pole Substation | 0.1 | --> | 0.1 | 0.058 | 0.57 |  | --> | 0.095 | 0 | 0.006 | 0 | 0 | Constrained, otherwise capacity available =85 kW | --> | E23 ex LAWLESSTOWN | Lawlesstown [T42,T421] | DOON |  | 52.2676 | -7.7208
058220 | MV/LV Substation GR***220 |  | 10 kV | _ | LV | 100 kVA :Pole Substation | 0.1 | --> | 0.1 | 0.092 | 3 |  | --> | 0.095 | 0 | 0 | 0 | 0 | Constrained, otherwise capacity available =94 kW | --> | C21 ex NENAGH | Nenagh [T41,T42] | NENAGH |  | 52.861 | -8.2303
023054 | MV/LV Substation FE***054 |  | 10 kV | _ | LV | 630 kVA :Building Structure | 0.63 | --> | 0.63 | 0 | 0 | Constrained, otherwise capacity available =593 kVA | --> | 0.598 | 0 | 0 | 0 | 0 | Constrained, otherwise capacity available =593 kW | --> | C13 ex FERMOY NORTH | Fermoy North [T41,T42] | BARRYMORE |  | 52.1463 | -8.2829
164006 | MV/LV Substation FA***006 |  | 10 kV | _ | LV | 630 kVA :Kiosk Substation | 0.63 | --> | 0.63 | 0 | 0 | Constrained, otherwise capacity available =169 kVA | --> | 0.598 | 0 | 0.025 | 0 | 0 | Constrained, otherwise capacity available =514 kW | --> | C12 ex SKIBBEREEN | Skibbereen [T41,T42] | DUNMANWAY |  | 51.5487 | -9.2688
009624X | MV/LV Substation MO***624X |  | 10 kV | _ | LV | 400 kVA :Building Structure | 0.4 | --> | 0.4 | 0.248 | 0.53 |  | --> | 0.38 | 0 | 0.16 | 0 | 0 | Constrained, otherwise capacity available =244 kW | --> | C20 ex MANOR STREET | Manor Street [T41,T42] | WATERFORD |  | 52.2521 | -7.116
025901 | MV/LV Substation DO***901 |  | 20 kV | _ | LV | 100 kVA :Pole Substation | 0.1 | --> | 0.1 | 0.092 | 2.96 |  | --> | 0.095 | 0 | 0.005 | 0 | 0 | Constrained, otherwise capacity available =90 kW | --> | E13 ex CHARLEVILLE | Charleville [T421,T422] | CHARLEVILLE |  | 52.3089 | -8.663
117584X | MV/LV Substation RO***584X |  | 20 kV | _ | LV | 100 kVA :Pole Substation | 0.1 | --> | 0.1 | 0 | 0 | Constrained, otherwise capacity available =85 kVA | --> | 0.095 | 0 | 0 | 0 | 0 | Constrained, otherwise capacity available =93 kW | --> | E18 ex COLLOONEY | Collooney [T421,T422] | SLIGO |  | 54.1329 | -8.3917
005315 | MV/LV Substation CL***315 |  | 20 kV | _ | LV | 200 kVA :Pole Substation | 0.2 | --> | 0.2 | 0.148 | 17.8 |  | --> | 0.19 | 0 | 0.07 | 0.131 | 0 |  | --> | E22 ex BANOGE | Banoge [T121,T122] | BANOGE |  | 52.6197 | -6.4181
243142 | MV/LV Substation GR***142 |  | 20 kV | _ | LV | 400 kVA :Building Structure | 0.4 | --> | 0.4 | 0 | 0 | Constrained, otherwise capacity available =275 kVA | --> | 0.38 | 0 | 0.05 | 0 | 0 | Constrained, otherwise capacity available =326 kW | --> | E16 ex DINGLE | Dingle [T421,T422] | OUGHTRAGH |  | 52.134 | -10.1473
055988X | MV/LV Substation TE***988X |  | 10 kV | _ | LV | 200 kVA :Pole Substation | 0.2 | --> | 0.2 | 0 | 0 | Constrained, otherwise capacity available =128 kVA | --> | 0.19 | 0 | 0 | 0 | 0 | Constrained, otherwise capacity available =180 kW | --> | C20 ex TEMPLEMORE | Templemore [T41,T42] | IKERRIN |  | 52.8231 | -7.844
058015 | MV/LV Substation GR***015 |  | 20 kV | _ | LV | 100 kVA :Pole Substation | 0.1 | --> | 0.1 | 0.096 | 0.18 |  | --> | 0.095 | 0 | 0.01 | 0 | 0 | Constrained, otherwise capacity available =87 kW | --> | C18 ex TOOMEVARA | Toomevara [T42] | NENAGH |  | 52.8367 | -8.0617
081029Z | MV/LV Substation JA***029Z |  | 10 kV | _ | LV | 400 kVA :Kiosk Substation | 0.4 | --> | 0.4 | 0 | 0 | Constrained, otherwise capacity available =160 kVA | --> | 0.38 | 0 | 0.094 | 0.276 | 0 |  | --> | C14 ex CLONDALKIN | Clondalkin [T41,T42,T44] | INCHICORE 220KV |  | 53.3304 | -6.3983
137271X | MV/LV Substation BA***271X |  | 10 kV | _ | LV | 200 kVA :Kiosk Substation | 0.2 | --> | 0.2 | 0.136 | 3.74 |  | --> | 0.19 | 0 | 0 | 0 | 0 | Constrained, otherwise capacity available =181 kW | --> | C12 ex KILFLYNN | Kilflynn [T41,T42] | TRALEE |  | 52.4054 | -9.6272
305111 | MV/LV Substation CL***111 |  | 20 kV | _ | LV | 200 kVA :Pole Substation | 0.2 | --> | 0.2 | 0.105 | 4.61 |  | --> | 0.19 | 0 | 0.006 | 0 | 0 | Constrained, otherwise capacity available =172 kW | --> | E11 ex LUMCLOON | Lumcloon [T421,T422] | DALLOW |  | 53.2246 | -7.879
0824063 | MV/LV Substation SL***4063 |  | 20 kV | _ | LV | 50 kVA :Pole Substation | 0.05 | --> | 0.05 | 0 | 0 | Constrained, otherwise capacity available =34 kVA | --> | 0.048 | 0 | 0 | 0 | 0 | Constrained, otherwise capacity available =45 kW | --> | E16 ex SLANE |  |  |  | 53.7144 | -6.5834
042284 | MV/LV Substation GR***284 |  | 10 kV | _ | LV | 50 kVA :Pole Substation | 0.05 | --> | 0.05 | 0 | 0 | Constrained, otherwise capacity available =48 kVA | --> | 0.048 | 0 | 0 | 0 | 0 | Constrained, otherwise capacity available =47 kW | --> | C18 ex KNOCKAPHUNTA | Knockaphunta [T41,T42] | CASTLEBAR |  | 53.8663 | -9.3555
164996X | MV/LV Substation CO***996X |  | 10 kV | _ | LV | 50 kVA :Pole Substation | 0.05 | --> | 0.05 | 0 | 0 | Constrained, otherwise capacity available =46 kVA | --> | 0.048 | 0 | 0 | 0 | 0 | Constrained, otherwise capacity available =47 kW | --> | C17 ex SKIBBEREEN | Skibbereen [T41,T42] | DUNMANWAY |  | 51.498 | -9.2319
196969 | MV/LV Substation PO***969 |  | 20 kV | _ | LV | 50 kVA :Pole Substation | 0.05 | --> | 0.05 | 0.046 | 0.33 |  | --> | 0.048 | 0 | 0 | 0 | 0 | Constrained, otherwise capacity available =47 kW | --> | E31 ex TRIM | Trim [T421] | NAVAN |  | 53.555 | -6.9059
288192X | MV/LV Substation RA***192X |  | 10 kV | _ | LV | 1000 kVA :Building Structure | 1 | --> | 1 | 0.041 | 0.04 | Constrained, otherwise capacity available =940 kVA | --> | 0.95 | 0 | 0 | 0.5 | 0 |  | --> | C13 ex LITTLE BRAY | Little Bray [T41,T42] | FASSAROE |  | 53.2073 | -6.1148
010830 | MV/LV Substation GO***830 |  | 10 kV | _ | LV | 50 kVA :Pole Substation | 0.05 | --> | 0.05 | 0 | 0 | Constrained, otherwise capacity available =50 kVA | --> | 0.048 | 0 | 0 | 0 | 0 | Constrained, otherwise capacity available =48 kW | --> | C17 ex GRAIGUENAMANAGH | Graiguenamanagh [T41,T42] | KILKENNY |  | 52.5945 | -6.9182
019093 | MV/LV Substation DE***093 |  | 10 kV | _ | LV | 400 kVA :Kiosk Substation | 0.4 | --> | 0.4 | 0.047 | 0.05 | Constrained, otherwise capacity available =344 kVA | --> | 0.38 | 0 | 0.021 | 0 | 0 | Constrained, otherwise capacity available =357 kW | --> | C18 ex BALLYBEGGAN | Ballybeggan [T43,T44] | TRALEE |  | 52.2817 | -9.682
056377 | MV/LV Substation RO***377 |  | 10 kV | _ | LV | 100 kVA :Pole Substation | 0.1 | --> | 0.1 | 0.065 | 0.89 |  | --> | 0.095 | 0 | 0.01 | 0 | 0 | Constrained, otherwise capacity available =83 kW | --> | C17 ex BIRR | Birr [T41,T422] | DALLOW |  | 53.0835 | -7.9063
276289 | MV/LV Substation BA***289 |  | 10 kV | _ | LV | 200 kVA :Kiosk Substation | 0.2 | --> | 0.2 | 0.161 | 0.76 |  | --> | 0.19 | 0 | 0.026 | 0 | 0 | Constrained, otherwise capacity available =165 kW | --> | C11 ex WOODFORD | Woodford [T41,T42] | KNOCKEARAGH |  | 52.0562 | -9.4841
046196 | MV/LV Substation CL***196 |  | 10 kV | _ | LV | 50 kVA :Pole Substation | 0.05 | --> | 0.05 | 0.046 | 4.13 |  | --> | 0.048 | 0 | 0.006 | 0.043 | 0 |  | --> | C13 ex AGHAGAD | Aghagad [T41,T42] | SLIGO |  | 54.4331 | -8.4583
008687Z | MV/LV Substation OL***687Z |  | 20 kV | _ | LV | 50 kVA :Pole Substation | 0.05 | --> | 0.05 | 0 | 0 | Constrained, otherwise capacity available =48 kVA | --> | 0.048 | 0 | 0 | 0 | 0 | Constrained, otherwise capacity available =47 kW | --> | E17 ex KNOCKMULLEN | Knockmullen [T42,T421] | GREAT ISLAND |  | 52.3928 | -6.8264
068307X | MV/LV Substation CL***307X |  | 10 kV | _ | LV | 630 kVA :Kiosk Substation | 0.63 | --> | 0.63 | 0 | 0 | Constrained, otherwise capacity available =538 kVA | --> | 0.598 | 0 | 0.006 | 0.5 | 0 |  | --> | C14 ex DRUMCONDRA | Drumcondra [T41,T42] | MCDERMOTT |  | 53.3642 | -6.2478
084687 | MV/LV Substation CL***687 |  | 10 kV | _ | LV | 200 kVA :Pole Substation | 0.2 | --> | 0.2 | 0 | 0 | Constrained, otherwise capacity available =181 kVA | --> | 0.19 | 0 | 0 | 0 | 0 | Constrained, otherwise capacity available =187 kW | --> | C18 ex KILCOLGAN | Kilcolgan [T42,T421] | GALWAY 110KV |  | 53.2394 | -8.8923
255198X | MV/LV Substation CO***198X |  | 10 kV | _ | LV | 50 kVA :Pole Substation | 0.05 | --> | 0.05 | 0 | 0 | Constrained, otherwise capacity available =45 kVA | --> | 0.048 | 0 | 0.012 | 0 | 0 | Constrained, otherwise capacity available =38 kW | --> | E12 ex KILLYBEGS | Killybegs [T422] | BINBANE |  | 54.6518 | -8.2938
064859Y | MV/LV Substation MA***859Y |  | 10 kV | _ | LV | 200 kVA :Kiosk Substation | 0.2 | --> | 0.2 | 0 | 0 | Constrained, otherwise capacity available =140 kVA | --> | 0.19 | 0 | 0.003 | 0 | 0 | Constrained, otherwise capacity available =179 kW | --> | C17 ex RATHMULLAN | Rathmullan [T41,T42] | DRYBRIDGE |  | 53.7108 | -6.3759
1654039 | MV/LV Substation BA***4039 |  | 20 kV | _ | LV | 50 kVA :Pole Substation | 0.05 | --> | 0.05 | 0 | 0 | Constrained, otherwise capacity available =46 kVA | --> | 0.048 | 0 | 0 | 0 | 0 | Constrained, otherwise capacity available =47 kW | --> | C11 ex TIMOLEAGUE | Timoleague [T41] | BANDON |  | 51.6269 | -8.7175
071888 | MV/LV Substation SE***888 |  | 10 kV | _ | LV | 400 kVA :Building Structure | 0.4 | --> | 0.4 | 0 | 0 | Constrained, otherwise capacity available =334 kVA | --> | 0.38 | 0 | 0 | 0.371 | 0 |  | --> | C22 ex GREYSTONES | Greystones [T41,T42] | FASSAROE |  | 53.129 | -6.0615
015026 | MV/LV Substation NE***026 |  | 10 kV | _ | LV | 400 kVA :Kiosk Substation | 0.4 | --> | 0.4 | 0 | 0 | Constrained, otherwise capacity available =201 kVA | --> | 0.38 | 0 | 0.014 | 0 | 0 | Constrained, otherwise capacity available =342 kW | --> | C17 ex NAAS | Naas [T41,T42] | KILTEEL |  | 53.2158 | -6.6726
052462Y | MV/LV Substation BA***462Y |  | 10 kV | _ | LV | 400 kVA :Building Structure | 0.4 | --> | 0.4 | 0.4 | 10.9 |  | --> | 0.38 | 0 | 0 | 0.38 | 0 |  | --> | C13 ex MULLINGAR | Mullingar [T101,T102] | MULLINGAR |  | 53.5786 | -7.337
082166Z | MV/LV Substation BE***166Z |  | 10 kV | _ | LV | 400 kVA :Kiosk Substation | 0.4 | --> | 0.4 | 0.332 | 2.01 |  | --> | 0.38 | 0 | 0.009 | 0 | 0 | Constrained, otherwise capacity available =364 kW | --> | C17 ex ABBEYLAND | Abbeyland [T41,T42] | NAVAN |  | 53.6598 | -6.6829
050785Y | MV/LV Substation LA***785Y |  | 10 kV | _ | LV | 630 kVA :Kiosk Substation | 0.63 | --> | 0.63 | 0 | 0 | Constrained, otherwise capacity available =544 kVA | --> | 0.598 | 0 | 0.061 | 0 | 0 | Constrained, otherwise capacity available =542 kW | --> | C16 ex ATHLONE | Athlone [T41,T42] | ATHLONE |  | 53.4259 | -7.9573
0664075 | MV/LV Substation DU***4075 |  | 20 kV | _ | LV | 400 kVA :Building Structure | 0.4 | --> | 0.4 | 0 | 0 | Constrained, otherwise capacity available =374 kVA | --> | 0.38 | 0 | 0 | 0 | 0 | Constrained, otherwise capacity available =376 kW | --> | E17 ex BALTRASNA | Baltrasna [T121,T122] | BALTRASNA |  | 53.5136 | -6.5484
054519Y | MV/LV Substation AV***519Y |  | 10 kV | _ | LV | 200 kVA :Building Structure | 0.2 | --> | 0.2 | 0 | 0 | Constrained, otherwise capacity available =110 kVA | --> | 0.19 | 0 | 0.11 | 0 | 0 | Constrained, otherwise capacity available =108 kW | --> | C16 ex PALLAS | Pallas [T41,T42] | PORTLAOISE |  | 53.0324 | -7.3207
164274 | MV/LV Substation UN***274 |  | 10 kV | _ | LV | 200 kVA :Pole Substation | 0.2 | --> | 0.2 | 0 | 0 | Constrained, otherwise capacity available =83 kVA | --> | 0.19 | 0 | 0.004 | 0 | 0 | Constrained, otherwise capacity available =170 kW | --> | C17 ex SKIBBEREEN | Skibbereen [T41,T42] | DUNMANWAY |  | 51.5577 | -9.1428
244674X | MV/LV Substation LA***674X |  | 20 kV | _ | LV | 400 kVA :Kiosk Substation | 0.4 | --> | 0.4 | 0 | 0 | Constrained, otherwise capacity available =351 kVA | --> | 0.38 | 0 | 0 | 0 | 0 | Constrained, otherwise capacity available =373 kW | --> | E16 ex MILLTOWN (SR) | Milltown (sr) [T421,T422] | OUGHTRAGH |  | 52.0997 | -9.7882
0524687 | MV/LV Substation HS***4687 |  | 10 kV | _ | LV | 100 kVA :Pole Substation | 0.1 | --> | 0.1 | 0.1 | 10.9 |  | --> | 0.095 | 0 | 0 | 0.095 | 0 |  | --> | C19 ex MULLINGAR | Mullingar [T101,T102] | MULLINGAR |  | 53.5325 | -7.3174
161785X | MV/LV Substation KE***785X |  | 20 kV | _ | LV | 50 kVA :Pole Substation | 0.05 | --> | 0.05 | 0 | 0 | Constrained, otherwise capacity available =48 kVA | --> | 0.048 | 0 | 0 | 0 | 0 | Constrained, otherwise capacity available =47 kW | --> | C12 ex SPIDDAL |  |  |  | 53.245 | -9.3349
156295Z | MV/LV Substation MU***295Z |  | 10 kV | _ | LV | 630 kVA :Kiosk Substation | 0.63 | --> | 0.63 | 0.5 | 2.47 |  | --> | 0.598 | 0 | 0.003 | 0 | 0 | Constrained, otherwise capacity available =590 kW | --> | C18 ex TELAYDON | Telaydon [T42,T421] | LISDRUM |  | 54.25 | -6.9763
062682 | MV/LV Substation FA***682 |  | 20 kV | _ | LV | 50 kVA :Pole Substation | 0.05 | --> | 0.05 | 0.032 | 2.33 |  | --> | 0.048 | 0 | 0 | 0 | 0 | Constrained, otherwise capacity available =45 kW | --> | C26 ex DUNDALK | Dundalk [T41,T42] | DUNDALK |  | 54.0077 | -6.4285
029309Y | MV/LV Substation TH***309Y |  | 10 kV | _ | LV | 200 kVA :Kiosk Substation | 0.2 | --> | 0.2 | 0 | 0 | Constrained, otherwise capacity available =114 kVA | --> | 0.19 | 0 | 0.013 | 0.168 | 0 |  | --> | C22 ex MIDLETON | Midleton [T101,T102] | MIDLETON |  | 51.9014 | -8.163
075995 | MV/LV Substation ST***995 |  | 20 kV | _ | LV | 100 kVA :Pole Substation | 0.1 | --> | 0.1 | 0.064 | 17.8 |  | --> | 0.095 | 0 | 0.005 | 0.086 | 0 |  | --> | E13 ex BANOGE | Banoge [T121,T122] | BANOGE |  | 52.569 | -6.2028
001256 | MV/LV Substation GL***256 |  | 10 kV | _ | LV | 400 kVA :Kiosk Substation | 0.4 | --> | 0.4 | 0.271 | 1.23 |  | --> | 0.38 | 0 | 0.064 | 0.315 | 0 |  | --> | C17 ex SALLYNOGGIN ROAD | Sallynoggin Road [T41,T42] | CHERRYWOOD |  | 53.2766 | -6.1359
099482 | MV/LV Substation NU***482 |  | 10 kV | _ | LV | 200 kVA :Pole Substation | 0.2 | --> | 0.2 | 0 | 0 | Constrained, otherwise capacity available =137 kVA | --> | 0.19 | 0 | 0.011 | 0 | 0 | Constrained, otherwise capacity available =173 kW | --> | C15 ex CULLION | Cullion [T41,T42] | LETTERKENNY |  | 54.9416 | -7.6927
082187Z | MV/LV Substation LO***187Z |  | 20 kV | _ | LV | 200 kVA :Kiosk Substation | 0.2 | --> | 0.2 | 0 | 0 | Constrained, otherwise capacity available =129 kVA | --> | 0.19 | 0 | 0.005 | 0 | 0 | Constrained, otherwise capacity available =176 kW | --> | E11 ex ACADEMY STREET | Academy Street [T421,T422,T44] | NAVAN |  | 53.531 | -6.5865
067051 | MV/LV Substation PR***051 |  | 10 kV | _ | LV | 400 kVA :Building Structure | 0.4 | --> | 0.4 | 0 | 0 | Constrained, otherwise capacity available =292 kVA | --> | 0.38 | 0 | 0 | 0.365 | 0 |  | --> | C11 ex GARRYOWEN | Garryowen [T41,T42] | LIMERICK |  | 52.6501 | -8.6269
160715Y | MV/LV Substation DE***715Y |  | 20 kV | _ | LV | 50 kVA :Pole Substation | 0.05 | --> | 0.05 | 0 | 0 | Constrained, otherwise capacity available =24 kVA | --> | 0.048 | 0 | 0 | 0 | 0 | Constrained, otherwise capacity available =44 kW | --> | C11 ex MOUNTMELLICK | Mountmellick [T41,T42] | PORTLAOISE |  | 53.1443 | -7.4424
009848X | MV/LV Substation GR***848X |  | 10 kV | _ | LV | 400 kVA :Kiosk Substation | 0.4 | --> | 0.4 | 0 | 0 | Constrained, otherwise capacity available =282 kVA | --> | 0.38 | 0 | 0.077 | 0 | 0 | Constrained, otherwise capacity available =306 kW | --> | E12 ex KILCARRAGH | Kilcarragh [T421,T422] | BUTLERSTOWN |  | 52.2399 | -7.0705
244341 | MV/LV Substation KI***341 |  | 20 kV | _ | LV | 200 kVA :Pole Substation | 0.2 | --> | 0.2 | 0 | 0 | Constrained, otherwise capacity available =186 kVA | --> | 0.19 | 0 | 0.005 | 0 | 0 | Constrained, otherwise capacity available =184 kW | --> | E16 ex MILLTOWN (SR) | Milltown (sr) [T421,T422] | OUGHTRAGH |  | 52.0999 | -9.783
054083 | MV/LV Substation PO***083 |  | 10 kV | _ | LV | 100 kVA :Pole Substation | 0.1 | --> | 0.1 | 0 | 0 | Constrained, otherwise capacity available =55 kVA | --> | 0.095 | 0 | 0.032 | 0 | 0 | Constrained, otherwise capacity available =65 kW | --> | C18 ex MOUNTRATH | Mountrath [T41,T42] | PORTLAOISE |  | 53.0031 | -7.474
070093X | MV/LV Substation DR***093X |  | 10 kV | _ | LV | 100 kVA :Pole Substation | 0.1 | --> | 0.1 | 0.098 | 4.16 |  | --> | 0.095 | 0 | 0 | 0.095 | 0 |  | --> | C22 ex NEWMARKET (SR) | Newmarket (sr) [T41,T42] | GLENLARA |  | 52.1258 | -8.9803
0654121 | MV/LV Substation CA***4121 |  | 10 kV | _ | LV | 400 kVA :Kiosk Substation | 0.4 | --> | 0.4 | 0 | 0 | Constrained, otherwise capacity available =278 kVA | --> | 0.38 | 0 | 0.163 | 0.242 | 0 |  | --> | C29 ex STEPHENSTOWN | Stephenstown [T101,T102] | FINGLAS |  | 53.598 | -6.1801
042803X | MV/LV Substation BO***803X |  | 10 kV | _ | LV | 50 kVA :Pole Substation | 0.05 | --> | 0.05 | 0.042 | 1.93 |  | --> | 0.048 | 0 | 0 | 0 | 0 | Constrained, otherwise capacity available =46 kW | --> | C18 ex TURLOUGH ROAD | Turlough Road [T41,T42] | CASTLEBAR |  | 53.883 | -9.237
0684374 | MV/LV Substation HA***4374 |  | 10 kV | _ | LV | 630 kVA :Kiosk Substation | 0.63 | --> | 0.63 | 0 | 0 | Constrained, otherwise capacity available =595 kVA | --> | 0.598 | 0 | 0 | 0.5 | 0 |  | --> | C16 ex WHITEHALL | Whitehall [T41] | FINGLAS |  | 53.3731 | -6.2453
461109X | MV/LV Substation NE***109X |  | 20 kV | _ | LV | 200 kVA :Kiosk Substation | 0.2 | --> | 0.2 | 0.177 | 2.33 |  | --> | 0.19 | 0 | 0.005 | 0 | 0 | Constrained, otherwise capacity available =183 kW | --> | E14 ex MOY | Moy [T421,T422] | MOY |  | 54.1329 | -9.1691
250992 | MV/LV Substation WO***992 |  | 10 kV | _ | LV | 100 kVA :Pole Substation | 0.1 | --> | 0.1 | 0.085 | 1.26 |  | --> | 0.095 | 0 | 0 | 0 | 0 | Constrained, otherwise capacity available =93 kW | --> | E16 ex BALLYCROSSAUN | Ballycrossaun [T421,T422] | SOMERSET |  | 53.1055 | -8.2368
017847X | MV/LV Substation TU***847X |  | 20 kV | _ | LV | 50 kVA :Pole Substation | 0.05 | --> | 0.05 | 0.039 | 7.48 |  | --> | 0.048 | 0 | 0 | 0 | 0 | Constrained, otherwise capacity available =46 kW | --> | E12 ex CHURCHTOWN | Churchtown [T422] | RATHKEALE |  | 52.4456 | -9.0742
059564Y | MV/LV Substation BI***564Y |  | 10 kV | _ | LV | 630 kVA :Kiosk Substation | 0.63 | --> | 0.63 | 0 | 0 | Constrained, otherwise capacity available =474 kVA | --> | 0.598 | 0 | 0 | 0 | 0 | Constrained, otherwise capacity available =577 kW | --> | C22 ex CAVAN | Cavan [T42,T421] | SHANKILL |  | 53.9982 | -7.3426
012976 | MV/LV Substation L/***976 |  | 20 kV | _ | LV | 400 kVA :Kiosk Substation | 0.4 | --> | 0.4 | 0.37 | 2.83 |  | --> | 0.38 | 0 | 0 | 0 | 0 | Constrained, otherwise capacity available =376 kW | --> | E17 ex BAGENALSTOWN | Bagenalstown [T421,T422] | CARLOW |  | 52.7381 | -6.9831
026356 | MV/LV Substation UP***356 |  | 10 kV | _ | LV | 100 kVA :Pole Substation | 0.1 | --> | 0.1 | 0.07 | 8.66 |  | --> | 0.095 | 0 | 0 | 0 | 0 | Constrained, otherwise capacity available =91 kW | --> | C18 ex BANDON | Bandon [T101,T42] | BANDON |  | 51.7969 | -8.6799
004391Y | MV/LV Substation BR***391Y |  | 10 kV | _ | LV | 400 kVA :Building Structure | 0.4 | --> | 0.4 | 0.342 | 18.08 |  | --> | 0.38 | 0 | 0 | 0.373 | 0 |  | --> | C22 ex ARKLOW | Arklow [T101,T102] | ARKLOW |  | 52.7992 | -6.1477
026524Y | MV/LV Substation VI***524Y |  | 10 kV | _ | LV | 200 kVA :Kiosk Substation | 0.2 | --> | 0.2 | 0 | 0 | Constrained, otherwise capacity available =176 kVA | --> | 0.19 | 0 | 0.002 | 0 | 0 | Constrained, otherwise capacity available =185 kW | --> | E41 ex KINSALE | Kinsale [T423] | TRABEG |  | 51.6979 | -8.5201
068651 | MV/LV Substation A.***651 |  | 10 kV | _ | LV | 1000 kVA :Building Structure | 1 | --> | 1 | 0 | 0 | Constrained, otherwise capacity available =830 kVA | --> | 0.95 | 0 | 0 | 0.5 | 0 |  | --> | C12 ex CAMDEN ROW | Camden Row [T41] | FRANCIS STREET |  | 53.3341 | -6.2621
293955Y | MV/LV Substation WH***955Y |  | 20 kV | _ | LV | 100 kVA :Pole Substation | 0.1 | --> | 0.1 | 0 | 0 | Constrained, otherwise capacity available =94 kVA | --> | 0.095 | 0 | 0 | 0 | 0 | Constrained, otherwise capacity available =94 kW | --> | E12 ex BALTINGLASS | Baltinglass [T421,T422] | STRATFORD |  | 52.9947 | -6.6472
281739X | MV/LV Substation AR***739X |  | 10 kV | _ | LV | 200 kVA :Kiosk Substation | 0.2 | --> | 0.2 | 0 | 0 | Constrained, otherwise capacity available =132 kVA | --> | 0.19 | 0 | 0.025 | 0 | 0 | Constrained, otherwise capacity available =162 kW | --> | C15 ex CARRIGALINE | Carrigaline [T41,T42] | BARNAHELY |  | 51.8171 | -8.3799
068045X | MV/LV Substation DE***045X |  | 10 kV | _ | LV | 630 kVA :Kiosk Substation | 0.63 | --> | 0.63 | 0 | 0 | Constrained, otherwise capacity available =506 kVA | --> | 0.598 | 0 | 0 | 0.5 | 0 |  | --> | C11 ex NEWMARKET (DR) | Newmarket (dr) [T41] | FRANCIS STREET |  | 53.3402 | -6.2728
039368 | MV/LV Substation SE***368 |  | 10 kV | _ | LV | 400 kVA :Kiosk Substation | 0.4 | --> | 0.4 | 0.241 | 11.03 |  | --> | 0.38 | 0 | 0.075 | 0.302 | 0 |  | --> | C33 ex SALTHILL | Salthill [T101,T102] | SALTHILL |  | 53.2621 | -9.1141
037142 | MV/LV Substation EL***142 |  | 10 kV | _ | LV | 400 kVA :Kiosk Substation | 0.4 | --> | 0.4 | 0.331 | 13.05 |  | --> | 0.38 | 0 | 0.003 | 0.368 | 0 |  | --> | C17 ex ENNIS | Ennis [T101,T102] | ENNIS |  | 52.8527 | -8.9856
161639 | MV/LV Substation TE***639 |  | 20 kV | _ | LV | 50 kVA :Pole Substation | 0.05 | --> | 0.05 | 0.043 | 6.53 |  | --> | 0.048 | 0 | 0 | 0.046 | 0 |  | --> | C16 ex OUGHTERARD | Oughterard [T41,T42] | SCREEB |  | 53.3501 | -9.1959
0074568 | MV/LV Substation GA***4568 |  | 20 kV | _ | LV | 50 kVA :Pole Substation | 0.05 | --> | 0.05 | 0.049 | 16.12 |  | --> | 0.048 | 0 | 0 | 0.047 | 0 |  | --> | E21 ex WEXFORD | Wexford [T121,T122] | WEXFORD |  | 52.3714 | -6.504
023077 | MV/LV Substation BE***077 |  | 10 kV | _ | LV | 400 kVA :Kiosk Substation | 0.4 | --> | 0.4 | 0 | 0 | Constrained, otherwise capacity available =241 kVA | --> | 0.38 | 0 | 0.008 | 0 | 0 | Constrained, otherwise capacity available =352 kW | --> | C13 ex FERMOY NORTH | Fermoy North [T41,T42] | BARRYMORE |  | 52.147 | -8.2763
066797Z | MV/LV Substation MA***797Z |  | 20 kV | _ | LV | 200 kVA :Pole Substation | 0.2 | --> | 0.2 | 0 | 0 | Constrained, otherwise capacity available =128 kVA | --> | 0.19 | 0 | 0 | 0.18 | 0 |  | --> | C24 ex MACETOWN | Macetown [T101,T102] | MACETOWN |  | 53.4774 | -6.5049
127577X | MV/LV Substation P.***577X |  | 10 kV | _ | LV | 100 kVA :Pole Substation | 0.1 | --> | 0.1 | 0 | 0 | Constrained, otherwise capacity available =89 kVA | --> | 0.095 | 0 | 0 | 0 | 0 | Constrained, otherwise capacity available =94 kW | --> | C17 ex LOUGHTAGALLA | Loughtagalla [T41,T42] | THURLES |  | 52.6864 | -7.791
025640 | MV/LV Substation KI***640 |  | 20 kV | _ | LV | 50 kVA :Pole Substation | 0.05 | --> | 0.05 | 0.04 | 6.21 |  | --> | 0.048 | 0 | 0.01 | 0 | 0 | Constrained, otherwise capacity available =39 kW | --> | E28 ex MILFORD (MWR) | Milford (mwr) [T422] | CHARLEVILLE |  | 52.3871 | -8.8734
009879Y | MV/LV Substation TO***879Y |  | 10 kV | _ | LV | 200 kVA :Pole Substation | 0.2 | --> | 0.2 | 0.176 | 0.95 |  | --> | 0.19 | 0 | 0 | 0 | 0 | Constrained, otherwise capacity available =187 kW | --> | C25 ex TYCOR | Tycor [T41,T42] | WATERFORD |  | 52.2746 | -7.1592
068992 | MV/LV Substation RO***992 |  | 10 kV | _ | LV | 630 kVA :Building Structure | 0.63 | --> | 0.63 | 0.389 | 11.14 |  | --> | 0.598 | 0 | 0 | 0.5 | 0 |  | --> | C19 ex CABRA | Cabra [T101,T102] | FINGLAS |  | 53.3753 | -6.2995
0064400 | MV/LV Substation GR***4400 |  | 10 kV | _ | LV | 630 kVA :Kiosk Substation | 0.63 | --> | 0.63 | 0.5 | 4.38 |  | --> | 0.598 | 0 | 0.005 | 0.5 | 0 |  | --> | E13 ex CRANE | Crane [T122] | CRANE |  | 52.5075 | -6.5464
009890Y | MV/LV Substation MA***890Y |  | 10 kV | _ | LV | 630 kVA :Building Structure | 0.63 | --> | 0.63 | 0.5 | 0.53 | Constrained, otherwise capacity available =576 kVA | --> | 0.598 | 0 | 0 | 0 | 0 | Constrained, otherwise capacity available =591 kW | --> | C11 ex MANOR STREET | Manor Street [T41,T42] | WATERFORD |  | 52.2538 | -7.0741
019388 | MV/LV Substation LE***388 |  | 10 kV | _ | LV | 400 kVA :Building Structure | 0.4 | --> | 0.4 | 0.297 | 1.54 |  | --> | 0.38 | 0 | 0.2 | 0 | 0 | Constrained, otherwise capacity available =218 kW | --> | C20 ex BALLYARD | Ballyard [T41,T42] | TRALEE |  | 52.2638 | -9.691
238434X | MV/LV Substation GO***434X |  | 20 kV | _ | LV | 50 kVA :Pole Substation | 0.05 | --> | 0.05 | 0 | 0 | Constrained, otherwise capacity available =50 kVA | --> | 0.048 | 0 | 0 | 0 | 0 | Constrained, otherwise capacity available =48 kW | --> | E18 ex BALLINROBE | Ballinrobe [T421,T422] | DALTON |  | 53.6132 | -9.4197
021369X | MV/LV Substation CA***369X |  | 10 kV | _ | LV | 400 kVA :Building Structure | 0.4 | --> | 0.4 | 0.23 | 6.78 |  | --> | 0.38 | 0 | 0 | 0.356 | 0 |  | --> | C36 ex CASTLEVIEW | Castleview [T101,T102] | CASTLEVIEW |  | 51.9 | -8.3341
161705X | MV/LV Substation AI***705X |  | 20 kV | _ | LV | 200 kVA :Pole Substation | 0.2 | --> | 0.2 | 0 | 0 | Constrained, otherwise capacity available =140 kVA | --> | 0.19 | 0 | 0 | 0 | 0 | Constrained, otherwise capacity available =182 kW | --> | C12 ex SPIDDAL |  |  |  | 53.2455 | -9.3913
001839 | MV/LV Substation CA***839 |  | 10 kV | _ | LV | 400 kVA :Kiosk Substation | 0.4 | --> | 0.4 | 0.201 | 1.55 |  | --> | 0.38 | 0 | 0.04 | 0.322 | 0 |  | --> | C11 ex MONKSTOWN | Monkstown [T41,T42] | BLACKROCK |  | 53.2919 | -6.182
0664185 | MV/LV Substation CH***4185 |  | 20 kV | _ | LV | 630 kVA :Kiosk Substation | 0.63 | --> | 0.63 | 0 | 0 | Constrained, otherwise capacity available =488 kVA | --> | 0.598 | 0 | 0.206 | 0 | 0 | Constrained, otherwise capacity available =426 kW | --> | E15 ex ASHBOURNE | Ashbourne [T421,T422] | FINGLAS |  | 53.5079 | -6.4143
152007 | MV/LV Substation IN***007 |  | 10 kV | _ | LV | 200 kVA :Kiosk Substation | 0.2 | --> | 0.2 | 0 | 0 | Constrained, otherwise capacity available =155 kVA | --> | 0.19 | 0 | 0.005 | 0 | 0 | Constrained, otherwise capacity available =180 kW | --> | C12 ex CAPPAMORE | Cappamore [T41,T42] | ARDNACRUSHA |  | 52.6134 | -8.3422
041478X | MV/LV Substation BA***478X |  | 20 kV | _ | LV | 50 kVA :Pole Substation | 0.05 | --> | 0.05 | 0 | 0 | Constrained, otherwise capacity available =43 kVA | --> | 0.048 | 0 | 0 | 0 | 0 | Constrained, otherwise capacity available =46 kW | --> | E19 ex DALTON | Dalton [T421,T422] | DALTON |  | 53.6235 | -8.9841
1544091 | MV/LV Substation CO***4091 |  | 20 kV | _ | LV | 50 kVA :Pole Substation | 0.05 | --> | 0.05 | 0 | 0 | Constrained, otherwise capacity available =50 kVA | --> | 0.048 | 0 | 0 | 0.048 | 0 |  | --> | C21 ex MACETOWN | Macetown [T101,T102] | MACETOWN |  | 53.4355 | -6.495
293880Z | MV/LV Substation LI***880Z |  | 20 kV | _ | LV | 50 kVA :Pole Substation | 0.05 | --> | 0.05 | 0 | 0 | Constrained, otherwise capacity available =50 kVA | --> | 0.048 | 0 | 0 | 0 | 0 | Constrained, otherwise capacity available =48 kW | --> | E17 ex BALTINGLASS | Baltinglass [T421,T422] | STRATFORD |  | 52.8518 | -6.6709
0384116 | MV/LV Substation AR***4116 |  | 20 kV | _ | LV | 50 kVA :Pole Substation | 0.05 | --> | 0.05 | 0 | 0 | Constrained, otherwise capacity available =49 kVA | --> | 0.048 | 0 | 0 | 0 | 0 | Constrained, otherwise capacity available =47 kW | --> | E15 ex GORT | Gort [T41,T42] | ENNIS |  | 53.1581 | -8.801
118307 | MV/LV Substation BA***307 |  | 20 kV | _ | LV | 100 kVA :Pole Substation | 0.1 | --> | 0.1 | 0 | 0 | Constrained, otherwise capacity available =88 kVA | --> | 0.095 | 0 | 0 | 0 | 0 | Constrained, otherwise capacity available =93 kW | --> | E15 ex CREAGH | Creagh [T421,T422] | ATHLONE |  | 53.3514 | -8.0823
067075X | MV/LV Substation CR***075X |  | 10 kV | _ | LV | 1000 kVA :Building Structure | 1 | --> | 1 | 0 | 0 | Constrained, otherwise capacity available =717 kVA | --> | 0.95 | 0 | 0 | 0.5 | 0 |  | --> | C13 ex ROCHES STREET | Roches Street [T41,T42] | LIMERICK |  | 52.6638 | -8.626
082945 | MV/LV Substation ME***945 |  | 20 kV | _ | LV | 50 kVA :Pole Substation | 0.05 | --> | 0.05 | 0.044 | 0.64 |  | --> | 0.048 | 0 | 0 | 0 | 0 | Constrained, otherwise capacity available =47 kW | --> | E14 ex RANDALSTOWN | Randalstown [T422] | NAVAN |  | 53.7808 | -6.6981
078017 | MV/LV Substation SW***017 |  | 10 kV | _ | LV | 200 kVA :Pole Substation | 0.2 | --> | 0.2 | 0 | 0 | Constrained, otherwise capacity available =94 kVA | --> | 0.19 | 0 | 0 | 0 | 0 | Constrained, otherwise capacity available =175 kW | --> | C11 ex CHARLESTOWN | Charlestown [T41] | TONROE |  | 53.9599 | -8.802
220341X | MV/LV Substation VO***341X |  | 10 kV | _ | LV | 200 kVA :Kiosk Substation | 0.2 | --> | 0.2 | 0.178 | 1.36 |  | --> | 0.19 | 0 | 0.005 | 0 | 0 | Constrained, otherwise capacity available =183 kW | --> | C11 ex CROSSMOLINA | Crossmolina [T41,T42] | MOY |  | 54.0972 | -9.317
1394267 | MV/LV Substation GI***4267 |  | 20 kV | _ | LV | 400 kVA :Building Structure | 0.4 | --> | 0.4 | 0.212 | 2.68 |  | --> | 0.38 | 0 | 0 | 0 | 0 | Constrained, otherwise capacity available =359 kW | --> | E12 ex OLDCASTLE | Oldcastle [T41,T422] | MULLINGAR |  | 53.721 | -7.1765
164739X | MV/LV Substation BA***739X |  | 10 kV | _ | LV | 100 kVA :Pole Substation | 0.1 | --> | 0.1 | 0 | 0 | Constrained, otherwise capacity available =72 kVA | --> | 0.095 | 0 | 0 | 0 | 0 | Constrained, otherwise capacity available =91 kW | --> | C22 ex SKIBBEREEN | Skibbereen [T41,T42] | DUNMANWAY |  | 51.5981 | -9.3084
010441 | MV/LV Substation TH***441 |  | 20 kV | _ | LV | 100 kVA :Pole Substation | 0.1 | --> | 0.1 | 0 | 0 | Constrained, otherwise capacity available =92 kVA | --> | 0.095 | 0 | 0 | 0 | 0 | Constrained, otherwise capacity available =94 kW | --> | E11 ex BALLYHALE | Ballyhale [T42,T421] | KILKENNY |  | 52.5201 | -7.1347
0814250 | MV/LV Substation BA***4250 |  | 10 kV | _ | LV | 630 kVA :Kiosk Substation | 0.63 | --> | 0.63 | 0 | 0 | Constrained, otherwise capacity available =466 kVA | --> | 0.598 | 0 | 0 | 0 | 0 | Constrained, otherwise capacity available =576 kW | --> | C17 ex LEIXLIP | Leixlip [T41,T42] | GRIFFINRATH |  | 53.3599 | -6.5184
293255Y | MV/LV Substation WH***255Y |  | 20 kV | _ | LV | 200 kVA :Pole Substation | 0.2 | --> | 0.2 | 0 | 0 | Constrained, otherwise capacity available =195 kVA | --> | 0.19 | 0 | 0 | 0 | 0 | Constrained, otherwise capacity available =189 kW | --> | E12 ex BALTINGLASS | Baltinglass [T421,T422] | STRATFORD |  | 52.9955 | -6.6481
066289Z | MV/LV Substation VA***289Z |  | 10 kV | _ | LV | 200 kVA :Kiosk Substation | 0.2 | --> | 0.2 | 0 | 0 | Constrained, otherwise capacity available =150 kVA | --> | 0.19 | 0 | 0 | 0.183 | 0 |  | --> | C20 ex COLLINSTOWN | Collinstown [T41,T42] | GRANGE (DR) |  | 53.4243 | -6.2234
009728 | MV/LV Substation BO***728 |  | 10 kV | _ | LV | 200 kVA :Kiosk Substation | 0.2 | --> | 0.2 | 0 | 0 | Constrained, otherwise capacity available =131 kVA | --> | 0.19 | 0 | 0.01 | 0 | 0 | Constrained, otherwise capacity available =173 kW | --> | E12 ex KILCARRAGH | Kilcarragh [T421,T422] | BUTLERSTOWN |  | 52.2395 | -7.067
154065Z | MV/LV Substation RO***065Z |  | 10 kV | _ | LV | 400 kVA :Building Structure | 0.4 | --> | 0.4 | 0 | 0 | Constrained, otherwise capacity available =335 kVA | --> | 0.38 | 0 | 0 | 0 | 0 | Constrained, otherwise capacity available =371 kW | --> | C25 ex BALLYCOOLIN | Ballycoolin [T41,T42,T43] | FINGLAS |  | 53.4033 | -6.3497
007472Z | MV/LV Substation WH***472Z |  | 10 kV | _ | LV | 200 kVA :Kiosk Substation | 0.2 | --> | 0.2 | 0.129 | 0.9 |  | --> | 0.19 | 0 | 0.028 | 0 | 0 | Constrained, otherwise capacity available =159 kW | --> | C15 ex CLONARD | Clonard [T41,T42] | WEXFORD |  | 52.3265 | -6.4718
029600Y | MV/LV Substation AU***600Y |  | 10 kV | _ | LV | 400 kVA :Kiosk Substation | 0.4 | --> | 0.4 | 0 | 0 | Constrained, otherwise capacity available =330 kVA | --> | 0.38 | 0 | 0 | 0 | 0 | Constrained, otherwise capacity available =370 kW | --> | C22 ex KILLACLOYNE | Killacloyne [T41,T42] | MIDLETON |  | 51.9113 | -8.2781
029229Y | MV/LV Substation AM***229Y |  | 10 kV | _ | LV | 400 kVA :Building Structure | 0.4 | --> | 0.4 | 0 | 0 | Constrained, otherwise capacity available =326 kVA | --> | 0.38 | 0 | 0 | 0 | 0 | Constrained, otherwise capacity available =370 kW | --> | C15 ex KILLACLOYNE | Killacloyne [T41,T42] | MIDLETON |  | 51.9109 | -8.2816
013051 | MV/LV Substation BO***051 |  | 10 kV | _ | LV | 400 kVA :Kiosk Substation | 0.4 | --> | 0.4 | 0.106 | 0.12 |  | --> | 0.38 | 0 | 0 | 0.338 | 0 |  | --> | C19 ex ATHY | Athy [T101,T102] | ATHY |  | 52.993 | -6.9976
010066 | MV/LV Substation JE***066 |  | 20 kV | _ | LV | 50 kVA :Pole Substation | 0.05 | --> | 0.05 | 0 | 0 | Constrained, otherwise capacity available =49 kVA | --> | 0.048 | 0 | 0 | 0 | 0 | Constrained, otherwise capacity available =47 kW | --> | E11 ex BALLYHALE | Ballyhale [T42,T421] | KILKENNY |  | 52.5177 | -7.184
0784041 | MV/LV Substation SU***4041 |  | 10 kV | _ | LV | 200 kVA :Kiosk Substation | 0.2 | --> | 0.2 | 0 | 0 | Constrained, otherwise capacity available =131 kVA | --> | 0.19 | 0 | 0 | 0 | 0 | Constrained, otherwise capacity available =180 kW | --> | C12 ex CHARLESTOWN | Charlestown [T41] | TONROE |  | 53.9602 | -8.7939
156023 | MV/LV Substation CH***023 |  | 10 kV | _ | LV | 630 kVA :Building Structure | 0.63 | --> | 0.63 | 0.348 | 2.47 |  | --> | 0.598 | 0 | 0.02 | 0 | 0 | Constrained, otherwise capacity available =544 kW | --> | E21 ex TELAYDON | Telaydon [T42,T421] | LISDRUM |  | 54.2487 | -6.9702
068823 | MV/LV Substation AN***823 |  | 10 kV | _ | LV | 630 kVA :Building Structure | 0.63 | --> | 0.63 | 0.5 | 9.02 |  | --> | 0.598 | 0 | 0 | 0.5 | 0 |  | --> | C20 ex MISERY HILL | Misery Hill [T101,T102] | POOLBEG |  | 53.3403 | -6.2597
051952 | MV/LV Substation BA***952 |  | 20 kV | _ | LV | 100 kVA :Pole Substation | 0.1 | --> | 0.1 | 0.064 | 2.22 |  | --> | 0.095 | 0 | 0 | 0.09 | 0 |  | --> | E21 ex CLARA | Clara [T421,T422] | THORNSBERRY |  | 53.3381 | -7.7329
0064323 | MV/LV Substation SE***4323 |  | 10 kV | _ | LV | 630 kVA :Kiosk Substation | 0.63 | --> | 0.63 | 0.5 | 1.29 |  | --> | 0.598 | 0 | 0 | 0 | 0 | Constrained, otherwise capacity available =597 kW | --> | C24 ex MONFIN | Monfin [T41,T42] | WEXFORD |  | 52.4883 | -6.564
249064Z | MV/LV Substation CL***064Z |  | 10 kV | _ | LV | 50 kVA :Pole Substation | 0.05 | --> | 0.05 | 0 | 0 | Constrained, otherwise capacity available =43 kVA | --> | 0.048 | 0 | 0.005 | 0 | 0 | Constrained, otherwise capacity available =43 kW | --> | C15 ex KILCLOHER | Kilcloher [T41,T42] | DUNGARVAN |  | 52.0954 | -7.775
0614088 | MV/LV Substation CR***4088 |  | 10 kV | _ | LV | 50 kVA :Pole Substation | 0.05 | --> | 0.05 | 0.024 | 2.04 |  | --> | 0.048 | 0 | 0 | 0 | 0 | Constrained, otherwise capacity available =44 kW | --> | C19 ex BALLYBAY | Ballybay [T41,T42] | LISDRUM |  | 54.0971 | -6.905
265927 | MV/LV Substation CL***927 |  | 20 kV | _ | LV | 50 kVA :Pole Substation | 0.05 | --> | 0.05 | 0.049 | 0.07 |  | --> | 0.048 | 0 | 0 | 0 | 0 | Constrained, otherwise capacity available =47 kW | --> | E15 ex BALLYCONNELL | Ballyconnell [T421,T422] | GORTAWEE |  | 54.094 | -7.5149
015692Z | MV/LV Substation M7***692Z |  | 10 kV | _ | LV | 400 kVA :Kiosk Substation | 0.4 | --> | 0.4 | 0.194 | 12.6 |  | --> | 0.38 | 0 | 0.09 | 0.284 | 0 |  | --> | C18 ex MONREAD | Monread [T101,T102] | MONREAD |  | 53.2171 | -6.7078
067724 | MV/LV Substation CA***724 |  | 20 kV | _ | LV | 50 kVA :Pole Substation | 0.05 | --> | 0.05 | 0.043 | 6.81 |  | --> | 0.048 | 0 | 0.007 | 0.041 | 0 |  | --> | C06 ex AHANE | Ahane [T102] | AHANE |  | 52.6713 | -8.5192
220001 | MV/LV Substation MU***001 |  | 10 kV | _ | LV | 100 kVA :Pole Substation | 0.1 | --> | 0.1 | 0.072 | 1.36 |  | --> | 0.095 | 0 | 0 | 0 | 0 | Constrained, otherwise capacity available =91 kW | --> | C15 ex CROSSMOLINA | Crossmolina [T41,T42] | MOY |  | 54.0961 | -9.3131
127476Y | MV/LV Substation RY***476Y |  | 10 kV | _ | LV | 200 kVA :Pole Substation | 0.2 | --> | 0.2 | 0 | 0 | Constrained, otherwise capacity available =186 kVA | --> | 0.19 | 0 | 0.04 | 0 | 0 | Constrained, otherwise capacity available =158 kW | --> | C11 ex TEMPLEMORE | Templemore [T41,T42] | IKERRIN |  | 52.7563 | -7.9652
248795X | MV/LV Substation PH***795X |  | 20 kV | _ | LV | 50 kVA :Pole Substation | 0.05 | --> | 0.05 | 0 | 0 | Constrained, otherwise capacity available =45 kVA | --> | 0.048 | 0 | 0.01 | 0 | 0 | Constrained, otherwise capacity available =39 kW | --> | E13 ex KILCOCK | Kilcock [T421,T422] | GRIFFINRATH |  | 53.4437 | -6.6586
293375Z | MV/LV Substation MO***375Z |  | 20 kV | _ | LV | 50 kVA :Pole Substation | 0.05 | --> | 0.05 | 0.041 | 0.43 |  | --> | 0.048 | 0 | 0 | 0 | 0 | Constrained, otherwise capacity available =46 kW | --> | E16 ex TULLOW | Tullow [T421,T422] | CARLOW |  | 52.7797 | -6.6539
027006 | MV/LV Substation MA***006 |  | 10 kV | _ | LV | 200 kVA :Pole Substation | 0.2 | --> | 0.2 | 0.139 | 7.79 |  | --> | 0.19 | 0 | 0.005 | 0 | 0 | Constrained, otherwise capacity available =178 kW | --> | C11 ex DUNMANWAY | Dunmanway [T422,T43] | DUNMANWAY |  | 51.7178 | -9.1144
074595X | MV/LV Substation KI***595X |  | 20 kV | _ | LV | 100 kVA :Pole Substation | 0.1 | --> | 0.1 | 0 | 0 | Constrained, otherwise capacity available =99 kVA | --> | 0.095 | 0 | 0 | 0 | 0 | Constrained, otherwise capacity available =95 kW | --> | C14 ex CARRICK ON SHANNON | Carrick On Shannon [T41,T42] | CARRICK ON SHANNON |  | 53.9978 | -8.0558
281203Y | MV/LV Substation ED***203Y |  | 10 kV | _ | LV | 200 kVA :Building Structure | 0.2 | --> | 0.2 | 0 | 0 | Constrained, otherwise capacity available =123 kVA | --> | 0.19 | 0 | 0 | 0 | 0 | Constrained, otherwise capacity available =179 kW | --> | C17 ex CARRIGALINE | Carrigaline [T41,T42] | BARNAHELY |  | 51.81 | -8.3705
164556X | MV/LV Substation BR***556X |  | 10 kV | _ | LV | 400 kVA :Kiosk Substation | 0.4 | --> | 0.4 | 0 | 0 | Constrained, otherwise capacity available =388 kVA | --> | 0.38 | 0 | 0 | 0 | 0 | Constrained, otherwise capacity available =378 kW | --> | C15 ex SKIBBEREEN | Skibbereen [T41,T42] | DUNMANWAY |  | 51.5496 | -9.2683
365057 | MV/LV Substation MA***057 |  | 10 kV | _ | LV | 400 kVA :Building Structure | 0.4 | --> | 0.4 | 0.318 | 13.91 |  | --> | 0.38 | 0 | 0.004 | 0.366 | 0 |  | --> | C20 ex COOKSTOWN | Cookstown [T101,T102] | CARRICKMINES |  | 53.2708 | -6.3712
0684573 | MV/LV Substation CO***4573 |  | 10 kV | _ | LV | 630 kVA :Building Structure | 0.63 | --> | 0.63 | 0.5 | 1.47 |  | --> | 0.598 | 0 | 0 | 0.5 | 0 |  | --> | C12 ex MARROWBONE LANE | Marrowbone Lane [T42] | INCHICORE 220KV |  | 53.3385 | -6.2776
150412 | MV/LV Substation FI***412 |  | 20 kV | _ | LV | 400 kVA :Kiosk Substation | 0.4 | --> | 0.4 | 0.31 | 3.96 |  | --> | 0.38 | 0 | 0.15 | 0 | 0 | Constrained, otherwise capacity available =256 kW | --> | E20 ex STRANORLAR | Stranorlar [T421,T422] | LETTERKENNY |  | 54.8017 | -7.7647
137380 | MV/LV Substation MO***380 |  | 10 kV | _ | LV | 200 kVA :Pole Substation | 0.2 | --> | 0.2 | 0.197 | 3.74 |  | --> | 0.19 | 0 | 0 | 0 | 0 | Constrained, otherwise capacity available =190 kW | --> | C12 ex KILFLYNN | Kilflynn [T41,T42] | TRALEE |  | 52.4076 | -9.6057
3654113 | MV/LV Substation KE***4113 |  | 10 kV | _ | LV | 400 kVA :Kiosk Substation | 0.4 | --> | 0.4 | 0 | 0 | Constrained, otherwise capacity available =400 kVA | --> | 0.38 | 0 | 0 | 0.38 | 0 |  | --> | C19 ex CLONDALKIN | Clondalkin [T41,T42,T44] | INCHICORE 220KV |  | 53.299 | -6.4263
1604417 | MV/LV Substation DE***4417 |  | 20 kV | _ | LV | 50 kVA :Pole Substation | 0.05 | --> | 0.05 | 0.05 | 0.12 |  | --> | 0.048 | 0 | 0 | 0.048 | 0 |  | --> | E64 ex ATHY | Athy [T101,T102] | ATHY |  | 53.0411 | -7.084
001147 | MV/LV Substation WO***147 |  | 10 kV | _ | LV | 630 kVA :Kiosk Substation | 0.63 | --> | 0.63 | 0.419 | 15.18 |  | --> | 0.598 | 0 | 0.025 | 0.5 | 0 |  | --> | C21 ex CENTRAL PARK | Central Park [T101,T102] | CARRICKMINES |  | 53.2922 | -6.202
281812 | MV/LV Substation WA***812 |  | 10 kV | _ | LV | 100 kVA :Pole Substation | 0.1 | --> | 0.1 | 0 | 0 | Constrained, otherwise capacity available =68 kVA | --> | 0.095 | 0 | 0.03 | 0 | 0 | Constrained, otherwise capacity available =68 kW | --> | C15 ex CARRIGALINE | Carrigaline [T41,T42] | BARNAHELY |  | 51.8164 | -8.3808
503458 | MV/LV Substation BR***458 |  | 20 kV | _ | LV | 200 kVA :Pole Substation | 0.2 | --> | 0.2 | 0.016 | 1.69 |  | --> | 0.19 | 0 | 0 | 0 | 0 | Constrained, otherwise capacity available =163 kW | --> | C18 ex NEWTOWNCUNNINGHAM | Newtowncunningham [T41,T42] | LETTERKENNY |  | 55.0418 | -7.3824
238953 | MV/LV Substation BA***953 |  | 20 kV | _ | LV | 50 kVA :Pole Substation | 0.05 | --> | 0.05 | 0 | 0 | Constrained, otherwise capacity available =15 kVA | --> | 0.048 | 0 | 0.005 | 0 | 0 | Constrained, otherwise capacity available =39 kW | --> | E12 ex BALLINROBE | Ballinrobe [T421,T422] | DALTON |  | 53.6178 | -9.2282
0014028 | MV/LV Substation ID***4028 |  | 10 kV | _ | LV | 1000 kVA :Building Structure | 1 | --> | 1 | 0.5 | 1.55 |  | --> | 0.95 | 0 | 0 | 0.5 | 0 |  | --> | C17 ex MONKSTOWN | Monkstown [T41,T42] | BLACKROCK |  | 53.3009 | -6.1752
067070 | MV/LV Substation EU***070 |  | 20 kV | _ | LV | 50 kVA :Pole Substation | 0.05 | --> | 0.05 | 0 | 0 | Constrained, otherwise capacity available =44 kVA | --> | 0.048 | 0 | 0 | 0 | 0 | Constrained, otherwise capacity available =47 kW | --> | E09 ex BRUFF |  |  |  | 52.5962 | -8.5462
0154061 | MV/LV Substation TE***4061 |  | 10 kV | _ | LV | 1000 kVA :Building Structure | 1 | --> | 1 | 0.5 | 12.6 |  | --> | 0.95 | 0 | 0 | 0.5 | 0 |  | --> | C22 ex MONREAD | Monread [T101,T102] | MONREAD |  | 53.241 | -6.6608
041105Y | MV/LV Substation AS***105Y |  | 10 kV | _ | LV | 200 kVA :Kiosk Substation | 0.2 | --> | 0.2 | 0 | 0 | Constrained, otherwise capacity available =157 kVA | --> | 0.19 | 0 | 0.005 | 0 | 0 | Constrained, otherwise capacity available =180 kW | --> | E12 ex DALTON | Dalton [T421,T422] | DALTON |  | 53.7253 | -8.9918
120509Y | MV/LV Substation GL***509Y |  | 20 kV | _ | LV | 400 kVA :Kiosk Substation | 0.4 | --> | 0.4 | 0.271 | 3.5 |  | --> | 0.38 | 0 | 0.043 | 0 | 0 | Constrained, otherwise capacity available =330 kW | --> | E11 ex DUNFIRTH | Dunfirth [T122] | DUNFIRTH |  | 53.4124 | -6.8296
005019 | MV/LV Substation ZU***019 |  | 10 kV | _ | LV | 100 kVA :Pole Substation | 0.1 | --> | 0.1 | 0.084 | 17.8 |  | --> | 0.095 | 0 | 0.003 | 0.091 | 0 |  | --> | E24 ex BANOGE | Banoge [T121,T122] | BANOGE |  | 52.6726 | -6.2176
109018 | MV/LV Substation DR***018 |  | 10 kV | _ | LV | 630 kVA :Building Structure | 0.63 | --> | 0.63 | 0 | 0 | Constrained, otherwise capacity available =493 kVA | --> | 0.598 | 0 | 0.005 | 0.5 | 0 |  | --> | C16 ex SHANNON | Shannon [T41,T42] | DRUMLINE |  | 52.6985 | -8.8989
023769X | MV/LV Substation BA***769X |  | 20 kV | _ | LV | 50 kVA :Pole Substation | 0.05 | --> | 0.05 | 0 | 0 | Constrained, otherwise capacity available =47 kVA | --> | 0.048 | 0 | 0 | 0 | 0 | Constrained, otherwise capacity available =47 kW | --> | C18 ex COOLCARRON | Coolcarron [T41,T42] | BARRYMORE |  | 52.1356 | -8.2526
366401 | MV/LV Substation GL***401 |  | 10 kV | _ | LV | 50 kVA :Pole Substation | 0.05 | --> | 0.05 | 0.042 | 1.47 |  | --> | 0.048 | 0 | 0 | 0.046 | 0 |  | --> | C16 ex SCREEB | Screeb [T41] | SCREEB |  | 53.3814 | -9.5845
461249 | MV/LV Substation AR***249 |  | 10 kV | _ | LV | 50 kVA :Pole Substation | 0.05 | --> | 0.05 | 0.046 | 2.33 |  | --> | 0.048 | 0 | 0.003 | 0 | 0 | Constrained, otherwise capacity available =45 kW | --> | E18 ex MOY | Moy [T421,T422] | MOY |  | 54.1245 | -9.1775
093407Z | MV/LV Substation SA***407Z |  | 10 kV | _ | LV | 1000 kVA :Building Structure | 1 | --> | 1 | 0.5 | 2.86 |  | --> | 0.95 | 0 | 0.012 | 0.5 | 0 |  | --> | C20 ex BALLYMUN | Ballymun [T41,T42] | FINGLAS |  | 53.3917 | -6.2468
251244X | MV/LV Substation BO***244X |  | 20 kV | _ | LV | 100 kVA :Pole Substation | 0.1 | --> | 0.1 | 0 | 0 | Constrained, otherwise capacity available =88 kVA | --> | 0.095 | 0 | 0 | 0 | 0 | Constrained, otherwise capacity available =93 kW | --> | E43 ex CLAREGALWAY | Claregalway [T42,T421] | GALWAY 110KV |  | 53.3422 | -8.8614
039340 | MV/LV Substation MI***340 |  | 10 kV | _ | LV | 1000 kVA :Building Structure | 1 | --> | 1 | 0 | 0 | Constrained, otherwise capacity available =524 kVA | --> | 0.95 | 0 | 0.075 | 0 | 0 | Constrained, otherwise capacity available =827 kW | --> | C14 ex HEADFORD ROAD | Headford Road [T41,T42] | GALWAY 110KV |  | 53.2717 | -9.0525
039761 | MV/LV Substation CA***761 |  | 10 kV | _ | LV | 400 kVA :Building Structure | 0.4 | --> | 0.4 | 0 | 0 | Constrained, otherwise capacity available =382 kVA | --> | 0.38 | 0 | 0 | 0 | 0 | Constrained, otherwise capacity available =378 kW | --> | C20 ex ORANMORE | Oranmore [T41,T44] | GALWAY 110KV |  | 53.3016 | -8.9441
365816X | MV/LV Substation CA***816X |  | 10 kV | _ | LV | 630 kVA :Kiosk Substation | 0.63 | --> | 0.63 | 0 | 0 | Constrained, otherwise capacity available =440 kVA | --> | 0.598 | 0 | 0.028 | 0.5 | 0 |  | --> | C22 ex TYMON | Tymon [T41,T42] | COOKSTOWN |  | 53.2912 | -6.3445
093246X | MV/LV Substation BA***246X |  | 10 kV | _ | LV | 630 kVA :Kiosk Substation | 0.63 | --> | 0.63 | 0 | 0 | Constrained, otherwise capacity available =482 kVA | --> | 0.598 | 0 | 0.04 | 0.5 | 0 |  | --> | C14 ex HOWTH JUNCTION | Howth Junction [T41,T42] | GRANGE (DR) |  | 53.3907 | -6.1404
160956X | MV/LV Substation HE***956X |  | 20 kV | _ | LV | 100 kVA :Pole Substation | 0.1 | --> | 0.1 | 0 | 0 | Constrained, otherwise capacity available =68 kVA | --> | 0.095 | 0 | 0 | 0 | 0 | Constrained, otherwise capacity available =90 kW | --> | E11 ex PORTLAOISE |  |  |  | 53.0636 | -7.1982
426108 | MV/LV Substation BL***108 |  | 20 kV | _ | LV | 400 kVA :Building Structure | 0.4 | --> | 0.4 | 0 | 0 | Constrained, otherwise capacity available =385 kVA | --> | 0.38 | 0 | 0 | 0 | 0 | Constrained, otherwise capacity available =378 kW | --> | E15 ex DINGLE | Dingle [T421,T422] | OUGHTRAGH |  | 52.1324 | -10.4621
209874X | MV/LV Substation SE***874X |  | 20 kV | _ | LV | 200 kVA :Pole Substation | 0.2 | --> | 0.2 | 0 | 0 | Constrained, otherwise capacity available =168 kVA | --> | 0.19 | 0 | 0 | 0 | 0 | Constrained, otherwise capacity available =186 kW | --> | C21 ex MILFORD (NR) | Milford (nr) [T41,T42] | LETTERKENNY |  | 55.1451 | -7.8365
2814306 | MV/LV Substation AL***4306 |  | 10 kV | _ | LV | 400 kVA :Building Structure | 0.4 | --> | 0.4 | 0 | 0 | Constrained, otherwise capacity available =337 kVA | --> | 0.38 | 0 | 0 | 0 | 0 | Constrained, otherwise capacity available =371 kW | --> | C13 ex DOUGLAS | Douglas [T41,T42] | TRABEG |  | 51.8781 | -8.4346
281055 | MV/LV Substation CA***055 |  | 10 kV | _ | LV | 400 kVA :Kiosk Substation | 0.4 | --> | 0.4 | 0 | 0 | Constrained, otherwise capacity available =359 kVA | --> | 0.38 | 0 | 0.021 | 0 | 0 | Constrained, otherwise capacity available =359 kW | --> | C13 ex DOUGLAS | Douglas [T41,T42] | TRABEG |  | 51.8664 | -8.4369
139399Y | MV/LV Substation CH***399Y |  | 10 kV | _ | LV | 400 kVA :Kiosk Substation | 0.4 | --> | 0.4 | 0.172 | 2.68 |  | --> | 0.38 | 0 | 0.022 | 0 | 0 | Constrained, otherwise capacity available =331 kW | --> | C17 ex OLDCASTLE | Oldcastle [T41,T422] | MULLINGAR |  | 53.7682 | -7.1601
2104068 | MV/LV Substation MA***4068 |  | 10 kV | _ | LV | 50 kVA :Pole Substation | 0.05 | --> | 0.05 | 0 | 0 | Constrained, otherwise capacity available =50 kVA | --> | 0.048 | 0 | 0 | 0 | 0 | Constrained, otherwise capacity available =48 kW | --> | C17 ex CARRICKMACROSS | Carrickmacross [T41,T42] | MEATH HILL |  | 54.0023 | -6.7002
150169X | MV/LV Substation MC***169X |  | 20 kV | _ | LV | 630 kVA :Building Structure | 0.63 | --> | 0.63 | 0.5 | 3.96 |  | --> | 0.598 | 0 | 0 | 0 | 0 | Constrained, otherwise capacity available =596 kW | --> | E19 ex STRANORLAR | Stranorlar [T421,T422] | LETTERKENNY |  | 54.8058 | -7.7745
024862X | MV/LV Substation EA***862X |  | 10 kV | _ | LV | 200 kVA :Kiosk Substation | 0.2 | --> | 0.2 | 0.186 | 2.14 |  | --> | 0.19 | 0 | 0 | 0 | 0 | Constrained, otherwise capacity available =188 kW | --> | C14 ex BUTTEVANT | Buttevant [T41,T42] | MALLOW |  | 52.2685 | -8.7318
066784Z | MV/LV Substation BA***784Z |  | 20 kV | _ | LV | 100 kVA :Pole Substation | 0.1 | --> | 0.1 | 0 | 0 | Constrained, otherwise capacity available =100 kVA | --> | 0.095 | 0 | 0 | 0 | 0 | Constrained, otherwise capacity available =95 kW | --> | E18 ex GLASMORE | Glasmore [T421,T422] | GLASMORE |  | 53.505 | -6.2463
2814293 | MV/LV Substation SC***4293 |  | 10 kV | _ | LV | 400 kVA :Building Structure | 0.4 | --> | 0.4 | 0 | 0 | Constrained, otherwise capacity available =336 kVA | --> | 0.38 | 0 | 0.01 | 0 | 0 | Constrained, otherwise capacity available =364 kW | --> | C15 ex CARRIGALINE | Carrigaline [T41,T42] | BARNAHELY |  | 51.8256 | -8.4011
056103Y | MV/LV Substation AV***103Y |  | 10 kV | _ | LV | 400 kVA :Kiosk Substation | 0.4 | --> | 0.4 | 0.253 | 0.89 |  | --> | 0.38 | 0 | 0.005 | 0 | 0 | Constrained, otherwise capacity available =356 kW | --> | C19 ex BIRR | Birr [T41,T422] | DALLOW |  | 53.1017 | -7.9076
065477Z | MV/LV Substation LO***477Z |  | 10 kV | _ | LV | 50 kVA :Pole Substation | 0.05 | --> | 0.05 | 0 | 0 | Constrained, otherwise capacity available =44 kVA | --> | 0.048 | 0 | 0 | 0 | 0 | Constrained, otherwise capacity available =47 kW | --> | C16 ex LOUGHSHINNY | Loughshinny [T41,T42] | GLASMORE |  | 53.5632 | -6.1597
014065Z | MV/LV Substation PO***065Z |  | 10 kV | _ | LV | 200 kVA :Kiosk Substation | 0.2 | --> | 0.2 | 0 | 0 | Constrained, otherwise capacity available =165 kVA | --> | 0.19 | 0 | 0 | 0 | 0 | Constrained, otherwise capacity available =185 kW | --> | C17 ex ATHGARVAN | Athgarvan [T41,T44] | NEWBRIDGE |  | 53.1822 | -6.7979
005869 | MV/LV Substation GO***869 |  | 10 kV | _ | LV | 50 kVA :Pole Substation | 0.05 | --> | 0.05 | 0.05 | 17.8 |  | --> | 0.048 | 0 | 0 | 0.047 | 0 |  | --> | E24 ex BANOGE | Banoge [T121,T122] | BANOGE |  | 52.6549 | -6.2249
075539Y | MV/LV Substation BU***539Y |  | 20 kV | _ | LV | 630 kVA :Building Structure | 0.63 | --> | 0.63 | 0.5 | 1.13 |  | --> | 0.598 | 0 | 0 | 0 | 0 | Constrained, otherwise capacity available =590 kW | --> | E12 ex BUNCLODY | Bunclody [T421,T422] | CRANE |  | 52.657 | -6.6585
207181 | MV/LV Substation UR***181 |  | 10 kV | _ | LV | 200 kVA :Pole Substation | 0.2 | --> | 0.2 | 0.127 | 3.38 |  | --> | 0.19 | 0 | 0.006 | 0 | 0 | Constrained, otherwise capacity available =175 kW | --> | C15 ex GLENGOOLE | Glengoole [T41] | THURLES |  | 52.747 | -7.5583
180873X | MV/LV Substation CA***873X |  | 10 kV | _ | LV | 200 kVA :Pole Substation | 0.2 | --> | 0.2 | 0.194 | 1.4 |  | --> | 0.19 | 0 | 0 | 0 | 0 | Constrained, otherwise capacity available =189 kW | --> | C26 ex KELLS | Kells [T41,T42] | NAVAN |  | 53.7224 | -6.7898
068007X | MV/LV Substation CU***007X |  | 10 kV | _ | LV | 630 kVA :Building Structure | 0.63 | --> | 0.63 | 0 | 0 | Constrained, otherwise capacity available =490 kVA | --> | 0.598 | 0 | 0 | 0.5 | 0 |  | --> | C14 ex GLOUCESTER PLACE | Gloucester Place [T41,T42] | MCDERMOTT |  | 53.3524 | -6.2558
281471 | MV/LV Substation VI***471 |  | 10 kV | _ | LV | 400 kVA :Kiosk Substation | 0.4 | --> | 0.4 | 0.278 | 4.67 |  | --> | 0.38 | 0 | 0.005 | 0.359 | 0 |  | --> | C24 ex CENTRE PARK ROAD | Marina [T105,T106] | MARINA |  | 51.8929 | -8.4655
5224001 | MV/LV Substation NE***4001 |  | 10 kV | _ | LV | 50 kVA :Pole Substation | 0.05 | --> | 0.05 | 0 | 0 | Constrained, otherwise capacity available =50 kVA | --> | 0.048 | 0 | 0 | 0 | 0 | Constrained, otherwise capacity available =48 kW | --> | C17 ex MEELICK |  |  |  | 53.019 | -7.2959
196648 | MV/LV Substation TR***648 |  | 10 kV | _ | LV | 100 kVA :Pole Substation | 0.1 | --> | 0.1 | 0 | 0 | Constrained, otherwise capacity available =96 kVA | --> | 0.095 | 0 | 0 | 0 | 0 | Constrained, otherwise capacity available =94 kW | --> | C15 ex TRIM | Trim [T41,T42] | NAVAN |  | 53.5504 | -6.7969
160544Y | MV/LV Substation ST***544Y |  | 10 kV | _ | LV | 200 kVA :Kiosk Substation | 0.2 | --> | 0.2 | 0 | 0 | Constrained, otherwise capacity available =120 kVA | --> | 0.19 | 0 | 0.003 | 0 | 0 | Constrained, otherwise capacity available =177 kW | --> | C23 ex PORTARLINGTON | Portarlington [T43] | BLAKE |  | 53.1522 | -7.1805
093146Y | MV/LV Substation GR***146Y |  | 10 kV | _ | LV | 400 kVA :Kiosk Substation | 0.4 | --> | 0.4 | 0 | 0 | Constrained, otherwise capacity available =273 kVA | --> | 0.38 | 0 | 0.013 | 0.353 | 0 |  | --> | C13 ex GRANGE (DR) | Grange (dr) [T41,T42] | GRANGE (DR) |  | 53.3982 | -6.1741
049926X | MV/LV Substation CH***926X |  | 20 kV | _ | LV | 200 kVA :Pole Substation | 0.2 | --> | 0.2 | 0.142 | 0.21 |  | --> | 0.19 | 0 | 0 | 0 | 0 | Constrained, otherwise capacity available =182 kW | --> | E12 ex LONGFORD | Longford [T421,T422] | RICHMOND |  | 53.8222 | -7.7679
3654063 | MV/LV Substation WI***4063 |  | 10 kV | _ | LV | 630 kVA :Kiosk Substation | 0.63 | --> | 0.63 | 0 | 0 | Constrained, otherwise capacity available =473 kVA | --> | 0.598 | 0 | 0.053 | 0.5 | 0 |  | --> | C12 ex SAGGART | Saggart [T41,T42] | GRANGE CASTLE |  | 53.2802 | -6.4777
120604X | MV/LV Substation KI***604X |  | 20 kV | _ | LV | 100 kVA :Pole Substation | 0.1 | --> | 0.1 | 0.084 | 3.5 |  | --> | 0.095 | 0 | 0 | 0 | 0 | Constrained, otherwise capacity available =93 kW | --> | E12 ex DUNFIRTH | Dunfirth [T122] | DUNFIRTH |  | 53.4297 | -6.8428
031039 | MV/LV Substation CO***039 |  | 20 kV | _ | LV | 50 kVA :Pole Substation | 0.05 | --> | 0.05 | 0 | 0 | Constrained, otherwise capacity available =42 kVA | --> | 0.048 | 0 | 0.009 | 0 | 0 | Constrained, otherwise capacity available =40 kW | --> | E17 ex SPRINGS | Springs [T421,T422] | DUNGARVAN |  | 52.1398 | -7.6447
063728 | MV/LV Substation DR***728 |  | 10 kV | _ | LV | 200 kVA :Pole Substation | 0.2 | --> | 0.2 | 0 | 0 | Constrained, otherwise capacity available =161 kVA | --> | 0.19 | 0 | 0.015 | 0 | 0 | Constrained, otherwise capacity available =174 kW | --> | C15 ex STICKILLEN | Stickillen [T41,T42] | DRYBRIDGE |  | 53.8521 | -6.6588
014823 | MV/LV Substation KI***823 |  | 20 kV | _ | LV | 50 kVA :Pole Substation | 0.05 | --> | 0.05 | 0 | 0 | Constrained, otherwise capacity available =43 kVA | --> | 0.048 | 0 | 0.001 | 0 | 0 | Constrained, otherwise capacity available =46 kW | --> | C11 ex KILDARE | Kildare [T41,T42] | NEWBRIDGE |  | 53.1679 | -6.9402
111032 | MV/LV Substation PR***032 |  | 10 kV | _ | LV | 200 kVA :Pole Substation | 0.2 | --> | 0.2 | 0 | 0 | Constrained, otherwise capacity available =171 kVA | --> | 0.19 | 0 | 0 | 0 | 0 | Constrained, otherwise capacity available =186 kW | --> | C16 ex BANTRY | Bantry [T41,T42] | BALLYLICKY |  | 51.6778 | -9.4439
093275X | MV/LV Substation TO***275X |  | 10 kV | _ | LV | 630 kVA :Building Structure | 0.63 | --> | 0.63 | 0 | 0 | Constrained, otherwise capacity available =584 kVA | --> | 0.598 | 0 | 0.115 | 0.5 | 0 |  | --> | C20 ex GRANGE (DR) | Grange (dr) [T41,T42] | GRANGE (DR) |  | 53.3949 | -6.144
007907X | MV/LV Substation MA***907X |  | 10 kV | _ | LV | 400 kVA :Building Structure | 0.4 | --> | 0.4 | 0 | 0 | Constrained, otherwise capacity available =258 kVA | --> | 0.38 | 0 | 0.005 | 0 | 0 | Constrained, otherwise capacity available =356 kW | --> | C19 ex MULGANNON | Mulgannon [T41,T42] | WEXFORD |  | 52.338 | -6.4633
064777Y | MV/LV Substation HI***777Y |  | 10 kV | _ | LV | 400 kVA :Kiosk Substation | 0.4 | --> | 0.4 | 0 | 0 | Constrained, otherwise capacity available =301 kVA | --> | 0.38 | 0 | 0.032 | 0 | 0 | Constrained, otherwise capacity available =342 kW | --> | C18 ex DRYBRIDGE | Drybridge [T41,T42] | DRYBRIDGE |  | 53.7129 | -6.3834
164030 | MV/LV Substation TR***030 |  | 10 kV | _ | LV | 50 kVA :Pole Substation | 0.05 | --> | 0.05 | 0 | 0 | Constrained, otherwise capacity available =32 kVA | --> | 0.048 | 0 | 0.006 | 0 | 0 | Constrained, otherwise capacity available =40 kW | --> | C17 ex SKIBBEREEN | Skibbereen [T41,T42] | DUNMANWAY |  | 51.5018 | -9.2608
277944 | MV/LV Substation ME***944 |  | 10 kV | _ | LV | 400 kVA :Kiosk Substation | 0.4 | --> | 0.4 | 0 | 0 | Constrained, otherwise capacity available =367 kVA | --> | 0.38 | 0 | 0 | 0.376 | 0 |  | --> | C18 ex GRANGE (DR) | Grange (dr) [T41,T42] | GRANGE (DR) |  | 53.3944 | -6.164
033123 | MV/LV Substation SU***123 |  | 10 kV | _ | LV | 50 kVA :Pole Substation | 0.05 | --> | 0.05 | 0 | 0 | Constrained, otherwise capacity available =14 kVA | --> | 0.048 | 0 | 0 | 0.042 | 0 |  | --> | C16 ex CREGG ROAD | Cregg Road [T41,T42] | BALLYDINE |  | 52.3506 | -7.3874
020485 | MV/LV Substation GO***485 |  | 10 kV | _ | LV | 50 kVA :Pole Substation | 0.05 | --> | 0.05 | 0 | 0 | Constrained, otherwise capacity available =20 kVA | --> | 0.048 | 0 | 0 | 0 | 0 | Constrained, otherwise capacity available =43 kW | --> | C15 ex COOLCORCORAN | Coolcorcoran [T41,T42] | KNOCKEARAGH |  | 52.0679 | -9.5483
0644182 | MV/LV Substation LI***4182 |  | 20 kV | _ | LV | 50 kVA :Pole Substation | 0.05 | --> | 0.05 | 0 | 0 | Constrained, otherwise capacity available =43 kVA | --> | 0.048 | 0 | 0 | 0 | 0 | Constrained, otherwise capacity available =46 kW | --> | E16 ex JULIANSTOWN | Julianstown [T421,T422] | DRYBRIDGE |  | 53.6493 | -6.3016
093267Z | MV/LV Substation GR***267Z |  | 10 kV | _ | LV | 400 kVA :Kiosk Substation | 0.4 | --> | 0.4 | 0 | 0 | Constrained, otherwise capacity available =307 kVA | --> | 0.38 | 0 | 0.023 | 0.35 | 0 |  | --> | C11 ex SUTTON | Sutton [T41,T42] | GRANGE (DR) |  | 53.3829 | -6.0691
075264Y | MV/LV Substation DR***264Y |  | 20 kV | _ | LV | 100 kVA :Pole Substation | 0.1 | --> | 0.1 | 0.084 | 1.13 |  | --> | 0.095 | 0 | 0 | 0 | 0 | Constrained, otherwise capacity available =93 kW | --> | E22 ex BUNCLODY | Bunclody [T421,T422] | CRANE |  | 52.6678 | -6.6753
2434070 | MV/LV Substation MO***4070 |  | 20 kV | _ | LV | 100 kVA :Pole Substation | 0.1 | --> | 0.1 | 0 | 0 | Constrained, otherwise capacity available =94 kVA | --> | 0.095 | 0 | 0 | 0 | 0 | Constrained, otherwise capacity available =94 kW | --> | E18 ex INCH | Inch [T421,T422] | OUGHTRAGH |  | 52.149 | -10.1017
068653X | MV/LV Substation AS***653X |  | 10 kV | _ | LV | 400 kVA :Kiosk Substation | 0.4 | --> | 0.4 | 0.4 | 7.91 |  | --> | 0.38 | 0 | 0 | 0.38 | 0 |  | --> | C24 ex PELLETSTOWN | Pelletstown [T101,T102] | FINGLAS |  | 53.3767 | -6.3328
071877 | MV/LV Substation LE***877 |  | 10 kV | _ | LV | 50 kVA :Pole Substation | 0.05 | --> | 0.05 | 0.05 | 5.58 |  | --> | 0.048 | 0 | 0 | 0.048 | 0 |  | --> | C12 ex KILCOOLE | Kilcoole [T41,T42] | FASSAROE |  | 53.0855 | -6.062
196303X | MV/LV Substation FO***303X |  | 10 kV | _ | LV | 400 kVA :Building Structure | 0.4 | --> | 0.4 | 0 | 0 | Constrained, otherwise capacity available =302 kVA | --> | 0.38 | 0 | 0.05 | 0 | 0 | Constrained, otherwise capacity available =329 kW | --> | C15 ex TRIM | Trim [T41,T42] | NAVAN |  | 53.5667 | -6.8024
0814115 | MV/LV Substation PE***4115 |  | 10 kV | _ | LV | 400 kVA :Building Structure | 0.4 | --> | 0.4 | 0 | 0 | Constrained, otherwise capacity available =288 kVA | --> | 0.38 | 0 | 0 | 0 | 0 | Constrained, otherwise capacity available =364 kW | --> | C18 ex CELBRIDGE | Celbridge [T41,T42] | GRIFFINRATH |  | 53.3178 | -6.478
064231Z | MV/LV Substation TR***231Z |  | 10 kV | _ | LV | 400 kVA :Kiosk Substation | 0.4 | --> | 0.4 | 0 | 0 | Constrained, otherwise capacity available =331 kVA | --> | 0.38 | 0 | 0.003 | 0 | 0 | Constrained, otherwise capacity available =368 kW | --> | C17 ex RATHMULLAN | Rathmullan [T41,T42] | DRYBRIDGE |  | 53.7094 | -6.3806
033250 | MV/LV Substation SE***250 |  | 20 kV | _ | LV | 50 kVA :Pole Substation | 0.05 | --> | 0.05 | 0 | 0 | Constrained, otherwise capacity available =50 kVA | --> | 0.048 | 0 | 0 | 0 | 0 | Constrained, otherwise capacity available =47 kW | --> | E17 ex KILMACTHOMAS | Kilmacthomas [T421,T422] | DUNGARVAN |  | 52.2797 | -7.4381
006481 | MV/LV Substation BR***481 |  | 20 kV | _ | LV | 200 kVA :Pole Substation | 0.2 | --> | 0.2 | 0 | 0 | Constrained, otherwise capacity available =138 kVA | --> | 0.19 | 0 | 0.015 | 0 | 0 | Constrained, otherwise capacity available =170 kW | --> | E18 ex CLONROCHE | Clonroche [T421,T422] | WEXFORD |  | 52.4353 | -6.6102
029268Y | MV/LV Substation BA***268Y |  | 10 kV | _ | LV | 400 kVA :Building Structure | 0.4 | --> | 0.4 | 0 | 0 | Constrained, otherwise capacity available =318 kVA | --> | 0.38 | 0 | 0 | 0.369 | 0 |  | --> | C17 ex MIDLETON | Midleton [T101,T102] | MIDLETON |  | 51.9105 | -8.1745
026217Z | MV/LV Substation LI***217Z |  | 10 kV | _ | LV | 200 kVA :Kiosk Substation | 0.2 | --> | 0.2 | 0.132 | 8.66 |  | --> | 0.19 | 0 | 0 | 0 | 0 | Constrained, otherwise capacity available =180 kW | --> | C12 ex BANDON | Bandon [T101,T42] | BANDON |  | 51.7443 | -8.7457
153326X | MV/LV Substation TO***326X |  | 20 kV | _ | LV | 630 kVA :Building Structure | 0.63 | --> | 0.63 | 0 | 0 | Constrained, otherwise capacity available =517 kVA | --> | 0.598 | 0 | 0.015 | 0 | 0 | Constrained, otherwise capacity available =572 kW | --> | E18 ex BIRDHILL | Birdhill [T421,T422] | ARDNACRUSHA |  | 52.7124 | -8.5019
1274153 | MV/LV Substation H ***4153 |  | 10 kV | _ | LV | 50 kVA :Pole Substation | 0.05 | --> | 0.05 | 0 | 0 | Constrained, otherwise capacity available =44 kVA | --> | 0.048 | 0 | 0 | 0 | 0 | Constrained, otherwise capacity available =47 kW | --> | C14 ex TEMPLEMORE | Templemore [T41,T42] | IKERRIN |  | 52.7665 | -7.6796
220649X | MV/LV Substation TA***649X |  | 20 kV | _ | LV | 50 kVA :Pole Substation | 0.05 | --> | 0.05 | 0.05 | 2.33 |  | --> | 0.048 | 0 | 0 | 0 | 0 | Constrained, otherwise capacity available =48 kW | --> | E14 ex MOY | Moy [T421,T422] | MOY |  | 54.1948 | -9.2222
033726Y | MV/LV Substation RA***726Y |  | 10 kV | _ | LV | 200 kVA :Kiosk Substation | 0.2 | --> | 0.2 | 0 | 0 | Constrained, otherwise capacity available =152 kVA | --> | 0.19 | 0 | 0.003 | 0.059 | 0 | Constrained, otherwise capacity available =181 kW | --> | C23 ex CREGG ROAD | Cregg Road [T41,T42] | BALLYDINE |  | 52.3536 | -7.4026
162008 | MV/LV Substation CO***008 |  | 10 kV | _ | LV | 200 kVA :Pole Substation | 0.2 | --> | 0.2 | 0.141 | 0.25 |  | --> | 0.19 | 0 | 0 | 0 | 0 | Constrained, otherwise capacity available =182 kW | --> | C11 ex ROSSGEIR | Rossgeir [T41,T42] | LETTERKENNY |  | 54.8308 | -7.4834
0664267 | MV/LV Substation CO***4267 |  | 20 kV | _ | LV | 50 kVA :Pole Substation | 0.05 | --> | 0.05 | 0 | 0 | Constrained, otherwise capacity available =41 kVA | --> | 0.048 | 0 | 0 | 0 | 0 | Constrained, otherwise capacity available =46 kW | --> | E15 ex BATTER LANE TEMPORARY | Batter Lane Temporary 38kv [T421] | GLASMORE |  | 53.5036 | -6.1947
062818Y | MV/LV Substation CO***818Y |  | 20 kV | _ | LV | 200 kVA :Pole Substation | 0.2 | --> | 0.2 | 0.191 | 4.25 |  | --> | 0.19 | 0 | 0.005 | 0 | 0 | Constrained, otherwise capacity available =185 kW | --> | E18 ex JENKINSTOWN | Jenkinstown [T421,T422] | DUNDALK |  | 54.1054 | -6.282
071958 | MV/LV Substation DE***958 |  | 10 kV | _ | LV | 630 kVA :Kiosk Substation | 0.63 | --> | 0.63 | 0 | 0 | Constrained, otherwise capacity available =567 kVA | --> | 0.598 | 0 | 0.021 | 0.5 | 0 |  | --> | C22 ex GREYSTONES | Greystones [T41,T42] | FASSAROE |  | 53.1334 | -6.0817
365865 | MV/LV Substation CA***865 |  | 10 kV | _ | LV | 400 kVA :Kiosk Substation | 0.4 | --> | 0.4 | 0 | 0 | Constrained, otherwise capacity available =244 kVA | --> | 0.38 | 0 | 0.047 | 0.323 | 0 |  | --> | C15 ex TYMON | Tymon [T41,T42] | COOKSTOWN |  | 53.2792 | -6.3351
015113Z | MV/LV Substation BL***113Z |  | 10 kV | _ | LV | 50 kVA :Pole Substation | 0.05 | --> | 0.05 | 0.05 | 12.6 |  | --> | 0.048 | 0 | 0 | 0.048 | 0 |  | --> | C23 ex MONREAD | Monread [T101,T102] | MONREAD |  | 53.23 | -6.777
047957 | MV/LV Substation MA***957 |  | 10 kV | _ | LV | 200 kVA :Pole Substation | 0.2 | --> | 0.2 | 0.076 | 1.04 |  | --> | 0.19 | 0 | 0.019 | 0 | 0 | Constrained, otherwise capacity available =158 kW | --> | C11 ex BOYLE | Boyle [T41,T42] | CARRICK ON SHANNON |  | 53.9707 | -8.2993
1274163 | MV/LV Substation WA***4163 |  | 10 kV | _ | LV | 50 kVA :Pole Substation | 0.05 | --> | 0.05 | 0 | 0 | Constrained, otherwise capacity available =37 kVA | --> | 0.048 | 0 | 0 | 0 | 0 | Constrained, otherwise capacity available =46 kW | --> | C14 ex TEMPLEMORE | Templemore [T41,T42] | IKERRIN |  | 52.7471 | -7.7217
117987X | MV/LV Substation GE***987X |  | 20 kV | _ | LV | 50 kVA :Pole Substation | 0.05 | --> | 0.05 | 0 | 0 | Constrained, otherwise capacity available =42 kVA | --> | 0.048 | 0 | 0 | 0 | 0 | Constrained, otherwise capacity available =46 kW | --> | E20 ex COLLOONEY | Collooney [T421,T422] | SLIGO |  | 54.2426 | -8.7042
0324221 | MV/LV Substation CL***4221 |  | 10 kV | _ | LV | 630 kVA :Kiosk Substation | 0.63 | --> | 0.63 | 0 | 0 | Constrained, otherwise capacity available =628 kVA | --> | 0.598 | 0 | 0 | 0 | 0 | Constrained, otherwise capacity available =598 kW | --> | C20 ex KILMEADEN | Kilmeaden [T42] | BUTLERSTOWN |  | 52.2293 | -7.2339
064729Y | MV/LV Substation CH***729Y |  | 20 kV | _ | LV | 400 kVA :Kiosk Substation | 0.4 | --> | 0.4 | 0 | 0 | Constrained, otherwise capacity available =338 kVA | --> | 0.38 | 0 | 0.01 | 0 | 0 | Constrained, otherwise capacity available =364 kW | --> | E21 ex SLANE | Slane [T421] | DRYBRIDGE |  | 53.7099 | -6.5462
023479Y | MV/LV Substation GL***479Y |  | 10 kV | _ | LV | 400 kVA :Kiosk Substation | 0.4 | --> | 0.4 | 0 | 0 | Constrained, otherwise capacity available =253 kVA | --> | 0.38 | 0 | 0.063 | 0 | 0 | Constrained, otherwise capacity available =313 kW | --> | C20 ex COOLCARRON | Coolcarron [T41,T42] | BARRYMORE |  | 52.1294 | -8.2893
176280 | MV/LV Substation RE***280 |  | 20 kV | _ | LV | 400 kVA :Building Structure | 0.4 | --> | 0.4 | 0 | 0 | Constrained, otherwise capacity available =350 kVA | --> | 0.38 | 0 | 0 | 0 | 0 | Constrained, otherwise capacity available =373 kW | --> | E11 ex MACROOM | Macroom [T422] | MACROOM |  | 51.9424 | -8.7563
196271 | MV/LV Substation ME***271 |  | 10 kV | _ | LV | 200 kVA :Pole Substation | 0.2 | --> | 0.2 | 0 | 0 | Constrained, otherwise capacity available =145 kVA | --> | 0.19 | 0 | 0.031 | 0 | 0 | Constrained, otherwise capacity available =159 kW | --> | C18 ex ATHBOY | Athboy [T42] | NAVAN |  | 53.6238 | -6.9074
066116X | MV/LV Substation SE***116X |  | 10 kV | _ | LV | 630 kVA :Kiosk Substation | 0.63 | --> | 0.63 | 0 | 0 | Constrained, otherwise capacity available =588 kVA | --> | 0.598 | 0 | 0 | 0.5 | 0 |  | --> | C12 ex SUTTON | Sutton [T41,T42] | GRANGE (DR) |  | 53.395 | -6.1382
038015 | MV/LV Substation TO***015 |  | 10 kV | _ | LV | 630 kVA :Building Structure | 0.63 | --> | 0.63 | 0 | 0 | Constrained, otherwise capacity available =401 kVA | --> | 0.598 | 0 | 0.2 | 0 | 0 | Constrained, otherwise capacity available =423 kW | --> | C18 ex GORT | Gort [T41,T42] | ENNIS |  | 53.0627 | -8.8236
046032 | MV/LV Substation GL***032 |  | 10 kV | _ | LV | 630 kVA :Kiosk Substation | 0.63 | --> | 0.63 | 0.5 | 5.48 |  | --> | 0.598 | 0 | 0.01 | 0.5 | 0 |  | --> | C15 ex BALLYTIVNAN | Ballytivnan [T41,T42] | SLIGO |  | 54.2764 | -8.4569
244005 | MV/LV Substation MI***005 |  | 20 kV | _ | LV | 50 kVA :Pole Substation | 0.05 | --> | 0.05 | 0 | 0 | Constrained, otherwise capacity available =12 kVA | --> | 0.048 | 0 | 0.007 | 0 | 0 | Constrained, otherwise capacity available =37 kW | --> | E16 ex MILLTOWN (SR) | Milltown (sr) [T421,T422] | OUGHTRAGH |  | 52.1078 | -9.7786
054108 | MV/LV Substation MO***108 |  | 20 kV | _ | LV | 50 kVA :Pole Substation | 0.05 | --> | 0.05 | 0 | 0 | Constrained, otherwise capacity available =49 kVA | --> | 0.048 | 0 | 0 | 0 | 0 | Constrained, otherwise capacity available =47 kW | --> | E12 ex PORTLAOISE | Portlaoise [T423,T424] | PORTLAOISE |  | 52.9971 | -7.2213
503428 | MV/LV Substation O ***428 |  | 20 kV | _ | LV | 50 kVA :Pole Substation | 0.05 | --> | 0.05 | 0.047 | 1.69 |  | --> | 0.048 | 0 | 0 | 0 | 0 | Constrained, otherwise capacity available =47 kW | --> | C18 ex NEWTOWNCUNNINGHAM | Newtowncunningham [T41,T42] | LETTERKENNY |  | 55.0219 | -7.5132
117330 | MV/LV Substation E.***330 |  | 20 kV | _ | LV | 50 kVA :Pole Substation | 0.05 | --> | 0.05 | 0 | 0 | Constrained, otherwise capacity available =41 kVA | --> | 0.048 | 0 | 0 | 0 | 0 | Constrained, otherwise capacity available =46 kW | --> | E20 ex COLLOONEY | Collooney [T421,T422] | SLIGO |  | 54.2451 | -8.7129
366580 | MV/LV Substation OB***580 |  | 20 kV | _ | LV | 200 kVA :Pole Substation | 0.2 | --> | 0.2 | 0.147 | 0.45 |  | --> | 0.19 | 0 | 0 | 0 | 0 | Constrained, otherwise capacity available =183 kW | --> | C16 ex CARRAROE | Carraroe [T42] | SCREEB |  | 53.2654 | -9.5936
206909 | MV/LV Substation UN***909 |  | 20 kV | _ | LV | 400 kVA :Building Structure | 0.4 | --> | 0.4 | 0.395 | 1.6 |  | --> | 0.38 | 0 | 0 | 0 | 0 | Constrained, otherwise capacity available =379 kW | --> | E17 ex BELMULLET | Belmullet [T421] | BELLACORICK |  | 54.2199 | -9.982
281438 | MV/LV Substation ER***438 |  | 10 kV | _ | LV | 400 kVA :Building Structure | 0.4 | --> | 0.4 | 0.182 | 7.88 |  | --> | 0.38 | 0 | 0 | 0.349 | 0 |  | --> | C13 ex LIBERTY STREET | Liberty Street [T101,T102] | LIBERTY STREET |  | 51.8975 | -8.4713
058499Y | MV/LV Substation AD***499Y |  | 10 kV | _ | LV | 400 kVA :Building Structure | 0.4 | --> | 0.4 | 0 | 0 | Constrained, otherwise capacity available =332 kVA | --> | 0.38 | 0 | 0 | 0 | 0 | Constrained, otherwise capacity available =371 kW | --> | C12 ex KYLEERAGH | Kyleeragh [T41,T42] | NENAGH |  | 52.8608 | -8.224
021329Z | MV/LV Substation SO***329Z |  | 10 kV | _ | LV | 400 kVA :Kiosk Substation | 0.4 | --> | 0.4 | 0 | 0 | Constrained, otherwise capacity available =381 kVA | --> | 0.38 | 0 | 0.022 | 0.361 | 0 |  | --> | C11 ex MAYFIELD | Mayfield [T41,T42] | KILBARRY |  | 51.908 | -8.4221
065412X | MV/LV Substation AS***412X |  | 20 kV | _ | LV | 50 kVA :Pole Substation | 0.05 | --> | 0.05 | 0 | 0 | Constrained, otherwise capacity available =43 kVA | --> | 0.048 | 0 | 0 | 0 | 0 | Constrained, otherwise capacity available =46 kW | --> | E16 ex ASHBOURNE | Ashbourne [T421,T422] | FINGLAS |  | 53.5118 | -6.38
066478Z | MV/LV Substation BA***478Z |  | 20 kV | _ | LV | 200 kVA :Kiosk Substation | 0.2 | --> | 0.2 | 0 | 0 | Constrained, otherwise capacity available =154 kVA | --> | 0.19 | 0 | 0 | 0 | 0 | Constrained, otherwise capacity available =184 kW | --> | E15 ex ASHBOURNE | Ashbourne [T421,T422] | FINGLAS |  | 53.4952 | -6.3963
058115Y | MV/LV Substation PO***115Y |  | 10 kV | _ | LV | 50 kVA :Pole Substation | 0.05 | --> | 0.05 | 0.047 | 3 |  | --> | 0.048 | 0 | 0 | 0 | 0 | Constrained, otherwise capacity available =47 kW | --> | C21 ex NENAGH | Nenagh [T41,T42] | NENAGH |  | 52.8853 | -8.3498
281703X | MV/LV Substation BA***703X |  | 10 kV | _ | LV | 200 kVA :Pole Substation | 0.2 | --> | 0.2 | 0 | 0 | Constrained, otherwise capacity available =148 kVA | --> | 0.19 | 0 | 0.012 | 0 | 0 | Constrained, otherwise capacity available =174 kW | --> | C24 ex KILMONEY | Kilmoney [T41,T42] | TRABEG |  | 51.8229 | -8.4612
349079 | MV/LV Substation BA***079 |  | 10 kV | _ | LV | 100 kVA :Pole Substation | 0.1 | --> | 0.1 | 0.079 | 2.35 |  | --> | 0.095 | 0 | 0 | 0 | 0 | Constrained, otherwise capacity available =92 kW | --> | C15 ex KILTIMAGH | Kiltimagh [T41] | CASTLEBAR |  | 53.8283 | -9.0402
006645 | MV/LV Substation BA***645 |  | 10 kV | _ | LV | 100 kVA :Pole Substation | 0.1 | --> | 0.1 | 0.052 | 4.38 |  | --> | 0.095 | 0 | 0.005 | 0.084 | 0 |  | --> | E14 ex CRANE | Crane [T122] | CRANE |  | 52.568 | -6.6807
009177 | MV/LV Substation ST***177 |  | 10 kV | _ | LV | 630 kVA :Building Structure | 0.63 | --> | 0.63 | 0 | 0 | Constrained, otherwise capacity available =527 kVA | --> | 0.598 | 0 | 0 | 0 | 0 | Constrained, otherwise capacity available =584 kW | --> | C12 ex GRANGE (SR) | Grange (sr) [T41,T42] | BUTLERSTOWN |  | 52.2394 | -7.118
050381Y | MV/LV Substation MI***381Y |  | 20 kV | _ | LV | 100 kVA :Pole Substation | 0.1 | --> | 0.1 | 0 | 0 | Constrained, otherwise capacity available =50 kVA | --> | 0.095 | 0 | 0.004 | 0 | 0 | Constrained, otherwise capacity available =85 kW | --> | C22 ex ATHLONE | Athlone [T41,T42] | ATHLONE |  | 53.4256 | -8.0108
095734X | MV/LV Substation CR***734X |  | 10 kV | _ | LV | 200 kVA :Kiosk Substation | 0.2 | --> | 0.2 | 0 | 0 | Constrained, otherwise capacity available =177 kVA | --> | 0.19 | 0 | 0.007 | 0 | 0 | Constrained, otherwise capacity available =182 kW | --> | C15 ex CRANNY | Cranny [T41] | ENNIS |  | 52.7242 | -9.3193
023166Y | MV/LV Substation WO***166Y |  | 10 kV | _ | LV | 50 kVA :Pole Substation | 0.05 | --> | 0.05 | 0 | 0 | Constrained, otherwise capacity available =37 kVA | --> | 0.048 | 0 | 0.008 | 0 | 0 | Constrained, otherwise capacity available =40 kW | --> | C13 ex FERMOY NORTH | Fermoy North [T41,T42] | BARRYMORE |  | 52.1453 | -8.2685
014909 | MV/LV Substation ME***909 |  | 10 kV | _ | LV | 400 kVA :Kiosk Substation | 0.4 | --> | 0.4 | 0.378 | 0.63 |  | --> | 0.38 | 0 | 0 | 0 | 0 | Constrained, otherwise capacity available =377 kW | --> | C16 ex KILCULLEN | Kilcullen [T41,T42,T424] | STRATFORD |  | 53.1306 | -6.8814
066242X | MV/LV Substation RA***242X |  | 10 kV | _ | LV | 400 kVA :Building Structure | 0.4 | --> | 0.4 | 0 | 0 | Constrained, otherwise capacity available =205 kVA | --> | 0.38 | 0 | 0.004 | 0 | 0 | Constrained, otherwise capacity available =350 kW | --> | C19 ex SWORDS | Swords [T41,T42] | GLASMORE |  | 53.463 | -6.2294
167233X | MV/LV Substation CA***233X |  | 20 kV | _ | LV | 100 kVA :Pole Substation | 0.1 | --> | 0.1 | 0 | 0 | Constrained, otherwise capacity available =55 kVA | --> | 0.095 | 0 | 0.028 | 0 | 0 | Constrained, otherwise capacity available =68 kW | --> | E21 ex WHITECHURCH | Whitechurch [T421,T422] | KILBARRY |  | 51.9861 | -8.4799
3654043 | MV/LV Substation PP***4043 |  | 10 kV | _ | LV | 630 kVA :Building Structure | 0.63 | --> | 0.63 | 0.275 | 13.91 |  | --> | 0.598 | 0 | 0 | 0.5 | 0 |  | --> | C22 ex COOKSTOWN | Cookstown [T101,T102] | CARRICKMINES |  | 53.2944 | -6.3839
207442X | MV/LV Substation GR***442X |  | 10 kV | _ | LV | 50 kVA :Pole Substation | 0.05 | --> | 0.05 | 0.034 | 3.38 |  | --> | 0.048 | 0 | 0.008 | 0 | 0 | Constrained, otherwise capacity available =39 kW | --> | C15 ex GLENGOOLE | Glengoole [T41] | THURLES |  | 52.6891 | -7.6247
068577 | MV/LV Substation BE***577 |  | 10 kV | _ | LV | 630 kVA :Building Structure | 0.63 | --> | 0.63 | 0.5 | 2.6 |  | --> | 0.598 | 0 | 0 | 0.5 | 0 |  | --> | C28 ex WOLFE TONE STREET | Wolfe Tone Street [T101,T102] | FINGLAS |  | 53.3459 | -6.2597
013875Y | MV/LV Substation EL***875Y |  | 20 kV | _ | LV | 400 kVA :Building Structure | 0.4 | --> | 0.4 | 0.121 | 0.12 | Constrained, otherwise capacity available =364 kVA | --> | 0.38 | 0 | 0 | 0.375 | 0 |  | --> | C12 ex ATHY | Athy [T101,T102] | ATHY |  | 52.9931 | -6.9606
0214210 | MV/LV Substation PE***4210 |  | 10 kV | _ | LV | 1000 kVA :Building Structure | 1 | --> | 1 | 0.5 | 4.67 |  | --> | 0.95 | 0 | 0 | 0.5 | 0 |  | --> | C32 ex CENTRE PARK ROAD | Marina [T105,T106] | MARINA |  | 51.9003 | -8.4624
0624444 | MV/LV Substation AL***4444 |  | 20 kV | _ | LV | 50 kVA :Pole Substation | 0.05 | --> | 0.05 | 0.05 | 19.76 |  | --> | 0.048 | 0 | 0 | 0.048 | 0 |  | --> | E19 ex MULLAGHARLIN | Mullagharlin [T121,T122] | MULLAGHARLIN |  | 53.9491 | -6.4719
034324Y | MV/LV Substation RA***324Y |  | 20 kV | _ | LV | 200 kVA :Pole Substation | 0.2 | --> | 0.2 | 0.15 | 0.57 |  | --> | 0.19 | 0 | 0.009 | 0 | 0 | Constrained, otherwise capacity available =176 kW | --> | E19 ex LAWLESSTOWN | Lawlesstown [T42,T421] | DOON |  | 52.4647 | -7.7028
066114X | MV/LV Substation SE***114X |  | 10 kV | _ | LV | 400 kVA :Kiosk Substation | 0.4 | --> | 0.4 | 0 | 0 | Constrained, otherwise capacity available =319 kVA | --> | 0.38 | 0 | 0.025 | 0.35 | 0 |  | --> | C12 ex SUTTON | Sutton [T41,T42] | GRANGE (DR) |  | 53.3963 | -6.14
095067 | MV/LV Substation KI***067 |  | 10 kV | _ | LV | 50 kVA :Pole Substation | 0.05 | --> | 0.05 | 0 | 0 | Constrained, otherwise capacity available =42 kVA | --> | 0.048 | 0 | 0 | 0 | 0 | Constrained, otherwise capacity available =46 kW | --> | C15 ex CRANNY | Cranny [T41] | ENNIS |  | 52.7222 | -9.3235
281447 | MV/LV Substation EV***447 |  | 10 kV | _ | LV | 400 kVA :Building Structure | 0.4 | --> | 0.4 | 0.271 | 5.49 |  | --> | 0.38 | 0 | 0.003 | 0.36 | 0 |  | --> | C12 ex TRABEG | Trabeg [T101,T102] | TRABEG |  | 51.891 | -8.4708
052548Y | MV/LV Substation RO***548Y |  | 10 kV | _ | LV | 50 kVA :Pole Substation | 0.05 | --> | 0.05 | 0.049 | 10.9 |  | --> | 0.048 | 0 | 0 | 0.047 | 0 |  | --> | C19 ex MULLINGAR | Mullingar [T101,T102] | MULLINGAR |  | 53.5338 | -7.3416
366098X | MV/LV Substation SI***098X |  | 10 kV | _ | LV | 100 kVA :Pole Substation | 0.1 | --> | 0.1 | 0.1 | 1.47 |  | --> | 0.095 | 0 | 0 | 0.095 | 0 |  | --> | C15 ex SCREEB | Screeb [T41] | SCREEB |  | 53.3576 | -9.7037
127853X | MV/LV Substation LE***853X |  | 10 kV | _ | LV | 100 kVA :Pole Substation | 0.1 | --> | 0.1 | 0 | 0 | Constrained, otherwise capacity available =96 kVA | --> | 0.095 | 0 | 0.001 | 0 | 0 | Constrained, otherwise capacity available =94 kW | --> | C11 ex LOUGHTAGALLA | Loughtagalla [T41,T42] | THURLES |  | 52.6824 | -7.6674
002737 | MV/LV Substation KI***737 |  | 10 kV | _ | LV | 50 kVA :Pole Substation | 0.05 | --> | 0.05 | 0 | 0 | Constrained, otherwise capacity available =34 kVA | --> | 0.048 | 0 | 0 | 0.045 | 0 |  | --> | C14 ex GREYSTONES | Greystones [T41,T42] | FASSAROE |  | 53.1556 | -6.1303
009649X | MV/LV Substation BA***649X |  | 10 kV | _ | LV | 400 kVA :Kiosk Substation | 0.4 | --> | 0.4 | 0.363 | 13.6 |  | --> | 0.38 | 0 | 0.011 | 0.367 | 0 |  | --> | C22 ex KILLOTERAN | Killoteran [T101,T102] | KILLOTERAN |  | 52.2409 | -7.1699
036073 | MV/LV Substation AR***073 |  | 20 kV | _ | LV | 50 kVA :Pole Substation | 0.05 | --> | 0.05 | 0 | 0 | Constrained, otherwise capacity available =35 kVA | --> | 0.048 | 0 | 0 | 0 | 0 | Constrained, otherwise capacity available =45 kW | --> | E18 ex GARRANACANTY | Garranacanty [T421,T422] | TIPPERARY |  | 52.5292 | -8.2663
007798Y | MV/LV Substation SO***798Y |  | 10 kV | _ | LV | 100 kVA :Kiosk Substation | 0.1 | --> | 0.1 | 0.06 | 1.4 |  | --> | 0.095 | 0 | 0.005 | 0 | 0 | Constrained, otherwise capacity available =86 kW | --> | E18 ex KILLINICK | Killinick [T421,T422] | WEXFORD |  | 52.2722 | -6.3948
176181Y | MV/LV Substation CA***181Y |  | 10 kV | _ | LV | 200 kVA :Kiosk Substation | 0.2 | --> | 0.2 | 0 | 0 | Constrained, otherwise capacity available =180 kVA | --> | 0.19 | 0 | 0.014 | 0 | 0 | Constrained, otherwise capacity available =177 kW | --> | E12 ex HARTNETTS CROSS |  |  |  | 51.9052 | -8.9847
138920 | MV/LV Substation LI***920 |  | 10 kV | _ | LV | 200 kVA :Kiosk Substation | 0.2 | --> | 0.2 | 0.146 | 1.52 |  | --> | 0.19 | 0 | 0.008 | 0 | 0 | Constrained, otherwise capacity available =177 kW | --> | C18 ex SHERCOCK | Shercock [T41,T42] | MEATH HILL |  | 53.9928 | -6.8982
138728 | MV/LV Substation AN***728 |  | 10 kV | _ | LV | 50 kVA :Pole Substation | 0.05 | --> | 0.05 | 0.024 | 1.52 |  | --> | 0.048 | 0 | 0 | 0 | 0 | Constrained, otherwise capacity available =44 kW | --> | C19 ex SHERCOCK | Shercock [T41,T42] | MEATH HILL |  | 53.9782 | -6.9314
3654062 | MV/LV Substation WA***4062 |  | 10 kV | _ | LV | 630 kVA :Building Structure | 0.63 | --> | 0.63 | 0 | 0 | Constrained, otherwise capacity available =482 kVA | --> | 0.598 | 0 | 0.05 | 0.5 | 0 |  | --> | C11 ex FORTUNESTOWN | Fortunestown [T101,T102] | INCHICORE 220KV |  | 53.2949 | -6.4257
093221Z | MV/LV Substation LA***221Z |  | 10 kV | _ | LV | 400 kVA :Kiosk Substation | 0.4 | --> | 0.4 | 0 | 0 | Constrained, otherwise capacity available =337 kVA | --> | 0.38 | 0 | 0 | 0.371 | 0 |  | --> | C24 ex POPPINTREE | Poppintree [T101,T102] | FINGLAS |  | 53.4033 | -6.3008
041849X | MV/LV Substation CL***849X |  | 10 kV | _ | LV | 50 kVA :Pole Substation | 0.05 | --> | 0.05 | 0 | 0 | Constrained, otherwise capacity available =50 kVA | --> | 0.048 | 0 | 0 | 0 | 0 | Constrained, otherwise capacity available =48 kW | --> | E13 ex DALTON | Dalton [T421,T422] | DALTON |  | 53.7181 | -8.9877
014454Z | MV/LV Substation TH***454Z |  | 10 kV | _ | LV | 200 kVA :Kiosk Substation | 0.2 | --> | 0.2 | 0 | 0 | Constrained, otherwise capacity available =66 kVA | --> | 0.19 | 0 | 0.031 | 0 | 0 | Constrained, otherwise capacity available =148 kW | --> | C17 ex KILDARE | Kildare [T41,T42] | NEWBRIDGE |  | 53.1598 | -6.8916
059741Y | MV/LV Substation CR***741Y |  | 10 kV | _ | LV | 200 kVA :Kiosk Substation | 0.2 | --> | 0.2 | 0 | 0 | Constrained, otherwise capacity available =132 kVA | --> | 0.19 | 0 | 0.002 | 0 | 0 | Constrained, otherwise capacity available =179 kW | --> | C11 ex DERRYCRAMPH | Derrycramph [T41,T42] | SHANKILL |  | 53.977 | -7.3549
081454Z | MV/LV Substation NE***454Z |  | 10 kV | _ | LV | 400 kVA :Kiosk Substation | 0.4 | --> | 0.4 | 0 | 0 | Constrained, otherwise capacity available =262 kVA | --> | 0.38 | 0 | 0.021 | 0 | 0 | Constrained, otherwise capacity available =345 kW | --> | C18 ex CELBRIDGE | Celbridge [T41,T42] | GRIFFINRATH |  | 53.3018 | -6.5015
029410Y | MV/LV Substation CL***410Y |  | 10 kV | _ | LV | 400 kVA :Kiosk Substation | 0.4 | --> | 0.4 | 0 | 0 | Constrained, otherwise capacity available =334 kVA | --> | 0.38 | 0 | 0.027 | 0 | 0 | Constrained, otherwise capacity available =351 kW | --> | C32 ex CLOYNE | Cloyne [T41] | MIDLETON |  | 51.861 | -8.1208
277065 | MV/LV Substation BU***065 |  | 10 kV | _ | LV | 630 kVA :Kiosk Substation | 0.63 | --> | 0.63 | 0 | 0 | Constrained, otherwise capacity available =426 kVA | --> | 0.598 | 0 | 0 | 0.5 | 0 |  | --> | C13 ex GRANGE (DR) | Grange (dr) [T41,T42] | GRANGE (DR) |  | 53.3994 | -6.1878
065037 | MV/LV Substation KY***037 |  | 10 kV | _ | LV | 630 kVA :Kiosk Substation | 0.63 | --> | 0.63 | 0 | 0 | Constrained, otherwise capacity available =504 kVA | --> | 0.598 | 0 | 0.043 | 0 | 0 | Constrained, otherwise capacity available =549 kW | --> | C19 ex LOUGHSHINNY | Loughshinny [T41,T42] | GLASMORE |  | 53.576 | -6.1055
244488X | MV/LV Substation BA***488X |  | 20 kV | _ | LV | 100 kVA :Pole Substation | 0.1 | --> | 0.1 | 0 | 0 | Constrained, otherwise capacity available =100 kVA | --> | 0.095 | 0 | 0 | 0 | 0 | Constrained, otherwise capacity available =95 kW | --> | E21 ex MILLTOWN (SR) | Milltown (sr) [T421,T422] | OUGHTRAGH |  | 52.1366 | -9.6921
254394 | MV/LV Substation TH***394 |  | 20 kV | _ | LV | 400 kVA :Kiosk Substation | 0.4 | --> | 0.4 | 0 | 0 | Constrained, otherwise capacity available =342 kVA | --> | 0.38 | 0 | 0.023 | 0 | 0 | Constrained, otherwise capacity available =355 kW | --> | C17 ex BALLYGAR | Ballygar [T41,T42] | ATHLONE |  | 53.489 | -8.5704
070231 | MV/LV Substation F.***231 |  | 10 kV | _ | LV | 50 kVA :Pole Substation | 0.05 | --> | 0.05 | 0.05 | 0.76 |  | --> | 0.048 | 0 | 0 | 0 | 0 | Constrained, otherwise capacity available =48 kW | --> | C11 ex RATHMORE | Rathmore [T42,T421] | KNOCKEARAGH |  | 52.0777 | -9.1883
0704305 | MV/LV Substation HI***4305 |  | 20 kV | _ | LV | 50 kVA :Pole Substation | 0.05 | --> | 0.05 | 0.05 | 2.24 |  | --> | 0.048 | 0 | 0 | 0.047 | 0 |  | --> | E11 ex CLOONBANNIN | Cloonbannin [T421] | GLENLARA |  | 52.0394 | -9.0838
082944Y | MV/LV Substation CI***944Y |  | 20 kV | _ | LV | 400 kVA :Kiosk Substation | 0.4 | --> | 0.4 | 0 | 0 | Constrained, otherwise capacity available =235 kVA | --> | 0.38 | 0 | 0.025 | 0 | 0 | Constrained, otherwise capacity available =338 kW | --> | E12 ex ACADEMY STREET | Academy Street [T421,T422,T44] | NAVAN |  | 53.6352 | -6.6458
127065Y | MV/LV Substation IN***065Y |  | 10 kV | _ | LV | 100 kVA :Pole Substation | 0.1 | --> | 0.1 | 0 | 0 | Constrained, otherwise capacity available =84 kVA | --> | 0.095 | 0 | 0 | 0 | 0 | Constrained, otherwise capacity available =93 kW | --> | C11 ex HOLYCROSS ROAD | Holycross Road [T41,T42] | THURLES |  | 52.6587 | -7.827
365410X | MV/LV Substation BR***410X |  | 10 kV | _ | LV | 200 kVA :Kiosk Substation | 0.2 | --> | 0.2 | 0 | 0 | Constrained, otherwise capacity available =132 kVA | --> | 0.19 | 0 | 0.013 | 0.171 | 0 |  | --> | C12 ex FORTUNESTOWN | Fortunestown [T101,T102] | INCHICORE 220KV |  | 53.2863 | -6.4137
366035 | MV/LV Substation CR***035 |  | 10 kV | _ | LV | 50 kVA :Pole Substation | 0.05 | --> | 0.05 | 0.05 | 1.47 |  | --> | 0.048 | 0 | 0 | 0.048 | 0 |  | --> | C15 ex SCREEB | Screeb [T41] | SCREEB |  | 53.3168 | -9.8308
132323 | MV/LV Substation BA***323 |  | 20 kV | _ | LV | 200 kVA :Pole Substation | 0.2 | --> | 0.2 | 0 | 0 | Constrained, otherwise capacity available =174 kVA | --> | 0.19 | 0 | 0 | 0 | 0 | Constrained, otherwise capacity available =186 kW | --> | E30 ex LOUGHREA | Loughrea [T41,T42] | SOMERSET |  | 53.2104 | -8.6359
064099 | MV/LV Substation BO***099 |  | 10 kV | _ | LV | 400 kVA :Building Structure | 0.4 | --> | 0.4 | 0 | 0 | Constrained, otherwise capacity available =276 kVA | --> | 0.38 | 0 | 0.014 | 0 | 0 | Constrained, otherwise capacity available =352 kW | --> | C11 ex DRYBRIDGE | Drybridge [T41,T42] | DRYBRIDGE |  | 53.7196 | -6.3705
039037 | MV/LV Substation BO***037 |  | 10 kV | _ | LV | 100 kVA :Pole Substation | 0.1 | --> | 0.1 | 0.039 | 11.03 |  | --> | 0.095 | 0 | 0.015 | 0.075 | 0 |  | --> | C33 ex SALTHILL | Salthill [T101,T102] | SALTHILL |  | 53.2664 | -9.1056
065486Z | MV/LV Substation SK***486Z |  | 10 kV | _ | LV | 630 kVA :Building Structure | 0.63 | --> | 0.63 | 0 | 0 | Constrained, otherwise capacity available =441 kVA | --> | 0.598 | 0 | 0 | 0.5 | 0 |  | --> | C25 ex STEPHENSTOWN | Stephenstown [T101,T102] | FINGLAS |  | 53.5812 | -6.135
039410 | MV/LV Substation LU***410 |  | 10 kV | _ | LV | 630 kVA :Kiosk Substation | 0.63 | --> | 0.63 | 0 | 0 | Constrained, otherwise capacity available =532 kVA | --> | 0.598 | 0 | 0 | 0.5 | 0 |  | --> | C24 ex GALWAY 110KV | Galway 110kv [T102,T103] | GALWAY 110KV |  | 53.2757 | -9.0035
014193 | MV/LV Substation BR***193 |  | 10 kV | _ | LV | 400 kVA :Kiosk Substation | 0.4 | --> | 0.4 | 0.371 | 0.63 |  | --> | 0.38 | 0 | 0 | 0 | 0 | Constrained, otherwise capacity available =376 kW | --> | C17 ex KILCULLEN | Kilcullen [T41,T42,T424] | STRATFORD |  | 53.1355 | -6.736
204978 | MV/LV Substation IN***978 |  | 20 kV | _ | LV | 100 kVA :Pole Substation | 0.1 | --> | 0.1 | 0.088 | 2.02 |  | --> | 0.095 | 0 | 0.004 | 0 | 0 | Constrained, otherwise capacity available =90 kW | --> | E17 ex BALLYMACARRY | Ballymacarry [T421] | TRILLICK |  | 55.0658 | -7.4678
046690 | MV/LV Substation RU***690 |  | 10 kV | _ | LV | 50 kVA :Pole Substation | 0.05 | --> | 0.05 | 0.036 | 5.78 |  | --> | 0.048 | 0 | 0 | 0.046 | 0 |  | --> | C14 ex OAKFIELD | Oakfield [T41,T42] | SLIGO |  | 54.2609 | -8.4836
235515 | MV/LV Substation FA***515 |  | 20 kV | _ | LV | 100 kVA :Pole Substation | 0.1 | --> | 0.1 | 0 | 0 | Constrained, otherwise capacity available =66 kVA | --> | 0.095 | 0 | 0.021 | 0 | 0 | Constrained, otherwise capacity available =75 kW | --> | E11 ex BEALNABLATH | Bealnablath [T421] | BANDON |  | 51.8428 | -8.82
008408Y | MV/LV Substation MA***408Y |  | 10 kV | _ | LV | 50 kVA :Pole Substation | 0.05 | --> | 0.05 | 0 | 0 | Constrained, otherwise capacity available =49 kVA | --> | 0.048 | 0 | 0 | 0 | 0 | Constrained, otherwise capacity available =47 kW | --> | E17 ex KNOCKMULLEN | Knockmullen [T42,T421] | GREAT ISLAND |  | 52.3997 | -6.9224
111793Z | MV/LV Substation SE***793Z |  | 20 kV | _ | LV | 200 kVA :Pole Substation | 0.2 | --> | 0.2 | 0 | 0 | Constrained, otherwise capacity available =197 kVA | --> | 0.19 | 0 | 0 | 0 | 0 | Constrained, otherwise capacity available =190 kW | --> | C11 ex BANTRY | Bantry [T41,T42] | BALLYLICKY |  | 51.6474 | -9.5735
149398 | MV/LV Substation NE***398 |  | 10 kV | _ | LV | 50 kVA :Pole Substation | 0.05 | --> | 0.05 | 0 | 0 | Constrained, otherwise capacity available =12 kVA | --> | 0.048 | 0 | 0 | 0 | 0 | Constrained, otherwise capacity available =42 kW | --> | C14 ex DONEGAL | Donegal [T41,T42] | CATHALEENS FALL |  | 54.6565 | -8.1131
014003 | MV/LV Substation MA***003 |  | 10 kV | _ | LV | 630 kVA :Kiosk Substation | 0.63 | --> | 0.63 | 0 | 0 | Constrained, otherwise capacity available =251 kVA | --> | 0.598 | 0 | 0.033 | 0 | 0 | Constrained, otherwise capacity available =520 kW | --> | C12 ex MORRISTOWN | Morristown [T41,T42] | NEWBRIDGE |  | 53.1817 | -6.7984
005257 | MV/LV Substation BA***257 |  | 20 kV | _ | LV | 50 kVA :Pole Substation | 0.05 | --> | 0.05 | 0.032 | 17.8 |  | --> | 0.048 | 0 | 0 | 0.045 | 0 |  | --> | E22 ex BANOGE | Banoge [T121,T122] | BANOGE |  | 52.6367 | -6.3193
007722 | MV/LV Substation CO***722 |  | 20 kV | _ | LV | 50 kVA :Pole Substation | 0.05 | --> | 0.05 | 0.034 | 16.12 |  | --> | 0.048 | 0 | 0 | 0.045 | 0 |  | --> | E17 ex WEXFORD | Wexford [T121,T122] | WEXFORD |  | 52.3213 | -6.6485
029404Y | MV/LV Substation NO***404Y |  | 10 kV | _ | LV | 400 kVA :Building Structure | 0.4 | --> | 0.4 | 0 | 0 | Constrained, otherwise capacity available =355 kVA | --> | 0.38 | 0 | 0.016 | 0.362 | 0 |  | --> | C22 ex MIDLETON | Midleton [T101,T102] | MIDLETON |  | 51.9218 | -8.1886
062919Y | MV/LV Substation BA***919Y |  | 20 kV | _ | LV | 50 kVA :Pole Substation | 0.05 | --> | 0.05 | 0.05 | 4.25 |  | --> | 0.048 | 0 | 0 | 0 | 0 | Constrained, otherwise capacity available =48 kW | --> | E15 ex JENKINSTOWN | Jenkinstown [T421,T422] | DUNDALK |  | 54.0402 | -6.376
068826 | MV/LV Substation BA***826 |  | 10 kV | _ | LV | 400 kVA :Kiosk Substation | 0.4 | --> | 0.4 | 0 | 0 | Constrained, otherwise capacity available =353 kVA | --> | 0.38 | 0 | 0.012 | 0.365 | 0 |  | --> | C13 ex GLASNEVIN | Glasnevin [T41] | FINGLAS |  | 53.3798 | -6.2718
056022 | MV/LV Substation GL***022 |  | 10 kV | _ | LV | 400 kVA :Building Structure | 0.4 | --> | 0.4 | 0.262 | 0.89 |  | --> | 0.38 | 0 | 0.008 | 0 | 0 | Constrained, otherwise capacity available =356 kW | --> | C19 ex BIRR | Birr [T41,T422] | DALLOW |  | 53.0988 | -7.9083
1584150 | MV/LV Substation CA***4150 |  | 10 kV | _ | LV | 50 kVA :Pole Substation | 0.05 | --> | 0.05 | 0 | 0 | Constrained, otherwise capacity available =50 kVA | --> | 0.048 | 0 | 0 | 0 | 0 | Constrained, otherwise capacity available =48 kW | --> | C22 ex ENNISTYMON | Ennistymon [T41,T42] | ENNIS |  | 52.9522 | -9.2766
071099 | MV/LV Substation BA***099 |  | 10 kV | _ | LV | 400 kVA :Kiosk Substation | 0.4 | --> | 0.4 | 0.302 | 5.58 |  | --> | 0.38 | 0 | 0.024 | 0.349 | 0 |  | --> | C12 ex KILCOOLE | Kilcoole [T41,T42] | FASSAROE |  | 53.1124 | -6.0633
0824400 | MV/LV Substation FR***4400 |  | 20 kV | _ | LV | 200 kVA :Pole Substation | 0.2 | --> | 0.2 | 0 | 0 | Constrained, otherwise capacity available =193 kVA | --> | 0.19 | 0 | 0 | 0 | 0 | Constrained, otherwise capacity available =189 kW | --> | E16 ex ACADEMY STREET | Academy Street [T421,T422,T44] | NAVAN |  | 53.626 | -6.7146
244227 | MV/LV Substation CA***227 |  | 20 kV | _ | LV | 100 kVA :Pole Substation | 0.1 | --> | 0.1 | 0 | 0 | Constrained, otherwise capacity available =98 kVA | --> | 0.095 | 0 | 0 | 0 | 0 | Constrained, otherwise capacity available =95 kW | --> | E11 ex MILLTOWN (SR) | Milltown (sr) [T421,T422] | OUGHTRAGH |  | 52.1661 | -9.7062
293108Z | MV/LV Substation PO***108Z |  | 20 kV | _ | LV | 50 kVA :Pole Substation | 0.05 | --> | 0.05 | 0 | 0 | Constrained, otherwise capacity available =32 kVA | --> | 0.048 | 0 | 0.005 | 0 | 0 | Constrained, otherwise capacity available =41 kW | --> | E13 ex SHILLELAGH | Shillelagh [T421,T422] | CARLOW |  | 52.7988 | -6.468
0664468 | MV/LV Substation CA***4468 |  | 20 kV | _ | LV | 630 kVA :Kiosk Substation | 0.63 | --> | 0.63 | 0 | 0 | Constrained, otherwise capacity available =628 kVA | --> | 0.598 | 0 | 0.042 | 0 | 0 | Constrained, otherwise capacity available =567 kW | --> | E11 ex GLASMORE | Glasmore [T421,T422] | GLASMORE |  | 53.4857 | -6.136
111213Z | MV/LV Substation BA***213Z |  | 20 kV | _ | LV | 200 kVA :Kiosk Substation | 0.2 | --> | 0.2 | 0 | 0 | Constrained, otherwise capacity available =176 kVA | --> | 0.19 | 0 | 0 | 0 | 0 | Constrained, otherwise capacity available =187 kW | --> | E11 ex BALLYDEHOB | Ballydehob [T421] | DUNMANWAY |  | 51.5285 | -9.5412
152835 | MV/LV Substation MO***835 |  | 20 kV | _ | LV | 50 kVA :Pole Substation | 0.05 | --> | 0.05 | 0 | 0 | Constrained, otherwise capacity available =39 kVA | --> | 0.048 | 0 | 0.005 | 0 | 0 | Constrained, otherwise capacity available =42 kW | --> | E33 ex CAPPAMORE | Cappamore [T41,T42] | ARDNACRUSHA |  | 52.5566 | -8.347
050547X | MV/LV Substation PO***547X |  | 20 kV | _ | LV | 50 kVA :Pole Substation | 0.05 | --> | 0.05 | 0 | 0 | Constrained, otherwise capacity available =30 kVA | --> | 0.048 | 0 | 0.012 | 0 | 0 | Constrained, otherwise capacity available =36 kW | --> | C22 ex ATHLONE | Athlone [T41,T42] | ATHLONE |  | 53.4823 | -8.1052
025019 | MV/LV Substation CH***019 |  | 20 kV | _ | LV | 200 kVA :Pole Substation | 0.2 | --> | 0.2 | 0.155 | 2.96 |  | --> | 0.19 | 0 | 0.001 | 0 | 0 | Constrained, otherwise capacity available =183 kW | --> | E11 ex CHARLEVILLE | Charleville [T421,T422] | CHARLEVILLE |  | 52.4225 | -8.6604
058433Y | MV/LV Substation PA***433Y |  | 10 kV | _ | LV | 200 kVA :Kiosk Substation | 0.2 | --> | 0.2 | 0.166 | 3 |  | --> | 0.19 | 0 | 0.01 | 0 | 0 | Constrained, otherwise capacity available =178 kW | --> | C21 ex NENAGH | Nenagh [T41,T42] | NENAGH |  | 52.8808 | -8.294
009804 | MV/LV Substation PO***804 |  | 10 kV | _ | LV | 400 kVA :Kiosk Substation | 0.4 | --> | 0.4 | 0.304 | 0.53 |  | --> | 0.38 | 0 | 0.044 | 0 | 0 | Constrained, otherwise capacity available =334 kW | --> | C11 ex MANOR STREET | Manor Street [T41,T42] | WATERFORD |  | 52.2465 | -7.0717
068392X | MV/LV Substation QU***392X |  | 10 kV | _ | LV | 630 kVA :Building Structure | 0.63 | --> | 0.63 | 0.5 | 2.6 |  | --> | 0.598 | 0 | 0 | 0.5 | 0 |  | --> | C28 ex WOLFE TONE STREET | Wolfe Tone Street [T101,T102] | FINGLAS |  | 53.3467 | -6.2653
046150X | MV/LV Substation QU***150X |  | 10 kV | _ | LV | 200 kVA :Kiosk Substation | 0.2 | --> | 0.2 | 0.185 | 4.13 |  | --> | 0.19 | 0 | 0 | 0.188 | 0 |  | --> | C13 ex AGHAGAD | Aghagad [T41,T42] | SLIGO |  | 54.4678 | -8.452
365881X | MV/LV Substation AR***881X |  | 10 kV | _ | LV | 400 kVA :Kiosk Substation | 0.4 | --> | 0.4 | 0 | 0 | Constrained, otherwise capacity available =200 kVA | --> | 0.38 | 0 | 0.033 | 0.327 | 0 |  | --> | C12 ex FORTUNESTOWN | Fortunestown [T101,T102] | INCHICORE 220KV |  | 53.2874 | -6.4172
0744204 | MV/LV Substation LE***4204 |  | 20 kV | _ | LV | 400 kVA :Building Structure | 0.4 | --> | 0.4 | 0.398 | 8.5 |  | --> | 0.38 | 0 | 0 | 0 | 0 | Constrained, otherwise capacity available =380 kW | --> | E14 ex ARIGNA | Arigna [T121] | ARIGNA |  | 54.0515 | -8.0398
007512Y | MV/LV Substation NE***512Y |  | 10 kV | _ | LV | 200 kVA :Kiosk Substation | 0.2 | --> | 0.2 | 0.172 | 0.9 |  | --> | 0.19 | 0 | 0.005 | 0 | 0 | Constrained, otherwise capacity available =182 kW | --> | C15 ex CLONARD | Clonard [T41,T42] | WEXFORD |  | 52.3412 | -6.486
152017 | MV/LV Substation CA***017 |  | 10 kV | _ | LV | 200 kVA :Kiosk Substation | 0.2 | --> | 0.2 | 0 | 0 | Constrained, otherwise capacity available =138 kVA | --> | 0.19 | 0 | 0 | 0 | 0 | Constrained, otherwise capacity available =181 kW | --> | C12 ex CAPPAMORE | Cappamore [T41,T42] | ARDNACRUSHA |  | 52.6128 | -8.339
003758X | MV/LV Substation TH***758X |  | 10 kV | _ | LV | 200 kVA :Building Structure | 0.2 | --> | 0.2 | 0.165 | 11.58 |  | --> | 0.19 | 0 | 0 | 0 | 0 | Constrained, otherwise capacity available =185 kW | --> | C22 ex BALLYBEG | Ballybeg [T101,T102] | CARRICKMINES |  | 52.9776 | -6.0354
256067X | MV/LV Substation PA***067X |  | 10 kV | _ | LV | 400 kVA :Kiosk Substation | 0.4 | --> | 0.4 | 0.351 | 1.28 |  | --> | 0.38 | 0 | 0.005 | 0 | 0 | Constrained, otherwise capacity available =370 kW | --> | C17 ex CASTLEREA | Castlerea [T41,T42] | CARRICK ON SHANNON |  | 53.7648 | -8.4905
495698 | MV/LV Substation AC***698 |  | 20 kV | _ | LV | 400 kVA :Kiosk Substation | 0.4 | --> | 0.4 | 0.292 | 1.5 |  | --> | 0.38 | 0 | 0.049 | 0.329 | 0 |  | --> | E17 ex ACHILL | Achill [T422] | CARROWBEG |  | 53.9317 | -9.9237
154067Y | MV/LV Substation MA***067Y |  | 10 kV | _ | LV | 400 kVA :Kiosk Substation | 0.4 | --> | 0.4 | 0 | 0 | Constrained, otherwise capacity available =278 kVA | --> | 0.38 | 0 | 0.008 | 0 | 0 | Constrained, otherwise capacity available =357 kW | --> | C21 ex MONEYCOOLEY | Moneycooley [T41,T42,T44] | GRIFFINRATH |  | 53.3819 | -6.5859
160006 | MV/LV Substation BR***006 |  | 10 kV | _ | LV | 200 kVA :Kiosk Substation | 0.2 | --> | 0.2 | 0 | 0 | Constrained, otherwise capacity available =72 kVA | --> | 0.19 | 0 | 0.01 | 0 | 0 | Constrained, otherwise capacity available =164 kW | --> | C15 ex MOUNTMELLICK | Mountmellick [T41,T42] | PORTLAOISE |  | 53.1155 | -7.3213
2544108 | MV/LV Substation ME***4108 |  | 20 kV | _ | LV | 100 kVA :Pole Substation | 0.1 | --> | 0.1 | 0 | 0 | Constrained, otherwise capacity available =68 kVA | --> | 0.095 | 0 | 0 | 0 | 0 | Constrained, otherwise capacity available =90 kW | --> | C23 ex TUAM NORTH | Tuam North [T41,T42] | CLOON |  | 53.6177 | -8.9154
059730Y | MV/LV Substation MU***730Y |  | 10 kV | _ | LV | 630 kVA :Kiosk Substation | 0.63 | --> | 0.63 | 0 | 0 | Constrained, otherwise capacity available =595 kVA | --> | 0.598 | 0 | 0 | 0 | 0 | Constrained, otherwise capacity available =594 kW | --> | C15 ex DERRYCRAMPH | Derrycramph [T41,T42] | SHANKILL |  | 53.9895 | -7.3594
014031 | MV/LV Substation DU***031 |  | 20 kV | _ | LV | 200 kVA :Pole Substation | 0.2 | --> | 0.2 | 0.09 | 0.63 |  | --> | 0.19 | 0 | 0.017 | 0 | 0 | Constrained, otherwise capacity available =162 kW | --> | E11 ex KILCULLEN | Kilcullen [T41,T42,T424] | STRATFORD |  | 53.0581 | -6.7037
151553X | MV/LV Substation HO***553X |  | 10 kV | _ | LV | 50 kVA :Pole Substation | 0.05 | --> | 0.05 | 0 | 0 | Constrained, otherwise capacity available =45 kVA | --> | 0.048 | 0 | 0 | 0.047 | 0 |  | --> | C12 ex BRUFF | Bruff [T42,T421] | LIMERICK |  | 52.4776 | -8.4358
154089Z | MV/LV Substation NO***089Z |  | 10 kV | _ | LV | 400 kVA :Building Structure | 0.4 | --> | 0.4 | 0 | 0 | Constrained, otherwise capacity available =243 kVA | --> | 0.38 | 0 | 0 | 0 | 0 | Constrained, otherwise capacity available =358 kW | --> | C25 ex BALLYCOOLIN | Ballycoolin [T41,T42,T43] | FINGLAS |  | 53.4074 | -6.3465
153008 | MV/LV Substation WO***008 |  | 20 kV | _ | LV | 100 kVA :Pole Substation | 0.1 | --> | 0.1 | 0 | 0 | Constrained, otherwise capacity available =97 kVA | --> | 0.095 | 0 | 0 | 0 | 0 | Constrained, otherwise capacity available =95 kW | --> | E12 ex BIRDHILL | Birdhill [T421,T422] | ARDNACRUSHA |  | 52.8089 | -8.4818
156040 | MV/LV Substation SW***040 |  | 10 kV | _ | LV | 400 kVA :Building Structure | 0.4 | --> | 0.4 | 0.349 | 2.47 |  | --> | 0.38 | 0 | 0 | 0 | 0 | Constrained, otherwise capacity available =373 kW | --> | E21 ex TELAYDON | Telaydon [T42,T421] | LISDRUM |  | 54.2512 | -6.969
054431Y | MV/LV Substation LI***431Y |  | 20 kV | _ | LV | 400 kVA :Building Structure | 0.4 | --> | 0.4 | 0 | 0 | Constrained, otherwise capacity available =299 kVA | --> | 0.38 | 0 | 0.011 | 0 | 0 | Constrained, otherwise capacity available =358 kW | --> | E12 ex PORTLAOISE | Portlaoise [T423,T424] | PORTLAOISE |  | 53.0217 | -7.2973
017015Z | MV/LV Substation GL***015Z |  | 10 kV | _ | LV | 400 kVA :Kiosk Substation | 0.4 | --> | 0.4 | 0.346 | 1.05 |  | --> | 0.38 | 0 | 0.005 | 0 | 0 | Constrained, otherwise capacity available =369 kW | --> | C15 ex NEWCASTLEWEST | Newcastlewest [T41,T42] | RATHKEALE |  | 52.4423 | -9.0618
093596Z | MV/LV Substation SU***596Z |  | 10 kV | _ | LV | 400 kVA :Kiosk Substation | 0.4 | --> | 0.4 | 0.363 | 12.96 |  | --> | 0.38 | 0 | 0 | 0.375 | 0 |  | --> | C26 ex ARTANE | Artane [T101,T102] | FINGLAS |  | 53.3811 | -6.2084
2814350 | MV/LV Substation RA***4350 |  | 10 kV | _ | LV | 50 kVA :Pole Substation | 0.05 | --> | 0.05 | 0 | 0 | Constrained, otherwise capacity available =47 kVA | --> | 0.048 | 0 | 0 | 0 | 0 | Constrained, otherwise capacity available =47 kW | --> | C11 ex CARRIGALINE | Carrigaline [T41,T42] | BARNAHELY |  | 51.8323 | -8.3703
365794X | MV/LV Substation BR***794X |  | 10 kV | _ | LV | 400 kVA :Building Structure | 0.4 | --> | 0.4 | 0 | 0 | Constrained, otherwise capacity available =346 kVA | --> | 0.38 | 0 | 0.015 | 0.361 | 0 |  | --> | C19 ex BELGARD | Belgard [T41,T42] | COOKSTOWN |  | 53.2976 | -6.3632
009922X | MV/LV Substation MC***922X |  | 10 kV | _ | LV | 400 kVA :Building Structure | 0.4 | --> | 0.4 | 0.19 | 0.53 |  | --> | 0.38 | 0 | 0.02 | 0 | 0 | Constrained, otherwise capacity available =336 kW | --> | C20 ex MANOR STREET | Manor Street [T41,T42] | WATERFORD |  | 52.2491 | -7.121
365308 | MV/LV Substation PD***308 |  | 10 kV | _ | LV | 400 kVA :Building Structure | 0.4 | --> | 0.4 | 0 | 0 | Constrained, otherwise capacity available =297 kVA | --> | 0.38 | 0 | 0 | 0.366 | 0 |  | --> | C12 ex SAGGART | Saggart [T41,T42] | GRANGE CASTLE |  | 53.2444 | -6.5363
012584 | MV/LV Substation CL***584 |  | 10 kV | _ | LV | 50 kVA :Pole Substation | 0.05 | --> | 0.05 | 0.043 | 1.99 |  | --> | 0.048 | 0 | 0 | 0 | 0 | Constrained, otherwise capacity available =47 kW | --> | C20 ex GRAIGUE | Graigue [T41,T42] | CARLOW |  | 52.8506 | -7.0181
068710X | MV/LV Substation RI***710X |  | 10 kV | _ | LV | 630 kVA :Building Structure | 0.63 | --> | 0.63 | 0.5 | 1.86 |  | --> | 0.598 | 0 | 0 | 0.5 | 0 |  | --> | C16 ex FAIRVIEW | Fairview [T41] | MCDERMOTT |  | 53.3637 | -6.2448
067006 | MV/LV Substation DO***006 |  | 10 kV | _ | LV | 630 kVA :Building Structure | 0.63 | --> | 0.63 | 0 | 0 | Constrained, otherwise capacity available =570 kVA | --> | 0.598 | 0 | 0 | 0.5 | 0 |  | --> | C17 ex BALLINACURRA | Ballinacurra [T41,T42] | LIMERICK |  | 52.6577 | -8.6421
053005 | MV/LV Substation DA***005 |  | 20 kV | _ | LV | 200 kVA :Pole Substation | 0.2 | --> | 0.2 | 0 | 0 | Constrained, otherwise capacity available =77 kVA | --> | 0.19 | 0 | 0.005 | 0.169 | 0 |  | --> | E20 ex CLONMINCH | Clonminch [T41,T422] | THORNSBERRY |  | 53.2941 | -7.2942
2444164 | MV/LV Substation HO***4164 |  | 20 kV | _ | LV | 100 kVA :Pole Substation | 0.1 | --> | 0.1 | 0 | 0 | Constrained, otherwise capacity available =100 kVA | --> | 0.095 | 0 | 0 | 0 | 0 | Constrained, otherwise capacity available =95 kW | --> | E12 ex MILLTOWN (SR) | Milltown (sr) [T421,T422] | OUGHTRAGH |  | 52.0984 | -9.8288
005590X | MV/LV Substation GL***590X |  | 20 kV | _ | LV | 100 kVA :Pole Substation | 0.1 | --> | 0.1 | 0.09 | 17.8 |  | --> | 0.095 | 0 | 0 | 0.094 | 0 |  | --> | E13 ex BANOGE | Banoge [T121,T122] | BANOGE |  | 52.6171 | -6.2272
108437 | MV/LV Substation KI***437 |  | 20 kV | _ | LV | 50 kVA :Pole Substation | 0.05 | --> | 0.05 | 0.043 | 1.57 |  | --> | 0.048 | 0 | 0 | 0 | 0 | Constrained, otherwise capacity available =47 kW | --> | C17 ex BALLYSHANNON | Ballyshannon [T41,T42] | CATHALEENS FALL |  | 54.5297 | -8.1327
111987 | MV/LV Substation RE***987 |  | 10 kV | _ | LV | 200 kVA :Pole Substation | 0.2 | --> | 0.2 | 0.181 | 3.48 |  | --> | 0.19 | 0 | 0 | 0 | 0 | Constrained, otherwise capacity available =187 kW | --> | E17 ex GLENGARRIFF | Glengarriff [T421] | BALLYLICKY |  | 51.7533 | -9.5368
065481Z | MV/LV Substation CA***481Z |  | 10 kV | _ | LV | 400 kVA :Kiosk Substation | 0.4 | --> | 0.4 | 0 | 0 | Constrained, otherwise capacity available =210 kVA | --> | 0.38 | 0 | 0.132 | 0.256 | 0 |  | --> | C24 ex STEPHENSTOWN | Stephenstown [T101,T102] | FINGLAS |  | 53.6004 | -6.1778
160412 | MV/LV Substation WA***412 |  | 10 kV | _ | LV | 100 kVA :Pole Substation | 0.1 | --> | 0.1 | 0 | 0 | Constrained, otherwise capacity available =74 kVA | --> | 0.095 | 0 | 0.005 | 0 | 0 | Constrained, otherwise capacity available =88 kW | --> | C11 ex PORTARLINGTON | Portarlington [T41,T42] | PORTLAOISE |  | 53.2334 | -7.2215
249411X | MV/LV Substation BA***411X |  | 10 kV | _ | LV | 50 kVA :Pole Substation | 0.05 | --> | 0.05 | 0 | 0 | Constrained, otherwise capacity available =1 kVA | --> | 0.048 | 0 | 0.011 | 0 | 0 | Constrained, otherwise capacity available =32 kW | --> | C19 ex LISMORE | Lismore [T41,T42] | DUNGARVAN |  | 52.1328 | -7.9205
117278 | MV/LV Substation CL***278 |  | 20 kV | _ | LV | 100 kVA :Pole Substation | 0.1 | --> | 0.1 | 0.06 | 0.32 |  | --> | 0.095 | 0 | 0 | 0 | 0 | Constrained, otherwise capacity available =89 kW | --> | C18 ex BALLYMOTE | Ballymote [T41] | SLIGO |  | 54.1538 | -8.4853
009392Y | MV/LV Substation DE***392Y |  | 10 kV | _ | LV | 630 kVA :Kiosk Substation | 0.63 | --> | 0.63 | 0.5 | 0.53 | Constrained, otherwise capacity available =610 kVA | --> | 0.598 | 0 | 0 | 0 | 0 | Constrained, otherwise capacity available =596 kW | --> | C11 ex MANOR STREET | Manor Street [T41,T42] | WATERFORD |  | 52.2529 | -7.1129
039295 | MV/LV Substation GL***295 |  | 10 kV | _ | LV | 630 kVA :Kiosk Substation | 0.63 | --> | 0.63 | 0 | 0 | Constrained, otherwise capacity available =547 kVA | --> | 0.598 | 0 | 0.018 | 0.5 | 0 |  | --> | C28 ex GALWAY 110KV | Galway 110kv [T102,T103] | GALWAY 110KV |  | 53.2916 | -9.0218
156955X | MV/LV Substation MO***955X |  | 10 kV | _ | LV | 50 kVA :Pole Substation | 0.05 | --> | 0.05 | 0 | 0 | Constrained, otherwise capacity available =46 kVA | --> | 0.048 | 0 | 0 | 0 | 0 | Constrained, otherwise capacity available =47 kW | --> | C15 ex DRUMBEAR | Drumbear [T41,T42] | LISDRUM |  | 54.2281 | -6.9147
008053 | MV/LV Substation BO***053 |  | 10 kV | _ | LV | 630 kVA :Kiosk Substation | 0.63 | --> | 0.63 | 0 | 0 | Constrained, otherwise capacity available =541 kVA | --> | 0.598 | 0 | 0 | 0 | 0 | Constrained, otherwise capacity available =588 kW | --> | C14 ex KNOCKMULLEN | Knockmullen [T42,T421] | GREAT ISLAND |  | 52.3972 | -6.9337
075437 | MV/LV Substation TI***437 |  | 20 kV | _ | LV | 50 kVA :Pole Substation | 0.05 | --> | 0.05 | 0.033 | 0.58 |  | --> | 0.048 | 0 | 0.021 | 0 | 0 | Constrained, otherwise capacity available =30 kW | --> | E11 ex FERNS | Ferns [T421] | CRANE |  | 52.6166 | -6.5159
081417X | MV/LV Substation SH***417X |  | 10 kV | _ | LV | 400 kVA :Kiosk Substation | 0.4 | --> | 0.4 | 0 | 0 | Constrained, otherwise capacity available =280 kVA | --> | 0.38 | 0 | 0.012 | 0.354 | 0 |  | --> | C13 ex LIFFEY VALLEY | Liffey Valley [T41,T42] | INCHICORE 220KV |  | 53.3514 | -6.4022
152141 | MV/LV Substation VO***141 |  | 10 kV | _ | LV | 100 kVA :Pole Substation | 0.1 | --> | 0.1 | 0 | 0 | Constrained, otherwise capacity available =49 kVA | --> | 0.095 | 0 | 0.021 | 0 | 0 | Constrained, otherwise capacity available =72 kW | --> | C12 ex CAPPAMORE | Cappamore [T41,T42] | ARDNACRUSHA |  | 52.6128 | -8.3482
305509 | MV/LV Substation SH***509 |  | 10 kV | _ | LV | 100 kVA :Pole Substation | 0.1 | --> | 0.1 | 0.082 | 4.61 |  | --> | 0.095 | 0 | 0 | 0 | 0 | Constrained, otherwise capacity available =92 kW | --> | E11 ex LUMCLOON | Lumcloon [T421,T422] | DALLOW |  | 53.2205 | -7.9559
1094043 | MV/LV Substation SM***4043 |  | 10 kV | _ | LV | 630 kVA :Kiosk Substation | 0.63 | --> | 0.63 | 0.381 | 0.38 | Constrained, otherwise capacity available =585 kVA | --> | 0.598 | 0 | 0 | 0.5 | 0 |  | --> | C20 ex RINEANNA | Rineanna [T41,T42] | DRUMLINE |  | 52.7156 | -8.8726
046003 | MV/LV Substation PE***003 |  | 10 kV | _ | LV | 630 kVA :Kiosk Substation | 0.63 | --> | 0.63 | 0 | 0 | Constrained, otherwise capacity available =407 kVA | --> | 0.598 | 0 | 0.011 | 0.5 | 0 |  | --> | C11 ex CRANMORE | Cranmore [T41,T42] | SLIGO |  | 54.2689 | -8.471
009107 | MV/LV Substation PE***107 |  | 10 kV | _ | LV | 630 kVA :Kiosk Substation | 0.63 | --> | 0.63 | 0.438 | 0.53 |  | --> | 0.598 | 0 | 0.02 | 0 | 0 | Constrained, otherwise capacity available =557 kW | --> | C11 ex MANOR STREET | Manor Street [T41,T42] | WATERFORD |  | 52.2478 | -7.1124
2354023 | MV/LV Substation CL***4023 |  | 20 kV | _ | LV | 50 kVA :Pole Substation | 0.05 | --> | 0.05 | 0 | 0 | Constrained, otherwise capacity available =50 kVA | --> | 0.048 | 0 | 0 | 0 | 0 | Constrained, otherwise capacity available =48 kW | --> | E18 ex BEALNABLATH | Bealnablath [T421] | BANDON |  | 51.8422 | -8.8603
021730X | MV/LV Substation HA***730X |  | 10 kV | _ | LV | 400 kVA :Kiosk Substation | 0.4 | --> | 0.4 | 0 | 0 | Constrained, otherwise capacity available =286 kVA | --> | 0.38 | 0 | 0.055 | 0.323 | 0 |  | --> | C12 ex RIVERSTOWN | Riverstown [T41,T42] | KILBARRY |  | 51.9339 | -8.3946
1544371 | MV/LV Substation CH***4371 |  | 10 kV | _ | LV | 630 kVA :Kiosk Substation | 0.63 | --> | 0.63 | 0 | 0 | Constrained, otherwise capacity available =611 kVA | --> | 0.598 | 0 | 0 | 0.5 | 0 |  | --> | C43 ex COLLEGE PARK | College Park [T101,T102,T103] | COLLEGE PARK |  | 53.4121 | -6.3936
033011Y | MV/LV Substation BA***011Y |  | 10 kV | _ | LV | 50 kVA :Pole Substation | 0.05 | --> | 0.05 | 0 | 0 | Constrained, otherwise capacity available =37 kVA | --> | 0.048 | 0 | 0.02 | 0 | 0 | Constrained, otherwise capacity available =31 kW | --> | C11 ex DEERPARK | Deerpark [T41,T42] | BALLYDINE |  | 52.3102 | -7.3892
007173X | MV/LV Substation AR***173X |  | 10 kV | _ | LV | 400 kVA :Kiosk Substation | 0.4 | --> | 0.4 | 0.143 | 0.14 | Constrained, otherwise capacity available =344 kVA | --> | 0.38 | 0 | 0.064 | 0 | 0 | Constrained, otherwise capacity available =325 kW | --> | C16 ex CARRIGLAWN | Carriglawn [T41,T42] | WEXFORD |  | 52.3448 | -6.5003
156764Y | MV/LV Substation TH***764Y |  | 10 kV | _ | LV | 200 kVA :Kiosk Substation | 0.2 | --> | 0.2 | 0.158 | 2.47 |  | --> | 0.19 | 0 | 0 | 0 | 0 | Constrained, otherwise capacity available =184 kW | --> | C18 ex TELAYDON | Telaydon [T42,T421] | LISDRUM |  | 54.2511 | -6.974
207541 | MV/LV Substation BO***541 |  | 10 kV | _ | LV | 200 kVA :Pole Substation | 0.2 | --> | 0.2 | 0.194 | 3.38 |  | --> | 0.19 | 0 | 0 | 0 | 0 | Constrained, otherwise capacity available =189 kW | --> | C19 ex GLENGOOLE | Glengoole [T41] | THURLES |  | 52.6171 | -7.5666
125163Y | MV/LV Substation SC***163Y |  | 20 kV | _ | LV | 50 kVA :Pole Substation | 0.05 | --> | 0.05 | 0 | 0 | Constrained, otherwise capacity available =47 kVA | --> | 0.048 | 0 | 0 | 0 | 0 | Constrained, otherwise capacity available =47 kW | --> | C15 ex CLOONLOUGH | Cloonlough [T41,T42] | BARRYMORE |  | 52.2415 | -8.4216
006705 | MV/LV Substation FA***705 |  | 10 kV | _ | LV | 630 kVA :Kiosk Substation | 0.63 | --> | 0.63 | 0.5 | 4.38 |  | --> | 0.598 | 0 | 0 | 0.5 | 0 |  | --> | E11 ex CRANE | Crane [T122] | CRANE |  | 52.5218 | -6.5541
154434 | MV/LV Substation VI***434 |  | 10 kV | _ | LV | 200 kVA :Kiosk Substation | 0.2 | --> | 0.2 | 0 | 0 | Constrained, otherwise capacity available =135 kVA | --> | 0.19 | 0 | 0.007 | 0 | 0 | Constrained, otherwise capacity available =176 kW | --> | C14 ex COOLMINE | Coolmine [T41,T42] | FINGLAS |  | 53.3812 | -6.4102
065057 | MV/LV Substation WA***057 |  | 10 kV | _ | LV | 50 kVA :Pole Substation | 0.05 | --> | 0.05 | 0 | 0 | Constrained, otherwise capacity available =41 kVA | --> | 0.048 | 0 | 0 | 0 | 0 | Constrained, otherwise capacity available =46 kW | --> | E15 ex BATTER LANE TEMPORARY | Batter Lane Temporary 38kv [T421] | GLASMORE |  | 53.5156 | -6.1246
065412 | MV/LV Substation CL***412 |  | 20 kV | _ | LV | 50 kVA :Pole Substation | 0.05 | --> | 0.05 | 0 | 0 | Constrained, otherwise capacity available =38 kVA | --> | 0.048 | 0 | 0.005 | 0.042 | 0 |  | --> | C26 ex STEPHENSTOWN | Stephenstown [T101,T102] | FINGLAS |  | 53.6045 | -6.2084
055448Y | MV/LV Substation TU***448Y |  | 10 kV | _ | LV | 630 kVA :Kiosk Substation | 0.63 | --> | 0.63 | 0 | 0 | Constrained, otherwise capacity available =519 kVA | --> | 0.598 | 0 | 0.006 | 0 | 0 | Constrained, otherwise capacity available =579 kW | --> | C17 ex ROSCREA | Roscrea [T41,T42] | IKERRIN |  | 52.9473 | -7.7906
064188Z | MV/LV Substation LE***188Z |  | 10 kV | _ | LV | 400 kVA :Building Structure | 0.4 | --> | 0.4 | 0 | 0 | Constrained, otherwise capacity available =372 kVA | --> | 0.38 | 0 | 0 | 0 | 0 | Constrained, otherwise capacity available =376 kW | --> | C17 ex RATHMULLAN | Rathmullan [T41,T42] | DRYBRIDGE |  | 53.7141 | -6.3746
021264 | MV/LV Substation CA***264 |  | 10 kV | _ | LV | 400 kVA :Kiosk Substation | 0.4 | --> | 0.4 | 0 | 0 | Constrained, otherwise capacity available =301 kVA | --> | 0.38 | 0 | 0 | 0.366 | 0 |  | --> | C15 ex MAYFIELD | Mayfield [T41,T42] | KILBARRY |  | 51.9221 | -8.3999
037101Y | MV/LV Substation BA***101Y |  | 10 kV | _ | LV | 400 kVA :Kiosk Substation | 0.4 | --> | 0.4 | 0 | 0 | Constrained, otherwise capacity available =339 kVA | --> | 0.38 | 0 | 0 | 0 | 0 | Constrained, otherwise capacity available =372 kW | --> | C20 ex CAHIRCALLA | Cahircalla [T41,T42] | ENNIS |  | 52.829 | -8.9805
0114544 | MV/LV Substation PR***4544 |  | 10 kV | _ | LV | 630 kVA :Building Structure | 0.63 | --> | 0.63 | 0.471 | 2.8 |  | --> | 0.598 | 0 | 0.005 | 0 | 0 | Constrained, otherwise capacity available =573 kW | --> | C13 ex PURCELLS INCH | Purcells Inch [T41,T42] | KILKENNY |  | 52.6382 | -7.2487
365097 | MV/LV Substation BL***097 |  | 10 kV | _ | LV | 630 kVA :Kiosk Substation | 0.63 | --> | 0.63 | 0 | 0 | Constrained, otherwise capacity available =514 kVA | --> | 0.598 | 0 | 0.007 | 0.5 | 0 |  | --> | C12 ex SAGGART | Saggart [T41,T42] | GRANGE CASTLE |  | 53.2777 | -6.4768
1094055 | MV/LV Substation RA***4055 |  | 10 kV | _ | LV | 630 kVA :Kiosk Substation | 0.63 | --> | 0.63 | 0.381 | 0.38 | Constrained, otherwise capacity available =630 kVA | --> | 0.598 | 0 | 0 | 0.5 | 0 |  | --> | C20 ex RINEANNA | Rineanna [T41,T42] | DRUMLINE |  | 52.7144 | -8.8726
013835Y | MV/LV Substation DU***835Y |  | 10 kV | _ | LV | 200 kVA :Kiosk Substation | 0.2 | --> | 0.2 | 0.121 | 0.12 | Constrained, otherwise capacity available =129 kVA | --> | 0.19 | 0 | 0.007 | 0.175 | 0 |  | --> | C23 ex ATHY | Athy [T101,T102] | ATHY |  | 52.985 | -6.9867
005698X | MV/LV Substation HA***698X |  | 10 kV | _ | LV | 200 kVA :Kiosk Substation | 0.2 | --> | 0.2 | 0 | 0 | Constrained, otherwise capacity available =159 kVA | --> | 0.19 | 0 | 0.005 | 0 | 0 | Constrained, otherwise capacity available =181 kW | --> | C14 ex GARDEN CITY | Garden City [T41,T42] | ARKLOW |  | 52.679 | -6.2837
2814226 | MV/LV Substation FO***4226 |  | 10 kV | _ | LV | 400 kVA :Kiosk Substation | 0.4 | --> | 0.4 | 0 | 0 | Constrained, otherwise capacity available =354 kVA | --> | 0.38 | 0 | 0.011 | 0 | 0 | Constrained, otherwise capacity available =365 kW | --> | C18 ex DOUGLAS | Douglas [T41,T42] | TRABEG |  | 51.8557 | -8.3974
0364169 | MV/LV Substation CL***4169 |  | 20 kV | _ | LV | 50 kVA :Pole Substation | 0.05 | --> | 0.05 | 0 | 0 | Constrained, otherwise capacity available =42 kVA | --> | 0.048 | 0 | 0.02 | 0 | 0 | Constrained, otherwise capacity available =32 kW | --> | E20 ex GARRANACANTY | Garranacanty [T421,T422] | TIPPERARY |  | 52.5597 | -8.0033
149074X | MV/LV Substation RA***074X |  | 10 kV | _ | LV | 400 kVA :Kiosk Substation | 0.4 | --> | 0.4 | 0 | 0 | Constrained, otherwise capacity available =288 kVA | --> | 0.38 | 0 | 0.006 | 0 | 0 | Constrained, otherwise capacity available =360 kW | --> | C14 ex DONEGAL | Donegal [T41,T42] | CATHALEENS FALL |  | 54.6593 | -8.1034
077094 | MV/LV Substation LI***094 |  | 20 kV | _ | LV | 200 kVA :Kiosk Substation | 0.2 | --> | 0.2 | 0 | 0 | Constrained, otherwise capacity available =144 kVA | --> | 0.19 | 0 | 0.041 | 0 | 0 | Constrained, otherwise capacity available =152 kW | --> | E18 ex PATRICKSWELL | Patrickswell [T421,T422] | LIMERICK |  | 52.6008 | -8.7152
220534X | MV/LV Substation MA***534X |  | 20 kV | _ | LV | 50 kVA :Pole Substation | 0.05 | --> | 0.05 | 0.044 | 1.36 |  | --> | 0.048 | 0 | 0 | 0 | 0 | Constrained, otherwise capacity available =47 kW | --> | C12 ex CROSSMOLINA | Crossmolina [T41,T42] | MOY |  | 54.146 | -9.3554
058250Y | MV/LV Substation CO***250Y |  | 10 kV | _ | LV | 100 kVA :Pole Substation | 0.1 | --> | 0.1 | 0.099 | 3 |  | --> | 0.095 | 0 | 0 | 0 | 0 | Constrained, otherwise capacity available =95 kW | --> | C21 ex NENAGH | Nenagh [T41,T42] | NENAGH |  | 52.8696 | -8.2319
071455 | MV/LV Substation SE***455 |  | 10 kV | _ | LV | 100 kVA :Pole Substation | 0.1 | --> | 0.1 | 0.087 | 5.58 |  | --> | 0.095 | 0 | 0.006 | 0.089 | 0 |  | --> | C14 ex KILCOOLE | Kilcoole [T41,T42] | FASSAROE |  | 53.1104 | -6.1
009251Y | MV/LV Substation CR***251Y |  | 10 kV | _ | LV | 50 kVA :Pole Substation | 0.05 | --> | 0.05 | 0.005 | 13.6 |  | --> | 0.048 | 0 | 0 | 0.041 | 0 |  | --> | C22 ex KILLOTERAN | Killoteran [T101,T102] | KILLOTERAN |  | 52.2427 | -7.1519
077442 | MV/LV Substation AD***442 |  | 20 kV | _ | LV | 200 kVA :Building Structure | 0.2 | --> | 0.2 | 0 | 0 | Constrained, otherwise capacity available =89 kVA | --> | 0.19 | 0 | 0 | 0 | 0 | Constrained, otherwise capacity available =174 kW | --> | E16 ex PATRICKSWELL | Patrickswell [T421,T422] | LIMERICK |  | 52.5556 | -8.7757
1674076 | MV/LV Substation GA***4076 |  | 20 kV | _ | LV | 50 kVA :Pole Substation | 0.05 | --> | 0.05 | 0 | 0 | Constrained, otherwise capacity available =50 kVA | --> | 0.048 | 0 | 0 | 0 | 0 | Constrained, otherwise capacity available =48 kW | --> | E11 ex WHITECHURCH | Whitechurch [T421,T422] | KILBARRY |  | 52.068 | -8.6321
139212X | MV/LV Substation BO***212X |  | 10 kV | _ | LV | 50 kVA :Pole Substation | 0.05 | --> | 0.05 | 0.045 | 2.68 |  | --> | 0.048 | 0 | 0 | 0 | 0 | Constrained, otherwise capacity available =47 kW | --> | C13 ex OLDCASTLE | Oldcastle [T41,T422] | MULLINGAR |  | 53.767 | -7.1191
136590Y | MV/LV Substation TU***590Y |  | 20 kV | _ | LV | 100 kVA :Pole Substation | 0.1 | --> | 0.1 | 0 | 0 | Constrained, otherwise capacity available =53 kVA | --> | 0.095 | 0 | 0.005 | 0 | 0 | Constrained, otherwise capacity available =85 kW | --> | C20 ex ROSCOMMON | Roscommon [T41,T42] | LANESBORO |  | 53.7799 | -8.2556
281424Z | MV/LV Substation CA***424Z |  | 10 kV | _ | LV | 200 kVA :Building Structure | 0.2 | --> | 0.2 | 0 | 0 | Constrained, otherwise capacity available =138 kVA | --> | 0.19 | 0 | 0.005 | 0 | 0 | Constrained, otherwise capacity available =178 kW | --> | C17 ex CARRIGALINE | Carrigaline [T41,T42] | BARNAHELY |  | 51.8053 | -8.2895
154075Z | MV/LV Substation MU***075Z |  | 10 kV | _ | LV | 200 kVA :Kiosk Substation | 0.2 | --> | 0.2 | 0.144 | 7.91 |  | --> | 0.19 | 0 | 0.021 | 0.167 | 0 |  | --> | C23 ex PELLETSTOWN | Pelletstown [T101,T102] | FINGLAS |  | 53.3698 | -6.3791
050682X | MV/LV Substation DO***682X |  | 20 kV | _ | LV | 100 kVA :Pole Substation | 0.1 | --> | 0.1 | 0 | 0 | Constrained, otherwise capacity available =97 kVA | --> | 0.095 | 0 | 0 | 0 | 0 | Constrained, otherwise capacity available =95 kW | --> | C24 ex ATHLONE | Athlone [T41,T42] | ATHLONE |  | 53.3651 | -8.0625
0504439 | MV/LV Substation SE***4439 |  | 10 kV | _ | LV | 100 kVA :Pole Substation | 0.1 | --> | 0.1 | 0.064 | 7.61 |  | --> | 0.095 | 0 | 0 | 0 | 0 | Constrained, otherwise capacity available =91 kW | --> | C20 ex GARRYCASTLE | Garrycastle [T41,T42] | ATHLONE |  | 53.4212 | -7.8791
0524847 | MV/LV Substation AL***4847 |  | 10 kV | _ | LV | 630 kVA :Building Structure | 0.63 | --> | 0.63 | 0 | 0 | Constrained, otherwise capacity available =630 kVA | --> | 0.598 | 0 | 0 | 0 | 0 | Constrained, otherwise capacity available =598 kW | --> | C21 ex BALLINDERRY | Ballinderry [T41,T422] | MULLINGAR |  | 53.5144 | -7.3357
064462Y | MV/LV Substation AR***462Y |  | 10 kV | _ | LV | 200 kVA :Pole Substation | 0.2 | --> | 0.2 | 0 | 0 | Constrained, otherwise capacity available =94 kVA | --> | 0.19 | 0 | 0 | 0 | 0 | Constrained, otherwise capacity available =175 kW | --> | E11 ex SLANE | Slane [T421] | DRYBRIDGE |  | 53.7788 | -6.487
014595Z | MV/LV Substation WA***595Z |  | 10 kV | _ | LV | 630 kVA :Kiosk Substation | 0.63 | --> | 0.63 | 0 | 0 | Constrained, otherwise capacity available =546 kVA | --> | 0.598 | 0 | 0 | 0 | 0 | Constrained, otherwise capacity available =587 kW | --> | C17 ex ATHGARVAN | Athgarvan [T41,T44] | NEWBRIDGE |  | 53.1813 | -6.798
011908 | MV/LV Substation SI***908 |  | 10 kV | _ | LV | 50 kVA :Pole Substation | 0.05 | --> | 0.05 | 0.041 | 2.8 |  | --> | 0.048 | 0 | 0.01 | 0 | 0 | Constrained, otherwise capacity available =39 kW | --> | C13 ex PURCELLS INCH | Purcells Inch [T41,T42] | KILKENNY |  | 52.6438 | -7.2224
0664373 | MV/LV Substation DR***4373 |  | 10 kV | _ | LV | 400 kVA :Kiosk Substation | 0.4 | --> | 0.4 | 0 | 0 | Constrained, otherwise capacity available =275 kVA | --> | 0.38 | 0 | 0.036 | 0 | 0 | Constrained, otherwise capacity available =336 kW | --> | C13 ex MALAHIDE | Malahide [T41,T42] | GLASMORE |  | 53.4128 | -6.1541
007881X | MV/LV Substation WA***881X |  | 10 kV | _ | LV | 400 kVA :Kiosk Substation | 0.4 | --> | 0.4 | 0.143 | 0.14 | Constrained, otherwise capacity available =309 kVA | --> | 0.38 | 0 | 0.002 | 0 | 0 | Constrained, otherwise capacity available =366 kW | --> | C17 ex CARRIGLAWN | Carriglawn [T41,T42] | WEXFORD |  | 52.3424 | -6.4771
068653 | MV/LV Substation CA***653 |  | 10 kV | _ | LV | 630 kVA :Building Structure | 0.63 | --> | 0.63 | 0.5 | 28.43 |  | --> | 0.598 | 0 | 0 | 0.5 | 0 |  | --> | C47 ex BEDFORD ROW | Bedford Row [T41,T42,T43,T44] | FRANCIS STREET |  | 53.3433 | -6.265
041349Y | MV/LV Substation IR***349Y |  | 20 kV | _ | LV | 50 kVA :Pole Substation | 0.05 | --> | 0.05 | 0 | 0 | Constrained, otherwise capacity available =34 kVA | --> | 0.048 | 0 | 0.005 | 0 | 0 | Constrained, otherwise capacity available =42 kW | --> | E18 ex DALTON | Dalton [T421,T422] | DALTON |  | 53.6647 | -8.8929
071420 | MV/LV Substation PR***420 |  | 10 kV | _ | LV | 100 kVA :Pole Substation | 0.1 | --> | 0.1 | 0.082 | 5.58 |  | --> | 0.095 | 0 | 0 | 0.092 | 0 |  | --> | C14 ex KILCOOLE | Kilcoole [T41,T42] | FASSAROE |  | 53.1198 | -6.0766
025197 | MV/LV Substation BA***197 |  | 20 kV | _ | LV | 400 kVA :Building Structure | 0.4 | --> | 0.4 | 0.325 | 2.96 |  | --> | 0.38 | 0 | 0 | 0 | 0 | Constrained, otherwise capacity available =370 kW | --> | E17 ex CHARLEVILLE | Charleville [T421,T422] | CHARLEVILLE |  | 52.3538 | -8.6777
127072Z | MV/LV Substation ST***072Z |  | 10 kV | _ | LV | 630 kVA :Building Structure | 0.63 | --> | 0.63 | 0 | 0 | Constrained, otherwise capacity available =534 kVA | --> | 0.598 | 0 | 0.16 | 0 | 0 | Constrained, otherwise capacity available =478 kW | --> | C18 ex HOLYCROSS ROAD | Holycross Road [T41,T42] | THURLES |  | 52.6851 | -7.8345
009384Y | MV/LV Substation BO***384Y |  | 10 kV | _ | LV | 400 kVA :Kiosk Substation | 0.4 | --> | 0.4 | 0 | 0 | Constrained, otherwise capacity available =334 kVA | --> | 0.38 | 0 | 0 | 0 | 0 | Constrained, otherwise capacity available =371 kW | --> | E12 ex KILCARRAGH | Kilcarragh [T421,T422] | BUTLERSTOWN |  | 52.2386 | -7.0682
204119X | MV/LV Substation WH***119X |  | 20 kV | _ | LV | 400 kVA :Kiosk Substation | 0.4 | --> | 0.4 | 0 | 0 | Constrained, otherwise capacity available =331 kVA | --> | 0.38 | 0 | 0.004 | 0 | 0 | Constrained, otherwise capacity available =368 kW | --> | E17 ex BUNCRANA | Buncrana [T421,T422] | TRILLICK |  | 55.0711 | -7.2674
069608 | MV/LV Substation SH***608 |  | 10 kV | _ | LV | 200 kVA :Building Structure | 0.2 | --> | 0.2 | 0.081 | 9.28 |  | --> | 0.19 | 0 | 0.009 | 0.166 | 0 |  | --> | C21 ex PEMBROKE | Pembroke [T41,T42,T43,T44] | RINGSEND |  | 53.3244 | -6.2183
237187X | MV/LV Substation KN***187X |  | 10 kV | _ | LV | 50 kVA :Pole Substation | 0.05 | --> | 0.05 | 0 | 0 | Constrained, otherwise capacity available =49 kVA | --> | 0.048 | 0 | 0.004 | 0 | 0 | Constrained, otherwise capacity available =44 kW | --> | C18 ex DUNLEER | Dunleer [T41,T42] | DRYBRIDGE |  | 53.827 | -6.4281
017896X | MV/LV Substation DO***896X |  | 20 kV | _ | LV | 50 kVA :Pole Substation | 0.05 | --> | 0.05 | 0.047 | 7.48 |  | --> | 0.048 | 0 | 0 | 0 | 0 | Constrained, otherwise capacity available =47 kW | --> | E12 ex CHURCHTOWN | Churchtown [T422] | RATHKEALE |  | 52.4607 | -9.0722
068228 | MV/LV Substation MC***228 |  | 10 kV | _ | LV | 630 kVA :Building Structure | 0.63 | --> | 0.63 | 0.473 | 11.14 |  | --> | 0.598 | 0 | 0.028 | 0.5 | 0 |  | --> | C28 ex CABRA | Cabra [T101,T102] | FINGLAS |  | 53.3573 | -6.299
063044 | MV/LV Substation MC***044 |  | 10 kV | _ | LV | 100 kVA :Pole Substation | 0.1 | --> | 0.1 | 0 | 0 | Constrained, otherwise capacity available =86 kVA | --> | 0.095 | 0 | 0.01 | 0 | 0 | Constrained, otherwise capacity available =86 kW | --> | C16 ex BALLYBAILIE | Ballybailie [T41,T42] | DUNDALK |  | 53.861 | -6.5393
062535Y | MV/LV Substation AR***535Y |  | 10 kV | _ | LV | 400 kVA :Kiosk Substation | 0.4 | --> | 0.4 | 0.306 | 3.12 |  | --> | 0.38 | 0 | 0.14 | 0 | 0 | Constrained, otherwise capacity available =263 kW | --> | C21 ex MARSHES | Marshes [T41,T42] | DUNDALK |  | 53.9581 | -6.3771
025469X | MV/LV Substation BA***469X |  | 20 kV | _ | LV | 50 kVA :Pole Substation | 0.05 | --> | 0.05 | 0.037 | 2.96 |  | --> | 0.048 | 0 | 0 | 0 | 0 | Constrained, otherwise capacity available =46 kW | --> | E14 ex CHARLEVILLE | Charleville [T421,T422] | CHARLEVILLE |  | 52.3619 | -8.7217
015700 | MV/LV Substation HO***700 |  | 20 kV | _ | LV | 100 kVA :Pole Substation | 0.1 | --> | 0.1 | 0 | 0 | Constrained, otherwise capacity available =79 kVA | --> | 0.095 | 0 | 0.01 | 0 | 0 | Constrained, otherwise capacity available =85 kW | --> | E17 ex BLESSINGTON | Blessington [T421,T422] | KILTEEL |  | 53.0915 | -6.5998
067255X | MV/LV Substation SH***255X |  | 20 kV | _ | LV | 100 kVA :Pole Substation | 0.1 | --> | 0.1 | 0 | 0 | Constrained, otherwise capacity available =96 kVA | --> | 0.095 | 0 | 0.005 | 0 | 0 | Constrained, otherwise capacity available =91 kW | --> | E18 ex PATRICKSWELL | Patrickswell [T421,T422] | LIMERICK |  | 52.5662 | -8.6873
066230 | MV/LV Substation RA***230 |  | 10 kV | _ | LV | 200 kVA :Pole Substation | 0.2 | --> | 0.2 | 0 | 0 | Constrained, otherwise capacity available =142 kVA | --> | 0.19 | 0 | 0.006 | 0.178 | 0 |  | --> | C20 ex SUTTON | Sutton [T41,T42] | GRANGE (DR) |  | 53.3679 | -6.0596
064271Z | MV/LV Substation BL***271Z |  | 20 kV | _ | LV | 50 kVA :Pole Substation | 0.05 | --> | 0.05 | 0 | 0 | Constrained, otherwise capacity available =42 kVA | --> | 0.048 | 0 | 0 | 0 | 0 | Constrained, otherwise capacity available =46 kW | --> | C21 ex TERMONFECKIN ROAD | Termonfeckin Road [T41,T42] | DRYBRIDGE |  | 53.777 | -6.2951
180043Y | MV/LV Substation TO***043Y |  | 10 kV | _ | LV | 200 kVA :Kiosk Substation | 0.2 | --> | 0.2 | 0.153 | 3.27 |  | --> | 0.19 | 0 | 0.007 | 0 | 0 | Constrained, otherwise capacity available =178 kW | --> | C12 ex LLOYD | Lloyd [T41,T42] | NAVAN |  | 53.7272 | -6.8881
005635X | MV/LV Substation RI***635X |  | 20 kV | _ | LV | 400 kVA :Kiosk Substation | 0.4 | --> | 0.4 | 0.284 | 17.8 |  | --> | 0.38 | 0 | 0.017 | 0.351 | 0 |  | --> | E13 ex BANOGE | Banoge [T121,T122] | BANOGE |  | 52.6424 | -6.2375
030206X | MV/LV Substation TO***206X |  | 20 kV | _ | LV | 100 kVA :Pole Substation | 0.1 | --> | 0.1 | 0 | 0 | Constrained, otherwise capacity available =95 kVA | --> | 0.095 | 0 | 0 | 0 | 0 | Constrained, otherwise capacity available =94 kW | --> | E20 ex FOXHOLE | Foxhole [T421,T422] | DUNGARVAN |  | 51.9709 | -7.8667
011271X | MV/LV Substation HA***271X |  | 10 kV | _ | LV | 50 kVA :Pole Substation | 0.05 | --> | 0.05 | 0.027 | 0.04 |  | --> | 0.048 | 0 | 0 | 0 | 0 | Constrained, otherwise capacity available =44 kW | --> | C19 ex CALLAN | Callan [T41,T42] | KILKENNY |  | 52.5635 | -7.4672
006695 | MV/LV Substation MA***695 |  | 10 kV | _ | LV | 50 kVA :Pole Substation | 0.05 | --> | 0.05 | 0.05 | 1.29 |  | --> | 0.048 | 0 | 0 | 0 | 0 | Constrained, otherwise capacity available =48 kW | --> | C13 ex MONFIN | Monfin [T41,T42] | WEXFORD |  | 52.4327 | -6.5754
151047 | MV/LV Substation RO***047 |  | 20 kV | _ | LV | 100 kVA :Pole Substation | 0.1 | --> | 0.1 | 0 | 0 | Constrained, otherwise capacity available =84 kVA | --> | 0.095 | 0 | 0 | 0 | 0 | Constrained, otherwise capacity available =93 kW | --> | E09 ex BRUFF |  |  |  | 52.563 | -8.5393
0154297 | MV/LV Substation WH***4297 |  | 10 kV | _ | LV | 630 kVA :Kiosk Substation | 0.63 | --> | 0.63 | 0 | 0 | Constrained, otherwise capacity available =467 kVA | --> | 0.598 | 0 | 0.02 | 0 | 0 | Constrained, otherwise capacity available =561 kW | --> | C17 ex NAAS | Naas [T41,T42] | KILTEEL |  | 53.2096 | -6.6735
139808Y | MV/LV Substation CA***808Y |  | 10 kV | _ | LV | 50 kVA :Pole Substation | 0.05 | --> | 0.05 | 0 | 0 | Constrained, otherwise capacity available =49 kVA | --> | 0.048 | 0 | 0 | 0 | 0 | Constrained, otherwise capacity available =47 kW | --> | E18 ex FINEA | Finea [T421,T422] | SHANKILL |  | 53.7611 | -7.3278
025969 | MV/LV Substation LA***969 |  | 20 kV | _ | LV | 50 kVA :Pole Substation | 0.05 | --> | 0.05 | 0.011 | 2.96 |  | --> | 0.048 | 0 | 0 | 0 | 0 | Constrained, otherwise capacity available =42 kW | --> | E11 ex CHARLEVILLE | Charleville [T421,T422] | CHARLEVILLE |  | 52.4273 | -8.6892
082930 | MV/LV Substation DR***930 |  | 20 kV | _ | LV | 50 kVA :Pole Substation | 0.05 | --> | 0.05 | 0.046 | 0.64 |  | --> | 0.048 | 0 | 0 | 0 | 0 | Constrained, otherwise capacity available =47 kW | --> | E14 ex RANDALSTOWN | Randalstown [T422] | NAVAN |  | 53.773 | -6.7238
429921 | MV/LV Substation RA***921 |  | 20 kV | _ | LV | 100 kVA :Pole Substation | 0.1 | --> | 0.1 | 0.09 | 7.48 |  | --> | 0.095 | 0 | 0.016 | 0 | 0 | Constrained, otherwise capacity available =82 kW | --> | E12 ex CHURCHTOWN | Churchtown [T422] | RATHKEALE |  | 52.3946 | -9.1607
276900 | MV/LV Substation BA***900 |  | 10 kV | _ | LV | 50 kVA :Pole Substation | 0.05 | --> | 0.05 | 0 | 0 | Constrained, otherwise capacity available =44 kVA | --> | 0.048 | 0 | 0 | 0 | 0 | Constrained, otherwise capacity available =47 kW | --> | C20 ex COOLCORCORAN | Coolcorcoran [T41,T42] | KNOCKEARAGH |  | 52.0859 | -9.4774
2934203 | MV/LV Substation SH***4203 |  | 20 kV | _ | LV | 50 kVA :Pole Substation | 0.05 | --> | 0.05 | 0 | 0 | Constrained, otherwise capacity available =35 kVA | --> | 0.048 | 0 | 0 | 0 | 0 | Constrained, otherwise capacity available =45 kW | --> | E12 ex BALTINGLASS | Baltinglass [T421,T422] | STRATFORD |  | 53.0155 | -6.6786
015502Z | MV/LV Substation HE***502Z |  | 10 kV | _ | LV | 400 kVA :Kiosk Substation | 0.4 | --> | 0.4 | 0 | 0 | Constrained, otherwise capacity available =357 kVA | --> | 0.38 | 0 | 0.04 | 0 | 0 | Constrained, otherwise capacity available =344 kW | --> | E18 ex BLESSINGTON | Blessington [T421,T422] | KILTEEL |  | 53.2053 | -6.5127
210459Y | MV/LV Substation DR***459Y |  | 10 kV | _ | LV | 50 kVA :Pole Substation | 0.05 | --> | 0.05 | 0 | 0 | Constrained, otherwise capacity available =49 kVA | --> | 0.048 | 0 | 0 | 0 | 0 | Constrained, otherwise capacity available =47 kW | --> | C21 ex CARRICKMACROSS | Carrickmacross [T41,T42] | MEATH HILL |  | 53.9279 | -6.6184
065437X | MV/LV Substation KI***437X |  | 20 kV | _ | LV | 100 kVA :Kiosk Substation | 0.1 | --> | 0.1 | 0 | 0 | Constrained, otherwise capacity available =61 kVA | --> | 0.095 | 0 | 0 | 0.09 | 0 |  | --> | C26 ex STEPHENSTOWN | Stephenstown [T101,T102] | FINGLAS |  | 53.5889 | -6.2901
009156Y | MV/LV Substation FA***156Y |  | 20 kV | _ | LV | 200 kVA :Kiosk Substation | 0.2 | --> | 0.2 | 0 | 0 | Constrained, otherwise capacity available =156 kVA | --> | 0.19 | 0 | 0.027 | 0 | 0 | Constrained, otherwise capacity available =164 kW | --> | E11 ex KILCARRAGH | Kilcarragh [T421,T422] | BUTLERSTOWN |  | 52.2552 | -7.0227
058211 | MV/LV Substation MO***211 |  | 10 kV | _ | LV | 200 kVA :Pole Substation | 0.2 | --> | 0.2 | 0.17 | 0.18 |  | --> | 0.19 | 0 | 0.006 | 0 | 0 | Constrained, otherwise capacity available =181 kW | --> | C16 ex TOOMEVARA | Toomevara [T42] | NENAGH |  | 52.8509 | -8.034
054177Z | MV/LV Substation SH***177Z |  | 20 kV | _ | LV | 200 kVA :Pole Substation | 0.2 | --> | 0.2 | 0 | 0 | Constrained, otherwise capacity available =112 kVA | --> | 0.19 | 0 | 0 | 0 | 0 | Constrained, otherwise capacity available =178 kW | --> | C15 ex MOUNTRATH | Mountrath [T41,T42] | PORTLAOISE |  | 52.9217 | -7.406
082113Y | MV/LV Substation CR***113Y |  | 20 kV | _ | LV | 50 kVA :Pole Substation | 0.05 | --> | 0.05 | 0 | 0 | Constrained, otherwise capacity available =33 kVA | --> | 0.048 | 0 | 0.011 | 0 | 0 | Constrained, otherwise capacity available =37 kW | --> | E19 ex SLANE | Slane [T421] | DRYBRIDGE |  | 53.749 | -6.5763
176018 | MV/LV Substation OA***018 |  | 10 kV | _ | LV | 400 kVA :Kiosk Substation | 0.4 | --> | 0.4 | 0 | 0 | Constrained, otherwise capacity available =293 kVA | --> | 0.38 | 0 | 0.024 | 0 | 0 | Constrained, otherwise capacity available =347 kW | --> | E12 ex HARTNETTS CROSS |  |  |  | 51.9036 | -8.9514
001338 | MV/LV Substation SU***338 |  | 10 kV | _ | LV | 630 kVA :Building Structure | 0.63 | --> | 0.63 | 0.27 | 15.18 |  | --> | 0.598 | 0 | 0.004 | 0.5 | 0 |  | --> | C21 ex CENTRAL PARK | Central Park [T101,T102] | CARRICKMINES |  | 53.2896 | -6.2
082423 | MV/LV Substation AT***423 |  | 10 kV | _ | LV | 100 kVA :Pole Substation | 0.1 | --> | 0.1 | 0 | 0 | Constrained, otherwise capacity available =99 kVA | --> | 0.095 | 0 | 0 | 0 | 0 | Constrained, otherwise capacity available =95 kW | --> | C30 ex ACADEMY STREET | Academy Street [T421,T422,T44] | NAVAN |  | 53.6553 | -6.663
3554028 | MV/LV Substation CO***4028 |  | 10 kV | _ | LV | 630 kVA :Building Structure | 0.63 | --> | 0.63 | 0.06 | 0.06 | Constrained, otherwise capacity available =568 kVA | --> | 0.598 | 0 | 0.005 | 0 | 0 | Constrained, otherwise capacity available =586 kW | --> | C15 ex TUBBERCURRY | Tubbercurry [T41,T42] | TONROE |  | 54.0546 | -8.7264
071230 | MV/LV Substation LE***230 |  | 10 kV | _ | LV | 50 kVA :Pole Substation | 0.05 | --> | 0.05 | 0.05 | 5.58 |  | --> | 0.048 | 0 | 0 | 0.048 | 0 |  | --> | C12 ex KILCOOLE | Kilcoole [T41,T42] | FASSAROE |  | 53.0889 | -6.0754
041191Y | MV/LV Substation BA***191Y |  | 20 kV | _ | LV | 50 kVA :Pole Substation | 0.05 | --> | 0.05 | 0 | 0 | Constrained, otherwise capacity available =37 kVA | --> | 0.048 | 0 | 0 | 0 | 0 | Constrained, otherwise capacity available =46 kW | --> | E18 ex DALTON | Dalton [T421,T422] | DALTON |  | 53.665 | -8.8864
293279 | MV/LV Substation SL***279 |  | 20 kV | _ | LV | 50 kVA :Pole Substation | 0.05 | --> | 0.05 | 0 | 0 | Constrained, otherwise capacity available =49 kVA | --> | 0.048 | 0 | 0 | 0 | 0 | Constrained, otherwise capacity available =47 kW | --> | E17 ex BALTINGLASS | Baltinglass [T421,T422] | STRATFORD |  | 52.8911 | -6.6899
007666Y | MV/LV Substation WE***666Y |  | 10 kV | _ | LV | 50 kVA :Pole Substation | 0.05 | --> | 0.05 | 0.044 | 0.14 |  | --> | 0.048 | 0 | 0 | 0 | 0 | Constrained, otherwise capacity available =47 kW | --> | C16 ex CARRIGLAWN | Carriglawn [T41,T42] | WEXFORD |  | 52.3508 | -6.4892
067675Y | MV/LV Substation BL***675Y |  | 20 kV | _ | LV | 50 kVA :Pole Substation | 0.05 | --> | 0.05 | 0.044 | 6.81 |  | --> | 0.048 | 0 | 0.006 | 0.042 | 0 |  | --> | C06 ex AHANE | Ahane [T102] | AHANE |  | 52.7046 | -8.422
068254 | MV/LV Substation VI***254 |  | 10 kV | _ | LV | 630 kVA :Kiosk Substation | 0.63 | --> | 0.63 | 0.354 | 11.14 |  | --> | 0.598 | 0 | 0.09 | 0.493 | 0 |  | --> | C11 ex CABRA | Cabra [T101,T102] | FINGLAS |  | 53.3656 | -6.3144
0024080 | MV/LV Substation FL***4080 |  | 10 kV | _ | LV | 630 kVA :Building Structure | 0.63 | --> | 0.63 | 0.5 | 4.51 |  | --> | 0.598 | 0 | 0 | 0.5 | 0 |  | --> | C21 ex BOGHALL ROAD | Boghall Road [T41,T42] | FASSAROE |  | 53.2034 | -6.0996
0634195 | MV/LV Substation GR***4195 |  | 10 kV | _ | LV | 400 kVA :Kiosk Substation | 0.4 | --> | 0.4 | 0 | 0 | Constrained, otherwise capacity available =377 kVA | --> | 0.38 | 0 | 0 | 0 | 0 | Constrained, otherwise capacity available =377 kW | --> | C18 ex BALLYBAILIE | Ballybailie [T41,T42] | DUNDALK |  | 53.9504 | -6.5385
0684589 | MV/LV Substation CH***4589 |  | 10 kV | _ | LV | 1000 kVA :Building Structure | 1 | --> | 1 | 0 | 0 | Constrained, otherwise capacity available =680 kVA | --> | 0.95 | 0 | 0 | 0.5 | 0 |  | --> | C13 ex GLOUCESTER PLACE | Gloucester Place [T41,T42] | MCDERMOTT |  | 53.3575 | -6.255
1444181 | MV/LV Substation GL***4181 |  | 10 kV | _ | LV | 200 kVA :Kiosk Substation | 0.2 | --> | 0.2 | 0 | 0 | Constrained, otherwise capacity available =164 kVA | --> | 0.19 | 0 | 0 | 0 | 0 | Constrained, otherwise capacity available =185 kW | --> | C16 ex CASTLECOMER | Castlecomer [T41,T42] | BALLYRAGGET |  | 52.8053 | -7.2187
068421X | MV/LV Substation SY***421X |  | 10 kV | _ | LV | 630 kVA :Kiosk Substation | 0.63 | --> | 0.63 | 0 | 0 | Constrained, otherwise capacity available =536 kVA | --> | 0.598 | 0 | 0.013 | 0.5 | 0 |  | --> | C11 ex CLONTARF | Clontarf [T42] | FINGLAS |  | 53.3724 | -6.1937
068037X | MV/LV Substation EX***037X |  | 10 kV | _ | LV | 400 kVA :Building Structure | 0.4 | --> | 0.4 | 0.371 | 28.43 |  | --> | 0.38 | 0 | 0 | 0.376 | 0 |  | --> | C44 ex BEDFORD ROW | Bedford Row [T41,T42,T43,T44] | FRANCIS STREET |  | 53.3445 | -6.2676
011660Z | MV/LV Substation CL***660Z |  | 10 kV | _ | LV | 50 kVA :Pole Substation | 0.05 | --> | 0.05 | 0 | 0 | Constrained, otherwise capacity available =49 kVA | --> | 0.048 | 0 | 0 | 0 | 0 | Constrained, otherwise capacity available =47 kW | --> | C14 ex GORESBRIDGE | Goresbridge [T41,T42] | KILKENNY |  | 52.609 | -6.9245
041349 | MV/LV Substation ST***349 |  | 20 kV | _ | LV | 50 kVA :Pole Substation | 0.05 | --> | 0.05 | 0 | 0 | Constrained, otherwise capacity available =34 kVA | --> | 0.048 | 0 | 0.006 | 0 | 0 | Constrained, otherwise capacity available =41 kW | --> | E14 ex DALTON | Dalton [T421,T422] | DALTON |  | 53.733 | -8.9868
058243 | MV/LV Substation TU***243 |  | 10 kV | _ | LV | 400 kVA :Building Structure | 0.4 | --> | 0.4 | 0 | 0 | Constrained, otherwise capacity available =395 kVA | --> | 0.38 | 0 | 0 | 0 | 0 | Constrained, otherwise capacity available =379 kW | --> | C11 ex KYLEERAGH | Kyleeragh [T41,T42] | NENAGH |  | 52.8715 | -8.2153
071517 | MV/LV Substation BE***517 |  | 10 kV | _ | LV | 400 kVA :Kiosk Substation | 0.4 | --> | 0.4 | 0 | 0 | Constrained, otherwise capacity available =380 kVA | --> | 0.38 | 0 | 0 | 0.377 | 0 |  | --> | C14 ex GREYSTONES | Greystones [T41,T42] | FASSAROE |  | 53.1624 | -6.0934
160899Y | MV/LV Substation BR***899Y |  | 10 kV | _ | LV | 100 kVA :Pole Substation | 0.1 | --> | 0.1 | 0 | 0 | Constrained, otherwise capacity available =60 kVA | --> | 0.095 | 0 | 0 | 0 | 0 | Constrained, otherwise capacity available =89 kW | --> | C11 ex PORTARLINGTON | Portarlington [T41,T42] | PORTLAOISE |  | 53.2066 | -7.1046
248872X | MV/LV Substation CH***872X |  | 20 kV | _ | LV | 200 kVA :Kiosk Substation | 0.2 | --> | 0.2 | 0.118 | 0.33 |  | --> | 0.19 | 0 | 0.045 | 0 | 0 | Constrained, otherwise capacity available =145 kW | --> | E33 ex TRIM | Trim [T421] | NAVAN |  | 53.4874 | -6.8095
209553 | MV/LV Substation KN***553 |  | 20 kV | _ | LV | 50 kVA :Pole Substation | 0.05 | --> | 0.05 | 0 | 0 | Constrained, otherwise capacity available =38 kVA | --> | 0.048 | 0 | 0 | 0 | 0 | Constrained, otherwise capacity available =46 kW | --> | C14 ex MILFORD (NR) | Milford (nr) [T41,T42] | LETTERKENNY |  | 55.179 | -7.5746
132449X | MV/LV Substation HY***449X |  | 20 kV | _ | LV | 50 kVA :Pole Substation | 0.05 | --> | 0.05 | 0 | 0 | Constrained, otherwise capacity available =20 kVA | --> | 0.048 | 0 | 0 | 0 | 0 | Constrained, otherwise capacity available =43 kW | --> | E30 ex LOUGHREA | Loughrea [T41,T42] | SOMERSET |  | 53.2077 | -8.6005
093561Z | MV/LV Substation MA***561Z |  | 10 kV | _ | LV | 630 kVA :Kiosk Substation | 0.63 | --> | 0.63 | 0 | 0 | Constrained, otherwise capacity available =578 kVA | --> | 0.598 | 0 | 0 | 0.5 | 0 |  | --> | C24 ex POPPINTREE | Poppintree [T101,T102] | FINGLAS |  | 53.4075 | -6.2829
008004Z | MV/LV Substation CH***004Z |  | 10 kV | _ | LV | 200 kVA :Kiosk Substation | 0.2 | --> | 0.2 | 0 | 0 | Constrained, otherwise capacity available =156 kVA | --> | 0.19 | 0 | 0.017 | 0 | 0 | Constrained, otherwise capacity available =171 kW | --> | C18 ex KNOCKMULLEN | Knockmullen [T42,T421] | GREAT ISLAND |  | 52.3877 | -6.9384
0014207 | MV/LV Substation EV***4207 |  | 10 kV | _ | LV | 1000 kVA :Building Structure | 1 | --> | 1 | 0.5 | 15.18 |  | --> | 0.95 | 0 | 0 | 0.5 | 0 |  | --> | C21 ex CENTRAL PARK | Central Park [T101,T102] | CARRICKMINES |  | 53.2892 | -6.197
426118 | MV/LV Substation MI***118 |  | 20 kV | _ | LV | 100 kVA :Pole Substation | 0.1 | --> | 0.1 | 0 | 0 | Constrained, otherwise capacity available =91 kVA | --> | 0.095 | 0 | 0.006 | 0 | 0 | Constrained, otherwise capacity available =89 kW | --> | E15 ex DINGLE | Dingle [T421,T422] | OUGHTRAGH |  | 52.1452 | -10.2877
281149 | MV/LV Substation SU***149 |  | 10 kV | _ | LV | 400 kVA :Building Structure | 0.4 | --> | 0.4 | 0.305 | 5.49 |  | --> | 0.38 | 0 | 0.015 | 0.356 | 0 |  | --> | C13 ex TRABEG | Trabeg [T101,T102] | TRABEG |  | 51.8796 | -8.4726
013015Z | MV/LV Substation PR***015Z |  | 20 kV | _ | LV | 400 kVA :Kiosk Substation | 0.4 | --> | 0.4 | 0.121 | 0.12 | Constrained, otherwise capacity available =387 kVA | --> | 0.38 | 0 | 0 | 0.378 | 0 |  | --> | E62 ex ATHY | Athy [T101,T102] | ATHY |  | 53.0057 | -6.9654
209277X | MV/LV Substation AG***277X |  | 10 kV | _ | LV | 50 kVA :Pole Substation | 0.05 | --> | 0.05 | 0 | 0 | Constrained, otherwise capacity available =41 kVA | --> | 0.048 | 0 | 0 | 0 | 0 | Constrained, otherwise capacity available =46 kW | --> | C14 ex MILFORD (NR) | Milford (nr) [T41,T42] | LETTERKENNY |  | 55.0922 | -7.6844
138858 | MV/LV Substation LE***858 |  | 10 kV | _ | LV | 200 kVA :Pole Substation | 0.2 | --> | 0.2 | 0.168 | 2.18 |  | --> | 0.19 | 0 | 0 | 0 | 0 | Constrained, otherwise capacity available =186 kW | --> | C24 ex BAILIEBORO | Bailieboro [T41,T42] | MEATH HILL |  | 53.9148 | -6.9735
281063 | MV/LV Substation BL***063 |  | 10 kV | _ | LV | 630 kVA :Kiosk Substation | 0.63 | --> | 0.63 | 0.399 | 4.67 |  | --> | 0.598 | 0 | 0.032 | 0.5 | 0 |  | --> | C23 ex CENTRE PARK ROAD | Marina [T105,T106] | MARINA |  | 51.8969 | -8.4139
095635X | MV/LV Substation KI***635X |  | 10 kV | _ | LV | 50 kVA :Pole Substation | 0.05 | --> | 0.05 | 0.037 | 0.7 |  | --> | 0.048 | 0 | 0 | 0 | 0 | Constrained, otherwise capacity available =46 kW | --> | C11 ex KILRUSH | Kilrush [T41,T42] | TULLABRACK |  | 52.6477 | -9.4664
139195Y | MV/LV Substation CA***195Y |  | 20 kV | _ | LV | 50 kVA :Pole Substation | 0.05 | --> | 0.05 | 0 | 0 | Constrained, otherwise capacity available =50 kVA | --> | 0.048 | 0 | 0 | 0 | 0 | Constrained, otherwise capacity available =47 kW | --> | E16 ex FINEA | Finea [T421,T422] | SHANKILL |  | 53.8508 | -7.4284
068808X | MV/LV Substation CA***808X |  | 10 kV | _ | LV | 1000 kVA :Building Structure | 1 | --> | 1 | 0.5 | 14.34 |  | --> | 0.95 | 0 | 0 | 0.5 | 0 |  | --> | C43 ex NORTH QUAYS | North Quays [T101,T102,T103] | POOLBEG |  | 53.3499 | -6.2326
068153X | MV/LV Substation ST***153X |  | 10 kV | _ | LV | 1000 kVA :Building Structure | 1 | --> | 1 | 0.5 | 1.37 |  | --> | 0.95 | 0 | 0 | 0.5 | 0 |  | --> | C22 ex SOUTH KING STREET | South King Street [T41,T42] | FRANCIS STREET |  | 53.3399 | -6.2621
015459Z | MV/LV Substation CA***459Z |  | 10 kV | _ | LV | 400 kVA :Kiosk Substation | 0.4 | --> | 0.4 | 0 | 0 | Constrained, otherwise capacity available =228 kVA | --> | 0.38 | 0 | 0.046 | 0 | 0 | Constrained, otherwise capacity available =322 kW | --> | C17 ex SALLINS | Sallins [T41,T42] | GRIFFINRATH |  | 53.296 | -6.6857
139601 | MV/LV Substation ST***601 |  | 10 kV | _ | LV | 100 kVA :Pole Substation | 0.1 | --> | 0.1 | 0 | 0 | Constrained, otherwise capacity available =56 kVA | --> | 0.095 | 0 | 0.007 | 0 | 0 | Constrained, otherwise capacity available =84 kW | --> | C16 ex VIRGINIA | Virginia [T41,T42] | MEATH HILL |  | 53.7972 | -7.032
050171X | MV/LV Substation AG***171X |  | 10 kV | _ | LV | 100 kVA :Pole Substation | 0.1 | --> | 0.1 | 0.09 | 7.61 |  | --> | 0.095 | 0 | 0 | 0 | 0 | Constrained, otherwise capacity available =94 kW | --> | C20 ex GARRYCASTLE | Garrycastle [T41,T42] | ATHLONE |  | 53.4238 | -7.892
011666X | MV/LV Substation TH***666X |  | 20 kV | _ | LV | 200 kVA :Pole Substation | 0.2 | --> | 0.2 | 0 | 0 | Constrained, otherwise capacity available =85 kVA | --> | 0.19 | 0 | 0 | 0 | 0 | Constrained, otherwise capacity available =174 kW | --> | E25 ex TALBOTS INCH | Talbots Inch [T41,T42] | KILKENNY |  | 52.7211 | -7.3539
110003X | MV/LV Substation NE***003X |  | 10 kV | _ | LV | 400 kVA :Kiosk Substation | 0.4 | --> | 0.4 | 0.361 | 0.76 |  | --> | 0.38 | 0 | 0.006 | 0 | 0 | Constrained, otherwise capacity available =370 kW | --> | C16 ex KENMARE | Kenmare [T42] | KNOCKEARAGH |  | 51.8808 | -9.5896
068049X | MV/LV Substation BL***049X |  | 10 kV | _ | LV | 630 kVA :Building Structure | 0.63 | --> | 0.63 | 0.5 | 9.99 |  | --> | 0.598 | 0 | 0.014 | 0.5 | 0 |  | --> | C23 ex HAROLDS CROSS | Harolds Cross [T101,T102] | POOLBEG |  | 53.3321 | -6.2717
050037Y | MV/LV Substation MO***037Y |  | 10 kV | _ | LV | 400 kVA :Kiosk Substation | 0.4 | --> | 0.4 | 0 | 0 | Constrained, otherwise capacity available =219 kVA | --> | 0.38 | 0 | 0.046 | 0 | 0 | Constrained, otherwise capacity available =321 kW | --> | C22 ex ATHLONE | Athlone [T41,T42] | ATHLONE |  | 53.4216 | -7.9892
1564224 | MV/LV Substation KI***4224 |  | 10 kV | _ | LV | 50 kVA :Pole Substation | 0.05 | --> | 0.05 | 0 | 0 | Constrained, otherwise capacity available =50 kVA | --> | 0.048 | 0 | 0 | 0 | 0 | Constrained, otherwise capacity available =48 kW | --> | C20 ex DRUMBEAR | Drumbear [T41,T42] | LISDRUM |  | 54.2302 | -6.9589
093602 | MV/LV Substation TY***602 |  | 10 kV | _ | LV | 50 kVA :Pole Substation | 0.05 | --> | 0.05 | 0 | 0 | Constrained, otherwise capacity available =44 kVA | --> | 0.048 | 0 | 0 | 0.047 | 0 |  | --> | C13 ex POPPINTREE | Poppintree [T101,T102] | FINGLAS |  | 53.4299 | -6.3034
365021Y | MV/LV Substation CL***021Y |  | 10 kV | _ | LV | 50 kVA :Pole Substation | 0.05 | --> | 0.05 | 0 | 0 | Constrained, otherwise capacity available =40 kVA | --> | 0.048 | 0 | 0 | 0.046 | 0 |  | --> | C29 ex GRANGE CASTLE | Grange Castle [T101,T102] | INCHICORE 220KV |  | 53.3194 | -6.4662
063035 | MV/LV Substation RA***035 |  | 10 kV | _ | LV | 200 kVA :Pole Substation | 0.2 | --> | 0.2 | 0 | 0 | Constrained, otherwise capacity available =122 kVA | --> | 0.19 | 0 | 0.017 | 0 | 0 | Constrained, otherwise capacity available =166 kW | --> | C17 ex STICKILLEN | Stickillen [T41,T42] | DRYBRIDGE |  | 53.8568 | -6.5359
043873 | MV/LV Substation SA***873 |  | 20 kV | _ | LV | 100 kVA :Pole Substation | 0.1 | --> | 0.1 | 0.1 | 0.43 |  | --> | 0.095 | 0 | 0 | 0 | 0 | Constrained, otherwise capacity available =95 kW | --> | C20 ex SWINFORD | Swinford [T41,T42] | CASTLEBAR |  | 53.853 | -8.8419
276620 | MV/LV Substation CA***620 |  | 10 kV | _ | LV | 200 kVA :Pole Substation | 0.2 | --> | 0.2 | 0.162 | 0.76 |  | --> | 0.19 | 0 | 0 | 0 | 0 | Constrained, otherwise capacity available =185 kW | --> | C18 ex WOODFORD | Woodford [T41,T42] | KNOCKEARAGH |  | 52.0442 | -9.5097
064299Z | MV/LV Substation RE***299Z |  | 10 kV | _ | LV | 400 kVA :Building Structure | 0.4 | --> | 0.4 | 0 | 0 | Constrained, otherwise capacity available =400 kVA | --> | 0.38 | 0 | 0 | 0 | 0 | Constrained, otherwise capacity available =380 kW | --> | C23 ex RATHMULLAN | Rathmullan [T41,T42] | DRYBRIDGE |  | 53.7049 | -6.3808
0194139 | MV/LV Substation HI***4139 |  | 10 kV | _ | LV | 100 kVA :Pole Substation | 0.1 | --> | 0.1 | 0.074 | 2.18 |  | --> | 0.095 | 0 | 0 | 0 | 0 | Constrained, otherwise capacity available =91 kW | --> | C12 ex BALLYRICKARD | Ballyrickard [T41,T42] | TRALEE |  | 52.2689 | -9.7254
033668Y | MV/LV Substation PI***668Y |  | 10 kV | _ | LV | 100 kVA :Pole Substation | 0.1 | --> | 0.1 | 0 | 0 | Constrained, otherwise capacity available =38 kVA | --> | 0.095 | 0 | 0 | 0 | 0 | Constrained, otherwise capacity available =86 kW | --> | C12 ex GRANAGH | Granagh [T41,T42] | WATERFORD |  | 52.3345 | -7.3187
0484009 | MV/LV Substation DR***4009 |  | 20 kV | _ | LV | 50 kVA :Pole Substation | 0.05 | --> | 0.05 | 0.05 | 2.03 |  | --> | 0.048 | 0 | 0 | 0 | 0 | Constrained, otherwise capacity available =48 kW | --> | E16 ex MOHILL | Mohill [T421,T422] | CARRICK ON SHANNON |  | 53.9245 | -7.9031
063472X | MV/LV Substation BL***472X |  | 10 kV | _ | LV | 50 kVA :Pole Substation | 0.05 | --> | 0.05 | 0 | 0 | Constrained, otherwise capacity available =50 kVA | --> | 0.048 | 0 | 0 | 0 | 0 | Constrained, otherwise capacity available =48 kW | --> | C15 ex STICKILLEN | Stickillen [T41,T42] | DRYBRIDGE |  | 53.8455 | -6.557
1544232 | MV/LV Substation LI***4232 |  | 10 kV | _ | LV | 630 kVA :Building Structure | 0.63 | --> | 0.63 | 0 | 0 | Constrained, otherwise capacity available =522 kVA | --> | 0.598 | 0 | 0 | 0 | 0 | Constrained, otherwise capacity available =584 kW | --> | C14 ex COOLMINE | Coolmine [T41,T42] | FINGLAS |  | 53.3837 | -6.42
176244 | MV/LV Substation BA***244 |  | 20 kV | _ | LV | 200 kVA :Pole Substation | 0.2 | --> | 0.2 | 0.155 | 18.78 |  | --> | 0.19 | 0 | 0.017 | 0.171 | 0 |  | --> | E13 ex HARTNETTS CROSS | Hartnetts Cross [T121,T422] | HARTNETTS CROSS |  | 51.8489 | -9.2358
015369 | MV/LV Substation DO***369 |  | 10 kV | _ | LV | 630 kVA :Building Structure | 0.63 | --> | 0.63 | 0.5 | 12.6 |  | --> | 0.598 | 0 | 0.11 | 0.5 | 0 |  | --> | C18 ex MONREAD | Monread [T101,T102] | MONREAD |  | 53.226 | -6.6992
068482X | MV/LV Substation CO***482X |  | 10 kV | _ | LV | 1000 kVA :Building Structure | 1 | --> | 1 | 0.5 | 11.14 |  | --> | 0.95 | 0 | 0 | 0.5 | 0 |  | --> | C12 ex CABRA | Cabra [T101,T102] | FINGLAS |  | 53.376 | -6.3173
039698 | MV/LV Substation TH***698 |  | 10 kV | _ | LV | 400 kVA :Kiosk Substation | 0.4 | --> | 0.4 | 0.348 | 11.03 |  | --> | 0.38 | 0 | 0.049 | 0.336 | 0 |  | --> | C19 ex SALTHILL | Salthill [T101,T102] | SALTHILL |  | 53.266 | -9.0774
293287Y | MV/LV Substation WO***287Y |  | 20 kV | _ | LV | 200 kVA :Pole Substation | 0.2 | --> | 0.2 | 0.176 | 0.43 |  | --> | 0.19 | 0 | 0.044 | 0 | 0 | Constrained, otherwise capacity available =154 kW | --> | E18 ex TULLOW | Tullow [T421,T422] | CARLOW |  | 52.8539 | -6.5631
068806 | MV/LV Substation PO***806 |  | 10 kV | _ | LV | 630 kVA :Kiosk Substation | 0.63 | --> | 0.63 | 0.234 | 28.43 |  | --> | 0.598 | 0 | 0 | 0.5 | 0 |  | --> | C04 ex BEDFORD ROW | Bedford Row [T41,T42,T43,T44] | FRANCIS STREET |  | 53.3423 | -6.2623
2814241 | MV/LV Substation CO***4241 |  | 10 kV | _ | LV | 200 kVA :Pole Substation | 0.2 | --> | 0.2 | 0.193 | 10.79 |  | --> | 0.19 | 0 | 0 | 0.189 | 0 |  | --> | C15 ex FACTORY CROSS | Factory Cross [T41,T42] | BARNAHELY |  | 51.822 | -8.3476
015510 | MV/LV Substation ST***510 |  | 10 kV | _ | LV | 100 kVA :Pole Substation | 0.1 | --> | 0.1 | 0 | 0 | Constrained, otherwise capacity available =61 kVA | --> | 0.095 | 0 | 0.025 | 0 | 0 | Constrained, otherwise capacity available =71 kW | --> | C18 ex NAAS | Naas [T41,T42] | KILTEEL |  | 53.1691 | -6.7018
139332X | MV/LV Substation KI***332X |  | 10 kV | _ | LV | 100 kVA :Pole Substation | 0.1 | --> | 0.1 | 0.099 | 4 |  | --> | 0.095 | 0 | 0 | 0 | 0 | Constrained, otherwise capacity available =95 kW | --> | C18 ex BALLYJAMESDUFF | Ballyjamesduff [T41,T42] | SHANKILL |  | 53.88 | -7.1313
014733Z | MV/LV Substation CH***733Z |  | 20 kV | _ | LV | 630 kVA :Kiosk Substation | 0.63 | --> | 0.63 | 0.5 | 0.63 |  | --> | 0.598 | 0 | 0 | 0 | 0 | Constrained, otherwise capacity available =598 kW | --> | E11 ex KILCULLEN | Kilcullen [T41,T42,T424] | STRATFORD |  | 53.0568 | -6.7029
026908 | MV/LV Substation SP***908 |  | 10 kV | _ | LV | 50 kVA :Pole Substation | 0.05 | --> | 0.05 | 0.04 | 8.66 |  | --> | 0.048 | 0 | 0.005 | 0 | 0 | Constrained, otherwise capacity available =42 kW | --> | C14 ex BANDON | Bandon [T101,T42] | BANDON |  | 51.7263 | -8.699
009145 | MV/LV Substation DE***145 |  | 10 kV | _ | LV | 400 kVA :Kiosk Substation | 0.4 | --> | 0.4 | 0.328 | 0.95 |  | --> | 0.38 | 0 | 0.008 | 0 | 0 | Constrained, otherwise capacity available =364 kW | --> | C16 ex TYCOR | Tycor [T41,T42] | WATERFORD |  | 52.2524 | -7.1444
052389Y | MV/LV Substation WI***389Y |  | 20 kV | _ | LV | 200 kVA :Pole Substation | 0.2 | --> | 0.2 | 0.169 | 10.9 |  | --> | 0.19 | 0 | 0.011 | 0.178 | 0 |  | --> | C24 ex MULLINGAR | Mullingar [T101,T102] | MULLINGAR |  | 53.6124 | -7.42
093264 | MV/LV Substation CO***264 |  | 10 kV | _ | LV | 400 kVA :Kiosk Substation | 0.4 | --> | 0.4 | 0.287 | 2.86 |  | --> | 0.38 | 0 | 0.035 | 0.338 | 0 |  | --> | C13 ex BALLYMUN | Ballymun [T41,T42] | FINGLAS |  | 53.3868 | -6.2544
0814045 | MV/LV Substation TE***4045 |  | 10 kV | _ | LV | 400 kVA :Building Structure | 0.4 | --> | 0.4 | 0 | 0 | Constrained, otherwise capacity available =48 kVA | --> | 0.38 | 0 | 0.025 | 0.31 | 0 |  | --> | C17 ex LIFFEY VALLEY | Liffey Valley [T41,T42] | INCHICORE 220KV |  | 53.3503 | -6.3881
069460 | MV/LV Substation KE***460 |  | 10 kV | _ | LV | 400 kVA :Kiosk Substation | 0.4 | --> | 0.4 | 0.214 | 4.47 |  | --> | 0.38 | 0 | 0.076 | 0.297 | 0 |  | --> | C14 ex TEMPLEOGUE | Templeogue [T41,T42] | MILLTOWN (DR) |  | 53.3002 | -6.3309
039914X | MV/LV Substation MA***914X |  | 10 kV | _ | LV | 50 kVA :Pole Substation | 0.05 | --> | 0.05 | 0 | 0 | Constrained, otherwise capacity available =22 kVA | --> | 0.048 | 0 | 0 | 0 | 0 | Constrained, otherwise capacity available =44 kW | --> | C15 ex ORANMORE | Oranmore [T41,T44] | GALWAY 110KV |  | 53.2323 | -8.9511
026021 | MV/LV Substation ST***021 |  | 10 kV | _ | LV | 630 kVA :Kiosk Substation | 0.63 | --> | 0.63 | 0.301 | 8.66 |  | --> | 0.598 | 0 | 0.031 | 0 | 0 | Constrained, otherwise capacity available =529 kW | --> | C11 ex BANDON | Bandon [T101,T42] | BANDON |  | 51.7447 | -8.7354
063725 | MV/LV Substation SH***725 |  | 10 kV | _ | LV | 50 kVA :Pole Substation | 0.05 | --> | 0.05 | 0 | 0 | Constrained, otherwise capacity available =48 kVA | --> | 0.048 | 0 | 0 | 0 | 0 | Constrained, otherwise capacity available =47 kW | --> | C15 ex STICKILLEN | Stickillen [T41,T42] | DRYBRIDGE |  | 53.8363 | -6.5754
050794 | MV/LV Substation BO***794 |  | 20 kV | _ | LV | 100 kVA :Pole Substation | 0.1 | --> | 0.1 | 0 | 0 | Constrained, otherwise capacity available =48 kVA | --> | 0.095 | 0 | 0 | 0 | 0 | Constrained, otherwise capacity available =88 kW | --> | C22 ex ATHLONE | Athlone [T41,T42] | ATHLONE |  | 53.4298 | -7.9635
066035Z | MV/LV Substation FI***035Z |  | 10 kV | _ | LV | 1000 kVA :Building Structure | 1 | --> | 1 | 0 | 0 | Constrained, otherwise capacity available =822 kVA | --> | 0.95 | 0 | 0.011 | 0.5 | 0 |  | --> | C15 ex MOUNTGORRY | Mountgorry [T41,T42] | GRANGE (DR) |  | 53.4592 | -6.2185
288089 | MV/LV Substation ST***089 |  | 10 kV | _ | LV | 200 kVA :Kiosk Substation | 0.2 | --> | 0.2 | 0.041 | 0.04 | Constrained, otherwise capacity available =163 kVA | --> | 0.19 | 0 | 0 | 0.185 | 0 |  | --> | C11 ex LITTLE BRAY | Little Bray [T41,T42] | FASSAROE |  | 53.2164 | -6.1218
039343X | MV/LV Substation CO***343X |  | 10 kV | _ | LV | 400 kVA :Building Structure | 0.4 | --> | 0.4 | 0 | 0 | Constrained, otherwise capacity available =374 kVA | --> | 0.38 | 0 | 0.15 | 0 | 0 | Constrained, otherwise capacity available =265 kW | --> | C17 ex ORANMORE | Oranmore [T41,T44] | GALWAY 110KV |  | 53.2807 | -8.9286
015877Z | MV/LV Substation PO***877Z |  | 10 kV | _ | LV | 50 kVA :Pole Substation | 0.05 | --> | 0.05 | 0.046 | 12.6 |  | --> | 0.048 | 0 | 0 | 0.047 | 0 |  | --> | C22 ex MONREAD | Monread [T101,T102] | MONREAD |  | 53.2191 | -6.6847
015840Z | MV/LV Substation AL***840Z |  | 10 kV | _ | LV | 400 kVA :Kiosk Substation | 0.4 | --> | 0.4 | 0 | 0 | Constrained, otherwise capacity available =291 kVA | --> | 0.38 | 0 | 0.009 | 0 | 0 | Constrained, otherwise capacity available =358 kW | --> | C17 ex SALLINS | Sallins [T41,T42] | GRIFFINRATH |  | 53.2897 | -6.6749
037025 | MV/LV Substation OU***025 |  | 10 kV | _ | LV | 200 kVA :Building Structure | 0.2 | --> | 0.2 | 0.171 | 13.05 |  | --> | 0.19 | 0 | 0 | 0.186 | 0 |  | --> | C18 ex ENNIS | Ennis [T101,T102] | ENNIS |  | 52.8607 | -8.9785
013260 | MV/LV Substation KI***260 |  | 20 kV | _ | LV | 50 kVA :Pole Substation | 0.05 | --> | 0.05 | 0.045 | 0.12 |  | --> | 0.048 | 0 | 0 | 0.047 | 0 |  | --> | E62 ex ATHY | Athy [T101,T102] | ATHY |  | 53.0615 | -6.8707
139985X | MV/LV Substation KI***985X |  | 20 kV | _ | LV | 200 kVA :Pole Substation | 0.2 | --> | 0.2 | 0 | 0 | Constrained, otherwise capacity available =144 kVA | --> | 0.19 | 0 | 0 | 0 | 0 | Constrained, otherwise capacity available =182 kW | --> | E21 ex FINEA | Finea [T421,T422] | SHANKILL |  | 53.8656 | -7.3331
0214100 | MV/LV Substation KN***4100 |  | 10 kV | _ | LV | 50 kVA :Pole Substation | 0.05 | --> | 0.05 | 0 | 0 | Constrained, otherwise capacity available =41 kVA | --> | 0.048 | 0 | 0 | 0.046 | 0 |  | --> | C16 ex RIVERSTOWN | Riverstown [T41,T42] | KILBARRY |  | 51.954 | -8.3226
058073 | MV/LV Substation TA***073 |  | 10 kV | _ | LV | 200 kVA :Pole Substation | 0.2 | --> | 0.2 | 0.2 | 3 |  | --> | 0.19 | 0 | 0 | 0 | 0 | Constrained, otherwise capacity available =190 kW | --> | C18 ex NENAGH | Nenagh [T41,T42] | NENAGH |  | 52.8609 | -8.1933
063724 | MV/LV Substation HO***724 |  | 10 kV | _ | LV | 50 kVA :Pole Substation | 0.05 | --> | 0.05 | 0 | 0 | Constrained, otherwise capacity available =42 kVA | --> | 0.048 | 0 | 0 | 0 | 0 | Constrained, otherwise capacity available =46 kW | --> | C19 ex BALLYBAILIE | Ballybailie [T41,T42] | DUNDALK |  | 53.8534 | -6.5593
210419X | MV/LV Substation DR***419X |  | 10 kV | _ | LV | 50 kVA :Pole Substation | 0.05 | --> | 0.05 | 0 | 0 | Constrained, otherwise capacity available =46 kVA | --> | 0.048 | 0 | 0.005 | 0 | 0 | Constrained, otherwise capacity available =43 kW | --> | C13 ex CARRICKMACROSS | Carrickmacross [T41,T42] | MEATH HILL |  | 53.98 | -6.7319
021375Z | MV/LV Substation EA***375Z |  | 10 kV | _ | LV | 400 kVA :Building Structure | 0.4 | --> | 0.4 | 0.354 | 6.78 |  | --> | 0.38 | 0 | 0 | 0.374 | 0 |  | --> | C35 ex CASTLEVIEW | Castleview [T101,T102] | CASTLEVIEW |  | 51.9025 | -8.3689
050189X | MV/LV Substation P+***189X |  | 10 kV | _ | LV | 200 kVA :Pole Substation | 0.2 | --> | 0.2 | 0.162 | 6.49 |  | --> | 0.19 | 0 | 0 | 0 | 0 | Constrained, otherwise capacity available =185 kW | --> | C17 ex BUSHFIELD | Bushfield [T41,T42] | ATHLONE |  | 53.4312 | -7.8987
011954Y | MV/LV Substation EN***954Y |  | 10 kV | _ | LV | 100 kVA :Pole Substation | 0.1 | --> | 0.1 | 0.037 | 0.04 | Constrained, otherwise capacity available =89 kVA | --> | 0.095 | 0 | 0 | 0 | 0 | Constrained, otherwise capacity available =94 kW | --> | C16 ex CALLAN | Callan [T41,T42] | KILKENNY |  | 52.5433 | -7.228
093277 | MV/LV Substation BE***277 |  | 10 kV | _ | LV | 400 kVA :Kiosk Substation | 0.4 | --> | 0.4 | 0 | 0 | Constrained, otherwise capacity available =286 kVA | --> | 0.38 | 0 | 0.024 | 0.346 | 0 |  | --> | C22 ex POPPINTREE | Poppintree [T101,T102] | FINGLAS |  | 53.39 | -6.2794
075283Y | MV/LV Substation CL***283Y |  | 20 kV | _ | LV | 630 kVA :Kiosk Substation | 0.63 | --> | 0.63 | 0.5 | 1.13 |  | --> | 0.598 | 0 | 0.01 | 0 | 0 | Constrained, otherwise capacity available =577 kW | --> | E12 ex BUNCLODY | Bunclody [T421,T422] | CRANE |  | 52.6562 | -6.6559
0114486 | MV/LV Substation CL***4486 |  | 10 kV | _ | LV | 630 kVA :Kiosk Substation | 0.63 | --> | 0.63 | 0 | 0 | Constrained, otherwise capacity available =547 kVA | --> | 0.598 | 0 | 0.159 | 0 | 0 | Constrained, otherwise capacity available =469 kW | --> | C11 ex ROSEHILL | Rosehill [T41,T42] | KILKENNY |  | 52.6622 | -7.2662
0144249 | MV/LV Substation LI***4249 |  | 10 kV | _ | LV | 400 kVA :Building Structure | 0.4 | --> | 0.4 | 0 | 0 | Constrained, otherwise capacity available =323 kVA | --> | 0.38 | 0 | 0 | 0 | 0 | Constrained, otherwise capacity available =369 kW | --> | C14 ex ATHGARVAN | Athgarvan [T41,T44] | NEWBRIDGE |  | 53.1948 | -6.7629
1384123 | MV/LV Substation BB***4123 |  | 10 kV | _ | LV | 50 kVA :Pole Substation | 0.05 | --> | 0.05 | 0.05 | 2.18 |  | --> | 0.048 | 0 | 0 | 0 | 0 | Constrained, otherwise capacity available =48 kW | --> | C19 ex BAILIEBORO | Bailieboro [T41,T42] | MEATH HILL |  | 53.8965 | -6.9692
060514Y | MV/LV Substation TE***514Y |  | 10 kV | _ | LV | 50 kVA :Pole Substation | 0.05 | --> | 0.05 | 0.049 | 4 |  | --> | 0.048 | 0 | 0 | 0 | 0 | Constrained, otherwise capacity available =47 kW | --> | C18 ex BALLYJAMESDUFF | Ballyjamesduff [T41,T42] | SHANKILL |  | 53.9112 | -7.1271
015088Z | MV/LV Substation CA***088Z |  | 10 kV | _ | LV | 200 kVA :Kiosk Substation | 0.2 | --> | 0.2 | 0 | 0 | Constrained, otherwise capacity available =163 kVA | --> | 0.19 | 0 | 0.03 | 0 | 0 | Constrained, otherwise capacity available =163 kW | --> | C11 ex SALLINS | Sallins [T41,T42] | GRIFFINRATH |  | 53.2545 | -6.6734
015332Z | MV/LV Substation AB***332Z |  | 10 kV | _ | LV | 400 kVA :Kiosk Substation | 0.4 | --> | 0.4 | 0 | 0 | Constrained, otherwise capacity available =372 kVA | --> | 0.38 | 0 | 0 | 0 | 0 | Constrained, otherwise capacity available =376 kW | --> | C17 ex SALLINS | Sallins [T41,T42] | GRIFFINRATH |  | 53.2916 | -6.6811
184142 | MV/LV Substation BO***142 |  | 10 kV | _ | LV | 50 kVA :Pole Substation | 0.05 | --> | 0.05 | 0.048 | 3.38 |  | --> | 0.048 | 0 | 0 | 0 | 0 | Constrained, otherwise capacity available =47 kW | --> | C17 ex CASTLEBLAYNEY | Castleblayney [T41,T42] | DUNDALK |  | 54.1077 | -6.763
156273 | MV/LV Substation EM***273 |  | 20 kV | _ | LV | 50 kVA :Pole Substation | 0.05 | --> | 0.05 | 0 | 0 | Constrained, otherwise capacity available =50 kVA | --> | 0.048 | 0 | 0 | 0 | 0 | Constrained, otherwise capacity available =48 kW | --> | E14 ex EMYVALE | Emyvale [T422] | LISDRUM |  | 54.3515 | -6.9374
365307 | MV/LV Substation PD***307 |  | 10 kV | _ | LV | 100 kVA :Pole Substation | 0.1 | --> | 0.1 | 0 | 0 | Constrained, otherwise capacity available =96 kVA | --> | 0.095 | 0 | 0 | 0.094 | 0 |  | --> | C12 ex SAGGART | Saggart [T41,T42] | GRANGE CASTLE |  | 53.2468 | -6.5337
139343Y | MV/LV Substation HE***343Y |  | 10 kV | _ | LV | 200 kVA :Kiosk Substation | 0.2 | --> | 0.2 | 0.148 | 4 |  | --> | 0.19 | 0 | 0.005 | 0 | 0 | Constrained, otherwise capacity available =179 kW | --> | C14 ex BALLYJAMESDUFF | Ballyjamesduff [T41,T42] | SHANKILL |  | 53.8382 | -7.0949
042644X | MV/LV Substation FO***644X |  | 10 kV | _ | LV | 200 kVA :Kiosk Substation | 0.2 | --> | 0.2 | 0.163 | 1.93 |  | --> | 0.19 | 0 | 0 | 0 | 0 | Constrained, otherwise capacity available =185 kW | --> | C16 ex TURLOUGH ROAD | Turlough Road [T41,T42] | CASTLEBAR |  | 53.8619 | -9.3103
108149X | MV/LV Substation CA***149X |  | 20 kV | _ | LV | 50 kVA :Pole Substation | 0.05 | --> | 0.05 | 0.046 | 1.57 |  | --> | 0.048 | 0 | 0.015 | 0 | 0 | Constrained, otherwise capacity available =36 kW | --> | C17 ex BALLYSHANNON | Ballyshannon [T41,T42] | CATHALEENS FALL |  | 54.5316 | -8.1208
017998Y | MV/LV Substation GL***998Y |  | 10 kV | _ | LV | 50 kVA :Pole Substation | 0.05 | --> | 0.05 | 0.048 | 1.05 |  | --> | 0.048 | 0 | 0 | 0 | 0 | Constrained, otherwise capacity available =47 kW | --> | C16 ex NEWCASTLEWEST | Newcastlewest [T41,T42] | RATHKEALE |  | 52.5034 | -9.0704
054001 | MV/LV Substation MA***001 |  | 10 kV | _ | LV | 630 kVA :Kiosk Substation | 0.63 | --> | 0.63 | 0 | 0 | Constrained, otherwise capacity available =345 kVA | --> | 0.598 | 0 | 0 | 0 | 0 | Constrained, otherwise capacity available =558 kW | --> | C21 ex PALLAS | Pallas [T41,T42] | PORTLAOISE |  | 53.0331 | -7.3033
214495 | MV/LV Substation CL***495 |  | 20 kV | _ | LV | 630 kVA :Building Structure | 0.63 | --> | 0.63 | 0 | 0 | Constrained, otherwise capacity available =630 kVA | --> | 0.598 | 0 | 0 | 0 | 0 | Constrained, otherwise capacity available =598 kW | --> | C11 ex DRUMQUIN | Drumquin [T42] | ENNIS |  | 52.7853 | -9.0874
288066X | MV/LV Substation BR***066X |  | 10 kV | _ | LV | 400 kVA :Building Structure | 0.4 | --> | 0.4 | 0 | 0 | Constrained, otherwise capacity available =350 kVA | --> | 0.38 | 0 | 0 | 0.373 | 0 |  | --> | C18 ex SANDYFORD | Sandyford [T41,T42] | CARRICKMINES |  | 53.2754 | -6.2159
253882Z | MV/LV Substation WI***882Z |  | 20 kV | _ | LV | 100 kVA :Pole Substation | 0.1 | --> | 0.1 | 0 | 0 | Constrained, otherwise capacity available =75 kVA | --> | 0.095 | 0 | 0.007 | 0 | 0 | Constrained, otherwise capacity available =86 kW | --> | E15 ex GLENAMADDY | Glenamaddy [T422] | ATHLONE |  | 53.6755 | -8.5793
164381X | MV/LV Substation SO***381X |  | 10 kV | _ | LV | 50 kVA :Pole Substation | 0.05 | --> | 0.05 | 0 | 0 | Constrained, otherwise capacity available =46 kVA | --> | 0.048 | 0 | 0.009 | 0 | 0 | Constrained, otherwise capacity available =40 kW | --> | C22 ex SKIBBEREEN | Skibbereen [T41,T42] | DUNMANWAY |  | 51.4346 | -9.4985
095217 | MV/LV Substation CR***217 |  | 10 kV | _ | LV | 100 kVA :Pole Substation | 0.1 | --> | 0.1 | 0 | 0 | Constrained, otherwise capacity available =100 kVA | --> | 0.095 | 0 | 0 | 0 | 0 | Constrained, otherwise capacity available =95 kW | --> | C15 ex CRANNY | Cranny [T41] | ENNIS |  | 52.6935 | -9.2218
125121Y | MV/LV Substation QU***121Y |  | 10 kV | _ | LV | 50 kVA :Pole Substation | 0.05 | --> | 0.05 | 0 | 0 | Constrained, otherwise capacity available =48 kVA | --> | 0.048 | 0 | 0 | 0 | 0 | Constrained, otherwise capacity available =47 kW | --> | C20 ex CLOONLOUGH | Cloonlough [T41,T42] | BARRYMORE |  | 52.2334 | -8.2757
081158Y | MV/LV Substation DE***158Y |  | 10 kV | _ | LV | 100 kVA :Pole Substation | 0.1 | --> | 0.1 | 0 | 0 | Constrained, otherwise capacity available =80 kVA | --> | 0.095 | 0 | 0 | 0 | 0 | Constrained, otherwise capacity available =92 kW | --> | C15 ex MONEYCOOLEY | Moneycooley [T41,T42,T44] | GRIFFINRATH |  | 53.3592 | -6.6319
081281Z | MV/LV Substation ES***281Z |  | 10 kV | _ | LV | 400 kVA :Kiosk Substation | 0.4 | --> | 0.4 | 0 | 0 | Constrained, otherwise capacity available =290 kVA | --> | 0.38 | 0 | 0.051 | 0.327 | 0 |  | --> | C12 ex LUCAN EAST | Lucan East [T41,T42] | GRANGE CASTLE |  | 53.3541 | -6.4434
081387Y | MV/LV Substation SP***387Y |  | 10 kV | _ | LV | 200 kVA :Pole Substation | 0.2 | --> | 0.2 | 0 | 0 | Constrained, otherwise capacity available =75 kVA | --> | 0.19 | 0 | 0 | 0 | 0 | Constrained, otherwise capacity available =172 kW | --> | C15 ex LEIXLIP | Leixlip [T41,T42] | GRIFFINRATH |  | 53.3602 | -6.479
204490 | MV/LV Substation TI***490 |  | 20 kV | _ | LV | 50 kVA :Pole Substation | 0.05 | --> | 0.05 | 0.028 | 2.02 |  | --> | 0.048 | 0 | 0 | 0 | 0 | Constrained, otherwise capacity available =44 kW | --> | E17 ex BALLYMACARRY | Ballymacarry [T421] | TRILLICK |  | 55.0653 | -7.4226
503683 | MV/LV Substation BR***683 |  | 20 kV | _ | LV | 200 kVA :Pole Substation | 0.2 | --> | 0.2 | 0.127 | 1.69 |  | --> | 0.19 | 0 | 0 | 0 | 0 | Constrained, otherwise capacity available =180 kW | --> | C18 ex NEWTOWNCUNNINGHAM | Newtowncunningham [T41,T42] | LETTERKENNY |  | 55.0444 | -7.382
0664320 | MV/LV Substation SK***4320 |  | 20 kV | _ | LV | 50 kVA :Pole Substation | 0.05 | --> | 0.05 | 0 | 0 | Constrained, otherwise capacity available =49 kVA | --> | 0.048 | 0 | 0 | 0 | 0 | Constrained, otherwise capacity available =47 kW | --> | E18 ex GLASMORE | Glasmore [T421,T422] | GLASMORE |  | 53.4963 | -6.2658
001038X | MV/LV Substation DE***038X |  | 10 kV | _ | LV | 1000 kVA :Building Structure | 1 | --> | 1 | 0 | 0 | Constrained, otherwise capacity available =1000 kVA | --> | 0.95 | 0 | 0 | 0.5 | 0 |  | --> | C16 ex LOUGHLINSTOWN | Loughlinstown [T41,T42] | CARRICKMINES |  | 53.2454 | -6.1394
109037 | MV/LV Substation WA***037 |  | 10 kV | _ | LV | 400 kVA :Building Structure | 0.4 | --> | 0.4 | 0.381 | 0.38 | Constrained, otherwise capacity available =383 kVA | --> | 0.38 | 0 | 0 | 0.378 | 0 |  | --> | C15 ex RINEANNA | Rineanna [T41,T42] | DRUMLINE |  | 52.6997 | -8.8963
021670X | MV/LV Substation GL***670X |  | 10 kV | _ | LV | 50 kVA :Pole Substation | 0.05 | --> | 0.05 | 0 | 0 | Constrained, otherwise capacity available =35 kVA | --> | 0.048 | 0 | 0 | 0.045 | 0 |  | --> | C15 ex MAYFIELD | Mayfield [T41,T42] | KILBARRY |  | 51.92 | -8.3962
204525 | MV/LV Substation HA***525 |  | 20 kV | _ | LV | 200 kVA :Pole Substation | 0.2 | --> | 0.2 | 0.178 | 2.02 |  | --> | 0.19 | 0 | 0.006 | 0 | 0 | Constrained, otherwise capacity available =182 kW | --> | E17 ex BALLYMACARRY | Ballymacarry [T421] | TRILLICK |  | 55.0644 | -7.4269
023276X | MV/LV Substation RE***276X |  | 10 kV | _ | LV | 50 kVA :Pole Substation | 0.05 | --> | 0.05 | 0 | 0 | Constrained, otherwise capacity available =34 kVA | --> | 0.048 | 0 | 0.011 | 0 | 0 | Constrained, otherwise capacity available =37 kW | --> | C18 ex FERMOY NORTH | Fermoy North [T41,T42] | BARRYMORE |  | 52.1466 | -8.4323
0654012 | MV/LV Substation WE***4012 |  | 20 kV | _ | LV | 50 kVA :Pole Substation | 0.05 | --> | 0.05 | 0 | 0 | Constrained, otherwise capacity available =46 kVA | --> | 0.048 | 0 | 0 | 0 | 0 | Constrained, otherwise capacity available =47 kW | --> | E23 ex BALTRASNA | Baltrasna [T121,T122] | BALTRASNA |  | 53.5807 | -6.3054
180025 | MV/LV Substation FA***025 |  | 10 kV | _ | LV | 400 kVA :Kiosk Substation | 0.4 | --> | 0.4 | 0 | 1.4 |  | --> | 0.38 | 0 | 0.013 | 0 | 0 | Constrained, otherwise capacity available =312 kW | --> | C23 ex KELLS | Kells [T41,T42] | NAVAN |  | 53.7248 | -6.8787
0714110 | MV/LV Substation HA***4110 |  | 10 kV | _ | LV | 630 kVA :Kiosk Substation | 0.63 | --> | 0.63 | 0.5 | 5.58 |  | --> | 0.598 | 0 | 0.009 | 0.5 | 0 |  | --> | C11 ex KILCOOLE | Kilcoole [T41,T42] | FASSAROE |  | 53.0941 | -6.119
1674226 | MV/LV Substation TE***4226 |  | 20 kV | _ | LV | 200 kVA :Pole Substation | 0.2 | --> | 0.2 | 0 | 0 | Constrained, otherwise capacity available =200 kVA | --> | 0.19 | 0 | 0 | 0 | 0 | Constrained, otherwise capacity available =190 kW | --> | E21 ex WHITECHURCH | Whitechurch [T421,T422] | KILBARRY |  | 51.9719 | -8.4357
365180 | MV/LV Substation FO***180 |  | 10 kV | _ | LV | 630 kVA :Building Structure | 0.63 | --> | 0.63 | 0 | 0 | Constrained, otherwise capacity available =554 kVA | --> | 0.598 | 0 | 0 | 0.5 | 0 |  | --> | C14 ex FORTUNESTOWN | Fortunestown [T101,T102] | INCHICORE 220KV |  | 53.2832 | -6.4252
021994X | MV/LV Substation GO***994X |  | 10 kV | _ | LV | 400 kVA :Building Structure | 0.4 | --> | 0.4 | 0 | 0 | Constrained, otherwise capacity available =324 kVA | --> | 0.38 | 0 | 0.011 | 0 | 0 | Constrained, otherwise capacity available =361 kW | --> | C22 ex KILBARRY |  |  |  | 51.9145 | -8.4911
019198X | MV/LV Substation RA***198X |  | 10 kV | _ | LV | 400 kVA :Kiosk Substation | 0.4 | --> | 0.4 | 0.047 | 0.05 | Constrained, otherwise capacity available =229 kVA | --> | 0.38 | 0 | 0 | 0 | 0 | Constrained, otherwise capacity available =361 kW | --> | C19 ex BALLYBEGGAN | Ballybeggan [T43,T44] | TRALEE |  | 52.266 | -9.6771
015533Z | MV/LV Substation SA***533Z |  | 10 kV | _ | LV | 200 kVA :Kiosk Substation | 0.2 | --> | 0.2 | 0 | 0 | Constrained, otherwise capacity available =107 kVA | --> | 0.19 | 0 | 0.025 | 0 | 0 | Constrained, otherwise capacity available =158 kW | --> | C11 ex SALLINS | Sallins [T41,T42] | GRIFFINRATH |  | 53.2459 | -6.672
015504Z | MV/LV Substation AB***504Z |  | 10 kV | _ | LV | 200 kVA :Kiosk Substation | 0.2 | --> | 0.2 | 0 | 0 | Constrained, otherwise capacity available =166 kVA | --> | 0.19 | 0 | 0 | 0 | 0 | Constrained, otherwise capacity available =185 kW | --> | C17 ex SALLINS | Sallins [T41,T42] | GRIFFINRATH |  | 53.291 | -6.6795
066465Z | MV/LV Substation DR***465Z |  | 10 kV | _ | LV | 400 kVA :Kiosk Substation | 0.4 | --> | 0.4 | 0 | 0 | Constrained, otherwise capacity available =314 kVA | --> | 0.38 | 0 | 0.034 | 0 | 0 | Constrained, otherwise capacity available =343 kW | --> | C13 ex MALAHIDE | Malahide [T41,T42] | GLASMORE |  | 53.4426 | -6.2013
028481 | MV/LV Substation GL***481 |  | 10 kV | _ | LV | 50 kVA :Pole Substation | 0.05 | --> | 0.05 | 0 | 0 | Constrained, otherwise capacity available =46 kVA | --> | 0.048 | 0 | 0.005 | 0 | 0 | Constrained, otherwise capacity available =43 kW | --> | C13 ex COW CROSS |  |  |  | 51.8627 | -8.2956
039237X | MV/LV Substation ME***237X |  | 10 kV | _ | LV | 630 kVA :Kiosk Substation | 0.63 | --> | 0.63 | 0 | 0 | Constrained, otherwise capacity available =506 kVA | --> | 0.598 | 0 | 0 | 0 | 0 | Constrained, otherwise capacity available =581 kW | --> | C18 ex HEADFORD ROAD | Headford Road [T41,T42] | GALWAY 110KV |  | 53.2885 | -9.0475
048862 | MV/LV Substation DU***862 |  | 20 kV | _ | LV | 100 kVA :Pole Substation | 0.1 | --> | 0.1 | 0.089 | 2.03 |  | --> | 0.095 | 0 | 0 | 0 | 0 | Constrained, otherwise capacity available =93 kW | --> | E16 ex MOHILL | Mohill [T421,T422] | CARRICK ON SHANNON |  | 53.8835 | -7.9357
0694147 | MV/LV Substation LI***4147 |  | 10 kV | _ | LV | 1000 kVA :Building Structure | 1 | --> | 1 | 0.5 | 17.78 |  | --> | 0.95 | 0 | 0 | 0.5 | 0 |  | --> | C24 ex RINGSEND | Ringsend [T101,T102] | POOLBEG |  | 53.3398 | -6.2152
039202 | MV/LV Substation CO***202 |  | 10 kV | _ | LV | 630 kVA :Kiosk Substation | 0.63 | --> | 0.63 | 0.5 | 11.03 |  | --> | 0.598 | 0 | 0 | 0.5 | 0 |  | --> | C31 ex SALTHILL | Salthill [T101,T102] | SALTHILL |  | 53.2805 | -9.0737
059536Y | MV/LV Substation NO***536Y |  | 20 kV | _ | LV | 200 kVA :Pole Substation | 0.2 | --> | 0.2 | 0.066 | 0.07 | Constrained, otherwise capacity available =169 kVA | --> | 0.19 | 0 | 0 | 0 | 0 | Constrained, otherwise capacity available =186 kW | --> | E15 ex BALLYCONNELL | Ballyconnell [T421,T422] | GORTAWEE |  | 54.107 | -7.4403
154436Z | MV/LV Substation MA***436Z |  | 10 kV | _ | LV | 400 kVA :Building Structure | 0.4 | --> | 0.4 | 0 | 0 | Constrained, otherwise capacity available =348 kVA | --> | 0.38 | 0 | 0.005 | 0.369 | 0 |  | --> | C22 ex MACETOWN | Macetown [T101,T102] | MACETOWN |  | 53.3961 | -6.4402
0684261 | MV/LV Substation GR***4261 |  | 10 kV | _ | LV | 630 kVA :Building Structure | 0.63 | --> | 0.63 | 0.5 | 9.99 |  | --> | 0.598 | 0 | 0 | 0.5 | 0 |  | --> | C23 ex HAROLDS CROSS | Harolds Cross [T101,T102] | POOLBEG |  | 53.3336 | -6.2659
125085 | MV/LV Substation BA***085 |  | 10 kV | _ | LV | 100 kVA :Pole Substation | 0.1 | --> | 0.1 | 0 | 0 | Constrained, otherwise capacity available =97 kVA | --> | 0.095 | 0 | 0 | 0 | 0 | Constrained, otherwise capacity available =95 kW | --> | C20 ex CLOONLOUGH | Cloonlough [T41,T42] | BARRYMORE |  | 52.258 | -8.2577
048312X | MV/LV Substation AR***312X |  | 20 kV | _ | LV | 50 kVA :Pole Substation | 0.05 | --> | 0.05 | 0.049 | 2.03 |  | --> | 0.048 | 0 | 0 | 0 | 0 | Constrained, otherwise capacity available =47 kW | --> | E15 ex MOHILL | Mohill [T421,T422] | CARRICK ON SHANNON |  | 54.0065 | -7.8636
293820Y | MV/LV Substation O ***820Y |  | 20 kV | _ | LV | 100 kVA :Pole Substation | 0.1 | --> | 0.1 | 0.05 | 0.43 |  | --> | 0.095 | 0 | 0.005 | 0 | 0 | Constrained, otherwise capacity available =84 kW | --> | E18 ex TULLOW | Tullow [T421,T422] | CARLOW |  | 52.8721 | -6.4986
037903X | MV/LV Substation BA***903X |  | 10 kV | _ | LV | 100 kVA :Building Structure | 0.1 | --> | 0.1 | 0 | 0 |  | --> | 0.095 | 0 | 0 | 0 | 0 | Constrained, otherwise capacity available =80 kW | --> | C15 ex CAHIRCALLA | Cahircalla [T41,T42] | ENNIS |  | 52.7834 | -8.9309
095158 | MV/LV Substation KI***158 |  | 10 kV | _ | LV | 100 kVA :Pole Substation | 0.1 | --> | 0.1 | 0 | 0 | Constrained, otherwise capacity available =42 kVA | --> | 0.095 | 0 | 0 | 0 | 0 | Constrained, otherwise capacity available =87 kW | --> | C15 ex CRANNY | Cranny [T41] | ENNIS |  | 52.7204 | -9.3146
068958X | MV/LV Substation RE***958X |  | 10 kV | _ | LV | 1000 kVA :Building Structure | 1 | --> | 1 | 0.5 | 1.47 |  | --> | 0.95 | 0 | 0 | 0.5 | 0 |  | --> | C15 ex MARROWBONE LANE | Marrowbone Lane [T42] | INCHICORE 220KV |  | 53.337 | -6.2923
139211Z | MV/LV Substation TU***211Z |  | 20 kV | _ | LV | 50 kVA :Pole Substation | 0.05 | --> | 0.05 | 0 | 0 | Constrained, otherwise capacity available =48 kVA | --> | 0.048 | 0 | 0 | 0 | 0 | Constrained, otherwise capacity available =47 kW | --> | E21 ex FINEA | Finea [T421,T422] | SHANKILL |  | 53.8831 | -7.3704
365223X | MV/LV Substation DE***223X |  | 10 kV | _ | LV | 200 kVA :Kiosk Substation | 0.2 | --> | 0.2 | 0 | 0 | Constrained, otherwise capacity available =105 kVA | --> | 0.19 | 0 | 0.016 | 0.165 | 0 |  | --> | C19 ex FORTUNESTOWN | Fortunestown [T101,T102] | INCHICORE 220KV |  | 53.2762 | -6.4105
127014 | MV/LV Substation BR***014 |  | 10 kV | _ | LV | 50 kVA :Pole Substation | 0.05 | --> | 0.05 | 0 | 0 | Constrained, otherwise capacity available =42 kVA | --> | 0.048 | 0 | 0 | 0 | 0 | Constrained, otherwise capacity available =46 kW | --> | C17 ex LOUGHTAGALLA | Loughtagalla [T41,T42] | THURLES |  | 52.6844 | -7.8096
001126 | MV/LV Substation PR***126 |  | 10 kV | _ | LV | 400 kVA :Kiosk Substation | 0.4 | --> | 0.4 | 0 | 0 | Constrained, otherwise capacity available =207 kVA | --> | 0.38 | 0 | 0.064 | 0.305 | 0 |  | --> | C12 ex DUNDRUM | Dundrum [T41,T42] | BLACKROCK |  | 53.2975 | -6.2331
067192 | MV/LV Substation RA***192 |  | 10 kV | _ | LV | 400 kVA :Kiosk Substation | 0.4 | --> | 0.4 | 0 | 0 | Constrained, otherwise capacity available =256 kVA | --> | 0.38 | 0 | 0.036 | 0.333 | 0 |  | --> | C19 ex RAHEEN | Raheen [T41,T42] | LIMERICK |  | 52.6312 | -8.657
059498Y | MV/LV Substation LA***498Y |  | 10 kV | _ | LV | 630 kVA :Kiosk Substation | 0.63 | --> | 0.63 | 0 | 0 | Constrained, otherwise capacity available =571 kVA | --> | 0.598 | 0 | 0 | 0 | 0 | Constrained, otherwise capacity available =590 kW | --> | C16 ex DERRYCRAMPH | Derrycramph [T41,T42] | SHANKILL |  | 53.9835 | -7.3425
036917X | MV/LV Substation AL***917X |  | 20 kV | _ | LV | 50 kVA :Pole Substation | 0.05 | --> | 0.05 | 0 | 0 | Constrained, otherwise capacity available =50 kVA | --> | 0.048 | 0 | 0 | 0 | 0 | Constrained, otherwise capacity available =48 kW | --> | E20 ex GARRANACANTY | Garranacanty [T421,T422] | TIPPERARY |  | 52.5161 | -8.0796
365299 | MV/LV Substation PO***299 |  | 10 kV | _ | LV | 100 kVA :Pole Substation | 0.1 | --> | 0.1 | 0 | 0 | Constrained, otherwise capacity available =95 kVA | --> | 0.095 | 0 | 0.006 | 0.09 | 0 |  | --> | C12 ex SAGGART | Saggart [T41,T42] | GRANGE CASTLE |  | 53.2467 | -6.5472
281423 | MV/LV Substation MA***423 |  | 10 kV | _ | LV | 200 kVA :Pole Substation | 0.2 | --> | 0.2 | 0.159 | 4.3 |  | --> | 0.19 | 0 | 0 | 0.184 | 0 |  | --> | C19 ex RINGASKIDDY 110KV | Ringaskiddy 110kv [T42] | BARNAHELY |  | 51.8686 | -8.3341
036372X | MV/LV Substation OO***372X |  | 20 kV | _ | LV | 100 kVA :Pole Substation | 0.1 | --> | 0.1 | 0 | 0 | Constrained, otherwise capacity available =44 kVA | --> | 0.095 | 0 | 0.005 | 0 | 0 | Constrained, otherwise capacity available =83 kW | --> | E18 ex GARRANACANTY | Garranacanty [T421,T422] | TIPPERARY |  | 52.5309 | -8.2625
001764 | MV/LV Substation RO***764 |  | 10 kV | _ | LV | 400 kVA :Kiosk Substation | 0.4 | --> | 0.4 | 0.303 | 0.86 |  | --> | 0.38 | 0 | 0.011 | 0.358 | 0 |  | --> | C14 ex BELFIELD | Belfield [T41,T42] | BLACKROCK |  | 53.3041 | -6.2014
065582 | MV/LV Substation NA***582 |  | 20 kV | _ | LV | 50 kVA :Pole Substation | 0.05 | --> | 0.05 | 0 | 0 | Constrained, otherwise capacity available =23 kVA | --> | 0.048 | 0 | 0.005 | 0.04 | 0 |  | --> | C26 ex STEPHENSTOWN | Stephenstown [T101,T102] | FINGLAS |  | 53.5794 | -6.2845
288196 | MV/LV Substation IM***196 |  | 10 kV | _ | LV | 630 kVA :Kiosk Substation | 0.63 | --> | 0.63 | 0.424 | 1.16 |  | --> | 0.598 | 0 | 0 | 0.5 | 0 |  | --> | C17 ex BREWERY ROAD | Brewery Road [T41,T42] | CARRICKMINES |  | 53.2768 | -6.2141
111978X | MV/LV Substation DR***978X |  | 10 kV | _ | LV | 100 kVA :Pole Substation | 0.1 | --> | 0.1 | 0.09 | 3.48 |  | --> | 0.095 | 0 | 0 | 0 | 0 | Constrained, otherwise capacity available =94 kW | --> | E17 ex GLENGARRIFF | Glengarriff [T421] | BALLYLICKY |  | 51.7515 | -9.5216
2814326 | MV/LV Substation FE***4326 |  | 10 kV | _ | LV | 630 kVA :Kiosk Substation | 0.63 | --> | 0.63 | 0 | 0 | Constrained, otherwise capacity available =539 kVA | --> | 0.598 | 0 | 0.036 | 0 | 0 | Constrained, otherwise capacity available =559 kW | --> | C22 ex KILMONEY | Kilmoney [T41,T42] | TRABEG |  | 51.8077 | -8.3879
366235 | MV/LV Substation AD***235 |  | 10 kV | _ | LV | 400 kVA :Kiosk Substation | 0.4 | --> | 0.4 | 0.389 | 0.45 |  | --> | 0.38 | 0 | 0 | 0 | 0 | Constrained, otherwise capacity available =378 kW | --> | C16 ex CARRAROE | Carraroe [T42] | SCREEB |  | 53.2899 | -9.5515
015565Z | MV/LV Substation D9***565Z |  | 10 kV | _ | LV | 400 kVA :Building Structure | 0.4 | --> | 0.4 | 0.324 | 12.6 |  | --> | 0.38 | 0 | 0 | 0.373 | 0 |  | --> | C22 ex MONREAD | Monread [T101,T102] | MONREAD |  | 53.2337 | -6.6749
068437 | MV/LV Substation PO***437 |  | 10 kV | _ | LV | 630 kVA :Kiosk Substation | 0.63 | --> | 0.63 | 0.364 | 1.47 |  | --> | 0.598 | 0 | 0.009 | 0.5 | 0 |  | --> | C14 ex MARROWBONE LANE | Marrowbone Lane [T42] | INCHICORE 220KV |  | 53.3432 | -6.2789
165782X | MV/LV Substation TH***782X |  | 10 kV | _ | LV | 100 kVA :Pole Substation | 0.1 | --> | 0.1 | 0 | 0 | Constrained, otherwise capacity available =88 kVA | --> | 0.095 | 0 | 0.005 | 0 | 0 | Constrained, otherwise capacity available =90 kW | --> | C16 ex CLONAKILTY | Clonakilty [T41,T42] | DUNMANWAY |  | 51.626 | -8.8935
041065Y | MV/LV Substation BU***065Y |  | 20 kV | _ | LV | 50 kVA :Pole Substation | 0.05 | --> | 0.05 | 0 | 0 | Constrained, otherwise capacity available =48 kVA | --> | 0.048 | 0 | 0 | 0 | 0 | Constrained, otherwise capacity available =47 kW | --> | E18 ex DALTON | Dalton [T421,T422] | DALTON |  | 53.6709 | -8.8795
0504466 | MV/LV Substation CO***4466 |  | 20 kV | _ | LV | 50 kVA :Pole Substation | 0.05 | --> | 0.05 | 0 | 0 | Constrained, otherwise capacity available =50 kVA | --> | 0.048 | 0 | 0 | 0 | 0 | Constrained, otherwise capacity available =48 kW | --> | C22 ex ATHLONE | Athlone [T41,T42] | ATHLONE |  | 53.5089 | -8.1362
064240Z | MV/LV Substation WH***240Z |  | 10 kV | _ | LV | 50 kVA :Pole Substation | 0.05 | --> | 0.05 | 0 | 0 | Constrained, otherwise capacity available =42 kVA | --> | 0.048 | 0 | 0 | 0 | 0 | Constrained, otherwise capacity available =46 kW | --> | C14 ex DRYBRIDGE | Drybridge [T41,T42] | DRYBRIDGE |  | 53.7938 | -6.4217
039626 | MV/LV Substation TO***626 |  | 10 kV | _ | LV | 630 kVA :Building Structure | 0.63 | --> | 0.63 | 0 | 0 | Constrained, otherwise capacity available =296 kVA | --> | 0.598 | 0 | 0.005 | 0 | 0 | Constrained, otherwise capacity available =548 kW | --> | C14 ex HEADFORD ROAD | Headford Road [T41,T42] | GALWAY 110KV |  | 53.2761 | -9.0538
052337Z | MV/LV Substation AR***337Z |  | 10 kV | _ | LV | 400 kVA :Kiosk Substation | 0.4 | --> | 0.4 | 0 | 0 | Constrained, otherwise capacity available =211 kVA | --> | 0.38 | 0 | 0.077 | 0 | 0 | Constrained, otherwise capacity available =296 kW | --> | C23 ex BALLINDERRY | Ballinderry [T41,T422] | MULLINGAR |  | 53.5196 | -7.3122
044422 | MV/LV Substation FA***422 |  | 20 kV | _ | LV | 200 kVA :Pole Substation | 0.2 | --> | 0.2 | 0.198 | 2.33 |  | --> | 0.19 | 0 | 0 | 0 | 0 | Constrained, otherwise capacity available =190 kW | --> | E13 ex MOY | Moy [T421,T422] | MOY |  | 54.0242 | -9.1394
068875X | MV/LV Substation LO***875X |  | 10 kV | _ | LV | 1000 kVA :Building Structure | 1 | --> | 1 | 0.5 | 9.02 |  | --> | 0.95 | 0 | 0 | 0.5 | 0 |  | --> | C16 ex MISERY HILL | Misery Hill [T101,T102] | POOLBEG |  | 53.3452 | -6.2369
265977X | MV/LV Substation RA***977X |  | 20 kV | _ | LV | 50 kVA :Pole Substation | 0.05 | --> | 0.05 | 0.05 | 0.07 |  | --> | 0.048 | 0 | 0 | 0 | 0 | Constrained, otherwise capacity available =48 kW | --> | E15 ex BALLYCONNELL | Ballyconnell [T421,T422] | GORTAWEE |  | 54.0934 | -7.5159
214675 | MV/LV Substation LI***675 |  | 10 kV | _ | LV | 100 kVA :Pole Substation | 0.1 | --> | 0.1 | 0 | 0 | Constrained, otherwise capacity available =61 kVA | --> | 0.095 | 0 | 0.01 | 0 | 0 | Constrained, otherwise capacity available =82 kW | --> | C15 ex DRUMQUIN | Drumquin [T42] | ENNIS |  | 52.7387 | -9.1727
099054 | MV/LV Substation SL***054 |  | 10 kV | _ | LV | 400 kVA :Kiosk Substation | 0.4 | --> | 0.4 | 0.247 | 5.45 |  | --> | 0.38 | 0 | 0 | 0 | 0 | Constrained, otherwise capacity available =359 kW | --> | C17 ex GORTLEE | Gortlee [T41,T42] | LETTERKENNY |  | 54.9595 | -7.7403
1764385 | MV/LV Substation KN***4385 |  | 20 kV | _ | LV | 200 kVA :Pole Substation | 0.2 | --> | 0.2 | 0 | 0 | Constrained, otherwise capacity available =173 kVA | --> | 0.19 | 0 | 0 | 0 | 0 | Constrained, otherwise capacity available =186 kW | --> | E11 ex MACROOM | Macroom [T422] | MACROOM |  | 51.9075 | -8.7909
154619 | MV/LV Substation BE***619 |  | 10 kV | _ | LV | 200 kVA :Kiosk Substation | 0.2 | --> | 0.2 | 0 | 0 | Constrained, otherwise capacity available =117 kVA | --> | 0.19 | 0 | 0.01 | 0.171 | 0 |  | --> | C20 ex COLLEGE PARK | College Park [T101,T102,T103] | COLLEGE PARK |  | 53.3893 | -6.3819
068035X | MV/LV Substation DO***035X |  | 10 kV | _ | LV | 630 kVA :Building Structure | 0.63 | --> | 0.63 | 0 | 0 | Constrained, otherwise capacity available =490 kVA | --> | 0.598 | 0 | 0 | 0.5 | 0 |  | --> | C19 ex NEWMARKET (DR) | Newmarket (dr) [T41] | FRANCIS STREET |  | 53.3346 | -6.275
365033X | MV/LV Substation SL***033X |  | 10 kV | _ | LV | 100 kVA :Pole Substation | 0.1 | --> | 0.1 | 0 | 0 | Constrained, otherwise capacity available =98 kVA | --> | 0.095 | 0 | 0 | 0.095 | 0 |  | --> | C15 ex SAGGART | Saggart [T41,T42] | GRANGE CASTLE |  | 53.2742 | -6.4458
017040Y | MV/LV Substation CA***040Y |  | 10 kV | _ | LV | 50 kVA :Pole Substation | 0.05 | --> | 0.05 | 0.046 | 1.05 |  | --> | 0.048 | 0 | 0 | 0 | 0 | Constrained, otherwise capacity available =47 kW | --> | C16 ex NEWCASTLEWEST | Newcastlewest [T41,T42] | RATHKEALE |  | 52.4977 | -9.1442
059654Y | MV/LV Substation VO***654Y |  | 20 kV | _ | LV | 100 kVA :Pole Substation | 0.1 | --> | 0.1 | 0.066 | 0.07 | Constrained, otherwise capacity available =85 kVA | --> | 0.095 | 0 | 0 | 0 | 0 | Constrained, otherwise capacity available =93 kW | --> | E15 ex BALLYCONNELL | Ballyconnell [T421,T422] | GORTAWEE |  | 54.0991 | -7.4743
069614 | MV/LV Substation OR***614 |  | 10 kV | _ | LV | 400 kVA :Kiosk Substation | 0.4 | --> | 0.4 | 0 | 0 | Constrained, otherwise capacity available =198 kVA | --> | 0.38 | 0 | 0.073 | 0.297 | 0 |  | --> | C14 ex BALLYBODEN | Ballyboden [T41,T42] | COOKSTOWN |  | 53.2787 | -6.3198
365581X | MV/LV Substation DO***581X |  | 10 kV | _ | LV | 200 kVA :Kiosk Substation | 0.2 | --> | 0.2 | 0 | 0 | Constrained, otherwise capacity available =115 kVA | --> | 0.19 | 0 | 0.017 | 0.166 | 0 |  | --> | C12 ex OLDBAWN | Oldbawn [T41,T42] | COOKSTOWN |  | 53.2787 | -6.3482
065264Z | MV/LV Substation HA***264Z |  | 20 kV | _ | LV | 50 kVA :Pole Substation | 0.05 | --> | 0.05 | 0 | 0 | Constrained, otherwise capacity available =46 kVA | --> | 0.048 | 0 | 0 | 0.047 | 0 |  | --> | C26 ex STEPHENSTOWN | Stephenstown [T101,T102] | FINGLAS |  | 53.5889 | -6.2755
082337Y | MV/LV Substation WI***337Y |  | 20 kV | _ | LV | 50 kVA :Pole Substation | 0.05 | --> | 0.05 | 0 | 0.64 |  | --> | 0.048 | 0 | 0.011 | 0 | 0 | Constrained, otherwise capacity available =28 kW | --> | E14 ex RANDALSTOWN | Randalstown [T422] | NAVAN |  | 53.74 | -6.715
305723 | MV/LV Substation BA***723 |  | 10 kV | _ | LV | 200 kVA :Kiosk Substation | 0.2 | --> | 0.2 | 0.137 | 0.3 |  | --> | 0.19 | 0 | 0.006 | 0 | 0 | Constrained, otherwise capacity available =177 kW | --> | C15 ex BANAGHER | Banagher [T41,T42] | DALLOW |  | 53.1845 | -7.9813
081492Z | MV/LV Substation BA***492Z |  | 10 kV | _ | LV | 400 kVA :Building Structure | 0.4 | --> | 0.4 | 0 | 0 | Constrained, otherwise capacity available =370 kVA | --> | 0.38 | 0 | 0 | 0 | 0 | Constrained, otherwise capacity available =376 kW | --> | C17 ex LEIXLIP | Leixlip [T41,T42] | GRIFFINRATH |  | 53.3619 | -6.5027
365223 | MV/LV Substation BE***223 |  | 10 kV | _ | LV | 400 kVA :Kiosk Substation | 0.4 | --> | 0.4 | 0 | 0 | Constrained, otherwise capacity available =291 kVA | --> | 0.38 | 0 | 0.033 | 0.34 | 0 |  | --> | C16 ex SAGGART | Saggart [T41,T42] | GRANGE CASTLE |  | 53.282 | -6.4612
032102 | MV/LV Substation SP***102 |  | 10 kV | _ | LV | 150 kVA :Pole Substation | 0.15 | --> | 0.15 | 0 | 0 | Constrained, otherwise capacity available =149 kVA | --> | 0.142 | 0 | 0.006 | 0 | 0 | Constrained, otherwise capacity available =138 kW | --> | C18 ex TRAMORE | Tramore [T41,T42] | BUTLERSTOWN |  | 52.2026 | -7.1861
293151Y | MV/LV Substation MO***151Y |  | 20 kV | _ | LV | 100 kVA :Pole Substation | 0.1 | --> | 0.1 | 0 | 0 | Constrained, otherwise capacity available =80 kVA | --> | 0.095 | 0 | 0.009 | 0 | 0 | Constrained, otherwise capacity available =86 kW | --> | E20 ex BALTINGLASS | Baltinglass [T421,T422] | STRATFORD |  | 52.9781 | -6.8136
365490X | MV/LV Substation KI***490X |  | 10 kV | _ | LV | 200 kVA :Pole Substation | 0.2 | --> | 0.2 | 0 | 0 | Constrained, otherwise capacity available =173 kVA | --> | 0.19 | 0 | 0 | 0.186 | 0 |  | --> | C12 ex SAGGART | Saggart [T41,T42] | GRANGE CASTLE |  | 53.2492 | -6.5322
068930X | MV/LV Substation MO***930X |  | 10 kV | _ | LV | 1000 kVA :Building Structure | 1 | --> | 1 | 0.5 | 9.28 |  | --> | 0.95 | 0 | 0 | 0.5 | 0 |  | --> | C12 ex PEMBROKE | Pembroke [T41,T42,T43,T44] | RINGSEND |  | 53.3399 | -6.2371
158113Y | MV/LV Substation GA***113Y |  | 10 kV | _ | LV | 50 kVA :Pole Substation | 0.05 | --> | 0.05 | 0.047 | 0.83 |  | --> | 0.048 | 0 | 0 | 0 | 0 | Constrained, otherwise capacity available =47 kW | --> | C18 ex MILLTOWN MALBAY | Milltown Malbay [T42] | TULLABRACK |  | 52.8602 | -9.4014
365730X | MV/LV Substation OL***730X |  | 10 kV | _ | LV | 100 kVA :Pole Substation | 0.1 | --> | 0.1 | 0 | 0 | Constrained, otherwise capacity available =98 kVA | --> | 0.095 | 0 | 0 | 0.095 | 0 |  | --> | C12 ex SAGGART | Saggart [T41,T42] | GRANGE CASTLE |  | 53.2489 | -6.5313
044947 | MV/LV Substation HO***947 |  | 20 kV | _ | LV | 50 kVA :Pole Substation | 0.05 | --> | 0.05 | 0.042 | 0.43 |  | --> | 0.048 | 0 | 0 | 0 | 0 | Constrained, otherwise capacity available =46 kW | --> | C21 ex SWINFORD | Swinford [T41,T42] | CASTLEBAR |  | 53.9839 | -9.0984
144379X | MV/LV Substation BR***379X |  | 10 kV | _ | LV | 50 kVA :Pole Substation | 0.05 | --> | 0.05 | 0.049 | 2.78 |  | --> | 0.048 | 0 | 0 | 0 | 0 | Constrained, otherwise capacity available =47 kW | --> | E16 ex BALLYRAGGET | Ballyragget [T421,T422] | BALLYRAGGET |  | 52.8048 | -7.3411
345143X | MV/LV Substation CU***143X |  | 20 kV | _ | LV | 50 kVA :Pole Substation | 0.05 | --> | 0.05 | 0 | 0 | Constrained, otherwise capacity available =47 kVA | --> | 0.048 | 0 | 0 | 0.047 | 0 |  | --> | E15 ex MANORHAMILTON | Manorhamilton [T422] | SLIGO |  | 54.2868 | -8.0458
017299 | MV/LV Substation BA***299 |  | 20 kV | _ | LV | 200 kVA :Pole Substation | 0.2 | --> | 0.2 | 0.139 | 1.58 |  | --> | 0.19 | 0 | 0.005 | 0 | 0 | Constrained, otherwise capacity available =178 kW | --> | C17 ex FOYNES | Foynes [T41,T42] | RATHKEALE |  | 52.5601 | -9.1944
021537Z | MV/LV Substation IN***537Z |  | 10 kV | _ | LV | 200 kVA :Pole Substation | 0.2 | --> | 0.2 | 0 | 0 | Constrained, otherwise capacity available =178 kVA | --> | 0.19 | 0 | 0 | 0.187 | 0 |  | --> | C26 ex BISHOPSTOWN | Bishopstown [T41,T42] | KILBARRY |  | 51.8935 | -8.6252
068359X | MV/LV Substation GL***359X |  | 10 kV | _ | LV | 630 kVA :Building Structure | 0.63 | --> | 0.63 | 0.5 | 11.14 |  | --> | 0.598 | 0 | 0 | 0.5 | 0 |  | --> | C24 ex CABRA | Cabra [T101,T102] | FINGLAS |  | 53.3737 | -6.3023
255052X | MV/LV Substation RI***052X |  | 10 kV | _ | LV | 100 kVA :Pole Substation | 0.1 | --> | 0.1 | 0.094 | 2.09 |  | --> | 0.095 | 0 | 0 | 0 | 0 | Constrained, otherwise capacity available =94 kW | --> | C17 ex KILCAR | Kilcar [T41] | BINBANE |  | 54.657 | -8.6302
154055Z | MV/LV Substation CO***055Z |  | 10 kV | _ | LV | 200 kVA :Kiosk Substation | 0.2 | --> | 0.2 | 0 | 0 | Constrained, otherwise capacity available =157 kVA | --> | 0.19 | 0 | 0.039 | 0 | 0 | Constrained, otherwise capacity available =155 kW | --> | C12 ex COOLMINE | Coolmine [T41,T42] | FINGLAS |  | 53.3835 | -6.3908
062867Y | MV/LV Substation DU***867Y |  | 10 kV | _ | LV | 630 kVA :Kiosk Substation | 0.63 | --> | 0.63 | 0.468 | 3.12 |  | --> | 0.598 | 0 | 0 | 0 | 0 | Constrained, otherwise capacity available =576 kW | --> | C18 ex MARSHES | Marshes [T41,T42] | DUNDALK |  | 53.9855 | -6.3804
293630X | MV/LV Substation MI***630X |  | 20 kV | _ | LV | 50 kVA :Pole Substation | 0.05 | --> | 0.05 | 0.043 | 2.83 |  | --> | 0.048 | 0 | 0.005 | 0 | 0 | Constrained, otherwise capacity available =43 kW | --> | E13 ex BAGENALSTOWN | Bagenalstown [T421,T422] | CARLOW |  | 52.6742 | -6.8409
251404X | MV/LV Substation CL***404X |  | 10 kV | _ | LV | 1000 kVA :Building Structure | 1 | --> | 1 | 0 | 0 | Constrained, otherwise capacity available =902 kVA | --> | 0.95 | 0 | 0.01 | 0 | 0 | Constrained, otherwise capacity available =929 kW | --> | C28 ex CLAREGALWAY | Claregalway [T42,T421] | GALWAY 110KV |  | 53.3354 | -8.9376
055859 | MV/LV Substation CL***859 |  | 10 kV | _ | LV | 50 kVA :Pole Substation | 0.05 | --> | 0.05 | 0 | 0 | Constrained, otherwise capacity available =45 kVA | --> | 0.048 | 0 | 0 | 0 | 0 | Constrained, otherwise capacity available =47 kW | --> | C17 ex ROSCREA | Roscrea [T41,T42] | IKERRIN |  | 52.9358 | -7.7917
238925X | MV/LV Substation MS***925X |  | 20 kV | _ | LV | 50 kVA :Pole Substation | 0.05 | --> | 0.05 | 0 | 0 | Constrained, otherwise capacity available =29 kVA | --> | 0.048 | 0 | 0 | 0 | 0 | Constrained, otherwise capacity available =44 kW | --> | E17 ex BALLINROBE | Ballinrobe [T421,T422] | DALTON |  | 53.628 | -9.2076
0534354 | MV/LV Substation ME***4354 |  | 20 kV | _ | LV | 50 kVA :Pole Substation | 0.05 | --> | 0.05 | 0 | 0 | Constrained, otherwise capacity available =50 kVA | --> | 0.048 | 0 | 0 | 0.048 | 0 |  | --> | E20 ex CLONMINCH | Clonminch [T41,T422] | THORNSBERRY |  | 53.2569 | -7.4408
0374129 | MV/LV Substation CL***4129 |  | 10 kV | _ | LV | 400 kVA :Kiosk Substation | 0.4 | --> | 0.4 | 0.352 | 13.05 |  | --> | 0.38 | 0 | 0.01 | 0.366 | 0 |  | --> | C21 ex ENNIS | Ennis [T101,T102] | ENNIS |  | 52.941 | -8.897
011561 | MV/LV Substation KN***561 |  | 10 kV | _ | LV | 50 kVA :Pole Substation | 0.05 | --> | 0.05 | 0.037 | 0.04 | Constrained, otherwise capacity available =38 kVA | --> | 0.048 | 0 | 0.005 | 0 | 0 | Constrained, otherwise capacity available =42 kW | --> | C11 ex CALLAN | Callan [T41,T42] | KILKENNY |  | 52.6224 | -7.4116
165179Y | MV/LV Substation IN***179Y |  | 10 kV | _ | LV | 50 kVA :Pole Substation | 0.05 | --> | 0.05 | 0 | 0 | Constrained, otherwise capacity available =38 kVA | --> | 0.048 | 0 | 0 | 0 | 0 | Constrained, otherwise capacity available =46 kW | --> | C14 ex CLONAKILTY | Clonakilty [T41,T42] | DUNMANWAY |  | 51.601 | -8.8839
064750X | MV/LV Substation ST***750X |  | 20 kV | _ | LV | 200 kVA :Pole Substation | 0.2 | --> | 0.2 | 0 | 0 | Constrained, otherwise capacity available =182 kVA | --> | 0.19 | 0 | 0 | 0 | 0 | Constrained, otherwise capacity available =188 kW | --> | C21 ex TERMONFECKIN ROAD | Termonfeckin Road [T41,T42] | DRYBRIDGE |  | 53.7584 | -6.2517
006032Y | MV/LV Substation MA***032Y |  | 10 kV | _ | LV | 200 kVA :Kiosk Substation | 0.2 | --> | 0.2 | 0.1 | 3.12 |  | --> | 0.19 | 0 | 0.011 | 0 | 0 | Constrained, otherwise capacity available =168 kW | --> | C14 ex BELLFIELD | Bellfield [T41,T42] | CRANE |  | 52.5147 | -6.573
004416Y | MV/LV Substation BA***416Y |  | 10 kV | _ | LV | 50 kVA :Pole Substation | 0.05 | --> | 0.05 | 0.048 | 18.08 |  | --> | 0.048 | 0 | 0 | 0.047 | 0 |  | --> | C18 ex ARKLOW | Arklow [T101,T102] | ARKLOW |  | 52.8357 | -6.1541
125006 | MV/LV Substation BA***006 |  | 10 kV | _ | LV | 100 kVA :Pole Substation | 0.1 | --> | 0.1 | 0.069 | 0.22 |  | --> | 0.095 | 0 | 0.009 | 0 | 0 | Constrained, otherwise capacity available =84 kW | --> | C11 ex KILSHANNY | Kilshanny [T41,T42] | CAHIR |  | 52.2717 | -8.2666
067335 | MV/LV Substation CL***335 |  | 20 kV | _ | LV | 400 kVA :Building Structure | 0.4 | --> | 0.4 | 0 | 0 | Constrained, otherwise capacity available =298 kVA | --> | 0.38 | 0 | 0 | 0 | 0 | Constrained, otherwise capacity available =366 kW | --> | E21 ex CRATLOE | Cratloe [T421,T422] | ARDNACRUSHA |  | 52.743 | -8.7717
065288Z | MV/LV Substation MO***288Z |  | 10 kV | _ | LV | 400 kVA :Kiosk Substation | 0.4 | --> | 0.4 | 0 | 0 | Constrained, otherwise capacity available =309 kVA | --> | 0.38 | 0 | 0.006 | 0.363 | 0 |  | --> | C21 ex STEPHENSTOWN | Stephenstown [T101,T102] | FINGLAS |  | 53.6095 | -6.2015
015503Z | MV/LV Substation TO***503Z |  | 10 kV | _ | LV | 630 kVA :Kiosk Substation | 0.63 | --> | 0.63 | 0 | 0 | Constrained, otherwise capacity available =271 kVA | --> | 0.598 | 0 | 0.03 | 0 | 0 | Constrained, otherwise capacity available =525 kW | --> | C17 ex NAAS | Naas [T41,T42] | KILTEEL |  | 53.2068 | -6.7377
064629Y | MV/LV Substation LA***629Y |  | 10 kV | _ | LV | 400 kVA :Kiosk Substation | 0.4 | --> | 0.4 | 0 | 0 | Constrained, otherwise capacity available =302 kVA | --> | 0.38 | 0 | 0.047 | 0 | 0 | Constrained, otherwise capacity available =332 kW | --> | C18 ex RATHMULLAN | Rathmullan [T41,T42] | DRYBRIDGE |  | 53.7024 | -6.3508
0694122 | MV/LV Substation EL***4122 |  | 10 kV | _ | LV | 1000 kVA :Building Structure | 1 | --> | 1 | 0.5 | 4.91 |  | --> | 0.95 | 0 | 0.032 | 0.5 | 0 |  | --> | C20 ex CRUMLIN | Crumlin [T41,T42] | INCHICORE 220KV |  | 53.3236 | -6.3311
066206Z | MV/LV Substation GA***206Z |  | 10 kV | _ | LV | 400 kVA :Kiosk Substation | 0.4 | --> | 0.4 | 0 | 0 | Constrained, otherwise capacity available =348 kVA | --> | 0.38 | 0 | 0.016 | 0.361 | 0 |  | --> | C18 ex MOUNTGORRY | Mountgorry [T41,T42] | GRANGE (DR) |  | 53.4464 | -6.1841
064037Z | MV/LV Substation RE***037Z |  | 10 kV | _ | LV | 630 kVA :Building Structure | 0.63 | --> | 0.63 | 0 | 0 | Constrained, otherwise capacity available =513 kVA | --> | 0.598 | 0 | 0 | 0 | 0 | Constrained, otherwise capacity available =582 kW | --> | C20 ex RATHMULLAN | Rathmullan [T41,T42] | DRYBRIDGE |  | 53.7017 | -6.3807
060726Y | MV/LV Substation MO***726Y |  | 20 kV | _ | LV | 50 kVA :Pole Substation | 0.05 | --> | 0.05 | 0.05 | 2.57 |  | --> | 0.048 | 0 | 0 | 0 | 0 | Constrained, otherwise capacity available =48 kW | --> | E14 ex ERRIGAL | Errigal [T41,T422] | SHANKILL |  | 53.9775 | -7.0789
144532X | MV/LV Substation AI***532X |  | 20 kV | _ | LV | 200 kVA :Pole Substation | 0.2 | --> | 0.2 | 0.164 | 2.78 |  | --> | 0.19 | 0 | 0 | 0 | 0 | Constrained, otherwise capacity available =185 kW | --> | E13 ex BALLYRAGGET | Ballyragget [T421,T422] | BALLYRAGGET |  | 52.7848 | -7.3373
063359X | MV/LV Substation RA***359X |  | 10 kV | _ | LV | 50 kVA :Pole Substation | 0.05 | --> | 0.05 | 0 | 0 | Constrained, otherwise capacity available =41 kVA | --> | 0.048 | 0 | 0 | 0 | 0 | Constrained, otherwise capacity available =46 kW | --> | C18 ex BALLYBAILIE | Ballybailie [T41,T42] | DUNDALK |  | 53.9326 | -6.5319
039869X | MV/LV Substation CE***869X |  | 10 kV | _ | LV | 400 kVA :Kiosk Substation | 0.4 | --> | 0.4 | 0 | 0 | Constrained, otherwise capacity available =389 kVA | --> | 0.38 | 0 | 0 | 0.379 | 0 |  | --> | C24 ex GALWAY 110KV | Galway 110kv [T102,T103] | GALWAY 110KV |  | 53.2787 | -9.0081
116807 | MV/LV Substation HA***807 |  | 20 kV | _ | LV | 50 kVA :Pole Substation | 0.05 | --> | 0.05 | 0.046 | 8.1 |  | --> | 0.048 | 0 | 0 | 0 | 0 | Constrained, otherwise capacity available =47 kW | --> | E15 ex WESTPORT | Westport [T421,T422] | CASTLEBAR |  | 53.8143 | -9.4069
293661X | MV/LV Substation KI***661X |  | 20 kV | _ | LV | 50 kVA :Pole Substation | 0.05 | --> | 0.05 | 0 | 0 | Constrained, otherwise capacity available =47 kVA | --> | 0.048 | 0 | 0 | 0 | 0 | Constrained, otherwise capacity available =47 kW | --> | E17 ex BALTINGLASS | Baltinglass [T421,T422] | STRATFORD |  | 52.903 | -6.6021
184910 | MV/LV Substation DR***910 |  | 10 kV | _ | LV | 100 kVA :Pole Substation | 0.1 | --> | 0.1 | 0.077 | 3.38 |  | --> | 0.095 | 0 | 0 | 0 | 0 | Constrained, otherwise capacity available =92 kW | --> | C18 ex CASTLEBLAYNEY | Castleblayney [T41,T42] | DUNDALK |  | 54.1468 | -6.7124
052779Z | MV/LV Substation GL***779Z |  | 10 kV | _ | LV | 400 kVA :Kiosk Substation | 0.4 | --> | 0.4 | 0 | 0 | Constrained, otherwise capacity available =248 kVA | --> | 0.38 | 0 | 0.111 | 0 | 0 | Constrained, otherwise capacity available =276 kW | --> | C17 ex BALLINDERRY | Ballinderry [T41,T422] | MULLINGAR |  | 53.523 | -7.3227
0544130 | MV/LV Substation TH***4130 |  | 10 kV | _ | LV | 50 kVA :Pole Substation | 0.05 | --> | 0.05 | 0.05 | 2.78 |  | --> | 0.048 | 0 | 0 | 0 | 0 | Constrained, otherwise capacity available =48 kW | --> | E16 ex BALLYRAGGET | Ballyragget [T421,T422] | BALLYRAGGET |  | 52.8503 | -7.391
066683Z | MV/LV Substation AS***683Z |  | 20 kV | _ | LV | 400 kVA :Building Structure | 0.4 | --> | 0.4 | 0 | 0 | Constrained, otherwise capacity available =398 kVA | --> | 0.38 | 0 | 0 | 0 | 0 | Constrained, otherwise capacity available =380 kW | --> | E20 ex BALTRASNA | Baltrasna [T121,T122] | BALTRASNA |  | 53.5182 | -6.4097
050427Y | MV/LV Substation AR***427Y |  | 10 kV | _ | LV | 200 kVA :Kiosk Substation | 0.2 | --> | 0.2 | 0.153 | 7.61 |  | --> | 0.19 | 0 | 0.014 | 0 | 0 | Constrained, otherwise capacity available =173 kW | --> | C14 ex GARRYCASTLE | Garrycastle [T41,T42] | ATHLONE |  | 53.4226 | -7.9085
081481Z | MV/LV Substation FA***481Z |  | 10 kV | _ | LV | 400 kVA :Building Structure | 0.4 | --> | 0.4 | 0 | 0 | Constrained, otherwise capacity available =384 kVA | --> | 0.38 | 0 | 0 | 0.378 | 0 |  | --> | C13 ex INCHICORE NORTH | Inchicore North [T41] | INCHICORE 220KV |  | 53.3425 | -6.3503
122024X | MV/LV Substation TH***024X |  | 10 kV | _ | LV | 50 kVA :Pole Substation | 0.05 | --> | 0.05 | 0.045 | 4.18 |  | --> | 0.048 | 0 | 0 | 0 | 0 | Constrained, otherwise capacity available =47 kW | --> | C19 ex KINGSCOURT | Kingscourt [T41,T42] | MEATH HILL |  | 53.8001 | -6.7277
0544229 | MV/LV Substation EA***4229 |  | 10 kV | _ | LV | 50 kVA :Pole Substation | 0.05 | --> | 0.05 | 0.05 | 2.78 |  | --> | 0.048 | 0 | 0 | 0 | 0 | Constrained, otherwise capacity available =48 kW | --> | E16 ex BALLYRAGGET | Ballyragget [T421,T422] | BALLYRAGGET |  | 52.8322 | -7.3417
127098Z | MV/LV Substation TA***098Z |  | 10 kV | _ | LV | 200 kVA :Pole Substation | 0.2 | --> | 0.2 | 0.166 | 5.89 |  | --> | 0.19 | 0 | 0 | 0 | 0 | Constrained, otherwise capacity available =185 kW | --> | C11 ex CASHEL | Cashel [T41,T42] | CAHIR |  | 52.449 | -7.8018
0814073 | MV/LV Substation ST***4073 |  | 10 kV | _ | LV | 400 kVA :Building Structure | 0.4 | --> | 0.4 | 0 | 0 | Constrained, otherwise capacity available =400 kVA | --> | 0.38 | 0 | 0 | 0.38 | 0 |  | --> | C18 ex BALGADDY | Balgaddy [T41,T42] | GRANGE CASTLE |  | 53.342 | -6.4194
014067Z | MV/LV Substation TH***067Z |  | 10 kV | _ | LV | 400 kVA :Kiosk Substation | 0.4 | --> | 0.4 | 0 | 0 | Constrained, otherwise capacity available =228 kVA | --> | 0.38 | 0 | 0 | 0 | 0 | Constrained, otherwise capacity available =356 kW | --> | C17 ex MORRISTOWN | Morristown [T41,T42] | NEWBRIDGE |  | 53.1771 | -6.8005
066663 | MV/LV Substation BA***663 |  | 20 kV | _ | LV | 50 kVA :Pole Substation | 0.05 | --> | 0.05 | 0 | 0 |  | --> | 0.048 | 0 | 0 | 0 | 0 | Constrained, otherwise capacity available =39 kW | --> | E11 ex GLASMORE | Glasmore [T421,T422] | GLASMORE |  | 53.473 | -6.2182
093311X | MV/LV Substation YA***311X |  | 10 kV | _ | LV | 400 kVA :Kiosk Substation | 0.4 | --> | 0.4 | 0 | 0 | Constrained, otherwise capacity available =364 kVA | --> | 0.38 | 0 | 0.011 | 0.367 | 0 |  | --> | C11 ex SUTTON | Sutton [T41,T42] | GRANGE (DR) |  | 53.3885 | -6.0677
007114 | MV/LV Substation SC***114 |  | 20 kV | _ | LV | 100 kVA :Pole Substation | 0.1 | --> | 0.1 | 0.086 | 4.38 |  | --> | 0.095 | 0 | 0 | 0.093 | 0 |  | --> | E13 ex CRANE | Crane [T122] | CRANE |  | 52.414 | -6.4088
244042 | MV/LV Substation BA***042 |  | 20 kV | _ | LV | 200 kVA :Pole Substation | 0.2 | --> | 0.2 | 0 | 0 | Constrained, otherwise capacity available =150 kVA | --> | 0.19 | 0 | 0.016 | 0 | 0 | Constrained, otherwise capacity available =171 kW | --> | E18 ex MILLTOWN (SR) | Milltown (sr) [T421,T422] | OUGHTRAGH |  | 52.1415 | -9.7071
067219 | MV/LV Substation WA***219 |  | 10 kV | _ | LV | 400 kVA :Kiosk Substation | 0.4 | --> | 0.4 | 0 | 0 | Constrained, otherwise capacity available =247 kVA | --> | 0.38 | 0 | 0.019 | 0 | 0 | Constrained, otherwise capacity available =344 kW | --> | C13 ex CAHERDAVIN | Caherdavin [T41,T42] | ARDNACRUSHA |  | 52.6769 | -8.6603
019160 | MV/LV Substation GL***160 |  | 10 kV | _ | LV | 400 kVA :Kiosk Substation | 0.4 | --> | 0.4 | 0.047 | 0.05 | Constrained, otherwise capacity available =284 kVA | --> | 0.38 | 0 | 0.019 | 0 | 0 | Constrained, otherwise capacity available =350 kW | --> | C17 ex BALLYBEGGAN | Ballybeggan [T43,T44] | TRALEE |  | 52.2815 | -9.6974
081637X | MV/LV Substation FO***637X |  | 20 kV | _ | LV | 400 kVA :Kiosk Substation | 0.4 | --> | 0.4 | 0 | 0 | Constrained, otherwise capacity available =208 kVA | --> | 0.38 | 0 | 0.005 | 0.349 | 0 |  | --> | E20 ex ADAMSTOWN | Adamstown [T121,T122] | INCHICORE 220KV |  | 53.3436 | -6.4495
265186 | MV/LV Substation CA***186 |  | 20 kV | _ | LV | 100 kVA :Pole Substation | 0.1 | --> | 0.1 | 0.031 | 2.56 |  | --> | 0.095 | 0 | 0 | 0.085 | 0 |  | --> | C18 ex KILLESHANDRA | Killeshandra [T41,T42] | GORTAWEE |  | 53.9252 | -7.5847
0704214 | MV/LV Substation NO***4214 |  | 20 kV | _ | LV | 100 kVA :Pole Substation | 0.1 | --> | 0.1 | 0.1 | 0.76 |  | --> | 0.095 | 0 | 0 | 0 | 0 | Constrained, otherwise capacity available =95 kW | --> | E15 ex RATHMORE | Rathmore [T42,T421] | KNOCKEARAGH |  | 52.1054 | -9.1949
116971X | MV/LV Substation SE***971X |  | 20 kV | _ | LV | 50 kVA :Pole Substation | 0.05 | --> | 0.05 | 0.024 | 8.1 |  | --> | 0.048 | 0 | 0.01 | 0 | 0 | Constrained, otherwise capacity available =36 kW | --> | E11 ex WESTPORT | Westport [T421,T422] | CASTLEBAR |  | 53.7658 | -9.8106
095019 | MV/LV Substation PE***019 |  | 10 kV | _ | LV | 630 kVA :Kiosk Substation | 0.63 | --> | 0.63 | 0.5 | 0.7 |  | --> | 0.598 | 0 | 0.002 | 0 | 0 | Constrained, otherwise capacity available =592 kW | --> | C14 ex KILRUSH | Kilrush [T41,T42] | TULLABRACK |  | 52.6376 | -9.4972
251972 | MV/LV Substation PA***972 |  | 10 kV | _ | LV | 400 kVA :Building Structure | 0.4 | --> | 0.4 | 0 | 0 | Constrained, otherwise capacity available =285 kVA | --> | 0.38 | 0 | 0 | 0 | 0 | Constrained, otherwise capacity available =364 kW | --> | C18 ex PARKMORE | Parkmore [T41,T42] | GALWAY 110KV |  | 53.3013 | -8.996
066226 | MV/LV Substation SE***226 |  | 10 kV | _ | LV | 400 kVA :Kiosk Substation | 0.4 | --> | 0.4 | 0 | 0 | Constrained, otherwise capacity available =267 kVA | --> | 0.38 | 0 | 0.038 | 0.333 | 0 |  | --> | C15 ex MOUNTGORRY | Mountgorry [T41,T42] | GRANGE (DR) |  | 53.4608 | -6.214
260531 | MV/LV Substation KI***531 |  | 20 kV | _ | LV | 50 kVA :Pole Substation | 0.05 | --> | 0.05 | 0.046 | 1.67 |  | --> | 0.048 | 0 | 0.005 | 0.043 | 0 |  | --> | E18 ex NEWPORT | Newport [T421] | CARROWBEG |  | 53.8776 | -9.5504
017334X | MV/LV Substation CR***334X |  | 20 kV | _ | LV | 50 kVA :Pole Substation | 0.05 | --> | 0.05 | 0.042 | 1.98 |  | --> | 0.048 | 0 | 0 | 0 | 0 | Constrained, otherwise capacity available =46 kW | --> | E14 ex RATHKEALE | Rathkeale [T421,T422] | RATHKEALE |  | 52.5205 | -8.726
068256 | MV/LV Substation GR***256 |  | 10 kV | _ | LV | 630 kVA :Building Structure | 0.63 | --> | 0.63 | 0.5 | 14.34 |  | --> | 0.598 | 0 | 0 | 0.5 | 0 |  | --> | C11 ex NORTH QUAYS | North Quays [T101,T102,T103] | POOLBEG |  | 53.351 | -6.2224
061523 | MV/LV Substation MA***523 |  | 10 kV | _ | LV | 50 kVA :Pole Substation | 0.05 | --> | 0.05 | 0.048 | 2.04 |  | --> | 0.048 | 0 | 0 | 0 | 0 | Constrained, otherwise capacity available =47 kW | --> | C19 ex BALLYBAY | Ballybay [T41,T42] | LISDRUM |  | 54.0618 | -6.9621
095038 | MV/LV Substation CH***038 |  | 10 kV | _ | LV | 200 kVA :Pole Substation | 0.2 | --> | 0.2 | 0.102 | 0.7 |  | --> | 0.19 | 0 | 0.009 | 0 | 0 | Constrained, otherwise capacity available =170 kW | --> | C15 ex KILRUSH | Kilrush [T41,T42] | TULLABRACK |  | 52.6389 | -9.479
0114427 | MV/LV Substation CA***4427 |  | 10 kV | _ | LV | 400 kVA :Kiosk Substation | 0.4 | --> | 0.4 | 0 | 0 | Constrained, otherwise capacity available =335 kVA | --> | 0.38 | 0 | 0.005 | 0 | 0 | Constrained, otherwise capacity available =367 kW | --> | C11 ex ROSEHILL | Rosehill [T41,T42] | KILKENNY |  | 52.6449 | -7.267
064947Y | MV/LV Substation MT***947Y |  | 20 kV | _ | LV | 50 kVA :Pole Substation | 0.05 | --> | 0.05 | 0 | 0 | Constrained, otherwise capacity available =50 kVA | --> | 0.048 | 0 | 0 | 0 | 0 | Constrained, otherwise capacity available =48 kW | --> | E18 ex JULIANSTOWN | Julianstown [T421,T422] | DRYBRIDGE |  | 53.6745 | -6.368
116169Y | MV/LV Substation C ***169Y |  | 20 kV | _ | LV | 50 kVA :Pole Substation | 0.05 | --> | 0.05 | 0.046 | 8.1 |  | --> | 0.048 | 0 | 0 | 0 | 0 | Constrained, otherwise capacity available =47 kW | --> | E11 ex WESTPORT | Westport [T421,T422] | CASTLEBAR |  | 53.772 | -9.7966
0534441 | MV/LV Substation KI***4441 |  | 10 kV | _ | LV | 50 kVA :Pole Substation | 0.05 | --> | 0.05 | 0 | 0 | Constrained, otherwise capacity available =49 kVA | --> | 0.048 | 0 | 0 | 0.047 | 0 |  | --> | C21 ex CLONMINCH | Clonminch [T41,T422] | THORNSBERRY |  | 53.2354 | -7.4188
138077 | MV/LV Substation RO***077 |  | 10 kV | _ | LV | 50 kVA :Pole Substation | 0.05 | --> | 0.05 | 0.05 | 2.18 |  | --> | 0.048 | 0 | 0 | 0 | 0 | Constrained, otherwise capacity available =47 kW | --> | C18 ex BAILIEBORO | Bailieboro [T41,T42] | MEATH HILL |  | 53.8781 | -6.9339
036076 | MV/LV Substation GO***076 |  | 10 kV | _ | LV | 50 kVA :Pole Substation | 0.05 | --> | 0.05 | 0.032 | 2.76 |  | --> | 0.048 | 0 | 0 | 0 | 0 | Constrained, otherwise capacity available =45 kW | --> | C18 ex KILROSS ROAD | Kilross Road [T42] | TIPPERARY |  | 52.4601 | -8.1575
365855 | MV/LV Substation LI***855 |  | 10 kV | _ | LV | 400 kVA :Kiosk Substation | 0.4 | --> | 0.4 | 0 | 0 | Constrained, otherwise capacity available =291 kVA | --> | 0.38 | 0 | 0.013 | 0.355 | 0 |  | --> | C30 ex CLONDALKIN | Clondalkin [T41,T42,T44] | INCHICORE 220KV |  | 53.3276 | -6.414
003535 | MV/LV Substation MO***535 |  | 10 kV | _ | LV | 50 kVA :Pole Substation | 0.05 | --> | 0.05 | 0.037 | 11.58 |  | --> | 0.048 | 0 | 0 | 0 | 0 | Constrained, otherwise capacity available =46 kW | --> | C19 ex BALLYBEG | Ballybeg [T101,T102] | CARRICKMINES |  | 53.0093 | -6.1333
251290X | MV/LV Substation RA***290X |  | 10 kV | _ | LV | 1000 kVA :Building Structure | 1 | --> | 1 | 0 | 0 | Constrained, otherwise capacity available =807 kVA | --> | 0.95 | 0 | 0 | 0 | 0 | Constrained, otherwise capacity available =923 kW | --> | C19 ex PARKMORE | Parkmore [T41,T42] | GALWAY 110KV |  | 53.2995 | -8.9908
074827 | MV/LV Substation LE***827 |  | 20 kV | _ | LV | 200 kVA :Kiosk Substation | 0.2 | --> | 0.2 | 0 | 0 | Constrained, otherwise capacity available =63 kVA | --> | 0.19 | 0 | 0.01 | 0 | 0 | Constrained, otherwise capacity available =163 kW | --> | C14 ex CARRICK ON SHANNON | Carrick On Shannon [T41,T42] | CARRICK ON SHANNON |  | 53.9903 | -8.0647
012267Y | MV/LV Substation HE***267Y |  | 10 kV | _ | LV | 400 kVA :Kiosk Substation | 0.4 | --> | 0.4 | 0.364 | 1.99 |  | --> | 0.38 | 0 | 0.004 | 0 | 0 | Constrained, otherwise capacity available =372 kW | --> | C18 ex GRAIGUE | Graigue [T41,T42] | CARLOW |  | 52.8451 | -6.9481
058602Y | MV/LV Substation DR***602Y |  | 10 kV | _ | LV | 630 kVA :Kiosk Substation | 0.63 | --> | 0.63 | 0 | 0 | Constrained, otherwise capacity available =565 kVA | --> | 0.598 | 0 | 0.009 | 0 | 0 | Constrained, otherwise capacity available =583 kW | --> | C12 ex KYLEERAGH | Kyleeragh [T41,T42] | NENAGH |  | 52.8747 | -8.2039
050129X | MV/LV Substation P+***129X |  | 10 kV | _ | LV | 400 kVA :Building Structure | 0.4 | --> | 0.4 | 0.398 | 7.61 |  | --> | 0.38 | 0 | 0 | 0 | 0 | Constrained, otherwise capacity available =380 kW | --> | C14 ex GARRYCASTLE | Garrycastle [T41,T42] | ATHLONE |  | 53.4276 | -7.9334
006774Y | MV/LV Substation AN***774Y |  | 10 kV | _ | LV | 400 kVA :Kiosk Substation | 0.4 | --> | 0.4 | 0.234 | 3.12 |  | --> | 0.38 | 0 | 0.026 | 0 | 0 | Constrained, otherwise capacity available =337 kW | --> | C14 ex BELLFIELD | Bellfield [T41,T42] | CRANE |  | 52.514 | -6.5816
011619Z | MV/LV Substation BO***619Z |  | 10 kV | _ | LV | 200 kVA :Pole Substation | 0.2 | --> | 0.2 | 0.037 | 0.04 | Constrained, otherwise capacity available =200 kVA | --> | 0.19 | 0 | 0 | 0 | 0 | Constrained, otherwise capacity available =190 kW | --> | C11 ex CALLAN | Callan [T41,T42] | KILKENNY |  | 52.5413 | -7.3819
027345X | MV/LV Substation KI***345X |  | 20 kV | _ | LV | 200 kVA :Pole Substation | 0.2 | --> | 0.2 | 0.196 | 7.79 |  | --> | 0.19 | 0 | 0 | 0 | 0 | Constrained, otherwise capacity available =189 kW | --> | E12 ex DUNMANWAY | Dunmanway [T422,T43] | DUNMANWAY |  | 51.672 | -9.2099
029597X | MV/LV Substation KN***597X |  | 10 kV | _ | LV | 50 kVA :Pole Substation | 0.05 | --> | 0.05 | 0 | 0 | Constrained, otherwise capacity available =46 kVA | --> | 0.048 | 0 | 0 | 0.047 | 0 |  | --> | C18 ex MIDLETON | Midleton [T101,T102] | MIDLETON |  | 51.9586 | -8.1982
065906 | MV/LV Substation RU***906 |  | 10 kV | _ | LV | 50 kVA :Pole Substation | 0.05 | --> | 0.05 | 0 | 0 | Constrained, otherwise capacity available =16 kVA | --> | 0.048 | 0 | 0 | 0 | 0 | Constrained, otherwise capacity available =43 kW | --> | C18 ex LOUGHSHINNY | Loughshinny [T41,T42] | GLASMORE |  | 53.5392 | -6.1112
0684320 | MV/LV Substation IF***4320 |  | 10 kV | _ | LV | 630 kVA :Building Structure | 0.63 | --> | 0.63 | 0 | 28.43 |  | --> | 0.598 | 0 | 0 | 0.435 | 0 |  | --> | C11 ex BEDFORD ROW | Bedford Row [T41,T42,T43,T44] | FRANCIS STREET |  | 53.3493 | -6.251
006824X | MV/LV Substation TO***824X |  | 10 kV | _ | LV | 50 kVA :Pole Substation | 0.05 | --> | 0.05 | 0.05 | 4.38 |  | --> | 0.048 | 0 | 0 | 0.047 | 0 |  | --> | E14 ex CRANE | Crane [T122] | CRANE |  | 52.5548 | -6.5634
161467 | MV/LV Substation CO***467 |  | 10 kV | _ | LV | 50 kVA :Pole Substation | 0.05 | --> | 0.05 | 0 | 0 | Constrained, otherwise capacity available =43 kVA | --> | 0.048 | 0 | 0.005 | 0 | 0 | Constrained, otherwise capacity available =43 kW | --> | C13 ex SPIDDAL |  |  |  | 53.2482 | -9.2799
0154251 | MV/LV Substation KI***4251 |  | 10 kV | _ | LV | 50 kVA :Pole Substation | 0.05 | --> | 0.05 | 0 | 0 | Constrained, otherwise capacity available =50 kVA | --> | 0.048 | 0 | 0 | 0 | 0 | Constrained, otherwise capacity available =48 kW | --> | C12 ex SALLINS | Sallins [T41,T42] | GRIFFINRATH |  | 53.2852 | -6.7306
0544553 | MV/LV Substation SH***4553 |  | 20 kV | _ | LV | 50 kVA :Pole Substation | 0.05 | --> | 0.05 | 0 | 0 | Constrained, otherwise capacity available =50 kVA | --> | 0.048 | 0 | 0 | 0 | 0 | Constrained, otherwise capacity available =48 kW | --> | E12 ex PORTLAOISE | Portlaoise [T423,T424] | PORTLAOISE |  | 53.0109 | -7.2779
0324081 | MV/LV Substation BA***4081 |  | 20 kV | _ | LV | 50 kVA :Pole Substation | 0.05 | --> | 0.05 | 0 | 0 | Constrained, otherwise capacity available =50 kVA | --> | 0.048 | 0 | 0 | 0 | 0 | Constrained, otherwise capacity available =48 kW | --> | C14 ex KILMEADEN | Kilmeaden [T42] | BUTLERSTOWN |  | 52.2288 | -7.2625
067857X | MV/LV Substation SC***857X |  | 20 kV | _ | LV | 200 kVA :Pole Substation | 0.2 | --> | 0.2 | 0.192 | 13.8 |  | --> | 0.19 | 0 | 0.009 | 0.182 | 0 |  | --> | C14 ex SINGLAND | Singland [T101,T102] | SINGLAND |  | 52.6108 | -8.5528
184198 | MV/LV Substation LA***198 |  | 10 kV | _ | LV | 200 kVA :Pole Substation | 0.2 | --> | 0.2 | 0.2 | 3.38 |  | --> | 0.19 | 0 | 0 | 0 | 0 | Constrained, otherwise capacity available =190 kW | --> | C21 ex CASTLEBLAYNEY | Castleblayney [T41,T42] | DUNDALK |  | 54.1635 | -6.8134
066234Z | MV/LV Substation AS***234Z |  | 20 kV | _ | LV | 630 kVA :Building Structure | 0.63 | --> | 0.63 | 0 | 0 | Constrained, otherwise capacity available =540 kVA | --> | 0.598 | 0 | 0 | 0 | 0 | Constrained, otherwise capacity available =586 kW | --> | E15 ex ASHBOURNE | Ashbourne [T421,T422] | FINGLAS |  | 53.5097 | -6.3971
0814265 | MV/LV Substation TH***4265 |  | 10 kV | _ | LV | 400 kVA :Building Structure | 0.4 | --> | 0.4 | 0 | 0 | Constrained, otherwise capacity available =400 kVA | --> | 0.38 | 0 | 0 | 0.38 | 0 |  | --> | C15 ex SEMPERIT | Semperit [T41,T42,T43] | GRANGE CASTLE |  | 53.3348 | -6.3598
066235 | MV/LV Substation FO***235 |  | 10 kV | _ | LV | 400 kVA :Kiosk Substation | 0.4 | --> | 0.4 | 0 | 0 | Constrained, otherwise capacity available =79 kVA | --> | 0.38 | 0 | 0.158 | 0.217 | 0 |  | --> | C22 ex HOWTH JUNCTION | Howth Junction [T41,T42] | GRANGE (DR) |  | 53.3833 | -6.1587
0374209 | MV/LV Substation RA***4209 |  | 10 kV | _ | LV | 630 kVA :Kiosk Substation | 0.63 | --> | 0.63 | 0.5 | 13.05 |  | --> | 0.598 | 0 | 0.025 | 0.5 | 0 |  | --> | C21 ex ENNIS | Ennis [T101,T102] | ENNIS |  | 52.9404 | -8.8977
001365 | MV/LV Substation TI***365 |  | 10 kV | _ | LV | 400 kVA :Kiosk Substation | 0.4 | --> | 0.4 | 0.25 | 1.23 |  | --> | 0.38 | 0 | 0.037 | 0.332 | 0 |  | --> | C20 ex SALLYNOGGIN ROAD | Sallynoggin Road [T41,T42] | CHERRYWOOD |  | 53.2903 | -6.1406
068121X | MV/LV Substation PE***121X |  | 10 kV | _ | LV | 1000 kVA :Building Structure | 1 | --> | 1 | 0.5 | 9.02 |  | --> | 0.95 | 0 | 0 | 0.5 | 0 |  | --> | C24 ex MISERY HILL | Misery Hill [T101,T102] | POOLBEG |  | 53.3389 | -6.237
046586 | MV/LV Substation BA***586 |  | 10 kV | _ | LV | 50 kVA :Pole Substation | 0.05 | --> | 0.05 | 0.034 | 5.78 |  | --> | 0.048 | 0 | 0.018 | 0.032 | 0 |  | --> | C20 ex OAKFIELD | Oakfield [T41,T42] | SLIGO |  | 54.2704 | -8.524
132087 | MV/LV Substation SI***087 |  | 10 kV | _ | LV | 50 kVA :Pole Substation | 0.05 | --> | 0.05 | 0 | 0 | Constrained, otherwise capacity available =30 kVA | --> | 0.048 | 0 | 0.005 | 0 | 0 | Constrained, otherwise capacity available =41 kW | --> | C17 ex LOUGHREA | Loughrea [T41,T42] | SOMERSET |  | 53.202 | -8.5583
109525 | MV/LV Substation TU***525 |  | 10 kV | _ | LV | 630 kVA :Kiosk Substation | 0.63 | --> | 0.63 | 0.381 | 0.38 | Constrained, otherwise capacity available =525 kVA | --> | 0.598 | 0 | 0.056 | 0.5 | 0 |  | --> | C15 ex RINEANNA | Rineanna [T41,T42] | DRUMLINE |  | 52.7055 | -8.8812
014597X | MV/LV Substation RA***597X |  | 10 kV | _ | LV | 400 kVA :Kiosk Substation | 0.4 | --> | 0.4 | 0 | 0 | Constrained, otherwise capacity available =246 kVA | --> | 0.38 | 0 | 0.056 | 0 | 0 | Constrained, otherwise capacity available =317 kW | --> | C11 ex MORRISTOWN | Morristown [T41,T42] | NEWBRIDGE |  | 53.165 | -6.8096
207050Y | MV/LV Substation CO***050Y |  | 10 kV | _ | LV | 400 kVA :Kiosk Substation | 0.4 | --> | 0.4 | 0 | 0 | Constrained, otherwise capacity available =326 kVA | --> | 0.38 | 0 | 0.022 | 0 | 0 | Constrained, otherwise capacity available =353 kW | --> | C14 ex TEMPLEMORE | Templemore [T41,T42] | IKERRIN |  | 52.7171 | -7.5879
276906 | MV/LV Substation KI***906 |  | 10 kV | _ | LV | 100 kVA :Pole Substation | 0.1 | --> | 0.1 | 0 | 0 | Constrained, otherwise capacity available =84 kVA | --> | 0.095 | 0 | 0.017 | 0 | 0 | Constrained, otherwise capacity available =80 kW | --> | C20 ex COOLCORCORAN | Coolcorcoran [T41,T42] | KNOCKEARAGH |  | 52.099 | -9.4766
067023X | MV/LV Substation MU***023X |  | 10 kV | _ | LV | 200 kVA :Building Structure | 0.2 | --> | 0.2 | 0.081 | 13.8 |  | --> | 0.19 | 0 | 0.01 | 0.166 | 0 |  | --> | C13 ex SINGLAND | Singland [T101,T102] | SINGLAND |  | 52.6674 | -8.6053
007854Y | MV/LV Substation RI***854Y |  | 10 kV | _ | LV | 200 kVA :Kiosk Substation | 0.2 | --> | 0.2 | 0 | 0 | Constrained, otherwise capacity available =137 kVA | --> | 0.19 | 0 | 0.071 | 0 | 0 | Constrained, otherwise capacity available =129 kW | --> | C20 ex MULGANNON | Mulgannon [T41,T42] | WEXFORD |  | 52.3247 | -6.4764
0894183 | MV/LV Substation FE***4183 |  | 20 kV | _ | LV | 50 kVA :Pole Substation | 0.05 | --> | 0.05 | 0.05 | 3.56 |  | --> | 0.048 | 0 | 0 | 0 | 0 | Constrained, otherwise capacity available =48 kW | --> | E20 ex ENNISCRONE | Enniscrone [T421,T422] | MOY |  | 54.1957 | -9.1174
158055Y | MV/LV Substation CO***055Y |  | 10 kV | _ | LV | 200 kVA :Kiosk Substation | 0.2 | --> | 0.2 | 0 | 0 | Constrained, otherwise capacity available =192 kVA | --> | 0.19 | 0 | 0.005 | 0 | 0 | Constrained, otherwise capacity available =185 kW | --> | C21 ex ENNISTYMON | Ennistymon [T41,T42] | ENNIS |  | 52.9304 | -9.34
2494144 | MV/LV Substation GA***4144 |  | 20 kV | _ | LV | 50 kVA :Pole Substation | 0.05 | --> | 0.05 | 0 | 0 | Constrained, otherwise capacity available =50 kVA | --> | 0.048 | 0 | 0 | 0 | 0 | Constrained, otherwise capacity available =48 kW | --> | E13 ex FOXHOLE | Foxhole [T421,T422] | DUNGARVAN |  | 51.9807 | -7.8144
016187Z | MV/LV Substation OL***187Z |  | 10 kV | _ | LV | 400 kVA :Kiosk Substation | 0.4 | --> | 0.4 | 0 | 0 | Constrained, otherwise capacity available =283 kVA | --> | 0.38 | 0 | 0.015 | 0 | 0 | Constrained, otherwise capacity available =353 kW | --> | C12 ex MONEYCOOLEY | Moneycooley [T41,T42,T44] | GRIFFINRATH |  | 53.3471 | -6.5543
144905 | MV/LV Substation KI***905 |  | 10 kV | _ | LV | 50 kVA :Pole Substation | 0.05 | --> | 0.05 | 0 | 0 | Constrained, otherwise capacity available =41 kVA | --> | 0.048 | 0 | 0 | 0 | 0 | Constrained, otherwise capacity available =46 kW | --> | C15 ex CASTLECOMER | Castlecomer [T41,T42] | BALLYRAGGET |  | 52.8286 | -7.1131
210335Y | MV/LV Substation MA***335Y |  | 10 kV | _ | LV | 50 kVA :Pole Substation | 0.05 | --> | 0.05 | 0 | 0 | Constrained, otherwise capacity available =25 kVA | --> | 0.048 | 0 | 0 | 0 | 0 | Constrained, otherwise capacity available =44 kW | --> | C18 ex CARRICKMACROSS | Carrickmacross [T41,T42] | MEATH HILL |  | 53.9671 | -6.7134
081418Y | MV/LV Substation BE***418Y |  | 10 kV | _ | LV | 400 kVA :Kiosk Substation | 0.4 | --> | 0.4 | 0 | 0 | Constrained, otherwise capacity available =262 kVA | --> | 0.38 | 0 | 0.059 | 0 | 0 | Constrained, otherwise capacity available =317 kW | --> | C17 ex CELBRIDGE | Celbridge [T41,T42] | GRIFFINRATH |  | 53.3461 | -6.545
029791 | MV/LV Substation BA***791 |  | 10 kV | _ | LV | 50 kVA :Pole Substation | 0.05 | --> | 0.05 | 0 | 0 | Constrained, otherwise capacity available =42 kVA | --> | 0.048 | 0 | 0 | 0.046 | 0 |  | --> | C18 ex MIDLETON | Midleton [T101,T102] | MIDLETON |  | 51.9907 | -8.2355
293851Y | MV/LV Substation RU***851Y |  | 20 kV | _ | LV | 100 kVA :Pole Substation | 0.1 | --> | 0.1 | 0 | 0 | Constrained, otherwise capacity available =79 kVA | --> | 0.095 | 0 | 0.023 | 0 | 0 | Constrained, otherwise capacity available =75 kW | --> | E17 ex BALTINGLASS | Baltinglass [T421,T422] | STRATFORD |  | 52.9036 | -6.605
081015Y | MV/LV Substation TH***015Y |  | 10 kV | _ | LV | 50 kVA :Pole Substation | 0.05 | --> | 0.05 | 0 | 0 | Constrained, otherwise capacity available =40 kVA | --> | 0.048 | 0 | 0 | 0 | 0 | Constrained, otherwise capacity available =46 kW | --> | C22 ex CELBRIDGE | Celbridge [T41,T42] | GRIFFINRATH |  | 53.3361 | -6.5382
209686 | MV/LV Substation NA***686 |  | 10 kV | _ | LV | 200 kVA :Kiosk Substation | 0.2 | --> | 0.2 | 0 | 0 | Constrained, otherwise capacity available =136 kVA | --> | 0.19 | 0 | 0.012 | 0 | 0 | Constrained, otherwise capacity available =172 kW | --> | C21 ex MILFORD (NR) | Milford (nr) [T41,T42] | LETTERKENNY |  | 55.0908 | -7.7035
1424206 | MV/LV Substation MO***4206 |  | 10 kV | _ | LV | 50 kVA :Pole Substation | 0.05 | --> | 0.05 | 0 | 0 | Constrained, otherwise capacity available =44 kVA | --> | 0.048 | 0 | 0.026 | 0 | 0 | Constrained, otherwise capacity available =27 kW | --> | C11 ex ATHENRY | Athenry [T41,T42] | GALWAY 110KV |  | 53.2646 | -8.8645
014693X | MV/LV Substation KI***693X |  | 10 kV | _ | LV | 50 kVA :Pole Substation | 0.05 | --> | 0.05 | 0.036 | 0.12 |  | --> | 0.048 | 0 | 0.005 | 0.042 | 0 |  | --> | C26 ex ATHY | Athy [T101,T102] | ATHY |  | 53.1047 | -7.0097
082048Z | MV/LV Substation JO***048Z |  | 20 kV | _ | LV | 630 kVA :Building Structure | 0.63 | --> | 0.63 | 0 | 0 | Constrained, otherwise capacity available =415 kVA | --> | 0.598 | 0 | 0 | 0 | 0 | Constrained, otherwise capacity available =568 kW | --> | E12 ex ACADEMY STREET | Academy Street [T421,T422,T44] | NAVAN |  | 53.644 | -6.6608
154316Z | MV/LV Substation DE***316Z |  | 10 kV | _ | LV | 200 kVA :Kiosk Substation | 0.2 | --> | 0.2 | 0 | 0 | Constrained, otherwise capacity available =120 kVA | --> | 0.19 | 0 | 0.01 | 0.171 | 0 |  | --> | C22 ex MACETOWN | Macetown [T101,T102] | MACETOWN |  | 53.3928 | -6.4353
049463X | MV/LV Substation MU***463X |  | 10 kV | _ | LV | 50 kVA :Pole Substation | 0.05 | --> | 0.05 | 0.042 | 0.21 |  | --> | 0.048 | 0 | 0 | 0 | 0 | Constrained, otherwise capacity available =46 kW | --> | E19 ex LONGFORD | Longford [T421,T422] | RICHMOND |  | 53.7305 | -7.8264
060431X | MV/LV Substation CO***431X |  | 10 kV | _ | LV | 100 kVA :Pole Substation | 0.1 | --> | 0.1 | 0.087 | 2.57 |  | --> | 0.095 | 0 | 0.01 | 0 | 0 | Constrained, otherwise capacity available =86 kW | --> | C17 ex ERRIGAL | Errigal [T41,T422] | SHANKILL |  | 54.076 | -7.0984
055318X | MV/LV Substation CA***318X |  | 10 kV | _ | LV | 50 kVA :Pole Substation | 0.05 | --> | 0.05 | 0 | 0 | Constrained, otherwise capacity available =43 kVA | --> | 0.048 | 0 | 0 | 0 | 0 | Constrained, otherwise capacity available =46 kW | --> | C15 ex RATHDOWNEY | Rathdowney [T42] | IKERRIN |  | 52.866 | -7.5781
281087 | MV/LV Substation SO***087 |  | 10 kV | _ | LV | 630 kVA :Kiosk Substation | 0.63 | --> | 0.63 | 0.437 | 4.67 |  | --> | 0.598 | 0 | 0.071 | 0.5 | 0 |  | --> | C28 ex CENTRE PARK ROAD | Marina [T105,T106] | MARINA |  | 51.887 | -8.4425
027526X | MV/LV Substation BA***526X |  | 10 kV | _ | LV | 200 kVA :Kiosk Substation | 0.2 | --> | 0.2 | 0.163 | 7.79 |  | --> | 0.19 | 0 | 0.009 | 0 | 0 | Constrained, otherwise capacity available =178 kW | --> | C11 ex DUNMANWAY | Dunmanway [T422,T43] | DUNMANWAY |  | 51.7144 | -9.1214
0414150 | MV/LV Substation CO***4150 |  | 20 kV | _ | LV | 50 kVA :Pole Substation | 0.05 | --> | 0.05 | 0 | 0 | Constrained, otherwise capacity available =44 kVA | --> | 0.048 | 0 | 0.027 | 0 | 0 | Constrained, otherwise capacity available =27 kW | --> | E18 ex DALTON | Dalton [T421,T422] | DALTON |  | 53.6409 | -8.8832
014080 | MV/LV Substation RA***080 |  | 10 kV | _ | LV | 100 kVA :Pole Substation | 0.1 | --> | 0.1 | 0 | 0 | Constrained, otherwise capacity available =27 kVA | --> | 0.095 | 0 | 0.014 | 0 | 0 | Constrained, otherwise capacity available =74 kW | --> | C17 ex KILDARE | Kildare [T41,T42] | NEWBRIDGE |  | 53.1642 | -6.9032
064174Y | MV/LV Substation LA***174Y |  | 20 kV | _ | LV | 100 kVA :Pole Substation | 0.1 | --> | 0.1 | 0 | 0 | Constrained, otherwise capacity available =97 kVA | --> | 0.095 | 0 | 0 | 0 | 0 | Constrained, otherwise capacity available =94 kW | --> | E15 ex DULEEK | Duleek [T421,T422] | DRYBRIDGE |  | 53.6783 | -6.4236
042131Y | MV/LV Substation MI***131Y |  | 20 kV | _ | LV | 400 kVA :Kiosk Substation | 0.4 | --> | 0.4 | 0 | 0 | Constrained, otherwise capacity available =344 kVA | --> | 0.38 | 0 | 0.009 | 0 | 0 | Constrained, otherwise capacity available =366 kW | --> | E16 ex WINDSOR | Windsor [T421,T422] | CASTLEBAR |  | 53.8449 | -9.2854
503709 | MV/LV Substation TO***709 |  | 10 kV | _ | LV | 100 kVA :Pole Substation | 0.1 | --> | 0.1 | 0.098 | 1.69 |  | --> | 0.095 | 0 | 0 | 0 | 0 | Constrained, otherwise capacity available =95 kW | --> | C11 ex NEWTOWNCUNNINGHAM | Newtowncunningham [T41,T42] | LETTERKENNY |  | 54.9654 | -7.4299
060556Y | MV/LV Substation CA***556Y |  | 10 kV | _ | LV | 200 kVA :Pole Substation | 0.2 | --> | 0.2 | 0.178 | 2.57 |  | --> | 0.19 | 0 | 0.005 | 0 | 0 | Constrained, otherwise capacity available =183 kW | --> | C17 ex ERRIGAL | Errigal [T41,T422] | SHANKILL |  | 54.0759 | -7.0928
014753Z | MV/LV Substation CO***753Z |  | 10 kV | _ | LV | 50 kVA :Pole Substation | 0.05 | --> | 0.05 | 0 | 0 | Constrained, otherwise capacity available =47 kVA | --> | 0.048 | 0 | 0 | 0 | 0 | Constrained, otherwise capacity available =47 kW | --> | C14 ex ATHGARVAN | Athgarvan [T41,T44] | NEWBRIDGE |  | 53.1647 | -6.7653
054544Y | MV/LV Substation CO***544Y |  | 20 kV | _ | LV | 50 kVA :Pole Substation | 0.05 | --> | 0.05 | 0 | 0 | Constrained, otherwise capacity available =44 kVA | --> | 0.048 | 0 | 0 | 0 | 0 | Constrained, otherwise capacity available =47 kW | --> | E13 ex ABBEYLEIX | Abbeyleix [T422] | PORTLAOISE |  | 52.9683 | -7.3499
064069Z | MV/LV Substation SC***069Z |  | 10 kV | _ | LV | 630 kVA :Building Structure | 0.63 | --> | 0.63 | 0 | 0 | Constrained, otherwise capacity available =573 kVA | --> | 0.598 | 0 | 0 | 0 | 0 | Constrained, otherwise capacity available =591 kW | --> | C14 ex MORNINGTON ROAD | Mornington Road [T41,T42] | DRYBRIDGE |  | 53.7134 | -6.3465
116414 | MV/LV Substation ST***414 |  | 20 kV | _ | LV | 50 kVA :Pole Substation | 0.05 | --> | 0.05 | 0.04 | 8.1 |  | --> | 0.048 | 0 | 0.009 | 0 | 0 | Constrained, otherwise capacity available =39 kW | --> | E12 ex WESTPORT | Westport [T421,T422] | CASTLEBAR |  | 53.7821 | -9.4429
069758 | MV/LV Substation CA***758 |  | 10 kV | _ | LV | 400 kVA :Kiosk Substation | 0.4 | --> | 0.4 | 0.338 | 0.91 |  | --> | 0.38 | 0 | 0 | 0.371 | 0 |  | --> | C16 ex KIMMAGE | Kimmage [T41,T42] | INCHICORE 220KV |  | 53.3176 | -6.3009
288145 | MV/LV Substation BR***145 |  | 10 kV | _ | LV | 400 kVA :Kiosk Substation | 0.4 | --> | 0.4 | 0 | 0 | Constrained, otherwise capacity available =261 kVA | --> | 0.38 | 0 | 0.107 | 0.281 | 0 |  | --> | C14 ex DUNDRUM | Dundrum [T41,T42] | BLACKROCK |  | 53.2784 | -6.2613
066702Z | MV/LV Substation MA***702Z |  | 20 kV | _ | LV | 400 kVA :Kiosk Substation | 0.4 | --> | 0.4 | 0 | 0 | Constrained, otherwise capacity available =354 kVA | --> | 0.38 | 0 | 0.006 | 0 | 0 | Constrained, otherwise capacity available =369 kW | --> | E16 ex ASHBOURNE | Ashbourne [T421,T422] | FINGLAS |  | 53.5129 | -6.3898
130981 | MV/LV Substation BR***981 |  | 20 kV | _ | LV | 50 kVA :Pole Substation | 0.05 | --> | 0.05 | 0.05 | 0.21 |  | --> | 0.048 | 0 | 0 | 0 | 0 | Constrained, otherwise capacity available =48 kW | --> | E18 ex LONGFORD | Longford [T421,T422] | RICHMOND |  | 53.7127 | -7.7072
2814001 | MV/LV Substation DO***4001 |  | 10 kV | _ | LV | 50 kVA :Pole Substation | 0.05 | --> | 0.05 | 0 | 0 | Constrained, otherwise capacity available =45 kVA | --> | 0.048 | 0 | 0 | 0 | 0 | Constrained, otherwise capacity available =47 kW | --> | C21 ex KILMONEY | Kilmoney [T41,T42] | TRABEG |  | 51.7504 | -8.3119
042724 | MV/LV Substation FR***724 |  | 10 kV | _ | LV | 50 kVA :Pole Substation | 0.05 | --> | 0.05 | 0.041 | 1.93 |  | --> | 0.048 | 0 | 0 | 0 | 0 | Constrained, otherwise capacity available =46 kW | --> | C13 ex TURLOUGH ROAD | Turlough Road [T41,T42] | CASTLEBAR |  | 53.8605 | -9.2873
060617 | MV/LV Substation DU***617 |  | 10 kV | _ | LV | 50 kVA :Pole Substation | 0.05 | --> | 0.05 | 0.036 | 2.18 |  | --> | 0.048 | 0 | 0 | 0 | 0 | Constrained, otherwise capacity available =46 kW | --> | C19 ex BAILIEBORO | Bailieboro [T41,T42] | MEATH HILL |  | 53.9388 | -7.0147
0084239 | MV/LV Substation RO***4239 |  | 20 kV | _ | LV | 100 kVA :Pole Substation | 0.1 | --> | 0.1 | 0.1 | 0.2 |  | --> | 0.095 | 0 | 0 | 0 | 0 | Constrained, otherwise capacity available =95 kW | --> | E15 ex BEALISTOWN | Bealistown [T421,T422] | GREAT ISLAND |  | 52.2807 | -6.75
064225Z | MV/LV Substation AS***225Z |  | 10 kV | _ | LV | 400 kVA :Building Structure | 0.4 | --> | 0.4 | 0 | 0 | Constrained, otherwise capacity available =400 kVA | --> | 0.38 | 0 | 0 | 0 | 0 | Constrained, otherwise capacity available =380 kW | --> | C21 ex TERMONFECKIN ROAD | Termonfeckin Road [T41,T42] | DRYBRIDGE |  | 53.7328 | -6.3312
012110Y | MV/LV Substation FA***110Y |  | 10 kV | _ | LV | 630 kVA :Kiosk Substation | 0.63 | --> | 0.63 | 0 | 0 | Constrained, otherwise capacity available =514 kVA | --> | 0.598 | 0 | 0.011 | 0 | 0 | Constrained, otherwise capacity available =574 kW | --> | C22 ex POLLERTON | Pollerton [T41,T42] | CARLOW |  | 52.835 | -6.9243
0934168 | MV/LV Substation NE***4168 |  | 10 kV | _ | LV | 630 kVA :Kiosk Substation | 0.63 | --> | 0.63 | 0 | 0 | Constrained, otherwise capacity available =579 kVA | --> | 0.598 | 0 | 0 | 0.5 | 0 |  | --> | C22 ex GRANGE (DR) | Grange (dr) [T41,T42] | GRANGE (DR) |  | 53.4022 | -6.1857
0034101 | MV/LV Substation WI***4101 |  | 10 kV | _ | LV | 50 kVA :Pole Substation | 0.05 | --> | 0.05 | 0 | 0 | Constrained, otherwise capacity available =50 kVA | --> | 0.048 | 0 | 0 | 0 | 0 | Constrained, otherwise capacity available =48 kW | --> | C11 ex RATHDRUM | Rathdrum [T42] | ARKLOW |  | 52.9492 | -6.2057
069650 | MV/LV Substation BR***650 |  | 10 kV | _ | LV | 400 kVA :Kiosk Substation | 0.4 | --> | 0.4 | 0 | 0 | Constrained, otherwise capacity available =358 kVA | --> | 0.38 | 0 | 0.005 | 0.37 | 0 |  | --> | C12 ex BALLYBODEN | Ballyboden [T41,T42] | COOKSTOWN |  | 53.2796 | -6.2991
1374173 | MV/LV Substation BA***4173 |  | 10 kV | _ | LV | 100 kVA :Pole Substation | 0.1 | --> | 0.1 | 0.093 | 2 |  | --> | 0.095 | 0 | 0 | 0 | 0 | Constrained, otherwise capacity available =94 kW | --> | C15 ex CAUSEWAY | Causeway [T41,T42] | TRALEE |  | 52.3952 | -9.7399
2814383 | MV/LV Substation JA***4383 |  | 10 kV | _ | LV | 630 kVA :Building Structure | 0.63 | --> | 0.63 | 0.5 | 6.78 |  | --> | 0.598 | 0 | 0 | 0.5 | 0 |  | --> | C38 ex CASTLEVIEW | Castleview [T101,T102] | CASTLEVIEW |  | 51.8833 | -8.3947
2484357 | MV/LV Substation BA***4357 |  | 20 kV | _ | LV | 50 kVA :Pole Substation | 0.05 | --> | 0.05 | 0.048 | 3.5 |  | --> | 0.048 | 0 | 0 | 0 | 0 | Constrained, otherwise capacity available =47 kW | --> | E13 ex DUNFIRTH | Dunfirth [T122] | DUNFIRTH |  | 53.3961 | -6.7094
0314240 | MV/LV Substation RI***4240 |  | 20 kV | _ | LV | 50 kVA :Pole Substation | 0.05 | --> | 0.05 | 0 | 0 | Constrained, otherwise capacity available =48 kVA | --> | 0.048 | 0 | 0 | 0 | 0 | Constrained, otherwise capacity available =47 kW | --> | E18 ex SPRINGS | Springs [T421,T422] | DUNGARVAN |  | 52.0429 | -7.5695
050049Y | MV/LV Substation HE***049Y |  | 10 kV | _ | LV | 200 kVA :Pole Substation | 0.2 | --> | 0.2 | 0.122 | 6.49 |  | --> | 0.19 | 0 | 0 | 0 | 0 | Constrained, otherwise capacity available =179 kW | --> | C20 ex BUSHFIELD | Bushfield [T41,T42] | ATHLONE |  | 53.4266 | -7.8953
044849 | MV/LV Substation HI***849 |  | 20 kV | _ | LV | 50 kVA :Pole Substation | 0.05 | --> | 0.05 | 0.05 | 0.43 |  | --> | 0.048 | 0 | 0 | 0 | 0 | Constrained, otherwise capacity available =47 kW | --> | C21 ex SWINFORD | Swinford [T41,T42] | CASTLEBAR |  | 53.983 | -9.1155
0534298 | MV/LV Substation FO***4298 |  | 10 kV | _ | LV | 630 kVA :Kiosk Substation | 0.63 | --> | 0.63 | 0.484 | 2.39 |  | --> | 0.598 | 0 | 0.025 | 0 | 0 | Constrained, otherwise capacity available =560 kW | --> | C12 ex SRAH | Srah [T41,T42] | THORNSBERRY |  | 53.2814 | -7.4993
0814279 | MV/LV Substation ED***4279 |  | 10 kV | _ | LV | 630 kVA :Building Structure | 0.63 | --> | 0.63 | 0.5 | 7.91 |  | --> | 0.598 | 0 | 0.03 | 0.5 | 0 |  | --> | C26 ex PELLETSTOWN | Pelletstown [T101,T102] | FINGLAS |  | 53.3747 | -6.3504
014006 | MV/LV Substation LI***006 |  | 10 kV | _ | LV | 200 kVA :Kiosk Substation | 0.2 | --> | 0.2 | 0 | 0 | Constrained, otherwise capacity available =138 kVA | --> | 0.19 | 0 | 0.067 | 0 | 0 | Constrained, otherwise capacity available =132 kW | --> | C14 ex ATHGARVAN | Athgarvan [T41,T44] | NEWBRIDGE |  | 53.1807 | -6.7904
017674Y | MV/LV Substation ME***674Y |  | 10 kV | _ | LV | 400 kVA :Kiosk Substation | 0.4 | --> | 0.4 | 0.348 | 1.05 |  | --> | 0.38 | 0 | 0.005 | 0 | 0 | Constrained, otherwise capacity available =369 kW | --> | C15 ex NEWCASTLEWEST | Newcastlewest [T41,T42] | RATHKEALE |  | 52.4473 | -9.0563
0814216 | MV/LV Substation PU***4216 |  | 10 kV | _ | LV | 50 kVA :Pole Substation | 0.05 | --> | 0.05 | 0 | 0 | Constrained, otherwise capacity available =50 kVA | --> | 0.048 | 0 | 0 | 0 | 0 | Constrained, otherwise capacity available =48 kW | --> | C11 ex MONEYCOOLEY | Moneycooley [T41,T42,T44] | GRIFFINRATH |  | 53.3673 | -6.589
037848X | MV/LV Substation MI***848X |  | 10 kV | _ | LV | 630 kVA :Building Structure | 0.63 | --> | 0.63 | 0.5 | 13.05 |  | --> | 0.598 | 0 | 0.02 | 0.5 | 0 |  | --> | C12 ex ENNIS | Ennis [T101,T102] | ENNIS |  | 52.8385 | -8.9737
010185X | MV/LV Substation MO***185X |  | 20 kV | _ | LV | 630 kVA :Kiosk Substation | 0.63 | --> | 0.63 | 0 | 0 | Constrained, otherwise capacity available =305 kVA | --> | 0.598 | 0 | 0 | 0 | 0 | Constrained, otherwise capacity available =553 kW | --> | E11 ex BALLYHALE | Ballyhale [T42,T421] | KILKENNY |  | 52.5276 | -7.189
0934075 | MV/LV Substation ST***4075 |  | 10 kV | _ | LV | 100 kVA :Pole Substation | 0.1 | --> | 0.1 | 0 | 0 | Constrained, otherwise capacity available =97 kVA | --> | 0.095 | 0 | 0 | 0.095 | 0 |  | --> | C13 ex POPPINTREE | Poppintree [T101,T102] | FINGLAS |  | 53.4346 | -6.2938
066414 | MV/LV Substation SC***414 |  | 20 kV | _ | LV | 100 kVA :Pole Substation | 0.1 | --> | 0.1 | 0 | 0 | Constrained, otherwise capacity available =74 kVA | --> | 0.095 | 0 | 0.04 | 0 | 0 | Constrained, otherwise capacity available =62 kW | --> | E21 ex ASHBOURNE | Ashbourne [T421,T422] | FINGLAS |  | 53.4977 | -6.2905
054278Y | MV/LV Substation CA***278Y |  | 10 kV | _ | LV | 200 kVA :Kiosk Substation | 0.2 | --> | 0.2 | 0 | 0 | Constrained, otherwise capacity available =153 kVA | --> | 0.19 | 0 | 0.023 | 0 | 0 | Constrained, otherwise capacity available =166 kW | --> | C20 ex PORTLAOISE | Portlaoise [T41,T42] | PORTLAOISE |  | 53.0387 | -7.2697
137788 | MV/LV Substation BA***788 |  | 10 kV | _ | LV | 200 kVA :Building Structure | 0.2 | --> | 0.2 | 0.175 | 2 |  | --> | 0.19 | 0 | 0 | 0 | 0 | Constrained, otherwise capacity available =187 kW | --> | C12 ex CAUSEWAY | Causeway [T41,T42] | TRALEE |  | 52.4559 | -9.7297
109446 | MV/LV Substation AE***446 |  | 10 kV | _ | LV | 400 kVA :Building Structure | 0.4 | --> | 0.4 | 0 | 0 | Constrained, otherwise capacity available =356 kVA | --> | 0.38 | 0 | 0 | 0.374 | 0 |  | --> | C16 ex SHANNON | Shannon [T41,T42] | DRUMLINE |  | 52.7004 | -8.9074
037195Y | MV/LV Substation CA***195Y |  | 10 kV | _ | LV | 50 kVA :Pole Substation | 0.05 | --> | 0.05 | 0 | 0 | Constrained, otherwise capacity available =32 kVA | --> | 0.048 | 0 | 0 | 0 | 0 | Constrained, otherwise capacity available =45 kW | --> | C17 ex CAHIRCALLA | Cahircalla [T41,T42] | ENNIS |  | 52.8308 | -8.9919
365242X | MV/LV Substation AR***242X |  | 10 kV | _ | LV | 400 kVA :Building Structure | 0.4 | --> | 0.4 | 0 | 0 | Constrained, otherwise capacity available =273 kVA | --> | 0.38 | 0 | 0 | 0.362 | 0 |  | --> | C20 ex TYMON | Tymon [T41,T42] | COOKSTOWN |  | 53.2968 | -6.3495
067935X | MV/LV Substation GA***935X |  | 10 kV | _ | LV | 50 kVA :Pole Substation | 0.05 | --> | 0.05 | 0 | 0 | Constrained, otherwise capacity available =46 kVA | --> | 0.048 | 0 | 0 | 0.047 | 0 |  | --> | C20 ex GARRYOWEN | Garryowen [T41,T42] | LIMERICK |  | 52.6468 | -8.6198
081168 | MV/LV Substation GA***168 |  | 10 kV | _ | LV | 400 kVA :Building Structure | 0.4 | --> | 0.4 | 0 | 0 | Constrained, otherwise capacity available =102 kVA | --> | 0.38 | 0 | 0.019 | 0.323 | 0 |  | --> | C14 ex INCHICORE NORTH | Inchicore North [T41] | INCHICORE 220KV |  | 53.3405 | -6.3427
065034Z | MV/LV Substation RA***034Z |  | 20 kV | _ | LV | 50 kVA :Pole Substation | 0.05 | --> | 0.05 | 0 | 0 | Constrained, otherwise capacity available =34 kVA | --> | 0.048 | 0 | 0 | 0 | 0 | Constrained, otherwise capacity available =45 kW | --> | C11 ex LOUGHSHINNY | Loughshinny [T41,T42] | GLASMORE |  | 53.5434 | -6.1578
495224 | MV/LV Substation KE***224 |  | 20 kV | _ | LV | 50 kVA :Pole Substation | 0.05 | --> | 0.05 | 0.05 | 1.5 |  | --> | 0.048 | 0 | 0 | 0.048 | 0 |  | --> | E17 ex ACHILL | Achill [T422] | CARROWBEG |  | 53.9722 | -10.0985
054986Y | MV/LV Substation MA***986Y |  | 10 kV | _ | LV | 200 kVA :Kiosk Substation | 0.2 | --> | 0.2 | 0 | 0 | Constrained, otherwise capacity available =199 kVA | --> | 0.19 | 0 | 0 | 0 | 0 | Constrained, otherwise capacity available =190 kW | --> | C14 ex PORTLAOISE | Portlaoise [T41,T42] | PORTLAOISE |  | 53.0421 | -7.2802
281709Z | MV/LV Substation MA***709Z |  | 10 kV | _ | LV | 400 kVA :Kiosk Substation | 0.4 | --> | 0.4 | 0 | 0 | Constrained, otherwise capacity available =310 kVA | --> | 0.38 | 0 | 0.035 | 0 | 0 | Constrained, otherwise capacity available =342 kW | --> | C18 ex DOUGLAS | Douglas [T41,T42] | TRABEG |  | 51.8647 | -8.415
0524308 | MV/LV Substation NR***4308 |  | 20 kV | _ | LV | 100 kVA :Pole Substation | 0.1 | --> | 0.1 | 0 | 0 | Constrained, otherwise capacity available =88 kVA | --> | 0.095 | 0 | 0 | 0 | 0 | Constrained, otherwise capacity available =93 kW | --> | E14 ex BALLINDERRY | Ballinderry [T41,T422] | MULLINGAR |  | 53.4479 | -7.1237
350043X | MV/LV Substation WH***043X |  | 10 kV | _ | LV | 400 kVA :Kiosk Substation | 0.4 | --> | 0.4 | 0.293 | 1.57 |  | --> | 0.38 | 0 | 0.003 | 0 | 0 | Constrained, otherwise capacity available =363 kW | --> | C15 ex BUNDORAN | Bundoran [T41,T42] | CATHALEENS FALL |  | 54.4734 | -8.2786
2814081 | MV/LV Substation LI***4081 |  | 10 kV | _ | LV | 50 kVA :Pole Substation | 0.05 | --> | 0.05 | 0 | 0 | Constrained, otherwise capacity available =50 kVA | --> | 0.048 | 0 | 0 | 0.048 | 0 |  | --> | C11 ex BALLINCOLLIG | Ballincollig [T41,T42] | KILBARRY |  | 51.8353 | -8.5373
276415 | MV/LV Substation MU***415 |  | 10 kV | _ | LV | 100 kVA :Pole Substation | 0.1 | --> | 0.1 | 0.084 | 0.76 |  | --> | 0.095 | 0 | 0 | 0 | 0 | Constrained, otherwise capacity available =93 kW | --> | C13 ex WOODFORD | Woodford [T41,T42] | KNOCKEARAGH |  | 52.0302 | -9.4766
075242 | MV/LV Substation MO***242 |  | 20 kV | _ | LV | 200 kVA :Pole Substation | 0.2 | --> | 0.2 | 0.182 | 4.38 |  | --> | 0.19 | 0 | 0 | 0.188 | 0 |  | --> | E18 ex CRANE | Crane [T122] | CRANE |  | 52.5128 | -6.2543
119093 | MV/LV Substation FR***093 |  | 10 kV | _ | LV | 200 kVA :Pole Substation | 0.2 | --> | 0.2 | 0 | 0 | Constrained, otherwise capacity available =130 kVA | --> | 0.19 | 0 | 0 | 0 | 0 | Constrained, otherwise capacity available =180 kW | --> | C16 ex KANTURK | Kanturk [T41,T42] | GLENLARA |  | 52.275 | -8.8861
082112Z | MV/LV Substation AT***112Z |  | 10 kV | _ | LV | 400 kVA :Kiosk Substation | 0.4 | --> | 0.4 | 0 | 0 | Constrained, otherwise capacity available =287 kVA | --> | 0.38 | 0 | 0.057 | 0 | 0 | Constrained, otherwise capacity available =322 kW | --> | C30 ex ACADEMY STREET | Academy Street [T421,T422,T44] | NAVAN |  | 53.6472 | -6.6636
2934181 | MV/LV Substation GL***4181 |  | 20 kV | _ | LV | 400 kVA :Kiosk Substation | 0.4 | --> | 0.4 | 0.376 | 0.43 |  | --> | 0.38 | 0 | 0 | 0 | 0 | Constrained, otherwise capacity available =377 kW | --> | E19 ex TULLOW | Tullow [T421,T422] | CARLOW |  | 52.8052 | -6.7102
023049 | MV/LV Substation NE***049 |  | 10 kV | _ | LV | 400 kVA :Kiosk Substation | 0.4 | --> | 0.4 | 0 | 0 | Constrained, otherwise capacity available =369 kVA | --> | 0.38 | 0 | 0.022 | 0 | 0 | Constrained, otherwise capacity available =360 kW | --> | C15 ex FERMOY NORTH | Fermoy North [T41,T42] | BARRYMORE |  | 52.1426 | -8.2797
2484110 | MV/LV Substation LI***4110 |  | 20 kV | _ | LV | 400 kVA :Kiosk Substation | 0.4 | --> | 0.4 | 0 | 0 | Constrained, otherwise capacity available =336 kVA | --> | 0.38 | 0 | 0 | 0 | 0 | Constrained, otherwise capacity available =371 kW | --> | E19 ex KILCOCK | Kilcock [T421,T422] | GRIFFINRATH |  | 53.3982 | -6.6649
0034254 | MV/LV Substation ME***4254 |  | 10 kV | _ | LV | 630 kVA :Kiosk Substation | 0.63 | --> | 0.63 | 0.5 | 11.58 |  | --> | 0.598 | 0 | 0 | 0 | 0 | Constrained, otherwise capacity available =598 kW | --> | C22 ex BALLYBEG | Ballybeg [T101,T102] | CARRICKMINES |  | 52.9775 | -6.0575
081635Z | MV/LV Substation DR***635Z |  | 10 kV | _ | LV | 50 kVA :Pole Substation | 0.05 | --> | 0.05 | 0 | 0 | Constrained, otherwise capacity available =50 kVA | --> | 0.048 | 0 | 0 | 0 | 0 | Constrained, otherwise capacity available =47 kW | --> | C15 ex MONEYCOOLEY | Moneycooley [T41,T42,T44] | GRIFFINRATH |  | 53.3421 | -6.6127
117915 | MV/LV Substation AR***915 |  | 20 kV | _ | LV | 50 kVA :Pole Substation | 0.05 | --> | 0.05 | 0 | 0 |  | --> | 0.048 | 0 | 0.014 | 0.022 | 0 |  | --> | E17 ex MANORHAMILTON | Manorhamilton [T422] | SLIGO |  | 54.2215 | -8.2968
012837 | MV/LV Substation WA***837 |  | 10 kV | _ | LV | 400 kVA :Building Structure | 0.4 | --> | 0.4 | 0 | 0 | Constrained, otherwise capacity available =303 kVA | --> | 0.38 | 0 | 0.05 | 0 | 0 | Constrained, otherwise capacity available =330 kW | --> | C20 ex POLLERTON | Pollerton [T41,T42] | CARLOW |  | 52.8283 | -6.8991
009737Y | MV/LV Substation GR***737Y |  | 10 kV | _ | LV | 400 kVA :Kiosk Substation | 0.4 | --> | 0.4 | 0 | 0 | Constrained, otherwise capacity available =280 kVA | --> | 0.38 | 0 | 0.009 | 0 | 0 | Constrained, otherwise capacity available =356 kW | --> | C12 ex GRANGE (SR) | Grange (sr) [T41,T42] | BUTLERSTOWN |  | 52.2347 | -7.1168
036793X | MV/LV Substation OL***793X |  | 20 kV | _ | LV | 50 kVA :Pole Substation | 0.05 | --> | 0.05 | 0 | 0 | Constrained, otherwise capacity available =41 kVA | --> | 0.048 | 0 | 0 | 0 | 0 | Constrained, otherwise capacity available =46 kW | --> | E33 ex CAPPAMORE | Cappamore [T41,T42] | ARDNACRUSHA |  | 52.5469 | -8.3542
058862 | MV/LV Substation KN***862 |  | 10 kV | _ | LV | 50 kVA :Pole Substation | 0.05 | --> | 0.05 | 0.047 | 0.18 |  | --> | 0.048 | 0 | 0 | 0 | 0 | Constrained, otherwise capacity available =47 kW | --> | C15 ex TOOMEVARA | Toomevara [T42] | NENAGH |  | 52.8715 | -8.0236
156926X | MV/LV Substation GR***926X |  | 20 kV | _ | LV | 50 kVA :Pole Substation | 0.05 | --> | 0.05 | 0 | 0 | Constrained, otherwise capacity available =19 kVA | --> | 0.048 | 0 | 0 | 0 | 0 | Constrained, otherwise capacity available =43 kW | --> | E14 ex EMYVALE | Emyvale [T422] | LISDRUM |  | 54.3794 | -7.0797
064157Y | MV/LV Substation FI***157Y |  | 10 kV | _ | LV | 200 kVA :Kiosk Substation | 0.2 | --> | 0.2 | 0 | 0 | Constrained, otherwise capacity available =106 kVA | --> | 0.19 | 0 | 0.064 | 0 | 0 | Constrained, otherwise capacity available =129 kW | --> | C18 ex RATHMULLAN | Rathmullan [T41,T42] | DRYBRIDGE |  | 53.7046 | -6.3198
154254 | MV/LV Substation BR***254 |  | 10 kV | _ | LV | 630 kVA :Kiosk Substation | 0.63 | --> | 0.63 | 0 | 0 | Constrained, otherwise capacity available =583 kVA | --> | 0.598 | 0 | 0.014 | 0 | 0 | Constrained, otherwise capacity available =582 kW | --> | C24 ex BALLYCOOLIN | Ballycoolin [T41,T42,T43] | FINGLAS |  | 53.3972 | -6.3839
158462X | MV/LV Substation EN***462X |  | 10 kV | _ | LV | 100 kVA :Pole Substation | 0.1 | --> | 0.1 | 0 | 0 | Constrained, otherwise capacity available =65 kVA | --> | 0.095 | 0 | 0.022 | 0 | 0 | Constrained, otherwise capacity available =74 kW | --> | C21 ex ENNISTYMON | Ennistymon [T41,T42] | ENNIS |  | 52.9355 | -9.3163
075198Y | MV/LV Substation BA***198Y |  | 20 kV | _ | LV | 100 kVA :Pole Substation | 0.1 | --> | 0.1 | 0.097 | 1.13 |  | --> | 0.095 | 0 | 0 | 0 | 0 | Constrained, otherwise capacity available =95 kW | --> | E12 ex BUNCLODY | Bunclody [T421,T422] | CRANE |  | 52.6439 | -6.6635
252706 | MV/LV Substation TU***706 |  | 20 kV | _ | LV | 400 kVA :Kiosk Substation | 0.4 | --> | 0.4 | 0.356 | 1.32 |  | --> | 0.38 | 0 | 0.008 | 0.368 | 0 |  | --> | C24 ex CLIFDEN | Clifden [T41,T42] | SCREEB |  | 53.5885 | -9.9648
093214 | MV/LV Substation CO***214 |  | 10 kV | _ | LV | 400 kVA :Kiosk Substation | 0.4 | --> | 0.4 | 0 | 0 | Constrained, otherwise capacity available =219 kVA | --> | 0.38 | 0 | 0.047 | 0.32 | 0 |  | --> | C20 ex MERVILLE | Merville [T41,T42] | FINGLAS |  | 53.3894 | -6.2916
082813Y | MV/LV Substation BE***813Y |  | 10 kV | _ | LV | 400 kVA :Kiosk Substation | 0.4 | --> | 0.4 | 0.266 | 2.01 |  | --> | 0.38 | 0 | 0.024 | 0 | 0 | Constrained, otherwise capacity available =343 kW | --> | C17 ex ABBEYLAND | Abbeyland [T41,T42] | NAVAN |  | 53.6622 | -6.6809
210496 | MV/LV Substation MO***496 |  | 10 kV | _ | LV | 400 kVA :Building Structure | 0.4 | --> | 0.4 | 0 | 0 | Constrained, otherwise capacity available =330 kVA | --> | 0.38 | 0 | 0 | 0 | 0 | Constrained, otherwise capacity available =370 kW | --> | C19 ex CARRICKMACROSS | Carrickmacross [T41,T42] | MEATH HILL |  | 53.9373 | -6.7222
006370Y | MV/LV Substation TH***370Y |  | 20 kV | _ | LV | 200 kVA :Pole Substation | 0.2 | --> | 0.2 | 0 | 0 | Constrained, otherwise capacity available =149 kVA | --> | 0.19 | 0 | 0 | 0 | 0 | Constrained, otherwise capacity available =189 kW | --> | E11 ex CLONROCHE | Clonroche [T421,T422] | WEXFORD |  | 52.4096 | -6.71
001114 | MV/LV Substation OR***114 |  | 10 kV | _ | LV | 400 kVA :Kiosk Substation | 0.4 | --> | 0.4 | 0.184 | 4.01 |  | --> | 0.38 | 0 | 0.051 | 0.312 | 0 |  | --> | C19 ex BALLINCLEA | Ballinclea [T41] | CHERRYWOOD |  | 53.2663 | -6.1338
018796 | MV/LV Substation MC***796 |  | 10 kV | _ | LV | 100 kVA :Pole Substation | 0.1 | --> | 0.1 | 0.092 | 3.75 |  | --> | 0.095 | 0 | 0 | 0 | 0 | Constrained, otherwise capacity available =94 kW | --> | C12 ex SMEARLA | Smearla [T41,T42] | TRIEN |  | 52.4505 | -9.4962
053217X | MV/LV Substation DU***217X |  | 10 kV | _ | LV | 630 kVA :Building Structure | 0.63 | --> | 0.63 | 0 | 0 | Constrained, otherwise capacity available =438 kVA | --> | 0.598 | 0 | 0 | 0.5 | 0 |  | --> | C17 ex CLONMINCH | Clonminch [T41,T422] | THORNSBERRY |  | 53.2738 | -7.4945
153664 | MV/LV Substation RO***664 |  | 20 kV | _ | LV | 400 kVA :Building Structure | 0.4 | --> | 0.4 | 0 | 0 | Constrained, otherwise capacity available =377 kVA | --> | 0.38 | 0 | 0 | 0 | 0 | Constrained, otherwise capacity available =377 kW | --> | E18 ex BIRDHILL | Birdhill [T421,T422] | ARDNACRUSHA |  | 52.7313 | -8.4728
158062X | MV/LV Substation KN***062X |  | 20 kV | _ | LV | 50 kVA :Pole Substation | 0.05 | --> | 0.05 | 0 | 0 | Constrained, otherwise capacity available =28 kVA | --> | 0.048 | 0 | 0.01 | 0 | 0 | Constrained, otherwise capacity available =37 kW | --> | C19 ex ENNISTYMON | Ennistymon [T41,T42] | ENNIS |  | 53.1167 | -9.1405
1324008 | MV/LV Substation SR***4008 |  | 20 kV | _ | LV | 50 kVA :Pole Substation | 0.05 | --> | 0.05 | 0 | 0 | Constrained, otherwise capacity available =50 kVA | --> | 0.048 | 0 | 0 | 0 | 0 | Constrained, otherwise capacity available =48 kW | --> | E30 ex LOUGHREA | Loughrea [T41,T42] | SOMERSET |  | 53.233 | -8.7125
005147Y | MV/LV Substation MA***147Y |  | 20 kV | _ | LV | 400 kVA :Kiosk Substation | 0.4 | --> | 0.4 | 0 | 0 | Constrained, otherwise capacity available =345 kVA | --> | 0.38 | 0 | 0.004 | 0 | 0 | Constrained, otherwise capacity available =370 kW | --> | E19 ex SHILLELAGH | Shillelagh [T421,T422] | CARLOW |  | 52.7147 | -6.5005
054109Z | MV/LV Substation RO***109Z |  | 10 kV | _ | LV | 200 kVA :Kiosk Substation | 0.2 | --> | 0.2 | 0 | 0 | Constrained, otherwise capacity available =166 kVA | --> | 0.19 | 0 | 0.008 | 0 | 0 | Constrained, otherwise capacity available =179 kW | --> | C16 ex PALLAS | Pallas [T41,T42] | PORTLAOISE |  | 53.0374 | -7.3195
233885 | MV/LV Substation CU***885 |  | 20 kV | _ | LV | 50 kVA :Pole Substation | 0.05 | --> | 0.05 | 0 | 0 | Constrained, otherwise capacity available =48 kVA | --> | 0.048 | 0 | 0.005 | 0 | 0 | Constrained, otherwise capacity available =44 kW | --> | C21 ex CASTLEISLAND | Castleisland [T41,T42] | TRALEE |  | 52.1988 | -9.5547
365965X | MV/LV Substation ES***965X |  | 10 kV | _ | LV | 200 kVA :Kiosk Substation | 0.2 | --> | 0.2 | 0 | 0 | Constrained, otherwise capacity available =175 kVA | --> | 0.19 | 0 | 0 | 0.187 | 0 |  | --> | C15 ex TYMON | Tymon [T41,T42] | COOKSTOWN |  | 53.2894 | -6.3357
069750 | MV/LV Substation ST***750 |  | 10 kV | _ | LV | 630 kVA :Building Structure | 0.63 | --> | 0.63 | 0.5 | 7.75 |  | --> | 0.598 | 0 | 0 | 0.5 | 0 |  | --> | C26 ex MILLTOWN (DR) | Milltown (dr) [T101,T102] | INCHICORE 220KV |  | 53.2885 | -6.2663
089020 | MV/LV Substation GL***020 |  | 10 kV | _ | LV | 200 kVA :Kiosk Substation | 0.2 | --> | 0.2 | 0.163 | 0.74 |  | --> | 0.19 | 0 | 0.01 | 0 | 0 | Constrained, otherwise capacity available =178 kW | --> | C16 ex RAHANS | Rahans [T41] | MOY |  | 54.1073 | -9.1557
067069Z | MV/LV Substation CI***069Z |  | 10 kV | _ | LV | 630 kVA :Building Structure | 0.63 | --> | 0.63 | 0 | 0 | Constrained, otherwise capacity available =459 kVA | --> | 0.598 | 0 | 0.1 | 0.5 | 0 |  | --> | C22 ex GARRYOWEN | Garryowen [T41,T42] | LIMERICK |  | 52.6493 | -8.5761
067004Y | MV/LV Substation AB***004Y |  | 10 kV | _ | LV | 200 kVA :Kiosk Substation | 0.2 | --> | 0.2 | 0 | 0 | Constrained, otherwise capacity available =113 kVA | --> | 0.19 | 0 | 0.027 | 0.158 | 0 |  | --> | C14 ex RAHEEN | Raheen [T41,T42] | LIMERICK |  | 52.636 | -8.664
252437 | MV/LV Substation TU***437 |  | 10 kV | _ | LV | 30 kVA :Pole Substation | 0.03 | --> | 0.03 | 0.023 | 2.76 |  | --> | 0.028 | 0 | 0.006 | 0.023 | 0 |  | --> | C19 ex RECESS | Recess [T41] | SCREEB |  | 53.4368 | -9.8689
060817X | MV/LV Substation MA***817X |  | 10 kV | _ | LV | 50 kVA :Pole Substation | 0.05 | --> | 0.05 | 0.05 | 2.57 |  | --> | 0.048 | 0 | 0.079 | 0 | 0 |  | --> | C19 ex ERRIGAL | Errigal [T41,T422] | SHANKILL |  | 54.0611 | -7.0491
139154X | MV/LV Substation LO***154X |  | 20 kV | _ | LV | 50 kVA :Pole Substation | 0.05 | --> | 0.05 | 0 | 0 | Constrained, otherwise capacity available =44 kVA | --> | 0.048 | 0 | 0 | 0 | 0 | Constrained, otherwise capacity available =47 kW | --> | E16 ex FINEA | Finea [T421,T422] | SHANKILL |  | 53.9029 | -7.4862
355137X | MV/LV Substation RA***137X |  | 10 kV | _ | LV | 200 kVA :Kiosk Substation | 0.2 | --> | 0.2 | 0.06 | 0.06 | Constrained, otherwise capacity available =147 kVA | --> | 0.19 | 0 | 0.009 | 0 | 0 | Constrained, otherwise capacity available =176 kW | --> | C17 ex TUBBERCURRY | Tubbercurry [T41,T42] | TONROE |  | 54.0513 | -8.7431
049212Z | MV/LV Substation BA***212Z |  | 10 kV | _ | LV | 400 kVA :Kiosk Substation | 0.4 | --> | 0.4 | 0.133 | 0.13 | Constrained, otherwise capacity available =366 kVA | --> | 0.38 | 0 | 0.005 | 0 | 0 | Constrained, otherwise capacity available =372 kW | --> | C18 ex BALLYMAHON | Ballymahon [T41,T42] | ATHLONE |  | 53.5581 | -7.7631
051208 | MV/LV Substation CO***208 |  | 20 kV | _ | LV | 100 kVA :Pole Substation | 0.1 | --> | 0.1 | 0.1 | 2.22 |  | --> | 0.095 | 0 | 0 | 0.095 | 0 |  | --> | E17 ex CLARA | Clara [T421,T422] | THORNSBERRY |  | 53.377 | -7.4949
032721 | MV/LV Substation MT***721 |  | 10 kV | _ | LV | 400 kVA :Kiosk Substation | 0.4 | --> | 0.4 | 0 | 0 | Constrained, otherwise capacity available =332 kVA | --> | 0.38 | 0 | 0 | 0 | 0 | Constrained, otherwise capacity available =371 kW | --> | C18 ex TRAMORE | Tramore [T41,T42] | BUTLERSTOWN |  | 52.241 | -7.219
281427 | MV/LV Substation CH***427 |  | 10 kV | _ | LV | 400 kVA :Kiosk Substation | 0.4 | --> | 0.4 | 0.236 | 4.3 |  | --> | 0.38 | 0 | 0.015 | 0.346 | 0 |  | --> | C19 ex RINGASKIDDY 110KV | Ringaskiddy 110kv [T42] | BARNAHELY |  | 51.8496 | -8.3342
034725X | MV/LV Substation GL***725X |  | 10 kV | _ | LV | 50 kVA :Pole Substation | 0.05 | --> | 0.05 | 0 | 0.95 |  | --> | 0.048 | 0 | 0 | 0 | 0 | Constrained, otherwise capacity available =40 kW | --> | C15 ex SPA ROAD | Spa Road [T41,T42] | DOON |  | 52.3221 | -7.7226
003290Y | MV/LV Substation BR***290Y |  | 10 kV | _ | LV | 200 kVA :Kiosk Substation | 0.2 | --> | 0.2 | 0.154 | 18.08 |  | --> | 0.19 | 0 | 0.006 | 0.179 | 0 |  | --> | C18 ex ARKLOW | Arklow [T101,T102] | ARKLOW |  | 52.8777 | -6.0732
039065X | MV/LV Substation BA***065X |  | 10 kV | _ | LV | 200 kVA :Kiosk Substation | 0.2 | --> | 0.2 | 0.173 | 11.03 |  | --> | 0.19 | 0 | 0.005 | 0.183 | 0 |  | --> | C28 ex SALTHILL | Salthill [T101,T102] | SALTHILL |  | 53.2598 | -9.1308
049393X | MV/LV Substation HA***393X |  | 10 kV | _ | LV | 200 kVA :Pole Substation | 0.2 | --> | 0.2 | 0.133 | 0.13 | Constrained, otherwise capacity available =194 kVA | --> | 0.19 | 0 | 0 | 0 | 0 | Constrained, otherwise capacity available =189 kW | --> | C14 ex BALLYMAHON | Ballymahon [T41,T42] | ATHLONE |  | 53.6219 | -7.8121
052623Z | MV/LV Substation MA***623Z |  | 10 kV | _ | LV | 630 kVA :Kiosk Substation | 0.63 | --> | 0.63 | 0 | 0 | Constrained, otherwise capacity available =387 kVA | --> | 0.598 | 0 | 0 | 0 | 0 | Constrained, otherwise capacity available =564 kW | --> | C16 ex NEWBROOK | Newbrook [T42] | MULLINGAR |  | 53.5234 | -7.3496
007048 | MV/LV Substation ES***048 |  | 10 kV | _ | LV | 1000 kVA :Kiosk Substation | 1 | --> | 1 | 0 | 0 | Constrained, otherwise capacity available =778 kVA | --> | 0.95 | 0 | 0.006 | 0 | 0 | Constrained, otherwise capacity available =915 kW | --> | C14 ex MULGANNON | Mulgannon [T41,T42] | WEXFORD |  | 52.34 | -6.4619
007846Z | MV/LV Substation KE***846Z |  | 10 kV | _ | LV | 630 kVA :Building Structure | 0.63 | --> | 0.63 | 0 | 0 | Constrained, otherwise capacity available =540 kVA | --> | 0.598 | 0 | 0 | 0 | 0 | Constrained, otherwise capacity available =586 kW | --> | C14 ex MULGANNON | Mulgannon [T41,T42] | WEXFORD |  | 52.3392 | -6.4607
2934439 | MV/LV Substation MO***4439 |  | 20 kV | _ | LV | 50 kVA :Pole Substation | 0.05 | --> | 0.05 | 0.05 | 2.83 |  | --> | 0.048 | 0 | 0 | 0 | 0 | Constrained, otherwise capacity available =48 kW | --> | E18 ex BAGENALSTOWN | Bagenalstown [T421,T422] | CARLOW |  | 52.7368 | -6.8242
001737 | MV/LV Substation CA***737 |  | 10 kV | _ | LV | 630 kVA :Building Structure | 0.63 | --> | 0.63 | 0.5 | 13.42 |  | --> | 0.598 | 0 | 0 | 0.5 | 0 |  | --> | C19 ex POTTERY ROAD | Pottery Road [T101,T102] | CARRICKMINES |  | 53.2789 | -6.1526
293079 | MV/LV Substation DO***079 |  | 20 kV | _ | LV | 50 kVA :Pole Substation | 0.05 | --> | 0.05 | 0.045 | 2.83 |  | --> | 0.048 | 0 | 0.005 | 0 | 0 | Constrained, otherwise capacity available =43 kW | --> | E13 ex BAGENALSTOWN | Bagenalstown [T421,T422] | CARLOW |  | 52.6829 | -6.9376
062161Y | MV/LV Substation LA***161Y |  | 20 kV | _ | LV | 100 kVA :Pole Substation | 0.1 | --> | 0.1 | 0.094 | 19.76 |  | --> | 0.095 | 0 | 0 | 0.094 | 0 |  | --> | E19 ex MULLAGHARLIN | Mullagharlin [T121,T122] | MULLAGHARLIN |  | 53.9649 | -6.4605
019973 | MV/LV Substation KN***973 |  | 10 kV | _ | LV | 50 kVA :Pole Substation | 0.05 | --> | 0.05 | 0.043 | 2.18 |  | --> | 0.048 | 0 | 0 | 0 | 0 | Constrained, otherwise capacity available =46 kW | --> | C17 ex BALLYRICKARD | Ballyrickard [T41,T42] | TRALEE |  | 52.2715 | -9.7288
0604223 | MV/LV Substation CL***4223 |  | 10 kV | _ | LV | 400 kVA :Kiosk Substation | 0.4 | --> | 0.4 | 0 | 0 | Constrained, otherwise capacity available =384 kVA | --> | 0.38 | 0 | 0 | 0 | 0 | Constrained, otherwise capacity available =378 kW | --> | C18 ex CLONES | Clones [T41,T42] | SHANKILL |  | 54.1769 | -7.2339
154261Z | MV/LV Substation CA***261Z |  | 10 kV | _ | LV | 400 kVA :Building Structure | 0.4 | --> | 0.4 | 0 | 0 | Constrained, otherwise capacity available =382 kVA | --> | 0.38 | 0 | 0 | 0.378 | 0 |  | --> | C41 ex COLLEGE PARK | College Park [T101,T102,T103] | COLLEGE PARK |  | 53.4043 | -6.4248
023470Y | MV/LV Substation FE***470Y |  | 20 kV | _ | LV | 200 kVA :Pole Substation | 0.2 | --> | 0.2 | 0 | 0 | Constrained, otherwise capacity available =200 kVA | --> | 0.19 | 0 | 0 | 0 | 0 | Constrained, otherwise capacity available =190 kW | --> | C18 ex COOLCARRON | Coolcarron [T41,T42] | BARRYMORE |  | 52.1095 | -8.2755
365041Y | MV/LV Substation CO***041Y |  | 10 kV | _ | LV | 200 kVA :Pole Substation | 0.2 | --> | 0.2 | 0 | 0 | Constrained, otherwise capacity available =133 kVA | --> | 0.19 | 0 | 0 | 0 | 0 | Constrained, otherwise capacity available =181 kW | --> | C18 ex CELBRIDGE | Celbridge [T41,T42] | GRIFFINRATH |  | 53.3007 | -6.4817
068968 | MV/LV Substation WR***968 |  | 10 kV | _ | LV | 400 kVA :Building Structure | 0.4 | --> | 0.4 | 0 | 0 | Constrained, otherwise capacity available =334 kVA | --> | 0.38 | 0 | 0 | 0.371 | 0 |  | --> | C13 ex GRANBY ROW | Granby Row [T41] | MCDERMOTT |  | 53.3548 | -6.2644
006616Y | MV/LV Substation AI***616Y |  | 10 kV | _ | LV | 200 kVA :Pole Substation | 0.2 | --> | 0.2 | 0.128 | 4.38 |  | --> | 0.19 | 0 | 0.062 | 0.134 | 0 |  | --> | E11 ex CRANE | Crane [T122] | CRANE |  | 52.5214 | -6.5561
154309Y | MV/LV Substation TO***309Y |  | 10 kV | _ | LV | 630 kVA :Kiosk Substation | 0.63 | --> | 0.63 | 0 | 0 | Constrained, otherwise capacity available =509 kVA | --> | 0.598 | 0 | 0.005 | 0.5 | 0 |  | --> | C23 ex MACETOWN | Macetown [T101,T102] | MACETOWN |  | 53.4233 | -6.4767
068849X | MV/LV Substation O ***849X |  | 10 kV | _ | LV | 1000 kVA :Building Structure | 1 | --> | 1 | 0 | 0 | Constrained, otherwise capacity available =972 kVA | --> | 0.95 | 0 | 0 | 0.5 | 0 |  | --> | C21 ex GRANBY ROW | Granby Row [T41] | MCDERMOTT |  | 53.3512 | -6.2627
054073 | MV/LV Substation NE***073 |  | 10 kV | _ | LV | 200 kVA :Pole Substation | 0.2 | --> | 0.2 | 0 | 0 | Constrained, otherwise capacity available =112 kVA | --> | 0.19 | 0 | 0 | 0 | 0 | Constrained, otherwise capacity available =178 kW | --> | C20 ex PORTLAOISE | Portlaoise [T41,T42] | PORTLAOISE |  | 53.0295 | -7.2916
255432 | MV/LV Substation CA***432 |  | 20 kV | _ | LV | 50 kVA :Pole Substation | 0.05 | --> | 0.05 | 0 | 0 | Constrained, otherwise capacity available =44 kVA | --> | 0.048 | 0 | 0.01 | 0 | 0 | Constrained, otherwise capacity available =39 kW | --> | E12 ex KILLYBEGS | Killybegs [T422] | BINBANE |  | 54.6544 | -8.3959
151931X | MV/LV Substation WH***931X |  | 10 kV | _ | LV | 200 kVA :Pole Substation | 0.2 | --> | 0.2 | 0 | 0 | Constrained, otherwise capacity available =148 kVA | --> | 0.19 | 0 | 0 | 0 | 0 | Constrained, otherwise capacity available =183 kW | --> | C16 ex GARRYSPILLANE | Garryspillane [T41] | TIPPERARY |  | 52.3296 | -8.4728
196203X | MV/LV Substation CA***203X |  | 20 kV | _ | LV | 50 kVA :Pole Substation | 0.05 | --> | 0.05 | 0.046 | 0.33 |  | --> | 0.048 | 0 | 0.005 | 0 | 0 | Constrained, otherwise capacity available =43 kW | --> | E31 ex TRIM | Trim [T421] | NAVAN |  | 53.5454 | -6.8012
029722Y | MV/LV Substation WA***722Y |  | 20 kV | _ | LV | 200 kVA :Kiosk Substation | 0.2 | --> | 0.2 | 0 | 0 | Constrained, otherwise capacity available =163 kVA | --> | 0.19 | 0 | 0 | 0 | 0 | Constrained, otherwise capacity available =185 kW | --> | E12 ex CARRIGSHANE | Carrigshane [T422] | MIDLETON |  | 51.9096 | -8.0737
002074 | MV/LV Substation CR***074 |  | 10 kV | _ | LV | 100 kVA :Pole Substation | 0.1 | --> | 0.1 | 0.048 | 2.36 |  | --> | 0.095 | 0 | 0.029 | 0.066 | 0 |  | --> | C12 ex BRAY | Bray [T41,T42] | FASSAROE |  | 53.2017 | -6.1203
019036 | MV/LV Substation WA***036 |  | 10 kV | _ | LV | 630 kVA :Kiosk Substation | 0.63 | --> | 0.63 | 0.047 | 0.05 | Constrained, otherwise capacity available =360 kVA | --> | 0.598 | 0 | 0.005 | 0 | 0 | Constrained, otherwise capacity available =557 kW | --> | C20 ex BALLYBEGGAN | Ballybeggan [T43,T44] | TRALEE |  | 52.2694 | -9.7012
324496 | MV/LV Substation CR***496 |  | 10 kV | _ | LV | 50 kVA :Pole Substation | 0.05 | --> | 0.05 | 0 | 0 | Constrained, otherwise capacity available =40 kVA | --> | 0.048 | 0 | 0 | 0 | 0 | Constrained, otherwise capacity available =46 kW | --> | C17 ex BALLYGAR | Ballygar [T41,T42] | ATHLONE |  | 53.5229 | -8.3457
2814184 | MV/LV Substation FO***4184 |  | 10 kV | _ | LV | 400 kVA :Kiosk Substation | 0.4 | --> | 0.4 | 0 | 0 | Constrained, otherwise capacity available =332 kVA | --> | 0.38 | 0 | 0.046 | 0 | 0 | Constrained, otherwise capacity available =336 kW | --> | C22 ex KILMONEY | Kilmoney [T41,T42] | TRABEG |  | 51.8051 | -8.3918
3774192 | MV/LV Substation GL***4192 |  | 20 kV | _ | LV | 100 kVA :Pole Substation | 0.1 | --> | 0.1 | 0 | 0 | Constrained, otherwise capacity available =100 kVA | --> | 0.095 | 0 | 0 | 0 | 0 | Constrained, otherwise capacity available =95 kW | --> | E16 ex GURRANEBANE | Gurranebane [T421,T422] | OUGHTRAGH |  | 51.7594 | -10.0844
007236Z | MV/LV Substation CR***236Z |  | 10 kV | _ | LV | 400 kVA :Kiosk Substation | 0.4 | --> | 0.4 | 0 | 0 | Constrained, otherwise capacity available =294 kVA | --> | 0.38 | 0 | 0.043 | 0 | 0 | Constrained, otherwise capacity available =333 kW | --> | C14 ex MULGANNON | Mulgannon [T41,T42] | WEXFORD |  | 52.3299 | -6.459
064619 | MV/LV Substation BA***619 |  | 20 kV | _ | LV | 50 kVA :Pole Substation | 0.05 | --> | 0.05 | 0 | 0 | Constrained, otherwise capacity available =50 kVA | --> | 0.048 | 0 | 0 | 0 | 0 | Constrained, otherwise capacity available =48 kW | --> | E17 ex DULEEK | Duleek [T421,T422] | DRYBRIDGE |  | 53.6291 | -6.4862
014110 | MV/LV Substation HI***110 |  | 10 kV | _ | LV | 200 kVA :Building Structure | 0.2 | --> | 0.2 | 0 | 0 | Constrained, otherwise capacity available =49 kVA | --> | 0.19 | 0 | 0.021 | 0 | 0 | Constrained, otherwise capacity available =153 kW | --> | C17 ex MORRISTOWN | Morristown [T41,T42] | NEWBRIDGE |  | 53.1773 | -6.8097
014068 | MV/LV Substation C ***068 |  | 10 kV | _ | LV | 200 kVA :Pole Substation | 0.2 | --> | 0.2 | 0 | 0.63 |  | --> | 0.19 | 0 | 0.015 | 0 | 0 | Constrained, otherwise capacity available =146 kW | --> | C17 ex KILCULLEN | Kilcullen [T41,T42,T424] | STRATFORD |  | 53.1312 | -6.7464
192215X | MV/LV Substation OF***215X |  | 10 kV | _ | LV | 400 kVA :Building Structure | 0.4 | --> | 0.4 | 0.359 | 1.56 |  | --> | 0.38 | 0 | 0 | 0 | 0 | Constrained, otherwise capacity available =374 kW | --> | C14 ex DERRYBEG | Derrybeg [T41,T42] | ARDNAGAPPARY |  | 55.0654 | -8.2887
081360Z | MV/LV Substation KI***360Z |  | 10 kV | _ | LV | 200 kVA :Pole Substation | 0.2 | --> | 0.2 | 0 | 0 | Constrained, otherwise capacity available =162 kVA | --> | 0.19 | 0 | 0 | 0.185 | 0 |  | --> | C14 ex BALGADDY | Balgaddy [T41,T42] | GRANGE CASTLE |  | 53.3334 | -6.4316
150116X | MV/LV Substation TH***116X |  | 20 kV | _ | LV | 630 kVA :Kiosk Substation | 0.63 | --> | 0.63 | 0.489 | 3.96 |  | --> | 0.598 | 0 | 0.026 | 0 | 0 | Constrained, otherwise capacity available =560 kW | --> | E20 ex STRANORLAR | Stranorlar [T421,T422] | LETTERKENNY |  | 54.7931 | -7.7706
050117Z | MV/LV Substation PU***117Z |  | 20 kV | _ | LV | 50 kVA :Pole Substation | 0.05 | --> | 0.05 | 0 | 0 | Constrained, otherwise capacity available =50 kVA | --> | 0.048 | 0 | 0 | 0 | 0 | Constrained, otherwise capacity available =48 kW | --> | C24 ex ATHLONE | Athlone [T41,T42] | ATHLONE |  | 53.3635 | -7.9796
120606Y | MV/LV Substation NE***606Y |  | 20 kV | _ | LV | 400 kVA :Kiosk Substation | 0.4 | --> | 0.4 | 0.255 | 3.5 |  | --> | 0.38 | 0 | 0.041 | 0 | 0 | Constrained, otherwise capacity available =329 kW | --> | E11 ex DUNFIRTH | Dunfirth [T122] | DUNFIRTH |  | 53.4126 | -6.8268
075153 | MV/LV Substation KI***153 |  | 20 kV | _ | LV | 50 kVA :Pole Substation | 0.05 | --> | 0.05 | 0.04 | 1.13 |  | --> | 0.048 | 0 | 0 | 0 | 0 | Constrained, otherwise capacity available =46 kW | --> | E18 ex BUNCLODY | Bunclody [T421,T422] | CRANE |  | 52.6257 | -6.6525
049763Y | MV/LV Substation MO***763Y |  | 10 kV | _ | LV | 630 kVA :Kiosk Substation | 0.63 | --> | 0.63 | 0.133 | 0.13 | Constrained, otherwise capacity available =531 kVA | --> | 0.598 | 0 | 0.007 | 0 | 0 | Constrained, otherwise capacity available =580 kW | --> | C18 ex BALLYMAHON | Ballymahon [T41,T42] | ATHLONE |  | 53.5674 | -7.7745
136958X | MV/LV Substation AN***958X |  | 10 kV | _ | LV | 100 kVA :Pole Substation | 0.1 | --> | 0.1 | 0 | 0 | Constrained, otherwise capacity available =66 kVA | --> | 0.095 | 0 | 0.04 | 0 | 0 | Constrained, otherwise capacity available =61 kW | --> | C13 ex ROSCOMMON | Roscommon [T41,T42] | LANESBORO |  | 53.6211 | -8.1895
293783 | MV/LV Substation AL***783 |  | 20 kV | _ | LV | 200 kVA :Pole Substation | 0.2 | --> | 0.2 | 0.187 | 0.43 |  | --> | 0.19 | 0 | 0 | 0 | 0 | Constrained, otherwise capacity available =188 kW | --> | E13 ex TULLOW | Tullow [T421,T422] | CARLOW |  | 52.7339 | -6.7216
066776 | MV/LV Substation CO***776 |  | 10 kV | _ | LV | 50 kVA :Pole Substation | 0.05 | --> | 0.05 | 0 | 0 | Constrained, otherwise capacity available =43 kVA | --> | 0.048 | 0 | 0.004 | 0 | 0 | Constrained, otherwise capacity available =44 kW | --> | E11 ex ASHBOURNE | Ashbourne [T421,T422] | FINGLAS |  | 53.4532 | -6.341
009715Y | MV/LV Substation DO***715Y |  | 10 kV | _ | LV | 200 kVA :Pole Substation | 0.2 | --> | 0.2 | 0 | 0 | Constrained, otherwise capacity available =180 kVA | --> | 0.19 | 0 | 0 | 0 | 0 | Constrained, otherwise capacity available =187 kW | --> | C12 ex GRANAGH | Granagh [T41,T42] | WATERFORD |  | 52.2809 | -7.2624
281420Z | MV/LV Substation WE***420Z |  | 10 kV | _ | LV | 400 kVA :Building Structure | 0.4 | --> | 0.4 | 0 | 0 | Constrained, otherwise capacity available =331 kVA | --> | 0.38 | 0 | 0 | 0.37 | 0 |  | --> | C17 ex BISHOPSTOWN | Bishopstown [T41,T42] | KILBARRY |  | 51.8841 | -8.5827
0754171 | MV/LV Substation CO***4171 |  | 20 kV | _ | LV | 50 kVA :Pole Substation | 0.05 | --> | 0.05 | 0.045 | 1.13 |  | --> | 0.048 | 0 | 0 | 0 | 0 | Constrained, otherwise capacity available =47 kW | --> | E18 ex BUNCLODY | Bunclody [T421,T422] | CRANE |  | 52.6079 | -6.6309
068472X | MV/LV Substation AS***472X |  | 10 kV | _ | LV | 630 kVA :Kiosk Substation | 0.63 | --> | 0.63 | 0 | 0 | Constrained, otherwise capacity available =587 kVA | --> | 0.598 | 0 | 0.001 | 0.5 | 0 |  | --> | C13 ex GLASNEVIN | Glasnevin [T41] | FINGLAS |  | 53.3791 | -6.2765
2814431 | MV/LV Substation ST***4431 |  | 10 kV | _ | LV | 630 kVA :Building Structure | 0.63 | --> | 0.63 | 0.168 | 5.49 |  | --> | 0.598 | 0 | 0 | 0.5 | 0 |  | --> | C11 ex TRABEG | Trabeg [T101,T102] | TRABEG |  | 51.8885 | -8.4625
0664371 | MV/LV Substation WA***4371 |  | 10 kV | _ | LV | 400 kVA :Kiosk Substation | 0.4 | --> | 0.4 | 0 | 0 | Constrained, otherwise capacity available =400 kVA | --> | 0.38 | 0 | 0 | 0 | 0 | Constrained, otherwise capacity available =380 kW | --> | C14 ex SWORDS | Swords [T41,T42] | GLASMORE |  | 53.4631 | -6.2221
154571Z | MV/LV Substation RE***571Z |  | 10 kV | _ | LV | 1000 kVA :Building Structure | 1 | --> | 1 | 0 | 0 | Constrained, otherwise capacity available =874 kVA | --> | 0.95 | 0 | 0 | 0 | 0 | Constrained, otherwise capacity available =933 kW | --> | C19 ex COOLMINE | Coolmine [T41,T42] | FINGLAS |  | 53.3955 | -6.3946
214551 | MV/LV Substation PA***551 |  | 10 kV | _ | LV | 100 kVA :Pole Substation | 0.1 | --> | 0.1 | 0 | 0 | Constrained, otherwise capacity available =38 kVA | --> | 0.095 | 0 | 0 | 0 | 0 | Constrained, otherwise capacity available =86 kW | --> | C15 ex DRUMQUIN | Drumquin [T42] | ENNIS |  | 52.671 | -9.1071
065231Z | MV/LV Substation WA***231Z |  | 20 kV | _ | LV | 50 kVA :Pole Substation | 0.05 | --> | 0.05 | 0 | 0 | Constrained, otherwise capacity available =18 kVA | --> | 0.048 | 0 | 0 | 0.043 | 0 |  | --> | C26 ex STEPHENSTOWN | Stephenstown [T101,T102] | FINGLAS |  | 53.5782 | -6.2227
111202 | MV/LV Substation CA***202 |  | 10 kV | _ | LV | 50 kVA :Pole Substation | 0.05 | --> | 0.05 | 0 | 0 | Constrained, otherwise capacity available =46 kVA | --> | 0.048 | 0 | 0 | 0 | 0 | Constrained, otherwise capacity available =47 kW | --> | C15 ex BANTRY | Bantry [T41,T42] | BALLYLICKY |  | 51.6962 | -9.4026
021003 | MV/LV Substation BR***003 |  | 10 kV | _ | LV | 630 kVA :Kiosk Substation | 0.63 | --> | 0.63 | 0 | 0 | Constrained, otherwise capacity available =539 kVA | --> | 0.598 | 0 | 0 | 0.5 | 0 |  | --> | C17 ex KILBARRY | Kilbarry [T101,T43] | KILBARRY |  | 51.9094 | -8.4583
026419X | MV/LV Substation DR***419X |  | 10 kV | _ | LV | 100 kVA :Pole Substation | 0.1 | --> | 0.1 | 0.092 | 8.66 |  | --> | 0.095 | 0 | 0 | 0 | 0 | Constrained, otherwise capacity available =94 kW | --> | C17 ex BANDON | Bandon [T101,T42] | BANDON |  | 51.7562 | -8.6479
018203Z | MV/LV Substation SL***203Z |  | 10 kV | _ | LV | 400 kVA :Kiosk Substation | 0.4 | --> | 0.4 | 0.34 | 3.75 |  | --> | 0.38 | 0 | 0.012 | 0 | 0 | Constrained, otherwise capacity available =363 kW | --> | C13 ex SMEARLA | Smearla [T41,T42] | TRIEN |  | 52.46 | -9.4884
068215X | MV/LV Substation RO***215X |  | 10 kV | _ | LV | 630 kVA :Building Structure | 0.63 | --> | 0.63 | 0.5 | 11.14 |  | --> | 0.598 | 0 | 0 | 0.5 | 0 |  | --> | C17 ex CABRA | Cabra [T101,T102] | FINGLAS |  | 53.373 | -6.2854
2484343 | MV/LV Substation OU***4343 |  | 20 kV | _ | LV | 400 kVA :Kiosk Substation | 0.4 | --> | 0.4 | 0 | 0 | Constrained, otherwise capacity available =400 kVA | --> | 0.38 | 0 | 0 | 0 | 0 | Constrained, otherwise capacity available =380 kW | --> | E19 ex KILCOCK | Kilcock [T421,T422] | GRIFFINRATH |  | 53.3912 | -6.6677
0344110 | MV/LV Substation TE***4110 |  | 20 kV | _ | LV | 100 kVA :Pole Substation | 0.1 | --> | 0.1 | 0.08 | 0.57 |  | --> | 0.095 | 0 | 0 | 0 | 0 | Constrained, otherwise capacity available =92 kW | --> | E23 ex LAWLESSTOWN | Lawlesstown [T42,T421] | DOON |  | 52.3573 | -7.7408
118531 | MV/LV Substation BA***531 |  | 20 kV | _ | LV | 50 kVA :Pole Substation | 0.05 | --> | 0.05 | 0 | 0 | Constrained, otherwise capacity available =48 kVA | --> | 0.048 | 0 | 0 | 0 | 0 | Constrained, otherwise capacity available =47 kW | --> | E18 ex CREAGH | Creagh [T421,T422] | ATHLONE |  | 53.473 | -8.5057
050262 | MV/LV Substation CO***262 |  | 10 kV | _ | LV | 100 kVA :Pole Substation | 0.1 | --> | 0.1 | 0.065 | 6.49 |  | --> | 0.095 | 0 | 0 | 0 | 0 | Constrained, otherwise capacity available =90 kW | --> | C17 ex BUSHFIELD | Bushfield [T41,T42] | ATHLONE |  | 53.4345 | -7.9046
0324231 | MV/LV Substation AS***4231 |  | 20 kV | _ | LV | 200 kVA :Pole Substation | 0.2 | --> | 0.2 | 0 | 0 | Constrained, otherwise capacity available =200 kVA | --> | 0.19 | 0 | 0 | 0 | 0 | Constrained, otherwise capacity available =190 kW | --> | E13 ex KILCARRAGH | Kilcarragh [T421,T422] | BUTLERSTOWN |  | 52.1592 | -6.9916
063024 | MV/LV Substation DA***024 |  | 10 kV | _ | LV | 200 kVA :Pole Substation | 0.2 | --> | 0.2 | 0 | 0 | Constrained, otherwise capacity available =131 kVA | --> | 0.19 | 0 | 0.023 | 0 | 0 | Constrained, otherwise capacity available =163 kW | --> | C17 ex STICKILLEN | Stickillen [T41,T42] | DRYBRIDGE |  | 53.8552 | -6.5275
037834 | MV/LV Substation TH***834 |  | 20 kV | _ | LV | 400 kVA :Kiosk Substation | 0.4 | --> | 0.4 | 0.269 | 13.05 |  | --> | 0.38 | 0 | 0.06 | 0.317 | 0 |  | --> | C19 ex ENNIS | Ennis [T101,T102] | ENNIS |  | 52.8169 | -8.8641
034699X | MV/LV Substation FE***699X |  | 20 kV | _ | LV | 200 kVA :Pole Substation | 0.2 | --> | 0.2 | 0.174 | 0.57 |  | --> | 0.19 | 0 | 0 | 0 | 0 | Constrained, otherwise capacity available =186 kW | --> | E19 ex LAWLESSTOWN | Lawlesstown [T42,T421] | DOON |  | 52.4679 | -7.6868
281918Z | MV/LV Substation BL***918Z |  | 10 kV | _ | LV | 1000 kVA :Building Structure | 1 | --> | 1 | 0.5 | 5.49 |  | --> | 0.95 | 0 | 0 | 0.5 | 0 |  | --> | C22 ex TRABEG | Trabeg [T101,T102] | TRABEG |  | 51.8526 | -8.4867
027422X | MV/LV Substation CL***422X |  | 10 kV | _ | LV | 100 kVA :Pole Substation | 0.1 | --> | 0.1 | 0.09 | 7.79 |  | --> | 0.095 | 0 | 0.027 | 0 | 0 | Constrained, otherwise capacity available =74 kW | --> | C11 ex DUNMANWAY | Dunmanway [T422,T43] | DUNMANWAY |  | 51.7039 | -9.134
011839X | MV/LV Substation LE***839X |  | 10 kV | _ | LV | 100 kVA :Pole Substation | 0.1 | --> | 0.1 | 0.075 | 5.05 |  | --> | 0.095 | 0 | 0.013 | 0 | 0 | Constrained, otherwise capacity available =82 kW | --> | C14 ex MCDONAGH | Mcdonagh [T41,T42] | KILKENNY |  | 52.6477 | -7.2114
365476X | MV/LV Substation BE***476X |  | 10 kV | _ | LV | 200 kVA :Pole Substation | 0.2 | --> | 0.2 | 0 | 0 | Constrained, otherwise capacity available =177 kVA | --> | 0.19 | 0 | 0 | 0.187 | 0 |  | --> | C12 ex SAGGART | Saggart [T41,T42] | GRANGE CASTLE |  | 53.2591 | -6.4966
0124222 | MV/LV Substation KI***4222 |  | 10 kV | _ | LV | 50 kVA :Pole Substation | 0.05 | --> | 0.05 | 0.044 | 1.99 |  | --> | 0.048 | 0 | 0 | 0 | 0 | Constrained, otherwise capacity available =47 kW | --> | C20 ex GRAIGUE | Graigue [T41,T42] | CARLOW |  | 52.853 | -6.9975
136794X | MV/LV Substation BO***794X |  | 10 kV | _ | LV | 200 kVA :Pole Substation | 0.2 | --> | 0.2 | 0 | 0 | Constrained, otherwise capacity available =117 kVA | --> | 0.19 | 0 | 0.005 | 0 | 0 | Constrained, otherwise capacity available =175 kW | --> | C19 ex ROSCOMMON | Roscommon [T41,T42] | LANESBORO |  | 53.6426 | -8.2111
015450Z | MV/LV Substation TH***450Z |  | 10 kV | _ | LV | 400 kVA :Kiosk Substation | 0.4 | --> | 0.4 | 0.308 | 12.6 |  | --> | 0.38 | 0 | 0.009 | 0.361 | 0 |  | --> | C23 ex MONREAD | Monread [T101,T102] | MONREAD |  | 53.2359 | -6.728
052059 | MV/LV Substation CL***059 |  | 10 kV | _ | LV | 200 kVA :Pole Substation | 0.2 | --> | 0.2 | 0 | 0 | Constrained, otherwise capacity available =79 kVA | --> | 0.19 | 0 | 0.052 | 0 | 0 | Constrained, otherwise capacity available =134 kW | --> | C21 ex BALLINDERRY | Ballinderry [T41,T422] | MULLINGAR |  | 53.5192 | -7.3538
039095 | MV/LV Substation PE***095 |  | 10 kV | _ | LV | 400 kVA :Kiosk Substation | 0.4 | --> | 0.4 | 0 | 0 | Constrained, otherwise capacity available =276 kVA | --> | 0.38 | 0 | 0.035 | 0 | 0 | Constrained, otherwise capacity available =337 kW | --> | C18 ex MONEENAGEISHA | Moneenageisha [T41,T42] | GALWAY 110KV |  | 53.2775 | -9.0266
034156Y | MV/LV Substation KI***156Y |  | 20 kV | _ | LV | 50 kVA :Pole Substation | 0.05 | --> | 0.05 | 0.036 | 0.57 |  | --> | 0.048 | 0 | 0 | 0 | 0 | Constrained, otherwise capacity available =46 kW | --> | E23 ex LAWLESSTOWN | Lawlesstown [T42,T421] | DOON |  | 52.378 | -7.7904
0814276 | MV/LV Substation TR***4276 |  | 10 kV | _ | LV | 1000 kVA :Building Structure | 1 | --> | 1 | 0 | 0 | Constrained, otherwise capacity available =835 kVA | --> | 0.95 | 0 | 0.01 | 0.5 | 0 |  | --> | C19 ex SEMPERIT | Semperit [T41,T42,T43] | GRANGE CASTLE |  | 53.3454 | -6.3494
081037Z | MV/LV Substation HI***037Z |  | 10 kV | _ | LV | 630 kVA :Kiosk Substation | 0.63 | --> | 0.63 | 0 | 0 | Constrained, otherwise capacity available =469 kVA | --> | 0.598 | 0 | 0.049 | 0.5 | 0 |  | --> | C15 ex LUCAN EAST | Lucan East [T41,T42] | GRANGE CASTLE |  | 53.3495 | -6.4523
007930Y | MV/LV Substation DR***930Y |  | 10 kV | _ | LV | 200 kVA :Pole Substation | 0.2 | --> | 0.2 | 0 | 0 | Constrained, otherwise capacity available =186 kVA | --> | 0.19 | 0 | 0 | 0 | 0 | Constrained, otherwise capacity available =188 kW | --> | C20 ex MULGANNON | Mulgannon [T41,T42] | WEXFORD |  | 52.3112 | -6.4541
265183 | MV/LV Substation AR***183 |  | 20 kV | _ | LV | 100 kVA :Pole Substation | 0.1 | --> | 0.1 | 0.094 | 2.56 |  | --> | 0.095 | 0 | 0 | 0.094 | 0 |  | --> | C18 ex KILLESHANDRA | Killeshandra [T41,T42] | GORTAWEE |  | 53.9207 | -7.583
154236Z | MV/LV Substation CA***236Z |  | 10 kV | _ | LV | 200 kVA :Kiosk Substation | 0.2 | --> | 0.2 | 0 | 0 | Constrained, otherwise capacity available =153 kVA | --> | 0.19 | 0 | 0 | 0.184 | 0 |  | --> | C14 ex MACETOWN | Macetown [T101,T102] | MACETOWN |  | 53.4027 | -6.3909
064447 | MV/LV Substation NE***447 |  | 20 kV | _ | LV | 50 kVA :Pole Substation | 0.05 | --> | 0.05 | 0 | 0 | Constrained, otherwise capacity available =19 kVA | --> | 0.048 | 0 | 0.018 | 0 | 0 | Constrained, otherwise capacity available =30 kW | --> | C21 ex TERMONFECKIN ROAD | Termonfeckin Road [T41,T42] | DRYBRIDGE |  | 53.7692 | -6.3082
365240 | MV/LV Substation CR***240 |  | 10 kV | _ | LV | 100 kVA :Pole Substation | 0.1 | --> | 0.1 | 0 | 0 | Constrained, otherwise capacity available =86 kVA | --> | 0.095 | 0 | 0 | 0.093 | 0 |  | --> | C12 ex SAGGART | Saggart [T41,T42] | GRANGE CASTLE |  | 53.272 | -6.4784
014931Z | MV/LV Substation TH***931Z |  | 10 kV | _ | LV | 400 kVA :Kiosk Substation | 0.4 | --> | 0.4 | 0 | 0 | Constrained, otherwise capacity available =287 kVA | --> | 0.38 | 0 | 0.012 | 0 | 0 | Constrained, otherwise capacity available =355 kW | --> | C15 ex MORRISTOWN | Morristown [T41,T42] | NEWBRIDGE |  | 53.1873 | -6.8184
001029X | MV/LV Substation KN***029X |  | 10 kV | _ | LV | 400 kVA :Kiosk Substation | 0.4 | --> | 0.4 | 0.041 | 0.04 | Constrained, otherwise capacity available =352 kVA | --> | 0.38 | 0 | 0.02 | 0.359 | 0 |  | --> | C16 ex LITTLE BRAY | Little Bray [T41,T42] | FASSAROE |  | 53.236 | -6.125
0544458 | MV/LV Substation IR***4458 |  | 10 kV | _ | LV | 50 kVA :Pole Substation | 0.05 | --> | 0.05 | 0 | 0 | Constrained, otherwise capacity available =45 kVA | --> | 0.048 | 0 | 0.02 | 0 | 0 | Constrained, otherwise capacity available =32 kW | --> | C16 ex CASTLECOMER | Castlecomer [T41,T42] | BALLYRAGGET |  | 52.852 | -7.26
0624341 | MV/LV Substation TH***4341 |  | 10 kV | _ | LV | 630 kVA :Kiosk Substation | 0.63 | --> | 0.63 | 0.46 | 2.33 |  | --> | 0.598 | 0 | 0.004 | 0 | 0 | Constrained, otherwise capacity available =572 kW | --> | C21 ex DUNDALK | Dundalk [T41,T42] | DUNDALK |  | 54.0059 | -6.4095
067840Y | MV/LV Substation CO***840Y |  | 10 kV | _ | LV | 630 kVA :Kiosk Substation | 0.63 | --> | 0.63 | 0.5 | 13.8 |  | --> | 0.598 | 0 | 0.005 | 0.5 | 0 |  | --> | C19 ex SINGLAND | Singland [T101,T102] | SINGLAND |  | 52.6623 | -8.5741
011177Z | MV/LV Substation ED***177Z |  | 10 kV | _ | LV | 400 kVA :Kiosk Substation | 0.4 | --> | 0.4 | 0 | 0 | Constrained, otherwise capacity available =356 kVA | --> | 0.38 | 0 | 0.036 | 0 | 0 | Constrained, otherwise capacity available =347 kW | --> | C17 ex ROSEHILL | Rosehill [T41,T42] | KILKENNY |  | 52.6386 | -7.2674
0044049 | MV/LV Substation BA***4049 |  | 10 kV | _ | LV | 50 kVA :Pole Substation | 0.05 | --> | 0.05 | 0 | 0 | Constrained, otherwise capacity available =48 kVA | --> | 0.048 | 0 | 0.005 | 0 | 0 | Constrained, otherwise capacity available =44 kW | --> | C23 ex TINAHASK | Tinahask [T41,T42] | ARKLOW |  | 52.795 | -6.2014
068369X | MV/LV Substation FO***369X |  | 10 kV | _ | LV | 630 kVA :Building Structure | 0.63 | --> | 0.63 | 0 | 0 | Constrained, otherwise capacity available =613 kVA | --> | 0.598 | 0 | 0 | 0.5 | 0 |  | --> | C12 ex GLOUCESTER PLACE | Gloucester Place [T41,T42] | MCDERMOTT |  | 53.3518 | -6.2507
066507X | MV/LV Substation LA***507X |  | 20 kV | _ | LV | 50 kVA :Pole Substation | 0.05 | --> | 0.05 | 0 | 0 | Constrained, otherwise capacity available =40 kVA | --> | 0.048 | 0 | 0.016 | 0 | 0 | Constrained, otherwise capacity available =34 kW | --> | E17 ex BALTRASNA | Baltrasna [T121,T122] | BALTRASNA |  | 53.5101 | -6.5071
007284Z | MV/LV Substation DI***284Z |  | 10 kV | _ | LV | 200 kVA :Kiosk Substation | 0.2 | --> | 0.2 | 0 | 0 | Constrained, otherwise capacity available =200 kVA | --> | 0.19 | 0 | 0 | 0 | 0 | Constrained, otherwise capacity available =190 kW | --> | C11 ex MULGANNON | Mulgannon [T41,T42] | WEXFORD |  | 52.331 | -6.4634
014410 | MV/LV Substation KI***410 |  | 10 kV | _ | LV | 200 kVA :Kiosk Substation | 0.2 | --> | 0.2 | 0 | 0 | Constrained, otherwise capacity available =78 kVA | --> | 0.19 | 0 | 0.023 | 0 | 0 | Constrained, otherwise capacity available =156 kW | --> | C17 ex ATHGARVAN | Athgarvan [T41,T44] | NEWBRIDGE |  | 53.1733 | -6.793
067054X | MV/LV Substation GL***054X |  | 10 kV | _ | LV | 400 kVA :Kiosk Substation | 0.4 | --> | 0.4 | 0 | 0 | Constrained, otherwise capacity available =352 kVA | --> | 0.38 | 0 | 0 | 0 | 0 | Constrained, otherwise capacity available =374 kW | --> | C11 ex MOYLISH | Moylish [T41,T42] | ARDNACRUSHA |  | 52.6833 | -8.6445
009003 | MV/LV Substation BR***003 |  | 10 kV | _ | LV | 400 kVA :Building Structure | 0.4 | --> | 0.4 | 0.13 | 3.82 |  | --> | 0.38 | 0 | 0 | 0 | 0 | Constrained, otherwise capacity available =342 kW | --> | C13 ex WATERFORD | Waterford [T41,T42] | WATERFORD |  | 52.2642 | -7.1194
023538Y | MV/LV Substation GL***538Y |  | 20 kV | _ | LV | 50 kVA :Pole Substation | 0.05 | --> | 0.05 | 0 | 0 | Constrained, otherwise capacity available =37 kVA | --> | 0.048 | 0 | 0 | 0 | 0 | Constrained, otherwise capacity available =46 kW | --> | E11 ex CASTLELYONS | Castlelyons [T421,T422] | BARRYMORE |  | 52.0743 | -8.2784
002043 | MV/LV Substation VE***043 |  | 10 kV | _ | LV | 630 kVA :Kiosk Substation | 0.63 | --> | 0.63 | 0.392 | 4.51 |  | --> | 0.598 | 0 | 0.037 | 0.5 | 0 |  | --> | C20 ex BOGHALL ROAD | Boghall Road [T41,T42] | FASSAROE |  | 53.1915 | -6.1045
144669X | MV/LV Substation KK***669X |  | 20 kV | _ | LV | 400 kVA :Building Structure | 0.4 | --> | 0.4 | 0.388 | 2.78 |  | --> | 0.38 | 0 | 0 | 0 | 0 | Constrained, otherwise capacity available =378 kW | --> | E13 ex BALLYRAGGET | Ballyragget [T421,T422] | BALLYRAGGET |  | 52.741 | -7.3494
082135Z | MV/LV Substation AC***135Z |  | 10 kV | _ | LV | 630 kVA :Building Structure | 0.63 | --> | 0.63 | 0 | 0 | Constrained, otherwise capacity available =630 kVA | --> | 0.598 | 0 | 0 | 0 | 0 | Constrained, otherwise capacity available =598 kW | --> | C26 ex ACADEMY STREET | Academy Street [T421,T422,T44] | NAVAN |  | 53.6462 | -6.6751
026644Y | MV/LV Substation RI***644Y |  | 10 kV | _ | LV | 400 kVA :Kiosk Substation | 0.4 | --> | 0.4 | 0 | 0 | Constrained, otherwise capacity available =326 kVA | --> | 0.38 | 0 | 0.035 | 0 | 0 | Constrained, otherwise capacity available =344 kW | --> | C15 ex KINSALE | Kinsale [T41,T42] | BANDON |  | 51.7058 | -8.5025
021580X | MV/LV Substation YE***580X |  | 20 kV | _ | LV | 50 kVA :Pole Substation | 0.05 | --> | 0.05 | 0 | 0 | Constrained, otherwise capacity available =41 kVA | --> | 0.048 | 0 | 0.025 | 0 | 0 | Constrained, otherwise capacity available =28 kW | --> | E21 ex CURRALEIGH | Curraleigh [T421,T422] | KILBARRY |  | 51.9412 | -8.6693
417238X | MV/LV Substation KN***238X |  | 20 kV | _ | LV | 50 kVA :Pole Substation | 0.05 | --> | 0.05 | 0 | 0 | Constrained, otherwise capacity available =48 kVA | --> | 0.048 | 0 | 0 | 0 | 0 | Constrained, otherwise capacity available =47 kW | --> | C14 ex CARRICK ON SHANNON | Carrick On Shannon [T41,T42] | CARRICK ON SHANNON |  | 54.0152 | -8.0248
0684189 | MV/LV Substation LE***4189 |  | 10 kV | _ | LV | 630 kVA :Building Structure | 0.63 | --> | 0.63 | 0.5 | 3.38 |  | --> | 0.598 | 0 | 0 | 0.5 | 0 |  | --> | C20 ex MERRION SQUARE | Merrion Square [T41,T42] | RINGSEND |  | 53.3357 | -6.2552
031899 | MV/LV Substation LE***899 |  | 20 kV | _ | LV | 50 kVA :Pole Substation | 0.05 | --> | 0.05 | 0 | 0 | Constrained, otherwise capacity available =28 kVA | --> | 0.048 | 0 | 0.012 | 0 | 0 | Constrained, otherwise capacity available =36 kW | --> | E16 ex KILMACTHOMAS | Kilmacthomas [T421,T422] | DUNGARVAN |  | 52.1691 | -7.5206
050225Y | MV/LV Substation FL***225Y |  | 10 kV | _ | LV | 630 kVA :Kiosk Substation | 0.63 | --> | 0.63 | 0.5 | 6.49 |  | --> | 0.598 | 0 | 0.029 | 0 | 0 | Constrained, otherwise capacity available =572 kW | --> | C20 ex BUSHFIELD | Bushfield [T41,T42] | ATHLONE |  | 53.4281 | -7.8965
590866X | MV/LV Substation LA***866X |  | 20 kV | _ | LV | 50 kVA :Pole Substation | 0.05 | --> | 0.05 | 0.041 | 1.43 |  | --> | 0.048 | 0 | 0 | 0 | 0 | Constrained, otherwise capacity available =46 kW | --> | E16 ex CONG | Cong [T421,T422] | CLOON |  | 53.5829 | -9.2607
030346X | MV/LV Substation SA***346X |  | 20 kV | _ | LV | 50 kVA :Pole Substation | 0.05 | --> | 0.05 | 0 | 0 | Constrained, otherwise capacity available =40 kVA | --> | 0.048 | 0 | 0 | 0 | 0 | Constrained, otherwise capacity available =46 kW | --> | E18 ex FOXHOLE | Foxhole [T421,T422] | DUNGARVAN |  | 51.9719 | -7.8659
082108Z | MV/LV Substation MA***108Z |  | 20 kV | _ | LV | 50 kVA :Pole Substation | 0.05 | --> | 0.05 | 0 | 0 | Constrained, otherwise capacity available =50 kVA | --> | 0.048 | 0 | 0 | 0 | 0 | Constrained, otherwise capacity available =48 kW | --> | E11 ex ACADEMY STREET | Academy Street [T421,T422,T44] | NAVAN |  | 53.5745 | -6.4939
066319X | MV/LV Substation ME***319X |  | 10 kV | _ | LV | 400 kVA :Kiosk Substation | 0.4 | --> | 0.4 | 0 | 0 | Constrained, otherwise capacity available =250 kVA | --> | 0.38 | 0 | 0.017 | 0.346 | 0 |  | --> | C16 ex MOUNTGORRY | Mountgorry [T41,T42] | GRANGE (DR) |  | 53.4457 | -6.2021
068131 | MV/LV Substation ST***131 |  | 10 kV | _ | LV | 1000 kVA :Kiosk Substation | 1 | --> | 1 | 0.5 | 28.43 |  | --> | 0.95 | 0 | 0 | 0.5 | 0 |  | --> | C11 ex BEDFORD ROW | Bedford Row [T41,T42,T43,T44] | FRANCIS STREET |  | 53.3496 | -6.2525
014455Z | MV/LV Substation CO***455Z |  | 20 kV | _ | LV | 400 kVA :Kiosk Substation | 0.4 | --> | 0.4 | 0 | 0 | Constrained, otherwise capacity available =258 kVA | --> | 0.38 | 0 | 0 | 0 | 0 | Constrained, otherwise capacity available =360 kW | --> | C14 ex KILDARE | Kildare [T41,T42] | NEWBRIDGE |  | 53.2195 | -6.99
180028 | MV/LV Substation GA***028 |  | 10 kV | _ | LV | 100 kVA :Pole Substation | 0.1 | --> | 0.1 | 0.071 | 1.4 |  | --> | 0.095 | 0 | 0.011 | 0 | 0 | Constrained, otherwise capacity available =83 kW | --> | C23 ex KELLS | Kells [T41,T42] | NAVAN |  | 53.7212 | -6.8784
021023 | MV/LV Substation DF***023 |  | 10 kV | _ | LV | 200 kVA :Pole Substation | 0.2 | --> | 0.2 | 0 | 0 | Constrained, otherwise capacity available =200 kVA | --> | 0.19 | 0 | 0 | 0.19 | 0 |  | --> | C15 ex RIVERSTOWN | Riverstown [T41,T42] | KILBARRY |  | 51.933 | -8.369
081559X | MV/LV Substation LA***559X |  | 10 kV | _ | LV | 200 kVA :Kiosk Substation | 0.2 | --> | 0.2 | 0.087 | 7.91 |  | --> | 0.19 | 0 | 0.052 | 0.135 | 0 |  | --> | C23 ex PELLETSTOWN | Pelletstown [T101,T102] | FINGLAS |  | 53.3739 | -6.3839
0684218 | MV/LV Substation RU***4218 |  | 10 kV | _ | LV | 1000 kVA :Building Structure | 1 | --> | 1 | 0 | 0 | Constrained, otherwise capacity available =525 kVA | --> | 0.95 | 0 | 0 | 0.5 | 0 |  | --> | C13 ex GLOUCESTER PLACE | Gloucester Place [T41,T42] | MCDERMOTT |  | 53.3554 | -6.2526
015205Z | MV/LV Substation CO***205Z |  | 10 kV | _ | LV | 200 kVA :Kiosk Substation | 0.2 | --> | 0.2 | 0 | 0 | Constrained, otherwise capacity available =152 kVA | --> | 0.19 | 0 | 0 | 0 | 0 | Constrained, otherwise capacity available =183 kW | --> | C17 ex SALLINS | Sallins [T41,T42] | GRIFFINRATH |  | 53.2943 | -6.6942
065154Z | MV/LV Substation BA***154Z |  | 20 kV | _ | LV | 100 kVA :Pole Substation | 0.1 | --> | 0.1 | 0 | 0 | Constrained, otherwise capacity available =99 kVA | --> | 0.095 | 0 | 0 | 0 | 0 | Constrained, otherwise capacity available =95 kW | --> | C11 ex LOUGHSHINNY | Loughshinny [T41,T42] | GLASMORE |  | 53.5564 | -6.1592
066195Z | MV/LV Substation CR***195Z |  | 10 kV | _ | LV | 400 kVA :Building Structure | 0.4 | --> | 0.4 | 0 | 0 |  | --> | 0.38 | 0 | 0 | 0 | 0 | Constrained, otherwise capacity available =371 kW | --> | E17 ex GLASMORE | Glasmore [T421,T422] | GLASMORE |  | 53.4509 | -6.2178
1964020 | MV/LV Substation BA***4020 |  | 20 kV | _ | LV | 100 kVA :Pole Substation | 0.1 | --> | 0.1 | 0.027 | 1.34 |  | --> | 0.095 | 0 | 0 | 0 | 0 | Constrained, otherwise capacity available =84 kW | --> | E23 ex ATHBOY | Athboy [T423] | NAVAN |  | 53.5318 | -6.9699
1444188 | MV/LV Substation CA***4188 |  | 10 kV | _ | LV | 50 kVA :Pole Substation | 0.05 | --> | 0.05 | 0 | 0 | Constrained, otherwise capacity available =50 kVA | --> | 0.048 | 0 | 0 | 0 | 0 | Constrained, otherwise capacity available =48 kW | --> | C16 ex CASTLECOMER | Castlecomer [T41,T42] | BALLYRAGGET |  | 52.8104 | -7.2054
149200X | MV/LV Substation CU***200X |  | 10 kV | _ | LV | 400 kVA :Kiosk Substation | 0.4 | --> | 0.4 | 0 | 0 | Constrained, otherwise capacity available =336 kVA | --> | 0.38 | 0 | 0.015 | 0 | 0 | Constrained, otherwise capacity available =360 kW | --> | C13 ex DONEGAL | Donegal [T41,T42] | CATHALEENS FALL |  | 54.6434 | -8.0932
0534142 | MV/LV Substation CO***4142 |  | 20 kV | _ | LV | 100 kVA :Pole Substation | 0.1 | --> | 0.1 | 0 | 0 | Constrained, otherwise capacity available =77 kVA | --> | 0.095 | 0 | 0 | 0.092 | 0 |  | --> | E18 ex CLONMINCH | Clonminch [T41,T422] | THORNSBERRY |  | 53.2189 | -7.55
160539Y | MV/LV Substation MO***539Y |  | 20 kV | _ | LV | 50 kVA :Pole Substation | 0.05 | --> | 0.05 | 0 | 0 | Constrained, otherwise capacity available =46 kVA | --> | 0.048 | 0 | 0 | 0 | 0 | Constrained, otherwise capacity available =47 kW | --> | C11 ex KILDARE | Kildare [T41,T42] | NEWBRIDGE |  | 53.1456 | -7.0636
192448 | MV/LV Substation AR***448 |  | 10 kV | _ | LV | 100 kVA :Pole Substation | 0.1 | --> | 0.1 | 0.083 | 1.56 |  | --> | 0.095 | 0 | 0.007 | 0 | 0 | Constrained, otherwise capacity available =88 kW | --> | C15 ex DERRYBEG | Derrybeg [T41,T42] | ARDNAGAPPARY |  | 55.0736 | -8.3011
009468Y | MV/LV Substation FA***468Y |  | 10 kV | _ | LV | 400 kVA :Kiosk Substation | 0.4 | --> | 0.4 | 0 | 0 | Constrained, otherwise capacity available =266 kVA | --> | 0.38 | 0 | 0.015 | 0 | 0 | Constrained, otherwise capacity available =350 kW | --> | C12 ex GRANGE (SR) | Grange (sr) [T41,T42] | BUTLERSTOWN |  | 52.2355 | -7.1114
255231X | MV/LV Substation WO***231X |  | 10 kV | _ | LV | 50 kVA :Pole Substation | 0.05 | --> | 0.05 | 0.046 | 2.09 |  | --> | 0.048 | 0 | 0 | 0 | 0 | Constrained, otherwise capacity available =47 kW | --> | C17 ex KILCAR | Kilcar [T41] | BINBANE |  | 54.6978 | -8.7701
176714X | MV/LV Substation RE***714X |  | 20 kV | _ | LV | 100 kVA :Pole Substation | 0.1 | --> | 0.1 | 0.099 | 18.78 |  | --> | 0.095 | 0 | 0 | 0.095 | 0 |  | --> | E14 ex HARTNETTS CROSS | Hartnetts Cross [T121,T422] | MACROOM |  | 51.9039 | -9.1623
058449 | MV/LV Substation SI***449 |  | 10 kV | _ | LV | 200 kVA :Pole Substation | 0.2 | --> | 0.2 | 0.146 | 3 |  | --> | 0.19 | 0 | 0.02 | 0 | 0 | Constrained, otherwise capacity available =168 kW | --> | C23 ex NENAGH | Nenagh [T41,T42] | NENAGH |  | 52.7935 | -8.2398
099056 | MV/LV Substation AS***056 |  | 10 kV | _ | LV | 400 kVA :Kiosk Substation | 0.4 | --> | 0.4 | 0.321 | 2.96 |  | --> | 0.38 | 0 | 0.023 | 0 | 0 | Constrained, otherwise capacity available =352 kW | --> | C15 ex BALLYRAINE | Ballyraine [T41,T42] | LETTERKENNY |  | 54.9545 | -7.7175
081623X | MV/LV Substation ES***623X |  | 10 kV | _ | LV | 400 kVA :Kiosk Substation | 0.4 | --> | 0.4 | 0 | 0 | Constrained, otherwise capacity available =296 kVA | --> | 0.38 | 0 | 0.012 | 0.357 | 0 |  | --> | C18 ex LUCAN EAST | Lucan East [T41,T42] | GRANGE CASTLE |  | 53.3498 | -6.4294
118414Y | MV/LV Substation RA***414Y |  | 10 kV | _ | LV | 200 kVA :Kiosk Substation | 0.2 | --> | 0.2 | 0.147 | 2 |  | --> | 0.19 | 0 | 0.01 | 0 | 0 | Constrained, otherwise capacity available =175 kW | --> | C11 ex BALLINASLOE | Ballinasloe [T41,T42] | SOMERSET |  | 53.3251 | -8.1911
068276 | MV/LV Substation JA***276 |  | 10 kV | _ | LV | 400 kVA :Building Structure | 0.4 | --> | 0.4 | 0.094 | 1.47 |  | --> | 0.38 | 0 | 0 | 0.336 | 0 |  | --> | C18 ex MARROWBONE LANE | Marrowbone Lane [T42] | INCHICORE 220KV |  | 53.3436 | -6.289
077196X | MV/LV Substation BL***196X |  | 20 kV | _ | LV | 400 kVA :Kiosk Substation | 0.4 | --> | 0.4 | 0 | 0 | Constrained, otherwise capacity available =377 kVA | --> | 0.38 | 0 | 0.009 | 0 | 0 | Constrained, otherwise capacity available =370 kW | --> | E16 ex PATRICKSWELL | Patrickswell [T421,T422] | LIMERICK |  | 52.5647 | -8.7971
0594065 | MV/LV Substation FA***4065 |  | 20 kV | _ | LV | 200 kVA :Kiosk Substation | 0.2 | --> | 0.2 | 0 | 0 | Constrained, otherwise capacity available =145 kVA | --> | 0.19 | 0 | 0 | 0 | 0 | Constrained, otherwise capacity available =182 kW | --> | E19 ex CAVAN | Cavan [T42,T421] | SHANKILL |  | 54.002 | -7.4081
067226Z | MV/LV Substation UL***226Z |  | 10 kV | _ | LV | 400 kVA :Kiosk Substation | 0.4 | --> | 0.4 | 0.375 | 13.8 |  | --> | 0.38 | 0 | 0 | 0.377 | 0 |  | --> | C17 ex SINGLAND | Singland [T101,T102] | SINGLAND |  | 52.6757 | -8.5819
167031X | MV/LV Substation DR***031X |  | 20 kV | _ | LV | 50 kVA :Pole Substation | 0.05 | --> | 0.05 | 0 | 0 | Constrained, otherwise capacity available =47 kVA | --> | 0.048 | 0 | 0.01 | 0 | 0 | Constrained, otherwise capacity available =40 kW | --> | E11 ex WHITECHURCH | Whitechurch [T421,T422] | KILBARRY |  | 51.9902 | -8.539
036737 | MV/LV Substation BA***737 |  | 20 kV | _ | LV | 50 kVA :Pole Substation | 0.05 | --> | 0.05 | 0.029 | 1.4 |  | --> | 0.048 | 0 | 0.006 | 0 | 0 | Constrained, otherwise capacity available =40 kW | --> | E17 ex KILROSS ROAD | Kilross Road [T421] | TIPPERARY |  | 52.4632 | -8.2027
062416Y | MV/LV Substation OL***416Y |  | 10 kV | _ | LV | 400 kVA :Kiosk Substation | 0.4 | --> | 0.4 | 0.39 | 0.72 |  | --> | 0.38 | 0 | 0 | 0 | 0 | Constrained, otherwise capacity available =379 kW | --> | C12 ex COES ROAD | Coes Road [T41,T42] | DUNDALK |  | 54.0072 | -6.3819
365192X | MV/LV Substation CO***192X |  | 10 kV | _ | LV | 200 kVA :Kiosk Substation | 0.2 | --> | 0.2 | 0 | 0 | Constrained, otherwise capacity available =188 kVA | --> | 0.19 | 0 | 0.005 | 0.185 | 0 |  | --> | C16 ex SAGGART | Saggart [T41,T42] | GRANGE CASTLE |  | 53.2845 | -6.4624
067264Z | MV/LV Substation RO***264Z |  | 10 kV | _ | LV | 630 kVA :Kiosk Substation | 0.63 | --> | 0.63 | 0 | 0 | Constrained, otherwise capacity available =557 kVA | --> | 0.598 | 0 | 0.061 | 0.5 | 0 |  | --> | C20 ex GARRYOWEN | Garryowen [T41,T42] | LIMERICK |  | 52.6437 | -8.5878
137799 | MV/LV Substation SH***799 |  | 10 kV | _ | LV | 100 kVA :Pole Substation | 0.1 | --> | 0.1 | 0.084 | 2.18 |  | --> | 0.095 | 0 | 0 | 0 | 0 | Constrained, otherwise capacity available =93 kW | --> | C17 ex BALLYRICKARD | Ballyrickard [T41,T42] | TRALEE |  | 52.3328 | -9.7789
053027 | MV/LV Substation AR***027 |  | 10 kV | _ | LV | 200 kVA :Pole Substation | 0.2 | --> | 0.2 | 0.143 | 3.28 |  | --> | 0.19 | 0 | 0.005 | 0.178 | 0 |  | --> | C23 ex SRAH | Srah [T43] | THORNSBERRY |  | 53.2886 | -7.4948
062162X | MV/LV Substation AS***162X |  | 10 kV | _ | LV | 400 kVA :Kiosk Substation | 0.4 | --> | 0.4 | 0.309 | 5.69 |  | --> | 0.38 | 0 | 0.035 | 0 | 0 | Constrained, otherwise capacity available =341 kW | --> | C11 ex RAMPARTS | Ramparts [T41,T42] | DUNDALK |  | 53.9946 | -6.3966
035725X | MV/LV Substation BA***725X |  | 10 kV | _ | LV | 50 kVA :Pole Substation | 0.05 | --> | 0.05 | 0.024 | 6.17 |  | --> | 0.048 | 0 | 0 | 0 | 0 | Constrained, otherwise capacity available =44 kW | --> | C17 ex CAHIR | Cahir [T41,T42] | CAHIR |  | 52.3933 | -7.9481
075797 | MV/LV Substation TI***797 |  | 20 kV | _ | LV | 50 kVA :Pole Substation | 0.05 | --> | 0.05 | 0.032 | 0.58 |  | --> | 0.048 | 0 | 0 | 0 | 0 | Constrained, otherwise capacity available =45 kW | --> | E12 ex FERNS | Ferns [T421] | CRANE |  | 52.5587 | -6.5567
007505Y | MV/LV Substation FO***505Y |  | 20 kV | _ | LV | 100 kVA :Pole Substation | 0.1 | --> | 0.1 | 0.096 | 16.12 |  | --> | 0.095 | 0 | 0.005 | 0.091 | 0 |  | --> | E20 ex WEXFORD | Wexford [T121,T122] | WEXFORD |  | 52.2988 | -6.5685
010451 | MV/LV Substation CA***451 |  | 20 kV | _ | LV | 50 kVA :Pole Substation | 0.05 | --> | 0.05 | 0 | 0 | Constrained, otherwise capacity available =40 kVA | --> | 0.048 | 0 | 0 | 0 | 0 | Constrained, otherwise capacity available =46 kW | --> | E17 ex BALLYHALE | Ballyhale [T42,T421] | KILKENNY |  | 52.5105 | -7.0663
067890Y | MV/LV Substation PA***890Y |  | 10 kV | _ | LV | 630 kVA :Building Structure | 0.63 | --> | 0.63 | 0.5 | 13.8 |  | --> | 0.598 | 0 | 0 | 0.5 | 0 |  | --> | C21 ex SINGLAND | Singland [T101,T102] | SINGLAND |  | 52.661 | -8.5901
139130X | MV/LV Substation DI***130X |  | 20 kV | _ | LV | 50 kVA :Pole Substation | 0.05 | --> | 0.05 | 0 | 0 | Constrained, otherwise capacity available =48 kVA | --> | 0.048 | 0 | 0 | 0 | 0 | Constrained, otherwise capacity available =47 kW | --> | E16 ex FINEA | Finea [T421,T422] | SHANKILL |  | 53.9055 | -7.5047
116605X | MV/LV Substation DR***605X |  | 20 kV | _ | LV | 50 kVA :Pole Substation | 0.05 | --> | 0.05 | 0 | 8.1 |  | --> | 0.048 | 0 | 0 | 0 | 0 | Constrained, otherwise capacity available =39 kW | --> | E15 ex WESTPORT | Westport [T421,T422] | CASTLEBAR |  | 53.8035 | -9.4849
015832Y | MV/LV Substation TI***832Y |  | 10 kV | _ | LV | 50 kVA :Pole Substation | 0.05 | --> | 0.05 | 0 | 0 | Constrained, otherwise capacity available =46 kVA | --> | 0.048 | 0 | 0.005 | 0 | 0 | Constrained, otherwise capacity available =43 kW | --> | C11 ex JOHNSTOWN | Johnstown [T41,T42] | KILTEEL |  | 53.2164 | -6.6384
253878X | MV/LV Substation CL***878X |  | 20 kV | _ | LV | 100 kVA :Pole Substation | 0.1 | --> | 0.1 | 0 | 0 | Constrained, otherwise capacity available =57 kVA | --> | 0.095 | 0 | 0.048 | 0 | 0 | Constrained, otherwise capacity available =54 kW | --> | E16 ex GLENAMADDY | Glenamaddy [T422] | ATHLONE |  | 53.5604 | -8.647
021264Z | MV/LV Substation BL***264Z |  | 10 kV | _ | LV | 630 kVA :Building Structure | 0.63 | --> | 0.63 | 0 | 0 | Constrained, otherwise capacity available =551 kVA | --> | 0.598 | 0 | 0 | 0.5 | 0 |  | --> | C13 ex KILBARRY | Kilbarry [T101,T43] | KILBARRY |  | 51.9149 | -8.4709
0534042 | MV/LV Substation KE***4042 |  | 20 kV | _ | LV | 200 kVA :Pole Substation | 0.2 | --> | 0.2 | 0 | 0 | Constrained, otherwise capacity available =169 kVA | --> | 0.19 | 0 | 0 | 0.186 | 0 |  | --> | E18 ex CLONMINCH | Clonminch [T41,T422] | THORNSBERRY |  | 53.2497 | -7.5514
108137X | MV/LV Substation KI***137X |  | 10 kV | _ | LV | 50 kVA :Pole Substation | 0.05 | --> | 0.05 | 0.047 | 1.57 |  | --> | 0.048 | 0 | 0 | 0 | 0 | Constrained, otherwise capacity available =47 kW | --> | C17 ex BALLYSHANNON | Ballyshannon [T41,T42] | CATHALEENS FALL |  | 54.4888 | -8.159
0424015 | MV/LV Substation LA***4015 |  | 10 kV | _ | LV | 50 kVA :Pole Substation | 0.05 | --> | 0.05 | 0.05 | 1.93 |  | --> | 0.048 | 0 | 0 | 0 | 0 | Constrained, otherwise capacity available =48 kW | --> | C18 ex TURLOUGH ROAD | Turlough Road [T41,T42] | CASTLEBAR |  | 53.9117 | -9.1955
127332 | MV/LV Substation TH***332 |  | 10 kV | _ | LV | 400 kVA :Building Structure | 0.4 | --> | 0.4 | 0 | 0 | Constrained, otherwise capacity available =335 kVA | --> | 0.38 | 0 | 0 | 0 | 0 | Constrained, otherwise capacity available =371 kW | --> | C14 ex HOLYCROSS ROAD | Holycross Road [T41,T42] | THURLES |  | 52.6732 | -7.8211
054067 | MV/LV Substation BR***067 |  | 10 kV | _ | LV | 100 kVA :Pole Substation | 0.1 | --> | 0.1 | 0.085 | 0.12 |  | --> | 0.095 | 0 | 0 | 0.093 | 0 |  | --> | C21 ex ATHY | Athy [T101,T102] | ATHY |  | 53.0185 | -7.1381
068182X | MV/LV Substation TY***182X |  | 10 kV | _ | LV | 400 kVA :Kiosk Substation | 0.4 | --> | 0.4 | 0.37 | 3 |  | --> | 0.38 | 0 | 0 | 0.376 | 0 |  | --> | C37 ex INCHICORE CENTRAL | Inchicore Central [T43,T45] | INCHICORE 220KV |  | 53.3375 | -6.322
0504430 | MV/LV Substation LO***4430 |  | 10 kV | _ | LV | 100 kVA :Pole Substation | 0.1 | --> | 0.1 | 0 | 0 | Constrained, otherwise capacity available =93 kVA | --> | 0.095 | 0 | 0.004 | 0 | 0 | Constrained, otherwise capacity available =91 kW | --> | C23 ex ATHLONE | Athlone [T41,T42] | ATHLONE |  | 53.4638 | -7.9283
154589Z | MV/LV Substation PR***589Z |  | 20 kV | _ | LV | 630 kVA :Building Structure | 0.63 | --> | 0.63 | 0 | 0 | Constrained, otherwise capacity available =508 kVA | --> | 0.598 | 0 | 0.03 | 0 | 0 | Constrained, otherwise capacity available =559 kW | --> | E14 ex CORDUFF |  |  |  | 53.4216 | -6.3418
590577X | MV/LV Substation CU***577X |  | 20 kV | _ | LV | 50 kVA :Pole Substation | 0.05 | --> | 0.05 | 0.048 | 1.43 |  | --> | 0.048 | 0 | 0 | 0 | 0 | Constrained, otherwise capacity available =47 kW | --> | E17 ex CONG | Cong [T421,T422] | CLOON |  | 53.5418 | -9.2648
031003 | MV/LV Substation PA***003 |  | 10 kV | _ | LV | 400 kVA :Kiosk Substation | 0.4 | --> | 0.4 | 0 | 0 | Constrained, otherwise capacity available =231 kVA | --> | 0.38 | 0 | 0.04 | 0 | 0 | Constrained, otherwise capacity available =327 kW | --> | C12 ex COLLIGAN | Colligan [T41,T42] | DUNGARVAN |  | 52.0887 | -7.6181
276156 | MV/LV Substation KI***156 |  | 10 kV | _ | LV | 400 kVA :Building Structure | 0.4 | --> | 0.4 | 0.4 | 0.76 |  | --> | 0.38 | 0 | 0 | 0 | 0 | Constrained, otherwise capacity available =380 kW | --> | C14 ex WOODFORD | Woodford [T41,T42] | KNOCKEARAGH |  | 52.0646 | -9.4715
127917Y | MV/LV Substation RO***917Y |  | 10 kV | _ | LV | 400 kVA :Kiosk Substation | 0.4 | --> | 0.4 | 0.258 | 5.89 |  | --> | 0.38 | 0 | 0.02 | 0 | 0 | Constrained, otherwise capacity available =345 kW | --> | C17 ex CASHEL | Cashel [T41,T42] | CAHIR |  | 52.5134 | -7.884
060684X | MV/LV Substation GR***684X |  | 20 kV | _ | LV | 100 kVA :Pole Substation | 0.1 | --> | 0.1 | 0 | 0 | Constrained, otherwise capacity available =69 kVA | --> | 0.095 | 0 | 0 | 0 | 0 | Constrained, otherwise capacity available =91 kW | --> | C17 ex CLONES | Clones [T41,T42] | SHANKILL |  | 54.2032 | -7.1809
0014203 | MV/LV Substation TC***4203 |  | 10 kV | _ | LV | 1000 kVA :Building Structure | 1 | --> | 1 | 0 | 0 | Constrained, otherwise capacity available =1000 kVA | --> | 0.95 | 0 | 0 | 0.5 | 0 |  | --> | C19 ex LOUGHLINSTOWN | Loughlinstown [T41,T42] | CARRICKMINES |  | 53.2447 | -6.1472
0934115 | MV/LV Substation TH***4115 |  | 10 kV | _ | LV | 630 kVA :Kiosk Substation | 0.63 | --> | 0.63 | 0 | 0 | Constrained, otherwise capacity available =423 kVA | --> | 0.598 | 0 | 0 | 0.5 | 0 |  | --> | C13 ex GRANGE (DR) | Grange (dr) [T41,T42] | GRANGE (DR) |  | 53.4082 | -6.1617
151312 | MV/LV Substation BA***312 |  | 10 kV | _ | LV | 100 kVA :Pole Substation | 0.1 | --> | 0.1 | 0 | 0 | Constrained, otherwise capacity available =86 kVA | --> | 0.095 | 0 | 0 | 0 | 0 | Constrained, otherwise capacity available =93 kW | --> | C16 ex GARRYSPILLANE | Garryspillane [T41] | TIPPERARY |  | 52.3157 | -8.4698
068058X | MV/LV Substation RI***058X |  | 10 kV | _ | LV | 630 kVA :Kiosk Substation | 0.63 | --> | 0.63 | 0.379 | 11.14 |  | --> | 0.598 | 0 | 0.03 | 0.5 | 0 |  | --> | C28 ex CABRA | Cabra [T101,T102] | FINGLAS |  | 53.3704 | -6.313
022285 | MV/LV Substation TR***285 |  | 10 kV | _ | LV | 50 kVA :Pole Substation | 0.05 | --> | 0.05 | 0 | 0 | Constrained, otherwise capacity available =46 kVA | --> | 0.048 | 0 | 0 | 0 | 0 | Constrained, otherwise capacity available =47 kW | --> | C18 ex SCARTEEN | Scarteen [T41,T42] | MALLOW |  | 52.1685 | -8.774
010310X | MV/LV Substation KI***310X |  | 10 kV | _ | LV | 100 kVA :Pole Substation | 0.1 | --> | 0.1 | 0 | 0 | Constrained, otherwise capacity available =71 kVA | --> | 0.095 | 0 | 0 | 0 | 0 | Constrained, otherwise capacity available =91 kW | --> | C11 ex GRAIGUENAMANAGH | Graiguenamanagh [T41,T42] | KILKENNY |  | 52.5324 | -6.9575
062446Y | MV/LV Substation FA***446Y |  | 10 kV | _ | LV | 400 kVA :Kiosk Substation | 0.4 | --> | 0.4 | 0.333 | 2.33 |  | --> | 0.38 | 0 | 0.003 | 0 | 0 | Constrained, otherwise capacity available =368 kW | --> | C12 ex DUNDALK | Dundalk [T41,T42] | DUNDALK |  | 54.0073 | -6.4217
0554179 | MV/LV Substation OU***4179 |  | 10 kV | _ | LV | 100 kVA :Pole Substation | 0.1 | --> | 0.1 | 0 | 0 | Constrained, otherwise capacity available =100 kVA | --> | 0.095 | 0 | 0 | 0 | 0 | Constrained, otherwise capacity available =95 kW | --> | C22 ex TEMPLEMORE | Templemore [T41,T42] | IKERRIN |  | 52.796 | -7.8305
039105 | MV/LV Substation GA***105 |  | 10 kV | _ | LV | 400 kVA :Kiosk Substation | 0.4 | --> | 0.4 | 0 | 0 | Constrained, otherwise capacity available =302 kVA | --> | 0.38 | 0 | 0 | 0 | 0 | Constrained, otherwise capacity available =366 kW | --> | C20 ex MONEENAGEISHA | Moneenageisha [T41,T42] | GALWAY 110KV |  | 53.2794 | -9.0479
0264025 | MV/LV Substation BA***4025 |  | 10 kV | _ | LV | 50 kVA :Pole Substation | 0.05 | --> | 0.05 | 0.05 | 8.66 |  | --> | 0.048 | 0 | 0 | 0 | 0 | Constrained, otherwise capacity available =48 kW | --> | C18 ex BANDON | Bandon [T101,T42] | BANDON |  | 51.7854 | -8.654
127975Y | MV/LV Substation FE***975Y |  | 10 kV | _ | LV | 400 kVA :Kiosk Substation | 0.4 | --> | 0.4 | 0.379 | 5.89 |  | --> | 0.38 | 0 | 0 | 0 | 0 | Constrained, otherwise capacity available =377 kW | --> | C20 ex CASHEL | Cashel [T41,T42] | CAHIR |  | 52.5149 | -7.8845
281069Z | MV/LV Substation ST***069Z |  | 10 kV | _ | LV | 1000 kVA :Building Structure | 1 | --> | 1 | 0.5 | 5.49 |  | --> | 0.95 | 0 | 0 | 0.5 | 0 |  | --> | C11 ex TRABEG | Trabeg [T101,T102] | TRABEG |  | 51.8881 | -8.4604
067366 | MV/LV Substation LI***366 |  | 10 kV | _ | LV | 630 kVA :Building Structure | 0.63 | --> | 0.63 | 0 | 0 | Constrained, otherwise capacity available =468 kVA | --> | 0.598 | 0 | 0 | 0 | 0 | Constrained, otherwise capacity available =576 kW | --> | E16 ex CRATLOE | Cratloe [T421,T422] | ARDNACRUSHA |  | 52.6845 | -8.7099
059657X | MV/LV Substation BU***657X |  | 20 kV | _ | LV | 50 kVA :Pole Substation | 0.05 | --> | 0.05 | 0 | 0 | Constrained, otherwise capacity available =50 kVA | --> | 0.048 | 0 | 0 | 0 | 0 | Constrained, otherwise capacity available =48 kW | --> | E17 ex CAVAN | Cavan [T42,T421] | SHANKILL |  | 54.0615 | -7.4048
001835 | MV/LV Substation CL***835 |  | 10 kV | _ | LV | 400 kVA :Kiosk Substation | 0.4 | --> | 0.4 | 0.045 | 1.55 |  | --> | 0.38 | 0 | 0.021 | 0.313 | 0 |  | --> | C16 ex MONKSTOWN | Monkstown [T41,T42] | BLACKROCK |  | 53.2944 | -6.1537
039385 | MV/LV Substation MO***385 |  | 10 kV | _ | LV | 630 kVA :Kiosk Substation | 0.63 | --> | 0.63 | 0.5 | 11.03 |  | --> | 0.598 | 0 | 0.037 | 0.5 | 0 |  | --> | C17 ex SALTHILL | Salthill [T101,T102] | SALTHILL |  | 53.2651 | -9.1197
1964162 | MV/LV Substation EF***4162 |  | 10 kV | _ | LV | 630 kVA :Kiosk Substation | 0.63 | --> | 0.63 | 0 | 0 | Constrained, otherwise capacity available =520 kVA | --> | 0.598 | 0 | 0.107 | 0 | 0 | Constrained, otherwise capacity available =504 kW | --> | C17 ex TRIM | Trim [T41,T42] | NAVAN |  | 53.5487 | -6.7718
0354148 | MV/LV Substation CA***4148 |  | 10 kV | _ | LV | 50 kVA :Pole Substation | 0.05 | --> | 0.05 | 0.042 | 6.17 |  | --> | 0.048 | 0 | 0.008 | 0 | 0 | Constrained, otherwise capacity available =40 kW | --> | C19 ex CAHIR | Cahir [T41,T42] | CAHIR |  | 52.375 | -7.9181
111492Y | MV/LV Substation AR***492Y |  | 20 kV | _ | LV | 100 kVA :Pole Substation | 0.1 | --> | 0.1 | 0 | 0 | Constrained, otherwise capacity available =79 kVA | --> | 0.095 | 0 | 0.025 | 0 | 0 | Constrained, otherwise capacity available =74 kW | --> | C11 ex BANTRY | Bantry [T41,T42] | BALLYLICKY |  | 51.6827 | -9.4162
137487 | MV/LV Substation BA***487 |  | 10 kV | _ | LV | 100 kVA :Pole Substation | 0.1 | --> | 0.1 | 0.079 | 2.18 |  | --> | 0.095 | 0 | 0.011 | 0 | 0 | Constrained, otherwise capacity available =84 kW | --> | C17 ex BALLYRICKARD | Ballyrickard [T41,T42] | TRALEE |  | 52.3051 | -9.8315
1394340 | MV/LV Substation LU***4340 |  | 20 kV | _ | LV | 50 kVA :Pole Substation | 0.05 | --> | 0.05 | 0.05 | 2.68 |  | --> | 0.048 | 0 | 0 | 0 | 0 | Constrained, otherwise capacity available =48 kW | --> | E12 ex OLDCASTLE | Oldcastle [T41,T422] | MULLINGAR |  | 53.6932 | -7.1545
0224155 | MV/LV Substation LI***4155 |  | 10 kV | _ | LV | 630 kVA :Building Structure | 0.63 | --> | 0.63 | 0.5 | 4.55 |  | --> | 0.598 | 0 | 0 | 0 | 0 | Constrained, otherwise capacity available =586 kW | --> | C14 ex MALLOW | Mallow [T41,T42] | MALLOW |  | 52.1371 | -8.6523
017982X | MV/LV Substation EL***982X |  | 20 kV | _ | LV | 50 kVA :Pole Substation | 0.05 | --> | 0.05 | 0.032 | 1.98 |  | --> | 0.048 | 0 | 0.008 | 0 | 0 | Constrained, otherwise capacity available =39 kW | --> | E14 ex RATHKEALE | Rathkeale [T421,T422] | RATHKEALE |  | 52.5213 | -8.7149
068175 | MV/LV Substation MO***175 |  | 10 kV | _ | LV | 630 kVA :Building Structure | 0.63 | --> | 0.63 | 0 | 0 | Constrained, otherwise capacity available =313 kVA | --> | 0.598 | 0 | 0.104 | 0.477 | 0 |  | --> | C14 ex CLONTARF | Clontarf [T42] | FINGLAS |  | 53.3682 | -6.1819
0344124 | MV/LV Substation AN***4124 |  | 20 kV | _ | LV | 400 kVA :Building Structure | 0.4 | --> | 0.4 | 0.295 | 5.88 |  | --> | 0.38 | 0 | 0 | 0 | 0 | Constrained, otherwise capacity available =365 kW | --> | C14 ex ARDGEEHA | Ardgeeha [T41,T42] | DOON |  | 52.4514 | -7.6265
243921 | MV/LV Substation GA***921 |  | 20 kV | _ | LV | 200 kVA :Pole Substation | 0.2 | --> | 0.2 | 0 | 0 | Constrained, otherwise capacity available =179 kVA | --> | 0.19 | 0 | 0 | 0 | 0 | Constrained, otherwise capacity available =187 kW | --> | E16 ex DINGLE | Dingle [T421,T422] | OUGHTRAGH |  | 52.1452 | -10.1355
036667 | MV/LV Substation PI***667 |  | 20 kV | _ | LV | 200 kVA :Pole Substation | 0.2 | --> | 0.2 | 0 | 0 | Constrained, otherwise capacity available =157 kVA | --> | 0.19 | 0 | 0.1 | 0 | 0 | Constrained, otherwise capacity available =110 kW | --> | E19 ex GARRANACANTY | Garranacanty [T421,T422] | TIPPERARY |  | 52.4238 | -8.0414
055823X | MV/LV Substation VA***823X |  | 10 kV | _ | LV | 400 kVA :Kiosk Substation | 0.4 | --> | 0.4 | 0 | 0 | Constrained, otherwise capacity available =398 kVA | --> | 0.38 | 0 | 0 | 0 | 0 | Constrained, otherwise capacity available =380 kW | --> | C22 ex TEMPLEMORE | Templemore [T41,T42] | IKERRIN |  | 52.7954 | -7.8293
067870X | MV/LV Substation PO***870X |  | 20 kV | _ | LV | 50 kVA :Pole Substation | 0.05 | --> | 0.05 | 0.041 | 13.8 |  | --> | 0.048 | 0 | 0.02 | 0.031 | 0 |  | --> | C14 ex SINGLAND | Singland [T101,T102] | SINGLAND |  | 52.5894 | -8.5088
127189 | MV/LV Substation LO***189 |  | 20 kV | _ | LV | 400 kVA :Kiosk Substation | 0.4 | --> | 0.4 | 0.385 | 5.89 |  | --> | 0.38 | 0 | 0.036 | 0 | 0 | Constrained, otherwise capacity available =351 kW | --> | C14 ex CASHEL | Cashel [T41,T42] | CAHIR |  | 52.5775 | -7.9267
293517Y | MV/LV Substation RA***517Y |  | 20 kV | _ | LV | 100 kVA :Pole Substation | 0.1 | --> | 0.1 | 0.05 | 0.43 |  | --> | 0.095 | 0 | 0.011 | 0 | 0 | Constrained, otherwise capacity available =80 kW | --> | E19 ex TULLOW | Tullow [T421,T422] | CARLOW |  | 52.7966 | -6.6604
0064085 | MV/LV Substation LA***4085 |  | 10 kV | _ | LV | 200 kVA :Pole Substation | 0.2 | --> | 0.2 | 0.2 | 1.29 |  | --> | 0.19 | 0 | 0 | 0 | 0 | Constrained, otherwise capacity available =190 kW | --> | C13 ex MONFIN | Monfin [T41,T42] | WEXFORD |  | 52.4686 | -6.5198
209008X | MV/LV Substation HO***008X |  | 20 kV | _ | LV | 200 kVA :Pole Substation | 0.2 | --> | 0.2 | 0 | 0 | Constrained, otherwise capacity available =178 kVA | --> | 0.19 | 0 | 0 | 0 | 0 | Constrained, otherwise capacity available =187 kW | --> | C21 ex MILFORD (NR) | Milford (nr) [T41,T42] | LETTERKENNY |  | 55.186 | -7.8257
293498 | MV/LV Substation BA***498 |  | 20 kV | _ | LV | 50 kVA :Pole Substation | 0.05 | --> | 0.05 | 0.042 | 0.43 |  | --> | 0.048 | 0 | 0.005 | 0 | 0 | Constrained, otherwise capacity available =43 kW | --> | E13 ex TULLOW | Tullow [T421,T422] | CARLOW |  | 52.737 | -6.7623
0294101 | MV/LV Substation BA***4101 |  | 20 kV | _ | LV | 50 kVA :Pole Substation | 0.05 | --> | 0.05 | 0 | 0 | Constrained, otherwise capacity available =36 kVA | --> | 0.048 | 0 | 0 | 0 | 0 | Constrained, otherwise capacity available =46 kW | --> | C13 ex CLOYNE | Cloyne [T41] | MIDLETON |  | 51.8525 | -8.0981
081410Z | MV/LV Substation FO***410Z |  | 10 kV | _ | LV | 630 kVA :Building Structure | 0.63 | --> | 0.63 | 0 | 0 | Constrained, otherwise capacity available =364 kVA | --> | 0.598 | 0 | 0.32 | 0.345 | 0 |  | --> | C11 ex LIFFEY VALLEY | Liffey Valley [T41,T42] | INCHICORE 220KV |  | 53.3461 | -6.4101
064184Y | MV/LV Substation BE***184Y |  | 20 kV | _ | LV | 50 kVA :Pole Substation | 0.05 | --> | 0.05 | 0 | 0 | Constrained, otherwise capacity available =49 kVA | --> | 0.048 | 0 | 0 | 0 | 0 | Constrained, otherwise capacity available =47 kW | --> | E18 ex JULIANSTOWN | Julianstown [T421,T422] | DRYBRIDGE |  | 53.6863 | -6.3427
059090 | MV/LV Substation DE***090 |  | 20 kV | _ | LV | 200 kVA :Pole Substation | 0.2 | --> | 0.2 | 0 | 0 | Constrained, otherwise capacity available =175 kVA | --> | 0.19 | 0 | 0.007 | 0 | 0 | Constrained, otherwise capacity available =181 kW | --> | E17 ex CAVAN | Cavan [T42,T421] | SHANKILL |  | 54.1001 | -7.4375
0684112 | MV/LV Substation MO***4112 |  | 10 kV | _ | LV | 1000 kVA :Building Structure | 1 | --> | 1 | 0.202 | 2.6 |  | --> | 0.95 | 0 | 0 | 0.5 | 0 |  | --> | C28 ex WOLFE TONE STREET | Wolfe Tone Street [T101,T102] | FINGLAS |  | 53.3404 | -6.2567
044001 | MV/LV Substation WO***001 |  | 20 kV | _ | LV | 630 kVA :Building Structure | 0.63 | --> | 0.63 | 0.407 | 0.43 |  | --> | 0.598 | 0 | 0.033 | 0 | 0 | Constrained, otherwise capacity available =543 kW | --> | C21 ex SWINFORD | Swinford [T41,T42] | CASTLEBAR |  | 53.9826 | -9.1134
1364063 | MV/LV Substation CA***4063 |  | 10 kV | _ | LV | 100 kVA :Pole Substation | 0.1 | --> | 0.1 | 0.091 | 1.28 |  | --> | 0.095 | 0 | 0 | 0 | 0 | Constrained, otherwise capacity available =94 kW | --> | C21 ex CASTLEREA | Castlerea [T41,T42] | CARRICK ON SHANNON |  | 53.7024 | -8.3508
035071 | MV/LV Substation BA***071 |  | 10 kV | _ | LV | 100 kVA :Pole Substation | 0.1 | --> | 0.1 | 0.037 | 3.91 |  | --> | 0.095 | 0 | 0.008 | 0 | 0 | Constrained, otherwise capacity available =80 kW | --> | C16 ex ARDFINNAN | Ardfinnan [T42] | CAHIR |  | 52.3082 | -7.8903
036234X | MV/LV Substation BA***234X |  | 10 kV | _ | LV | 100 kVA :Pole Substation | 0.1 | --> | 0.1 | 0 | 0 | Constrained, otherwise capacity available =60 kVA | --> | 0.095 | 0 | 0.03 | 0 | 0 | Constrained, otherwise capacity available =67 kW | --> | E16 ex GARRANACANTY | Garranacanty [T421,T422] | TIPPERARY |  | 52.4703 | -8.1521
2044072 | MV/LV Substation DR***4072 |  | 20 kV | _ | LV | 50 kVA :Pole Substation | 0.05 | --> | 0.05 | 0 | 0 | Constrained, otherwise capacity available =50 kVA | --> | 0.048 | 0 | 0 | 0 | 0 | Constrained, otherwise capacity available =48 kW | --> | E17 ex BUNCRANA | Buncrana [T421,T422] | TRILLICK |  | 55.154 | -7.4004
255652 | MV/LV Substation MA***652 |  | 10 kV | _ | LV | 50 kVA :Pole Substation | 0.05 | --> | 0.05 | 0.04 | 2.09 |  | --> | 0.048 | 0 | 0 | 0 | 0 | Constrained, otherwise capacity available =46 kW | --> | C17 ex KILCAR | Kilcar [T41] | BINBANE |  | 54.6692 | -8.7833
062686Y | MV/LV Substation LI***686Y |  | 10 kV | _ | LV | 50 kVA :Pole Substation | 0.05 | --> | 0.05 | 0.046 | 1.03 |  | --> | 0.048 | 0 | 0 | 0 | 0 | Constrained, otherwise capacity available =47 kW | --> | C15 ex LITTLE MILLS | Little Mills [T41] | DUNDALK |  | 53.987 | -6.4356
074856 | MV/LV Substation MA***856 |  | 20 kV | _ | LV | 50 kVA :Pole Substation | 0.05 | --> | 0.05 | 0.049 | 8.5 |  | --> | 0.048 | 0 | 0 | 0 | 0 | Constrained, otherwise capacity available =47 kW | --> | E14 ex ARIGNA | Arigna [T121] | ARIGNA |  | 54.0497 | -8.0417
162452 | MV/LV Substation WO***452 |  | 10 kV | _ | LV | 50 kVA :Pole Substation | 0.05 | --> | 0.05 | 0.036 | 0.25 |  | --> | 0.048 | 0 | 0.011 | 0 | 0 | Constrained, otherwise capacity available =37 kW | --> | C16 ex ROSSGEIR | Rossgeir [T41,T42] | LETTERKENNY |  | 54.893 | -7.5436
069804 | MV/LV Substation DA***804 |  | 10 kV | _ | LV | 630 kVA :Kiosk Substation | 0.63 | --> | 0.63 | 0.369 | 0.91 |  | --> | 0.598 | 0 | 0.071 | 0.5 | 0 |  | --> | C14 ex KIMMAGE | Kimmage [T41,T42] | INCHICORE 220KV |  | 53.314 | -6.3169
196350X | MV/LV Substation DA***350X |  | 20 kV | _ | LV | 50 kVA :Pole Substation | 0.05 | --> | 0.05 | 0.045 | 1.34 |  | --> | 0.048 | 0 | 0.006 | 0 | 0 | Constrained, otherwise capacity available =42 kW | --> | E23 ex ATHBOY | Athboy [T423] | NAVAN |  | 53.5008 | -6.8939
365195 | MV/LV Substation MA***195 |  | 10 kV | _ | LV | 1000 kVA :Building Structure | 1 | --> | 1 | 0 | 0 | Constrained, otherwise capacity available =1000 kVA | --> | 0.95 | 0 | 0 | 0.5 | 0 |  | --> | C21 ex BELGARD | Belgard [T41,T42] | COOKSTOWN |  | 53.2878 | -6.3567
127135Z | MV/LV Substation ST***135Z |  | 10 kV | _ | LV | 100 kVA :Pole Substation | 0.1 | --> | 0.1 | 0 | 0 | Constrained, otherwise capacity available =50 kVA | --> | 0.095 | 0 | 0 | 0 | 0 | Constrained, otherwise capacity available =88 kW | --> | C15 ex LOUGHTAGALLA | Loughtagalla [T41,T42] | THURLES |  | 52.6774 | -7.8079
039999X | MV/LV Substation TO***999X |  | 10 kV | _ | LV | 1000 kVA :Building Structure | 1 | --> | 1 | 0 | 0 | Constrained, otherwise capacity available =856 kVA | --> | 0.95 | 0 | 0.04 | 0 | 0 | Constrained, otherwise capacity available =900 kW | --> | C18 ex HEADFORD ROAD | Headford Road [T41,T42] | GALWAY 110KV |  | 53.2944 | -9.0373
142243 | MV/LV Substation CL***243 |  | 20 kV | _ | LV | 50 kVA :Pole Substation | 0.05 | --> | 0.05 | 0 | 0 | Constrained, otherwise capacity available =49 kVA | --> | 0.048 | 0 | 0 | 0 | 0 | Constrained, otherwise capacity available =47 kW | --> | E23 ex ATHENRY | Athenry [T423] | GALWAY 110KV |  | 53.2875 | -8.522
034427 | MV/LV Substation MA***427 |  | 20 kV | _ | LV | 50 kVA :Pole Substation | 0.05 | --> | 0.05 | 0.045 | 0.57 |  | --> | 0.048 | 0 | 0 | 0 | 0 | Constrained, otherwise capacity available =47 kW | --> | E19 ex LAWLESSTOWN | Lawlesstown [T42,T421] | DOON |  | 52.4688 | -7.7043
0354068 | MV/LV Substation E ***4068 |  | 10 kV | _ | LV | 200 kVA :Pole Substation | 0.2 | --> | 0.2 | 0.146 | 6.17 |  | --> | 0.19 | 0 | 0.05 | 0 | 0 | Constrained, otherwise capacity available =145 kW | --> | C20 ex CAHIR | Cahir [T41,T42] | CAHIR |  | 52.374 | -7.9345
165200Y | MV/LV Substation RO***200Y |  | 10 kV | _ | LV | 50 kVA :Pole Substation | 0.05 | --> | 0.05 | 0.048 | 0.88 |  | --> | 0.048 | 0 | 0 | 0 | 0 | Constrained, otherwise capacity available =47 kW | --> | C21 ex ROSS CARBERY | Ross Carbery [T41,T42] | DUNMANWAY |  | 51.6658 | -8.9826
008743Z | MV/LV Substation PU***743Z |  | 10 kV | _ | LV | 400 kVA :Building Structure | 0.4 | --> | 0.4 | 0 | 0 | Constrained, otherwise capacity available =280 kVA | --> | 0.38 | 0 | 0 | 0 | 0 | Constrained, otherwise capacity available =363 kW | --> | C18 ex KNOCKMULLEN | Knockmullen [T42,T421] | GREAT ISLAND |  | 52.3913 | -6.9498
154561 | MV/LV Substation WI***561 |  | 10 kV | _ | LV | 400 kVA :Kiosk Substation | 0.4 | --> | 0.4 | 0 | 0 | Constrained, otherwise capacity available =244 kVA | --> | 0.38 | 0 | 0.035 | 0 | 0 | Constrained, otherwise capacity available =332 kW | --> | C15 ex COOLMINE | Coolmine [T41,T42] | FINGLAS |  | 53.3905 | -6.4197
075154 | MV/LV Substation KI***154 |  | 20 kV | _ | LV | 50 kVA :Pole Substation | 0.05 | --> | 0.05 | 0.031 | 1.13 |  | --> | 0.048 | 0 | 0.006 | 0 | 0 | Constrained, otherwise capacity available =40 kW | --> | E18 ex BUNCLODY | Bunclody [T421,T422] | CRANE |  | 52.6265 | -6.6534
068674X | MV/LV Substation ST***674X |  | 10 kV | _ | LV | 630 kVA :Kiosk Substation | 0.63 | --> | 0.63 | 0.5 | 1.47 |  | --> | 0.598 | 0 | 0 | 0.5 | 0 |  | --> | C11 ex MARROWBONE LANE | Marrowbone Lane [T42] | INCHICORE 220KV |  | 53.3371 | -6.2947
042573X | MV/LV Substation A.***573X |  | 20 kV | _ | LV | 1000 kVA :Building Structure | 1 | --> | 1 | 0 | 0 | Constrained, otherwise capacity available =1000 kVA | --> | 0.95 | 0 | 0 | 0 | 0 | Constrained, otherwise capacity available =950 kW | --> | E16 ex WINDSOR | Windsor [T421,T422] | CASTLEBAR |  | 53.8506 | -9.2789
251230X | MV/LV Substation LY***230X |  | 10 kV | _ | LV | 50 kVA :Pole Substation | 0.05 | --> | 0.05 | 0 | 0 | Constrained, otherwise capacity available =49 kVA | --> | 0.048 | 0 | 0 | 0 | 0 | Constrained, otherwise capacity available =47 kW | --> | C20 ex ORANMORE | Oranmore [T41,T44] | GALWAY 110KV |  | 53.3179 | -8.9221
024941 | MV/LV Substation AR***941 |  | 10 kV | _ | LV | 100 kVA :Pole Substation | 0.1 | --> | 0.1 | 0.069 | 2.14 |  | --> | 0.095 | 0 | 0 | 0 | 0 | Constrained, otherwise capacity available =91 kW | --> | C18 ex BUTTEVANT | Buttevant [T41,T42] | MALLOW |  | 52.2064 | -8.7442
059746Y | MV/LV Substation SO***746Y |  | 10 kV | _ | LV | 50 kVA :Pole Substation | 0.05 | --> | 0.05 | 0 | 0 | Constrained, otherwise capacity available =37 kVA | --> | 0.048 | 0 | 0 | 0 | 0 | Constrained, otherwise capacity available =46 kW | --> | C11 ex DERRYCRAMPH | Derrycramph [T41,T42] | SHANKILL |  | 53.9627 | -7.2181
117384Y | MV/LV Substation LO***384Y |  | 20 kV | _ | LV | 50 kVA :Pole Substation | 0.05 | --> | 0.05 | 0 | 0 | Constrained, otherwise capacity available =41 kVA | --> | 0.048 | 0 | 0 | 0 | 0 | Constrained, otherwise capacity available =46 kW | --> | E18 ex COLLOONEY | Collooney [T421,T422] | SLIGO |  | 54.0595 | -8.4203
014622Z | MV/LV Substation HE***622Z |  | 10 kV | _ | LV | 200 kVA :Kiosk Substation | 0.2 | --> | 0.2 | 0.15 | 0.63 |  | --> | 0.19 | 0 | 0.01 | 0 | 0 | Constrained, otherwise capacity available =176 kW | --> | C17 ex KILCULLEN | Kilcullen [T41,T42,T424] | STRATFORD |  | 53.1398 | -6.7333
251362X | MV/LV Substation PA***362X |  | 10 kV | _ | LV | 630 kVA :Building Structure | 0.63 | --> | 0.63 | 0 | 0 | Constrained, otherwise capacity available =4 kVA | --> | 0.598 | 0 | 0 | 0 | 0 | Constrained, otherwise capacity available =507 kW | --> | C18 ex PARKMORE | Parkmore [T41,T42] | GALWAY 110KV |  | 53.3009 | -8.9964
026681X | MV/LV Substation KI***681X |  | 10 kV | _ | LV | 50 kVA :Pole Substation | 0.05 | --> | 0.05 | 0.042 | 8.66 |  | --> | 0.048 | 0 | 0 | 0 | 0 | Constrained, otherwise capacity available =46 kW | --> | C17 ex BANDON | Bandon [T101,T42] | BANDON |  | 51.7364 | -8.6481
093178 | MV/LV Substation SA***178 |  | 10 kV | _ | LV | 400 kVA :Kiosk Substation | 0.4 | --> | 0.4 | 0 | 0 | Constrained, otherwise capacity available =148 kVA | --> | 0.38 | 0 | 0.046 | 0.31 | 0 |  | --> | C17 ex SANTRY | Santry [T41,T42] | FINGLAS |  | 53.4007 | -6.2415
034333 | MV/LV Substation KI***333 |  | 10 kV | _ | LV | 200 kVA :Pole Substation | 0.2 | --> | 0.2 | 0.2 | 0.95 |  | --> | 0.19 | 0 | 0 | 0 | 0 | Constrained, otherwise capacity available =190 kW | --> | C18 ex SPA ROAD | Spa Road [T41,T42] | DOON |  | 52.3744 | -7.5873
082067Z | MV/LV Substation DU***067Z |  | 20 kV | _ | LV | 100 kVA :Pole Substation | 0.1 | --> | 0.1 | 0 | 0 | Constrained, otherwise capacity available =63 kVA | --> | 0.095 | 0 | 0.014 | 0 | 0 | Constrained, otherwise capacity available =79 kW | --> | E17 ex DULEEK | Duleek [T421,T422] | DRYBRIDGE |  | 53.6304 | -6.5258
007672Y | MV/LV Substation TA***672Y |  | 20 kV | _ | LV | 100 kVA :Pole Substation | 0.1 | --> | 0.1 | 0.077 | 1.4 |  | --> | 0.095 | 0 | 0 | 0 | 0 | Constrained, otherwise capacity available =92 kW | --> | E12 ex KILLINICK | Killinick [T421,T422] | WEXFORD |  | 52.2433 | -6.3908
127635X | MV/LV Substation LA***635X |  | 10 kV | _ | LV | 630 kVA :Kiosk Substation | 0.63 | --> | 0.63 | 0.5 | 5.89 |  | --> | 0.598 | 0 | 0.015 | 0 | 0 | Constrained, otherwise capacity available =576 kW | --> | C17 ex CASHEL | Cashel [T41,T42] | CAHIR |  | 52.5132 | -7.8885
127802Y | MV/LV Substation LO***802Y |  | 10 kV | _ | LV | 630 kVA :Building Structure | 0.63 | --> | 0.63 | 0.381 | 5.89 |  | --> | 0.598 | 0 | 0.005 | 0 | 0 | Constrained, otherwise capacity available =560 kW | --> | C20 ex CASHEL | Cashel [T41,T42] | CAHIR |  | 52.5157 | -7.8906
071792 | MV/LV Substation IA***792 |  | 10 kV | _ | LV | 200 kVA :Kiosk Substation | 0.2 | --> | 0.2 | 0.185 | 5.58 |  | --> | 0.19 | 0 | 0 | 0.188 | 0 |  | --> | C13 ex KILCOOLE | Kilcoole [T41,T42] | FASSAROE |  | 53.102 | -6.0696
058576Y | MV/LV Substation EC***576Y |  | 10 kV | _ | LV | 400 kVA :Kiosk Substation | 0.4 | --> | 0.4 | 0.181 | 0.18 | Constrained, otherwise capacity available =313 kVA | --> | 0.38 | 0 | 0.085 | 0 | 0 | Constrained, otherwise capacity available =305 kW | --> | C15 ex TOOMEVARA | Toomevara [T42] | NENAGH |  | 52.9464 | -8.0368
0664450 | MV/LV Substation ST***4450 |  | 10 kV | _ | LV | 630 kVA :Kiosk Substation | 0.63 | --> | 0.63 | 0 | 0 | Constrained, otherwise capacity available =594 kVA | --> | 0.598 | 0 | 0 | 0 | 0 | Constrained, otherwise capacity available =594 kW | --> | C15 ex MALAHIDE | Malahide [T41,T42] | GLASMORE |  | 53.4132 | -6.1496
008028 | MV/LV Substation NU***028 |  | 10 kV | _ | LV | 200 kVA :Pole Substation | 0.2 | --> | 0.2 | 0 | 0 | Constrained, otherwise capacity available =134 kVA | --> | 0.19 | 0 | 0 | 0 | 0 | Constrained, otherwise capacity available =181 kW | --> | C14 ex KNOCKMULLEN | Knockmullen [T42,T421] | GREAT ISLAND |  | 52.3948 | -6.938
253712Y | MV/LV Substation WI***712Y |  | 20 kV | _ | LV | 50 kVA :Pole Substation | 0.05 | --> | 0.05 | 0 | 0 | Constrained, otherwise capacity available =42 kVA | --> | 0.048 | 0 | 0 | 0 | 0 | Constrained, otherwise capacity available =46 kW | --> | E15 ex GLENAMADDY | Glenamaddy [T422] | ATHLONE |  | 53.6763 | -8.5911
248834X | MV/LV Substation SU***834X |  | 20 kV | _ | LV | 50 kVA :Pole Substation | 0.05 | --> | 0.05 | 0 | 0 | Constrained, otherwise capacity available =44 kVA | --> | 0.048 | 0 | 0 | 0 | 0 | Constrained, otherwise capacity available =47 kW | --> | E14 ex KILCOCK | Kilcock [T421,T422] | GRIFFINRATH |  | 53.4774 | -6.718
068483X | MV/LV Substation RE***483X |  | 10 kV | _ | LV | 630 kVA :Kiosk Substation | 0.63 | --> | 0.63 | 0 | 0 | Constrained, otherwise capacity available =516 kVA | --> | 0.598 | 0 | 0 | 0.5 | 0 |  | --> | C14 ex CLONTARF | Clontarf [T42] | FINGLAS |  | 53.3629 | -6.1831
093545Z | MV/LV Substation SA***545Z |  | 10 kV | _ | LV | 630 kVA :Building Structure | 0.63 | --> | 0.63 | 0 | 0 | Constrained, otherwise capacity available =229 kVA | --> | 0.598 | 0 | 0 | 0.5 | 0 |  | --> | C33 ex KILMORE | Kilmore [T101,T102,T103] | FINGLAS |  | 53.4033 | -6.2573
023198 | MV/LV Substation BR***198 |  | 10 kV | _ | LV | 100 kVA :Pole Substation | 0.1 | --> | 0.1 | 0 | 0 | Constrained, otherwise capacity available =62 kVA | --> | 0.095 | 0 | 0 | 0 | 0 | Constrained, otherwise capacity available =90 kW | --> | E14 ex CASTLELYONS | Castlelyons [T421,T422] | BARRYMORE |  | 52.0741 | -8.2248
069853 | MV/LV Substation LA***853 |  | 10 kV | _ | LV | 1000 kVA :Building Structure | 1 | --> | 1 | 0.5 | 3 |  | --> | 0.95 | 0 | 0.01 | 0.5 | 0 |  | --> | C31 ex INCHICORE CENTRAL | Inchicore Central [T43,T45] | INCHICORE 220KV |  | 53.3257 | -6.3313
067507X | MV/LV Substation BA***507X |  | 20 kV | _ | LV | 50 kVA :Building Structure | 0.05 | --> | 0.05 | 0.047 | 6.81 |  | --> | 0.048 | 0 | 0 | 0.047 | 0 |  | --> | C03 ex AHANE | Ahane [T102] | AHANE |  | 52.6595 | -8.5264
0774027 | MV/LV Substation BA***4027 |  | 20 kV | _ | LV | 200 kVA :Building Structure | 0.2 | --> | 0.2 | 0 | 0 | Constrained, otherwise capacity available =191 kVA | --> | 0.19 | 0 | 0 | 0.189 | 0 |  | --> | C11 ex RAHEEN | Raheen [T41,T42] | LIMERICK |  | 52.6083 | -8.702
058651Y | MV/LV Substation RI***651Y |  | 20 kV | _ | LV | 400 kVA :Building Structure | 0.4 | --> | 0.4 | 0 | 0 | Constrained, otherwise capacity available =315 kVA | --> | 0.38 | 0 | 0.064 | 0 | 0 | Constrained, otherwise capacity available =321 kW | --> | C17 ex KYLEERAGH | Kyleeragh [T41,T42] | NENAGH |  | 52.9989 | -8.1277
001781 | MV/LV Substation VI***781 |  | 10 kV | _ | LV | 200 kVA :Kiosk Substation | 0.2 | --> | 0.2 | 0.156 | 4.01 |  | --> | 0.19 | 0 | 0 | 0.184 | 0 |  | --> | C15 ex BALLINCLEA | Ballinclea [T41] | CHERRYWOOD |  | 53.272 | -6.0969
081078Z | MV/LV Substation GR***078Z |  | 10 kV | _ | LV | 400 kVA :Kiosk Substation | 0.4 | --> | 0.4 | 0 | 0 | Constrained, otherwise capacity available =232 kVA | --> | 0.38 | 0 | 0.028 | 0.336 | 0 |  | --> | C20 ex BALGADDY | Balgaddy [T41,T42] | GRANGE CASTLE |  | 53.341 | -6.4359
139039 | MV/LV Substation RI***039 |  | 10 kV | _ | LV | 100 kVA :Pole Substation | 0.1 | --> | 0.1 | 0 | 0 | Constrained, otherwise capacity available =76 kVA | --> | 0.095 | 0 | 0 | 0 | 0 | Constrained, otherwise capacity available =92 kW | --> | C17 ex VIRGINIA | Virginia [T41,T42] | MEATH HILL |  | 53.8322 | -7.0808
021961X | MV/LV Substation CO***961X |  | 20 kV | _ | LV | 50 kVA :Pole Substation | 0.05 | --> | 0.05 | 0 | 0 | Constrained, otherwise capacity available =29 kVA | --> | 0.048 | 0 | 0 | 0 | 0 | Constrained, otherwise capacity available =45 kW | --> | E21 ex CURRALEIGH | Curraleigh [T421,T422] | KILBARRY |  | 51.9237 | -8.6167
059104X | MV/LV Substation GL***104X |  | 10 kV | _ | LV | 200 kVA :Pole Substation | 0.2 | --> | 0.2 | 0 | 0 | Constrained, otherwise capacity available =198 kVA | --> | 0.19 | 0 | 0 | 0 | 0 | Constrained, otherwise capacity available =190 kW | --> | C15 ex DERRYCRAMPH | Derrycramph [T41,T42] | SHANKILL |  | 53.9895 | -7.3687
001832 | MV/LV Substation NA***832 |  | 10 kV | _ | LV | 630 kVA :Kiosk Substation | 0.63 | --> | 0.63 | 0 | 0 | Constrained, otherwise capacity available =606 kVA | --> | 0.598 | 0 | 0.008 | 0.5 | 0 |  | --> | C14 ex LOUGHLINSTOWN | Loughlinstown [T41,T42] | CARRICKMINES |  | 53.2558 | -6.129
108666 | MV/LV Substation PA***666 |  | 20 kV | _ | LV | 100 kVA :Pole Substation | 0.1 | --> | 0.1 | 0.083 | 1.57 |  | --> | 0.095 | 0 | 0 | 0 | 0 | Constrained, otherwise capacity available =93 kW | --> | C17 ex BALLYSHANNON | Ballyshannon [T41,T42] | CATHALEENS FALL |  | 54.5215 | -8.166
062450 | MV/LV Substation CA***450 |  | 20 kV | _ | LV | 50 kVA :Pole Substation | 0.05 | --> | 0.05 | 0.036 | 2.33 |  | --> | 0.048 | 0 | 0.005 | 0 | 0 | Constrained, otherwise capacity available =42 kW | --> | C18 ex DUNDALK | Dundalk [T41,T42] | DUNDALK |  | 54.0322 | -6.4034
0624209 | MV/LV Substation MA***4209 |  | 20 kV | _ | LV | 50 kVA :Pole Substation | 0.05 | --> | 0.05 | 0.042 | 2.33 |  | --> | 0.048 | 0 | 0 | 0 | 0 | Constrained, otherwise capacity available =46 kW | --> | C26 ex DUNDALK | Dundalk [T41,T42] | DUNDALK |  | 54.0171 | -6.517
276744 | MV/LV Substation KT***744 |  | 10 kV | _ | LV | 400 kVA :Building Structure | 0.4 | --> | 0.4 | 0 | 0 | Constrained, otherwise capacity available =369 kVA | --> | 0.38 | 0 | 0.01 | 0 | 0 | Constrained, otherwise capacity available =368 kW | --> | C11 ex COOLCORCORAN | Coolcorcoran [T41,T42] | KNOCKEARAGH |  | 52.064 | -9.4899
136693Y | MV/LV Substation RU***693Y |  | 20 kV | _ | LV | 200 kVA :Pole Substation | 0.2 | --> | 0.2 | 0 | 0 | Constrained, otherwise capacity available =112 kVA | --> | 0.19 | 0 | 0 | 0 | 0 | Constrained, otherwise capacity available =178 kW | --> | C17 ex ROSCOMMON | Roscommon [T41,T42] | LANESBORO |  | 53.5942 | -8.36
093037Y | MV/LV Substation SU***037Y |  | 10 kV | _ | LV | 400 kVA :Building Structure | 0.4 | --> | 0.4 | 0 | 0 | Constrained, otherwise capacity available =351 kVA | --> | 0.38 | 0 | 0 | 0.373 | 0 |  | --> | C20 ex SUTTON | Sutton [T41,T42] | GRANGE (DR) |  | 53.3721 | -6.094
060457Y | MV/LV Substation CR***457Y |  | 10 kV | _ | LV | 50 kVA :Pole Substation | 0.05 | --> | 0.05 | 0.05 | 2.18 |  | --> | 0.048 | 0 | 0 | 0 | 0 | Constrained, otherwise capacity available =48 kW | --> | C19 ex BAILIEBORO | Bailieboro [T41,T42] | MEATH HILL |  | 53.941 | -6.9974
368573 | MV/LV Substation BA***573 |  | 20 kV | _ | LV | 200 kVA :Pole Substation | 0.2 | --> | 0.2 | 0 | 0 | Constrained, otherwise capacity available =141 kVA | --> | 0.19 | 0 | 0.008 | 0 | 0 | Constrained, otherwise capacity available =176 kW | --> | C15 ex BALLYHAUNIS | Ballyhaunis [T41,T42] | DALTON |  | 53.743 | -8.6358
093276Z | MV/LV Substation AF***276Z |  | 10 kV | _ | LV | 200 kVA :Kiosk Substation | 0.2 | --> | 0.2 | 0 | 0 | Constrained, otherwise capacity available =89 kVA | --> | 0.19 | 0 | 0 | 0.174 | 0 |  | --> | C16 ex SANTRY | Santry [T41,T42] | FINGLAS |  | 53.3976 | -6.2273
041818X | MV/LV Substation ST***818X |  | 20 kV | _ | LV | 50 kVA :Pole Substation | 0.05 | --> | 0.05 | 0 | 0 | Constrained, otherwise capacity available =10 kVA | --> | 0.048 | 0 | 0.01 | 0 | 0 | Constrained, otherwise capacity available =34 kW | --> | E14 ex DALTON | Dalton [T421,T422] | DALTON |  | 53.7345 | -8.9797
0674368 | MV/LV Substation MI***4368 |  | 10 kV | _ | LV | 630 kVA :Kiosk Substation | 0.63 | --> | 0.63 | 0 | 0 | Constrained, otherwise capacity available =600 kVA | --> | 0.598 | 0 | 0 | 0 | 0 | Constrained, otherwise capacity available =594 kW | --> | C19 ex CASTLETROY | Castletroy [T41,T42] | ARDNACRUSHA |  | 52.6677 | -8.5512
034932 | MV/LV Substation BA***932 |  | 20 kV | _ | LV | 50 kVA :Pole Substation | 0.05 | --> | 0.05 | 0.043 | 0.57 |  | --> | 0.048 | 0 | 0 | 0 | 0 | Constrained, otherwise capacity available =46 kW | --> | E19 ex LAWLESSTOWN | Lawlesstown [T42,T421] | DOON |  | 52.4353 | -7.7311
009328 | MV/LV Substation SC***328 |  | 10 kV | _ | LV | 50 kVA :Pole Substation | 0.05 | --> | 0.05 | 0 | 0 | Constrained, otherwise capacity available =48 kVA | --> | 0.048 | 0 | 0.01 | 0 | 0 | Constrained, otherwise capacity available =40 kW | --> | C15 ex GRANAGH | Granagh [T41,T42] | WATERFORD |  | 52.3577 | -7.1698
235499 | MV/LV Substation CR***499 |  | 20 kV | _ | LV | 200 kVA :Pole Substation | 0.2 | --> | 0.2 | 0 | 0 | Constrained, otherwise capacity available =163 kVA | --> | 0.19 | 0 | 0.011 | 0 | 0 | Constrained, otherwise capacity available =177 kW | --> | E11 ex BEALNABLATH | Bealnablath [T421] | BANDON |  | 51.8421 | -8.8315
250719 | MV/LV Substation OU***719 |  | 10 kV | _ | LV | 50 kVA :Pole Substation | 0.05 | --> | 0.05 | 0.05 | 1.26 |  | --> | 0.048 | 0 | 0 | 0 | 0 | Constrained, otherwise capacity available =48 kW | --> | E16 ex BALLYCROSSAUN | Ballycrossaun [T421,T422] | SOMERSET |  | 53.0996 | -8.2465
0094153 | MV/LV Substation SU***4153 |  | 20 kV | _ | LV | 200 kVA :Pole Substation | 0.2 | --> | 0.2 | 0.2 | 3.76 |  | --> | 0.19 | 0 | 0 | 0 | 0 | Constrained, otherwise capacity available =190 kW | --> | E15 ex BELVIEW | Belview [T421,T422] | WATERFORD |  | 52.2615 | -7.0389
0194148 | MV/LV Substation BE***4148 |  | 10 kV | _ | LV | 400 kVA :Kiosk Substation | 0.4 | --> | 0.4 | 0.047 | 0.05 | Constrained, otherwise capacity available =260 kVA | --> | 0.38 | 0 | 0.16 | 0 | 0 | Constrained, otherwise capacity available =258 kW | --> | C12 ex BALLYBEGGAN | Ballybeggan [T43,T44] | TRALEE |  | 52.2657 | -9.6722
021465X | MV/LV Substation CO***465X |  | 10 kV | _ | LV | 400 kVA :Building Structure | 0.4 | --> | 0.4 | 0 | 0 | Constrained, otherwise capacity available =217 kVA | --> | 0.38 | 0 | 0 | 0.354 | 0 |  | --> | C15 ex MAYFIELD | Mayfield [T41,T42] | KILBARRY |  | 51.9219 | -8.393
734008 | MV/LV Substation AE***008 |  | 20 kV | _ | LV | 630 kVA :Building Structure | 0.63 | --> | 0.63 | 0 | 0 | Constrained, otherwise capacity available =516 kVA | --> | 0.598 | 0 | 0 | 0 | 0 | Constrained, otherwise capacity available =583 kW | --> | E60 ex GRANGE CASTLE |  |  |  | 53.2911 | -6.4652
281129 | MV/LV Substation FR***129 |  | 10 kV | _ | LV | 630 kVA :Building Structure | 0.63 | --> | 0.63 | 0.452 | 7.88 |  | --> | 0.598 | 0 | 0 | 0.5 | 0 |  | --> | C24 ex LIBERTY STREET | Liberty Street [T101,T102] | LIBERTY STREET |  | 51.8964 | -8.4704
116245Y | MV/LV Substation LA***245Y |  | 20 kV | _ | LV | 50 kVA :Pole Substation | 0.05 | --> | 0.05 | 0.05 | 8.1 |  | --> | 0.048 | 0 | 0 | 0 | 0 | Constrained, otherwise capacity available =48 kW | --> | E16 ex WESTPORT | Westport [T421,T422] | CASTLEBAR |  | 53.7015 | -9.7134
162416X | MV/LV Substation CO***416X |  | 10 kV | _ | LV | 50 kVA :Pole Substation | 0.05 | --> | 0.05 | 0.04 | 0.25 |  | --> | 0.048 | 0 | 0.009 | 0 | 0 | Constrained, otherwise capacity available =40 kW | --> | C16 ex ROSSGEIR | Rossgeir [T41,T42] | LETTERKENNY |  | 54.9533 | -7.4428
001355 | MV/LV Substation SL***355 |  | 10 kV | _ | LV | 200 kVA :Kiosk Substation | 0.2 | --> | 0.2 | 0.099 | 4.37 |  | --> | 0.19 | 0 | 0.012 | 0.167 | 0 |  | --> | C11 ex DUN LAOGHAIRE | Dun Laoghaire [T41,T42] | BLACKROCK |  | 53.2931 | -6.1462
281851 | MV/LV Substation BU***851 |  | 10 kV | _ | LV | 630 kVA :Building Structure | 0.63 | --> | 0.63 | 0 | 0 | Constrained, otherwise capacity available =585 kVA | --> | 0.598 | 0 | 0 | 0 | 0 | Constrained, otherwise capacity available =592 kW | --> | C18 ex DENNEHYS CROSS | Dennehys Cross [T41,T42] | TRABEG |  | 51.8899 | -8.5241
293251X | MV/LV Substation YE***251X |  | 20 kV | _ | LV | 100 kVA :Pole Substation | 0.1 | --> | 0.1 | 0 | 0 | Constrained, otherwise capacity available =96 kVA | --> | 0.095 | 0 | 0 | 0 | 0 | Constrained, otherwise capacity available =94 kW | --> | E19 ex SHILLELAGH | Shillelagh [T421,T422] | CARLOW |  | 52.7292 | -6.5584
237853 | MV/LV Substation CL***853 |  | 20 kV | _ | LV | 630 kVA :Kiosk Substation | 0.63 | --> | 0.63 | 0 | 0 | Constrained, otherwise capacity available =517 kVA | --> | 0.598 | 0 | 0.153 | 0 | 0 | Constrained, otherwise capacity available =470 kW | --> | C12 ex DUNLEER | Dunleer [T41,T42] | DRYBRIDGE |  | 53.7914 | -6.2408
165592 | MV/LV Substation CL***592 |  | 10 kV | _ | LV | 100 kVA :Pole Substation | 0.1 | --> | 0.1 | 0 | 0 | Constrained, otherwise capacity available =73 kVA | --> | 0.095 | 0 | 0.011 | 0 | 0 | Constrained, otherwise capacity available =83 kW | --> | C14 ex CLONAKILTY | Clonakilty [T41,T42] | DUNMANWAY |  | 51.6173 | -8.9079
248184 | MV/LV Substation BA***184 |  | 20 kV | _ | LV | 50 kVA :Pole Substation | 0.05 | --> | 0.05 | 0 | 0 | Constrained, otherwise capacity available =44 kVA | --> | 0.048 | 0 | 0 | 0 | 0 | Constrained, otherwise capacity available =47 kW | --> | E14 ex KILCOCK | Kilcock [T421,T422] | GRIFFINRATH |  | 53.5076 | -6.718
026250 | MV/LV Substation UP***250 |  | 10 kV | _ | LV | 100 kVA :Pole Substation | 0.1 | --> | 0.1 | 0.079 | 8.66 |  | --> | 0.095 | 0 | 0.008 | 0 | 0 | Constrained, otherwise capacity available =86 kW | --> | C18 ex BANDON | Bandon [T101,T42] | BANDON |  | 51.7882 | -8.6712
022823X | MV/LV Substation CE***823X |  | 10 kV | _ | LV | 50 kVA :Pole Substation | 0.05 | --> | 0.05 | 0 | 0 | Constrained, otherwise capacity available =24 kVA | --> | 0.048 | 0 | 0.015 | 0 | 0 | Constrained, otherwise capacity available =33 kW | --> | C18 ex SCARTEEN | Scarteen [T41,T42] | MALLOW |  | 52.1684 | -8.7765
156121 | MV/LV Substation BR***121 |  | 20 kV | _ | LV | 50 kVA :Pole Substation | 0.05 | --> | 0.05 | 0 | 0 | Constrained, otherwise capacity available =49 kVA | --> | 0.048 | 0 | 0 | 0 | 0 | Constrained, otherwise capacity available =47 kW | --> | E12 ex EMYVALE | Emyvale [T422] | LISDRUM |  | 54.3594 | -7.0797
2204137 | MV/LV Substation DU***4137 |  | 20 kV | _ | LV | 1000 kVA :Building Structure | 1 | --> | 1 | 0.5 | 2.33 |  | --> | 0.95 | 0 | 0 | 0 | 0 | Constrained, otherwise capacity available =900 kW | --> | E14 ex MOY | Moy [T421,T422] | MOY |  | 54.171 | -9.203
050992 | MV/LV Substation BE***992 |  | 20 kV | _ | LV | 100 kVA :Pole Substation | 0.1 | --> | 0.1 | 0 | 0 | Constrained, otherwise capacity available =87 kVA | --> | 0.095 | 0 | 0 | 0 | 0 | Constrained, otherwise capacity available =93 kW | --> | C22 ex ATHLONE | Athlone [T41,T42] | ATHLONE |  | 53.4258 | -8.0217
281449Y | MV/LV Substation AV***449Y |  | 10 kV | _ | LV | 400 kVA :Kiosk Substation | 0.4 | --> | 0.4 | 0.278 | 4.3 |  | --> | 0.38 | 0 | 0.092 | 0.295 | 0 |  | --> | C11 ex RINGASKIDDY 110KV | Ringaskiddy 110kv [T42] | BARNAHELY |  | 51.8672 | -8.3493
293215Y | MV/LV Substation SL***215Y |  | 20 kV | _ | LV | 100 kVA :Pole Substation | 0.1 | --> | 0.1 | 0.082 | 2.83 |  | --> | 0.095 | 0 | 0.018 | 0 | 0 | Constrained, otherwise capacity available =79 kW | --> | E13 ex BAGENALSTOWN | Bagenalstown [T421,T422] | CARLOW |  | 52.6881 | -6.7797
069036 | MV/LV Substation ST***036 |  | 10 kV | _ | LV | 630 kVA :Kiosk Substation | 0.63 | --> | 0.63 | 0.237 | 4.91 |  | --> | 0.598 | 0 | 0.099 | 0.469 | 0 |  | --> | C14 ex CRUMLIN | Crumlin [T41,T42] | INCHICORE 220KV |  | 53.3176 | -6.3161
116278Y | MV/LV Substation FE***278Y |  | 10 kV | _ | LV | 400 kVA :Kiosk Substation | 0.4 | --> | 0.4 | 0.364 | 7.32 |  | --> | 0.38 | 0 | 0 | 0.375 | 0 |  | --> | C12 ex CARROWBEG | Carrowbeg [T41,T42] | CARROWBEG |  | 53.8031 | -9.5062
039197 | MV/LV Substation RA***197 |  | 10 kV | _ | LV | 400 kVA :Kiosk Substation | 0.4 | --> | 0.4 | 0.364 | 11.03 |  | --> | 0.38 | 0 | 0 | 0.375 | 0 |  | --> | C24 ex SALTHILL | Salthill [T101,T102] | SALTHILL |  | 53.2721 | -9.0838
093228Z | MV/LV Substation CO***228Z |  | 10 kV | _ | LV | 400 kVA :Kiosk Substation | 0.4 | --> | 0.4 | 0.347 | 12.96 |  | --> | 0.38 | 0 | 0.01 | 0.365 | 0 |  | --> | C19 ex ARTANE | Artane [T101,T102] | FINGLAS |  | 53.3945 | -6.2071
069087 | MV/LV Substation BL***087 |  | 10 kV | _ | LV | 630 kVA :Building Structure | 0.63 | --> | 0.63 | 0.344 | 3 |  | --> | 0.598 | 0 | 0.049 | 0.5 | 0 |  | --> | C31 ex INCHICORE CENTRAL | Inchicore Central [T43,T45] | INCHICORE 220KV |  | 53.3302 | -6.3341
032822 | MV/LV Substation BE***822 |  | 20 kV | _ | LV | 50 kVA :Pole Substation | 0.05 | --> | 0.05 | 0 | 0 | Constrained, otherwise capacity available =49 kVA | --> | 0.048 | 0 | 0 | 0 | 0 | Constrained, otherwise capacity available =47 kW | --> | E13 ex KILCARRAGH | Kilcarragh [T421,T422] | BUTLERSTOWN |  | 52.1939 | -7.0246
033836X | MV/LV Substation KI***836X |  | 20 kV | _ | LV | 50 kVA :Pole Substation | 0.05 | --> | 0.05 | 0 | 0 | Constrained, otherwise capacity available =47 kVA | --> | 0.048 | 0 | 0 | 0 | 0 | Constrained, otherwise capacity available =47 kW | --> | C18 ex DEERPARK | Deerpark [T41,T42] | BALLYDINE |  | 52.4876 | -7.4984
062421 | MV/LV Substation OL***421 |  | 10 kV | _ | LV | 100 kVA :Pole Substation | 0.1 | --> | 0.1 | 0.078 | 3.12 |  | --> | 0.095 | 0 | 0.015 | 0 | 0 | Constrained, otherwise capacity available =81 kW | --> | C21 ex MARSHES | Marshes [T41,T42] | DUNDALK |  | 53.967 | -6.3796
0824445 | MV/LV Substation HU***4445 |  | 20 kV | _ | LV | 200 kVA :Kiosk Substation | 0.2 | --> | 0.2 | 0 | 0 | Constrained, otherwise capacity available =187 kVA | --> | 0.19 | 0 | 0 | 0 | 0 | Constrained, otherwise capacity available =188 kW | --> | E11 ex ACADEMY STREET | Academy Street [T421,T422,T44] | NAVAN |  | 53.538 | -6.597
065414 | MV/LV Substation DA***414 |  | 20 kV | _ | LV | 100 kVA :Pole Substation | 0.1 | --> | 0.1 | 0 | 0 | Constrained, otherwise capacity available =75 kVA | --> | 0.095 | 0 | 0.02 | 0.077 | 0 |  | --> | C26 ex STEPHENSTOWN | Stephenstown [T101,T102] | FINGLAS |  | 53.5974 | -6.2312
002949 | MV/LV Substation BO***949 |  | 10 kV | _ | LV | 100 kVA :Pole Substation | 0.1 | --> | 0.1 | 0.079 | 2.36 |  | --> | 0.095 | 0 | 0.005 | 0.088 | 0 |  | --> | C16 ex BRAY | Bray [T41,T42] | FASSAROE |  | 53.1697 | -6.1438
281067X | MV/LV Substation PF***067X |  | 10 kV | _ | LV | 100 kVA :Pole Substation | 0.1 | --> | 0.1 | 0.1 | 4.3 |  | --> | 0.095 | 0 | 0 | 0.095 | 0 |  | --> | C11 ex RINGASKIDDY 110KV | Ringaskiddy 110kv [T42] | BARNAHELY |  | 51.8334 | -8.3452
055487Y | MV/LV Substation RO***487Y |  | 10 kV | _ | LV | 50 kVA :Pole Substation | 0.05 | --> | 0.05 | 0 | 0 | Constrained, otherwise capacity available =49 kVA | --> | 0.048 | 0 | 0 | 0 | 0 | Constrained, otherwise capacity available =47 kW | --> | C18 ex RATHDOWNEY | Rathdowney [T42] | IKERRIN |  | 52.8661 | -7.6425
0554146 | MV/LV Substation ST***4146 |  | 10 kV | _ | LV | 200 kVA :Pole Substation | 0.2 | --> | 0.2 | 0 | 0 | Constrained, otherwise capacity available =200 kVA | --> | 0.19 | 0 | 0 | 0 | 0 | Constrained, otherwise capacity available =190 kW | --> | C17 ex TEMPLEMORE | Templemore [T41,T42] | IKERRIN |  | 52.7935 | -7.8396
015235Y | MV/LV Substation LU***235Y |  | 20 kV | _ | LV | 50 kVA :Pole Substation | 0.05 | --> | 0.05 | 0 | 0 | Constrained, otherwise capacity available =31 kVA | --> | 0.048 | 0 | 0.005 | 0 | 0 | Constrained, otherwise capacity available =41 kW | --> | E17 ex BLESSINGTON | Blessington [T421,T422] | KILTEEL |  | 53.1092 | -6.4986
002058X | MV/LV Substation OL***058X |  | 10 kV | _ | LV | 50 kVA :Pole Substation | 0.05 | --> | 0.05 | 0.037 | 0.48 |  | --> | 0.048 | 0 | 0 | 0 | 0 | Constrained, otherwise capacity available =46 kW | --> | C20 ex KILMARTIN | Kilmartin [T41] | ARKLOW |  | 53.0579 | -6.2307
081247Y | MV/LV Substation GR***247Y |  | 10 kV | _ | LV | 50 kVA :Pole Substation | 0.05 | --> | 0.05 | 0 | 0 | Constrained, otherwise capacity available =45 kVA | --> | 0.048 | 0 | 0 | 0 | 0 | Constrained, otherwise capacity available =47 kW | --> | C15 ex MONEYCOOLEY | Moneycooley [T41,T42,T44] | GRIFFINRATH |  | 53.3499 | -6.5727
025065 | MV/LV Substation KI***065 |  | 10 kV | _ | LV | 200 kVA :Pole Substation | 0.2 | --> | 0.2 | 0 | 0 | Constrained, otherwise capacity available =185 kVA | --> | 0.19 | 0 | 0 | 0 | 0 | Constrained, otherwise capacity available =188 kW | --> | C12 ex KILMALLOCK | Kilmallock [T41,T42] | CHARLEVILLE |  | 52.4004 | -8.5682
031551 | MV/LV Substation GR***551 |  | 20 kV | _ | LV | 50 kVA :Pole Substation | 0.05 | --> | 0.05 | 0 | 0 | Constrained, otherwise capacity available =39 kVA | --> | 0.048 | 0 | 0.025 | 0 | 0 | Constrained, otherwise capacity available =28 kW | --> | E13 ex FOXHOLE | Foxhole [T421,T422] | DUNGARVAN |  | 52.0012 | -7.7599
015892X | MV/LV Substation SU***892X |  | 10 kV | _ | LV | 630 kVA :Building Structure | 0.63 | --> | 0.63 | 0.452 | 12.6 |  | --> | 0.598 | 0 | 0 | 0.5 | 0 |  | --> | C22 ex MONREAD | Monread [T101,T102] | MONREAD |  | 53.2198 | -6.6637
0524054 | MV/LV Substation WO***4054 |  | 20 kV | _ | LV | 100 kVA :Pole Substation | 0.1 | --> | 0.1 | 0.083 | 2.22 |  | --> | 0.095 | 0 | 0 | 0.093 | 0 |  | --> | E13 ex CLARA | Clara [T421,T422] | THORNSBERRY |  | 53.4424 | -7.4843
001319 | MV/LV Substation MO***319 |  | 10 kV | _ | LV | 400 kVA :Building Structure | 0.4 | --> | 0.4 | 0.277 | 13.42 |  | --> | 0.38 | 0 | 0.083 | 0.301 | 0 |  | --> | C21 ex POTTERY ROAD | Pottery Road [T101,T102] | CARRICKMINES |  | 53.2661 | -6.1546
014047Y | MV/LV Substation KI***047Y |  | 10 kV | _ | LV | 200 kVA :Kiosk Substation | 0.2 | --> | 0.2 | 0 | 0 | Constrained, otherwise capacity available =74 kVA | --> | 0.19 | 0 | 0.033 | 0 | 0 | Constrained, otherwise capacity available =148 kW | --> | C14 ex ATHGARVAN | Athgarvan [T41,T44] | NEWBRIDGE |  | 53.167 | -6.7914
069738 | MV/LV Substation BL***738 |  | 10 kV | _ | LV | 630 kVA :Building Structure | 0.63 | --> | 0.63 | 0.5 | 3 |  | --> | 0.598 | 0 | 0.005 | 0.5 | 0 |  | --> | C34 ex INCHICORE CENTRAL | Inchicore Central [T43,T45] | INCHICORE 220KV |  | 53.3298 | -6.3423
433016 | MV/LV Substation PO***016 |  | 10 kV | _ | LV | 630 kVA :Kiosk Substation | 0.63 | --> | 0.63 | 0 | 0 | Constrained, otherwise capacity available =496 kVA | --> | 0.598 | 0 | 0.013 | 0 | 0 | Constrained, otherwise capacity available =570 kW | --> | C12 ex BALLAGHADERREEN | Ballaghaderreen [T41,T42] | TONROE |  | 53.905 | -8.5752
0934163 | MV/LV Substation BA***4163 |  | 10 kV | _ | LV | 400 kVA :Kiosk Substation | 0.4 | --> | 0.4 | 0 | 0 | Constrained, otherwise capacity available =344 kVA | --> | 0.38 | 0 | 0 | 0.372 | 0 |  | --> | C22 ex GRANGE (DR) | Grange (dr) [T41,T42] | GRANGE (DR) |  | 53.4021 | -6.1704
095539X | MV/LV Substation KI***539X |  | 10 kV | _ | LV | 630 kVA :Kiosk Substation | 0.63 | --> | 0.63 | 0.5 | 1.1 |  | --> | 0.598 | 0 | 0 | 0 | 0 | Constrained, otherwise capacity available =587 kW | --> | C16 ex KILKEE | Kilkee [T41] | TULLABRACK |  | 52.6778 | -9.6417
055041 | MV/LV Substation PR***041 |  | 10 kV | _ | LV | 200 kVA :Pole Substation | 0.2 | --> | 0.2 | 0 | 0 | Constrained, otherwise capacity available =153 kVA | --> | 0.19 | 0 | 0 | 0 | 0 | Constrained, otherwise capacity available =184 kW | --> | C13 ex ROSCREA | Roscrea [T41,T42] | IKERRIN |  | 52.9535 | -7.8077
062652Y | MV/LV Substation NO***652Y |  | 10 kV | _ | LV | 630 kVA :Building Structure | 0.63 | --> | 0.63 | 0.5 | 0.72 |  | --> | 0.598 | 0 | 0 | 0 | 0 | Constrained, otherwise capacity available =593 kW | --> | C12 ex COES ROAD | Coes Road [T41,T42] | DUNDALK |  | 54.0031 | -6.3804
119143Y | MV/LV Substation GA***143Y |  | 10 kV | _ | LV | 200 kVA :Kiosk Substation | 0.2 | --> | 0.2 | 0 | 0 | Constrained, otherwise capacity available =166 kVA | --> | 0.19 | 0 | 0.012 | 0 | 0 | Constrained, otherwise capacity available =176 kW | --> | C11 ex KANTURK | Kanturk [T41,T42] | GLENLARA |  | 52.2127 | -8.8304
069416 | MV/LV Substation LA***416 |  | 10 kV | _ | LV | 400 kVA :Kiosk Substation | 0.4 | --> | 0.4 | 0.174 | 3 |  | --> | 0.38 | 0 | 0.013 | 0.338 | 0 |  | --> | C31 ex INCHICORE CENTRAL | Inchicore Central [T43,T45] | INCHICORE 220KV |  | 53.3331 | -6.3326
049059 | MV/LV Substation RT***059 |  | 20 kV | _ | LV | 630 kVA :Building Structure | 0.63 | --> | 0.63 | 0.213 | 0.21 | Constrained, otherwise capacity available =535 kVA | --> | 0.598 | 0 | 0 | 0 | 0 | Constrained, otherwise capacity available =585 kW | --> | E13 ex LONGFORD | Longford [T421,T422] | RICHMOND |  | 53.8071 | -7.7151
099523X | MV/LV Substation LK***523X |  | 10 kV | _ | LV | 630 kVA :Building Structure | 0.63 | --> | 0.63 | 0 | 0 | Constrained, otherwise capacity available =365 kVA | --> | 0.598 | 0 | 0 | 0 | 0 | Constrained, otherwise capacity available =561 kW | --> | C18 ex CULLION | Cullion [T41,T42] | LETTERKENNY |  | 54.9472 | -7.7291
021615Z | MV/LV Substation FO***615Z |  | 10 kV | _ | LV | 1000 kVA :Building Structure | 1 | --> | 1 | 0 | 0 | Constrained, otherwise capacity available =953 kVA | --> | 0.95 | 0 | 0 | 0 | 0 | Constrained, otherwise capacity available =944 kW | --> | C18 ex KILLACLOYNE | Killacloyne [T41,T42] | MIDLETON |  | 51.9103 | -8.2941
029924X | MV/LV Substation SH***924X |  | 20 kV | _ | LV | 200 kVA :Pole Substation | 0.2 | --> | 0.2 | 0 | 0 | Constrained, otherwise capacity available =181 kVA | --> | 0.19 | 0 | 0.007 | 0 | 0 | Constrained, otherwise capacity available =182 kW | --> | C13 ex CLOYNE | Cloyne [T41] | MIDLETON |  | 51.8524 | -8.0259
015034Z | MV/LV Substation MA***034Z |  | 10 kV | _ | LV | 200 kVA :Kiosk Substation | 0.2 | --> | 0.2 | 0.129 | 12.6 |  | --> | 0.19 | 0 | 0.072 | 0.127 | 0 |  | --> | C12 ex MONREAD | Monread [T101,T102] | MONREAD |  | 53.2295 | -6.6466
038015Y | MV/LV Substation SL***015Y |  | 10 kV | _ | LV | 400 kVA :Kiosk Substation | 0.4 | --> | 0.4 | 0 | 0 | Constrained, otherwise capacity available =312 kVA | --> | 0.38 | 0 | 0.011 | 0 | 0 | Constrained, otherwise capacity available =360 kW | --> | C16 ex GORT | Gort [T41,T42] | ENNIS |  | 53.0552 | -8.8181
006443Y | MV/LV Substation MO***443Y |  | 10 kV | _ | LV | 400 kVA :Kiosk Substation | 0.4 | --> | 0.4 | 0.387 | 4.38 |  | --> | 0.38 | 0 | 0 | 0.378 | 0 |  | --> | E11 ex CRANE | Crane [T122] | CRANE |  | 52.5287 | -6.5552
132018 | MV/LV Substation LO***018 |  | 10 kV | _ | LV | 630 kVA :Kiosk Substation | 0.63 | --> | 0.63 | 0 | 0 | Constrained, otherwise capacity available =324 kVA | --> | 0.598 | 0 | 0.039 | 0 | 0 | Constrained, otherwise capacity available =526 kW | --> | C16 ex LOUGHREA | Loughrea [T41,T42] | SOMERSET |  | 53.199 | -8.569
053217 | MV/LV Substation WY***217 |  | 10 kV | _ | LV | 200 kVA :Pole Substation | 0.2 | --> | 0.2 | 0 | 0 | Constrained, otherwise capacity available =165 kVA | --> | 0.19 | 0 | 0 | 0.185 | 0 |  | --> | C21 ex CLONMINCH | Clonminch [T41,T422] | THORNSBERRY |  | 53.2205 | -7.4746
064301Y | MV/LV Substation KI***301Y |  | 20 kV | _ | LV | 100 kVA :Pole Substation | 0.1 | --> | 0.1 | 0 | 0 | Constrained, otherwise capacity available =100 kVA | --> | 0.095 | 0 | 0 | 0 | 0 | Constrained, otherwise capacity available =95 kW | --> | E17 ex JULIANSTOWN | Julianstown [T421,T422] | DRYBRIDGE |  | 53.6923 | -6.3155
067910X | MV/LV Substation GA***910X |  | 20 kV | _ | LV | 50 kVA :Pole Substation | 0.05 | --> | 0.05 | 0.028 | 6.81 |  | --> | 0.048 | 0 | 0.025 | 0.026 | 0 |  | --> | C06 ex AHANE | Ahane [T102] | AHANE |  | 52.6643 | -8.5109
130232X | MV/LV Substation C ***232X |  | 20 kV | _ | LV | 400 kVA :Building Structure | 0.4 | --> | 0.4 | 0.239 | 2.55 |  | --> | 0.38 | 0 | 0 | 0 | 0 | Constrained, otherwise capacity available =357 kW | --> | E16 ex EDGEWORTHSTOWN | Edgeworthstown [T421,T422] | RICHMOND |  | 53.7004 | -7.6202
2814288 | MV/LV Substation CL***4288 |  | 10 kV | _ | LV | 400 kVA :Kiosk Substation | 0.4 | --> | 0.4 | 0 | 0 | Constrained, otherwise capacity available =363 kVA | --> | 0.38 | 0 | 0 | 0 | 0 | Constrained, otherwise capacity available =375 kW | --> | C17 ex DOUGLAS | Douglas [T41,T42] | TRABEG |  | 51.8682 | -8.4356
039614 | MV/LV Substation CI***614 |  | 10 kV | _ | LV | 630 kVA :Kiosk Substation | 0.63 | --> | 0.63 | 0 | 0 | Constrained, otherwise capacity available =508 kVA | --> | 0.598 | 0 | 0 | 0 | 0 | Constrained, otherwise capacity available =582 kW | --> | C20 ex MONEENAGEISHA | Moneenageisha [T41,T42] | GALWAY 110KV |  | 53.2799 | -9.0464
009604 | MV/LV Substation GL***604 |  | 20 kV | _ | LV | 100 kVA :Pole Substation | 0.1 | --> | 0.1 | 0.078 | 8.16 |  | --> | 0.095 | 0 | 0.011 | 0 | 0 | Constrained, otherwise capacity available =84 kW | --> | C17 ex MOUNT MISERY | Mount Misery [T41,T42] | WATERFORD |  | 52.3523 | -7.0315
266128X | MV/LV Substation SI***128X |  | 20 kV | _ | LV | 100 kVA :Pole Substation | 0.1 | --> | 0.1 | 0 | 0 | Constrained, otherwise capacity available =26 kVA | --> | 0.095 | 0 | 0 | 0 | 0 | Constrained, otherwise capacity available =84 kW | --> | E18 ex CARNDONAGH | Carndonagh [T421,T422] | TRILLICK |  | 55.2508 | -7.2484
281135X | MV/LV Substation TH***135X |  | 10 kV | _ | LV | 400 kVA :Kiosk Substation | 0.4 | --> | 0.4 | 0 | 0 | Constrained, otherwise capacity available =348 kVA | --> | 0.38 | 0 | 0.028 | 0 | 0 | Constrained, otherwise capacity available =352 kW | --> | C17 ex CARRIGALINE | Carrigaline [T41,T42] | BARNAHELY |  | 51.8148 | -8.375
054918Y | MV/LV Substation RO***918Y |  | 10 kV | _ | LV | 400 kVA :Kiosk Substation | 0.4 | --> | 0.4 | 0 | 0 | Constrained, otherwise capacity available =369 kVA | --> | 0.38 | 0 | 0.005 | 0 | 0 | Constrained, otherwise capacity available =372 kW | --> | C12 ex PALLAS | Pallas [T41,T42] | PORTLAOISE |  | 53.0327 | -7.3131
069369 | MV/LV Substation HO***369 |  | 10 kV | _ | LV | 400 kVA :Kiosk Substation | 0.4 | --> | 0.4 | 0 | 0 | Constrained, otherwise capacity available =294 kVA | --> | 0.38 | 0 | 0.024 | 0.348 | 0 |  | --> | C11 ex BALLYBODEN | Ballyboden [T41,T42] | COOKSTOWN |  | 53.2898 | -6.2647
0214212 | MV/LV Substation PE***4212 |  | 10 kV | _ | LV | 1000 kVA :Building Structure | 1 | --> | 1 | 0.431 | 4.67 |  | --> | 0.95 | 0 | 0 | 0.5 | 0 |  | --> | C32 ex CENTRE PARK ROAD | Marina [T105,T106] | MARINA |  | 51.9011 | -8.4619
068664X | MV/LV Substation AL***664X |  | 10 kV | _ | LV | 630 kVA :Building Structure | 0.63 | --> | 0.63 | 0 | 0 | Constrained, otherwise capacity available =519 kVA | --> | 0.598 | 0 | 0.005 | 0.5 | 0 |  | --> | C20 ex GLOUCESTER PLACE | Gloucester Place [T41,T42] | MCDERMOTT |  | 53.3552 | -6.247
118606Y | MV/LV Substation RO***606Y |  | 20 kV | _ | LV | 100 kVA :Pole Substation | 0.1 | --> | 0.1 | 0 | 0 | Constrained, otherwise capacity available =85 kVA | --> | 0.095 | 0 | 0.006 | 0 | 0 | Constrained, otherwise capacity available =88 kW | --> | E18 ex CREAGH | Creagh [T421,T422] | ATHLONE |  | 53.4736 | -8.5114
068993 | MV/LV Substation US***993 |  | 10 kV | _ | LV | 630 kVA :Building Structure | 0.63 | --> | 0.63 | 0.5 | 20.78 |  | --> | 0.598 | 0 | 0 | 0.5 | 0 |  | --> | C26 ex HEUSTON SQUARE | Heuston Square [T101,T102] | INCHICORE 220KV |  | 53.3459 | -6.2811
180013Y | MV/LV Substation HE***013Y |  | 10 kV | _ | LV | 200 kVA :Kiosk Substation | 0.2 | --> | 0.2 | 0.188 | 1.4 |  | --> | 0.19 | 0 | 0.003 | 0 | 0 | Constrained, otherwise capacity available =186 kW | --> | C25 ex KELLS | Kells [T41,T42] | NAVAN |  | 53.7266 | -6.869
070727X | MV/LV Substation OL***727X |  | 20 kV | _ | LV | 400 kVA :Kiosk Substation | 0.4 | --> | 0.4 | 0.374 | 2.24 |  | --> | 0.38 | 0 | 0.002 | 0.221 | 0 | Constrained, otherwise capacity available =375 kW | --> | E11 ex CLOONBANNIN | Cloonbannin [T421] | GLENLARA |  | 52.0558 | -9.0547
117820X | MV/LV Substation B ***820X |  | 20 kV | _ | LV | 100 kVA :Pole Substation | 0.1 | --> | 0.1 | 0 | 0 | Constrained, otherwise capacity available =74 kVA | --> | 0.095 | 0 | 0.01 | 0 | 0 | Constrained, otherwise capacity available =84 kW | --> | E14 ex COLLOONEY | Collooney [T421,T422] | SLIGO |  | 54.1342 | -8.5612
052332Z | MV/LV Substation O ***332Z |  | 20 kV | _ | LV | 200 kVA :Pole Substation | 0.2 | --> | 0.2 | 0 | 0 | Constrained, otherwise capacity available =193 kVA | --> | 0.19 | 0 | 0 | 0 | 0 | Constrained, otherwise capacity available =189 kW | --> | E14 ex BALLINDERRY | Ballinderry [T41,T422] | MULLINGAR |  | 53.4808 | -7.2892
253146Y | MV/LV Substation CL***146Y |  | 20 kV | _ | LV | 50 kVA :Pole Substation | 0.05 | --> | 0.05 | 0 | 0 | Constrained, otherwise capacity available =37 kVA | --> | 0.048 | 0 | 0 | 0 | 0 | Constrained, otherwise capacity available =46 kW | --> | E16 ex GLENAMADDY | Glenamaddy [T422] | ATHLONE |  | 53.5608 | -8.6433
081203Z | MV/LV Substation ES***203Z |  | 10 kV | _ | LV | 200 kVA :Kiosk Substation | 0.2 | --> | 0.2 | 0 | 0 | Constrained, otherwise capacity available =112 kVA | --> | 0.19 | 0 | 0.023 | 0.16 | 0 |  | --> | C18 ex LUCAN EAST | Lucan East [T41,T42] | GRANGE CASTLE |  | 53.3548 | -6.4317
062523Y | MV/LV Substation DO***523Y |  | 20 kV | _ | LV | 200 kVA :Kiosk Substation | 0.2 | --> | 0.2 | 0.134 | 2.33 |  | --> | 0.19 | 0 | 0.014 | 0 | 0 | Constrained, otherwise capacity available =170 kW | --> | C18 ex DUNDALK | Dundalk [T41,T42] | DUNDALK |  | 54.0234 | -6.3954
162560 | MV/LV Substation TO***560 |  | 20 kV | _ | LV | 50 kVA :Pole Substation | 0.05 | --> | 0.05 | 0.016 | 0.25 |  | --> | 0.048 | 0 | 0.005 | 0 | 0 | Constrained, otherwise capacity available =39 kW | --> | C12 ex ROSSGEIR | Rossgeir [T41,T42] | LETTERKENNY |  | 54.8341 | -7.5414
0494404 | MV/LV Substation LE***4404 |  | 20 kV | _ | LV | 50 kVA :Pole Substation | 0.05 | --> | 0.05 | 0.044 | 1.31 |  | --> | 0.048 | 0 | 0 | 0 | 0 | Constrained, otherwise capacity available =47 kW | --> | C17 ex ROOSKY | Roosky [T41] | RICHMOND |  | 53.8204 | -8.0014
048215 | MV/LV Substation KI***215 |  | 20 kV | _ | LV | 50 kVA :Pole Substation | 0.05 | --> | 0.05 | 0.043 | 8.5 |  | --> | 0.048 | 0 | 0.005 | 0 | 0 | Constrained, otherwise capacity available =43 kW | --> | E14 ex ARIGNA | Arigna [T121] | ARIGNA |  | 54.0398 | -7.8411
288963 | MV/LV Substation PO***963 |  | 10 kV | _ | LV | 50 kVA :Pole Substation | 0.05 | --> | 0.05 | 0.038 | 2.36 |  | --> | 0.048 | 0 | 0 | 0.046 | 0 |  | --> | C11 ex BRAY | Bray [T41,T42] | FASSAROE |  | 53.1794 | -6.1857
007537X | MV/LV Substation TI***537X |  | 20 kV | _ | LV | 50 kVA :Pole Substation | 0.05 | --> | 0.05 | 0.048 | 1.4 |  | --> | 0.048 | 0 | 0 | 0 | 0 | Constrained, otherwise capacity available =47 kW | --> | E11 ex KILLINICK | Killinick [T421,T422] | WEXFORD |  | 52.1977 | -6.4971
081664Y | MV/LV Substation TA***664Y |  | 10 kV | _ | LV | 100 kVA :Pole Substation | 0.1 | --> | 0.1 | 0 | 0 | Constrained, otherwise capacity available =100 kVA | --> | 0.095 | 0 | 0 | 0 | 0 | Constrained, otherwise capacity available =95 kW | --> | C15 ex LEIXLIP | Leixlip [T41,T42] | GRIFFINRATH |  | 53.3586 | -6.4788
120465Y | MV/LV Substation HA***465Y |  | 10 kV | _ | LV | 400 kVA :Building Structure | 0.4 | --> | 0.4 | 0 | 0 | Constrained, otherwise capacity available =350 kVA | --> | 0.38 | 0 | 0 | 0 | 0 | Constrained, otherwise capacity available =373 kW | --> | C18 ex BLAKE | Blake [T41,T42] | BLAKE |  | 53.2687 | -6.8326
1104127 | MV/LV Substation KI***4127 |  | 10 kV | _ | LV | 630 kVA :Kiosk Substation | 0.63 | --> | 0.63 | 0.5 | 0.76 |  | --> | 0.598 | 0 | 0.033 | 0 | 0 | Constrained, otherwise capacity available =562 kW | --> | C16 ex KENMARE | Kenmare [T42] | KNOCKEARAGH |  | 51.8822 | -9.5737
010540X | MV/LV Substation AU***540X |  | 10 kV | _ | LV | 100 kVA :Pole Substation | 0.1 | --> | 0.1 | 0 | 0 | Constrained, otherwise capacity available =93 kVA | --> | 0.095 | 0 | 0 | 0 | 0 | Constrained, otherwise capacity available =94 kW | --> | C11 ex GRAIGUENAMANAGH | Graiguenamanagh [T41,T42] | KILKENNY |  | 52.5183 | -6.8486
0824513 | MV/LV Substation BO***4513 |  | 10 kV | _ | LV | 50 kVA :Pole Substation | 0.05 | --> | 0.05 | 0 | 0 | Constrained, otherwise capacity available =50 kVA | --> | 0.048 | 0 | 0 | 0 | 0 | Constrained, otherwise capacity available =48 kW | --> | C30 ex ACADEMY STREET | Academy Street [T421,T422,T44] | NAVAN |  | 53.655 | -6.6575
152673X | MV/LV Substation AB***673X |  | 10 kV | _ | LV | 200 kVA :Kiosk Substation | 0.2 | --> | 0.2 | 0 | 0 | Constrained, otherwise capacity available =184 kVA | --> | 0.19 | 0 | 0 | 0 | 0 | Constrained, otherwise capacity available =188 kW | --> | C12 ex CAPPAMORE | Cappamore [T41,T42] | ARDNACRUSHA |  | 52.647 | -8.4024
017844X | MV/LV Substation PO***844X |  | 20 kV | _ | LV | 50 kVA :Pole Substation | 0.05 | --> | 0.05 | 0.043 | 1.98 |  | --> | 0.048 | 0 | 0 | 0 | 0 | Constrained, otherwise capacity available =46 kW | --> | E14 ex RATHKEALE | Rathkeale [T421,T422] | RATHKEALE |  | 52.5339 | -8.738
206886 | MV/LV Substation EM***886 |  | 20 kV | _ | LV | 50 kVA :Pole Substation | 0.05 | --> | 0.05 | 0.043 | 1.6 |  | --> | 0.048 | 0 | 0 | 0 | 0 | Constrained, otherwise capacity available =46 kW | --> | E17 ex BELMULLET | Belmullet [T421] | BELLACORICK |  | 54.2174 | -10.0347
426102 | MV/LV Substation BA***102 |  | 20 kV | _ | LV | 400 kVA :Kiosk Substation | 0.4 | --> | 0.4 | 0 | 0 | Constrained, otherwise capacity available =314 kVA | --> | 0.38 | 0 | 0 | 0 | 0 | Constrained, otherwise capacity available =368 kW | --> | E12 ex DINGLE | Dingle [T421,T422] | OUGHTRAGH |  | 52.1539 | -10.293
276874 | MV/LV Substation CO***874 |  | 10 kV | _ | LV | 630 kVA :Kiosk Substation | 0.63 | --> | 0.63 | 0.5 | 0.76 |  | --> | 0.598 | 0 | 0.009 | 0 | 0 | Constrained, otherwise capacity available =583 kW | --> | C18 ex WOODFORD | Woodford [T41,T42] | KNOCKEARAGH |  | 52.0558 | -9.5033
139327X | MV/LV Substation DR***327X |  | 10 kV | _ | LV | 100 kVA :Pole Substation | 0.1 | --> | 0.1 | 0.081 | 4 |  | --> | 0.095 | 0 | 0 | 0 | 0 | Constrained, otherwise capacity available =92 kW | --> | C17 ex BALLYJAMESDUFF | Ballyjamesduff [T41,T42] | SHANKILL |  | 53.9316 | -7.2836
130529 | MV/LV Substation CO***529 |  | 10 kV | _ | LV | 100 kVA :Pole Substation | 0.1 | --> | 0.1 | 0.099 | 2.55 |  | --> | 0.095 | 0 | 0 | 0 | 0 | Constrained, otherwise capacity available =95 kW | --> | C25 ex EDGEWORTHSTOWN | Edgeworthstown [T421,T422] | RICHMOND |  | 53.7163 | -7.5131
0684504 | MV/LV Substation GR***4504 |  | 10 kV | _ | LV | 1000 kVA :Building Structure | 1 | --> | 1 | 0.5 | 1.86 |  | --> | 0.95 | 0 | 0.001 | 0.5 | 0 |  | --> | C20 ex FAIRVIEW | Fairview [T41] | MCDERMOTT |  | 53.3717 | -6.2328
021109Z | MV/LV Substation GL***109Z |  | 10 kV | _ | LV | 100 kVA :Pole Substation | 0.1 | --> | 0.1 | 0 | 0 | Constrained, otherwise capacity available =82 kVA | --> | 0.095 | 0 | 0.004 | 0.09 | 0 |  | --> | C31 ex KILBARRY | Kilbarry [T101,T43] | KILBARRY |  | 51.9277 | -8.4776
081192 | MV/LV Substation LU***192 |  | 10 kV | _ | LV | 400 kVA :Kiosk Substation | 0.4 | --> | 0.4 | 0 | 0 | Constrained, otherwise capacity available =325 kVA | --> | 0.38 | 0 | 0.03 | 0.347 | 0 |  | --> | C15 ex LUCAN EAST | Lucan East [T41,T42] | GRANGE CASTLE |  | 53.3581 | -6.4367
034001 | MV/LV Substation BA***001 |  | 20 kV | _ | LV | 400 kVA :Kiosk Substation | 0.4 | --> | 0.4 | 0.077 | 0.57 |  | --> | 0.38 | 0 | 0.026 | 0 | 0 | Constrained, otherwise capacity available =314 kW | --> | E19 ex LAWLESSTOWN | Lawlesstown [T42,T421] | DOON |  | 52.4668 | -7.6941
117932X | MV/LV Substation BA***932X |  | 10 kV | _ | LV | 50 kVA :Pole Substation | 0.05 | --> | 0.05 | 0.05 | 0.32 |  | --> | 0.048 | 0 | 0 | 0 | 0 | Constrained, otherwise capacity available =48 kW | --> | C18 ex BALLYMOTE | Ballymote [T41] | SLIGO |  | 54.0871 | -8.5294
053450X | MV/LV Substation CL***450X |  | 10 kV | _ | LV | 400 kVA :Kiosk Substation | 0.4 | --> | 0.4 | 0 | 0 | Constrained, otherwise capacity available =292 kVA | --> | 0.38 | 0 | 0.026 | 0.346 | 0 |  | --> | C19 ex CLONMINCH | Clonminch [T41,T422] | THORNSBERRY |  | 53.2603 | -7.4822
082816Y | MV/LV Substation BA***816Y |  | 20 kV | _ | LV | 100 kVA :Pole Substation | 0.1 | --> | 0.1 | 0 | 0 | Constrained, otherwise capacity available =76 kVA | --> | 0.095 | 0 | 0 | 0 | 0 | Constrained, otherwise capacity available =92 kW | --> | E17 ex ACADEMY STREET | Academy Street [T421,T422,T44] | NAVAN |  | 53.6002 | -6.6984
118361Y | MV/LV Substation DO***361Y |  | 20 kV | _ | LV | 50 kVA :Pole Substation | 0.05 | --> | 0.05 | 0 | 0 | Constrained, otherwise capacity available =32 kVA | --> | 0.048 | 0 | 0 | 0 | 0 | Constrained, otherwise capacity available =45 kW | --> | E18 ex CREAGH | Creagh [T421,T422] | ATHLONE |  | 53.3399 | -8.2376
008657X | MV/LV Substation BA***657X |  | 20 kV | _ | LV | 100 kVA :Pole Substation | 0.1 | --> | 0.1 | 0.093 | 0.2 |  | --> | 0.095 | 0 | 0 | 0 | 0 | Constrained, otherwise capacity available =94 kW | --> | E15 ex BEALISTOWN | Bealistown [T421,T422] | GREAT ISLAND |  | 52.2733 | -6.8392
082815X | MV/LV Substation BU***815X |  | 20 kV | _ | LV | 200 kVA :Pole Substation | 0.2 | --> | 0.2 | 0 | 0 | Constrained, otherwise capacity available =158 kVA | --> | 0.19 | 0 | 0 | 0 | 0 | Constrained, otherwise capacity available =184 kW | --> | E17 ex DULEEK | Duleek [T421,T422] | DRYBRIDGE |  | 53.6222 | -6.5087
067522Y | MV/LV Substation BA***522Y |  | 10 kV | _ | LV | 400 kVA :Kiosk Substation | 0.4 | --> | 0.4 | 0 | 0 | Constrained, otherwise capacity available =360 kVA | --> | 0.38 | 0 | 0 | 0.375 | 0 |  | --> | C13 ex RAHEEN | Raheen [T41,T42] | LIMERICK |  | 52.6211 | -8.6466
069081 | MV/LV Substation KI***081 |  | 10 kV | _ | LV | 400 kVA :Kiosk Substation | 0.4 | --> | 0.4 | 0.297 | 0.91 |  | --> | 0.38 | 0 | 0.036 | 0.339 | 0 |  | --> | C22 ex KIMMAGE | Kimmage [T41,T42] | INCHICORE 220KV |  | 53.3086 | -6.3154
006618Y | MV/LV Substation J ***618Y |  | 10 kV | _ | LV | 630 kVA :Building Structure | 0.63 | --> | 0.63 | 0.256 | 3.12 |  | --> | 0.598 | 0 | 0.05 | 0 | 0 | Constrained, otherwise capacity available =513 kW | --> | C14 ex BELLFIELD | Bellfield [T41,T42] | CRANE |  | 52.515 | -6.5661
365184 | MV/LV Substation TA***184 |  | 10 kV | _ | LV | 1000 kVA :Building Structure | 1 | --> | 1 | 0.481 | 13.91 |  | --> | 0.95 | 0 | 0 | 0.5 | 0 |  | --> | C19 ex COOKSTOWN | Cookstown [T101,T102] | CARRICKMINES |  | 53.2874 | -6.3764
039104 | MV/LV Substation AL***104 |  | 10 kV | _ | LV | 400 kVA :Kiosk Substation | 0.4 | --> | 0.4 | 0.28 | 11.03 |  | --> | 0.38 | 0 | 0.066 | 0.314 | 0 |  | --> | C19 ex SALTHILL | Salthill [T101,T102] | SALTHILL |  | 53.2653 | -9.0809
116067 | MV/LV Substation DE***067 |  | 10 kV | _ | LV | 400 kVA :Kiosk Substation | 0.4 | --> | 0.4 | 0.349 | 7.32 |  | --> | 0.38 | 0 | 0.005 | 0.369 | 0 |  | --> | C11 ex CARROWBEG | Carrowbeg [T41,T42] | CARROWBEG |  | 53.8063 | -9.5331
0034111 | MV/LV Substation AP***4111 |  | 10 kV | _ | LV | 200 kVA :Pole Substation | 0.2 | --> | 0.2 | 0.022 | 0.48 |  | --> | 0.19 | 0 | 0 | 0 | 0 | Constrained, otherwise capacity available =164 kW | --> | C15 ex KILMARTIN | Kilmartin [T41] | ARKLOW |  | 53.044 | -6.0893
366116X | MV/LV Substation LY***116X |  | 10 kV | _ | LV | 50 kVA :Pole Substation | 0.05 | --> | 0.05 | 0.028 | 1.47 |  | --> | 0.048 | 0 | 0 | 0.044 | 0 |  | --> | C15 ex SCREEB | Screeb [T41] | SCREEB |  | 53.3228 | -9.8251
033751Y | MV/LV Substation JO***751Y |  | 20 kV | _ | LV | 50 kVA :Pole Substation | 0.05 | --> | 0.05 | 0 | 0 | Constrained, otherwise capacity available =44 kVA | --> | 0.048 | 0 | 0 | 0 | 0 | Constrained, otherwise capacity available =47 kW | --> | C18 ex DEERPARK | Deerpark [T41,T42] | BALLYDINE |  | 52.3738 | -7.4104
030002 | MV/LV Substation ST***002 |  | 20 kV | _ | LV | 630 kVA :Kiosk Substation | 0.63 | --> | 0.63 | 0 | 0 | Constrained, otherwise capacity available =478 kVA | --> | 0.598 | 0 | 0.01 | 0 | 0 | Constrained, otherwise capacity available =570 kW | --> | E14 ex FOXHOLE | Foxhole [T421,T422] | DUNGARVAN |  | 51.941 | -7.8454
037026Y | MV/LV Substation FI***026Y |  | 10 kV | _ | LV | 200 kVA :Kiosk Substation | 0.2 | --> | 0.2 | 0.172 | 13.05 |  | --> | 0.19 | 0 | 0 | 0.186 | 0 |  | --> | C17 ex ENNIS | Ennis [T101,T102] | ENNIS |  | 52.8581 | -8.9788
0034281 | MV/LV Substation HA***4281 |  | 10 kV | _ | LV | 630 kVA :Kiosk Substation | 0.63 | --> | 0.63 | 0.5 | 11.58 |  | --> | 0.598 | 0 | 0 | 0 | 0 | Constrained, otherwise capacity available =598 kW | --> | C21 ex BALLYBEG | Ballybeg [T101,T102] | CARRICKMINES |  | 52.9846 | -6.0725
071198 | MV/LV Substation CA***198 |  | 10 kV | _ | LV | 400 kVA :Kiosk Substation | 0.4 | --> | 0.4 | 0.325 | 5.58 |  | --> | 0.38 | 0 | 0.036 | 0.343 | 0 |  | --> | C12 ex KILCOOLE | Kilcoole [T41,T42] | FASSAROE |  | 53.0703 | -6.0604
060819X | MV/LV Substation MU***819X |  | 20 kV | _ | LV | 100 kVA :Pole Substation | 0.1 | --> | 0.1 | 0 | 0 | Constrained, otherwise capacity available =55 kVA | --> | 0.095 | 0 | 0 | 0 | 0 | Constrained, otherwise capacity available =89 kW | --> | C17 ex CLONES | Clones [T41,T42] | SHANKILL |  | 54.1993 | -7.179
001153 | MV/LV Substation CL***153 |  | 10 kV | _ | LV | 400 kVA :Kiosk Substation | 0.4 | --> | 0.4 | 0.26 | 1.16 |  | --> | 0.38 | 0 | 0.093 | 0.292 | 0 |  | --> | C24 ex DEANSGRANGE | Deansgrange [T41,T42] | CARRICKMINES |  | 53.2715 | -6.1598
071098 | MV/LV Substation DE***098 |  | 10 kV | _ | LV | 200 kVA :Kiosk Substation | 0.2 | --> | 0.2 | 0 | 0 | Constrained, otherwise capacity available =149 kVA | --> | 0.19 | 0 | 0.026 | 0.164 | 0 |  | --> | C22 ex GREYSTONES | Greystones [T41,T42] | FASSAROE |  | 53.1313 | -6.0802
062474 | MV/LV Substation MT***474 |  | 20 kV | _ | LV | 100 kVA :Pole Substation | 0.1 | --> | 0.1 | 0.082 | 4.25 |  | --> | 0.095 | 0 | 0.019 | 0 | 0 | Constrained, otherwise capacity available =78 kW | --> | E15 ex JENKINSTOWN | Jenkinstown [T421,T422] | DUNDALK |  | 54.0397 | -6.3733
0534001 | MV/LV Substation MA***4001 |  | 20 kV | _ | LV | 50 kVA :Pole Substation | 0.05 | --> | 0.05 | 0 | 0 | Constrained, otherwise capacity available =48 kVA | --> | 0.048 | 0 | 0 | 0.047 | 0 |  | --> | E20 ex CLONMINCH | Clonminch [T41,T422] | THORNSBERRY |  | 53.2936 | -7.3638
365780X | MV/LV Substation TY***780X |  | 10 kV | _ | LV | 630 kVA :Kiosk Substation | 0.63 | --> | 0.63 | 0 | 0 | Constrained, otherwise capacity available =434 kVA | --> | 0.598 | 0 | 0.068 | 0.5 | 0 |  | --> | C20 ex OLDBAWN | Oldbawn [T41,T42] | COOKSTOWN |  | 53.279 | -6.3661
099049 | MV/LV Substation AN***049 |  | 10 kV | _ | LV | 200 kVA :Building Structure | 0.2 | --> | 0.2 | 0.143 | 2.96 |  | --> | 0.19 | 0 | 0 | 0 | 0 | Constrained, otherwise capacity available =182 kW | --> | C12 ex BALLYRAINE | Ballyraine [T41,T42] | LETTERKENNY |  | 54.9552 | -7.7045
116374 | MV/LV Substation RU***374 |  | 10 kV | _ | LV | 100 kVA :Pole Substation | 0.1 | --> | 0.1 | 0.098 | 7.32 |  | --> | 0.095 | 0 | 0 | 0.095 | 0 |  | --> | C14 ex CARROWBEG | Carrowbeg [T41,T42] | CARROWBEG |  | 53.8131 | -9.5823
365389 | MV/LV Substation BI***389 |  | 10 kV | _ | LV | 630 kVA :Kiosk Substation | 0.63 | --> | 0.63 | 0.5 | 13.91 |  | --> | 0.598 | 0 | 0.017 | 0.5 | 0 |  | --> | C23 ex COOKSTOWN | Cookstown [T101,T102] | CARRICKMINES |  | 53.2907 | -6.3842
067236Z | MV/LV Substation BA***236Z |  | 10 kV | _ | LV | 630 kVA :Building Structure | 0.63 | --> | 0.63 | 0 | 0 | Constrained, otherwise capacity available =519 kVA | --> | 0.598 | 0 | 0.045 | 0.5 | 0 |  | --> | C16 ex RAHEEN | Raheen [T41,T42] | LIMERICK |  | 52.6153 | -8.6597
069194 | MV/LV Substation WI***194 |  | 10 kV | _ | LV | 630 kVA :Kiosk Substation | 0.63 | --> | 0.63 | 0.311 | 0.91 |  | --> | 0.598 | 0 | 0.025 | 0.5 | 0 |  | --> | C16 ex KIMMAGE | Kimmage [T41,T42] | INCHICORE 220KV |  | 53.3249 | -6.3098
065089 | MV/LV Substation DO***089 |  | 10 kV | _ | LV | 400 kVA :Kiosk Substation | 0.4 | --> | 0.4 | 0 | 0 | Constrained, otherwise capacity available =298 kVA | --> | 0.38 | 0 | 0.071 | 0 | 0 | Constrained, otherwise capacity available =313 kW | --> | C19 ex LOUGHSHINNY | Loughshinny [T41,T42] | GLASMORE |  | 53.569 | -6.1056
053117Z | MV/LV Substation AX***117Z |  | 10 kV | _ | LV | 630 kVA :Kiosk Substation | 0.63 | --> | 0.63 | 0.5 | 2.39 |  | --> | 0.598 | 0 | 0.01 | 0 | 0 | Constrained, otherwise capacity available =580 kW | --> | C18 ex SRAH | Srah [T41,T42] | THORNSBERRY |  | 53.2881 | -7.5182
0324047 | MV/LV Substation CO***4047 |  | 20 kV | _ | LV | 100 kVA :Pole Substation | 0.1 | --> | 0.1 | 0 | 0 | Constrained, otherwise capacity available =92 kVA | --> | 0.095 | 0 | 0 | 0 | 0 | Constrained, otherwise capacity available =94 kW | --> | C19 ex TRAMORE | Tramore [T41,T42] | BUTLERSTOWN |  | 52.1568 | -7.0616
252795X | MV/LV Substation RE***795X |  | 10 kV | _ | LV | 50 kVA :Pole Substation | 0.05 | --> | 0.05 | 0.044 | 1.32 |  | --> | 0.048 | 0 | 0 | 0.047 | 0 |  | --> | C27 ex CLIFDEN | Clifden [T41,T42] | SCREEB |  | 53.4879 | -10.0055
054647Y | MV/LV Substation CO***647Y |  | 20 kV | _ | LV | 50 kVA :Pole Substation | 0.05 | --> | 0.05 | 0 | 0 | Constrained, otherwise capacity available =44 kVA | --> | 0.048 | 0 | 0 | 0 | 0 | Constrained, otherwise capacity available =47 kW | --> | E12 ex PORTLAOISE | Portlaoise [T423,T424] | PORTLAOISE |  | 53.0084 | -7.2239
2534418 | MV/LV Substation TR***4418 |  | 10 kV | _ | LV | 630 kVA :Building Structure | 0.63 | --> | 0.63 | 0.5 | 10.7 |  | --> | 0.598 | 0 | 0.04 | 0 | 0 | Constrained, otherwise capacity available =552 kW | --> | C22 ex CLOON | Cloon [T42,T421] | CLOON |  | 53.5114 | -8.8506
027654X | MV/LV Substation GL***654X |  | 10 kV | _ | LV | 100 kVA :Pole Substation | 0.1 | --> | 0.1 | 0.097 | 7.79 |  | --> | 0.095 | 0 | 0 | 0 | 0 | Constrained, otherwise capacity available =94 kW | --> | C19 ex DUNMANWAY | Dunmanway [T422,T43] | DUNMANWAY |  | 51.7932 | -9.0478
160269Y | MV/LV Substation OL***269Y |  | 20 kV | _ | LV | 50 kVA :Pole Substation | 0.05 | --> | 0.05 | 0 | 0 | Constrained, otherwise capacity available =19 kVA | --> | 0.048 | 0 | 0.007 | 0 | 0 | Constrained, otherwise capacity available =38 kW | --> | C11 ex KILDARE | Kildare [T41,T42] | NEWBRIDGE |  | 53.152 | -7.0596
015933X | MV/LV Substation ST***933X |  | 10 kV | _ | LV | 630 kVA :Kiosk Substation | 0.63 | --> | 0.63 | 0 | 0 | Constrained, otherwise capacity available =353 kVA | --> | 0.598 | 0 | 0 | 0 | 0 | Constrained, otherwise capacity available =560 kW | --> | C14 ex NAAS | Naas [T41,T42] | KILTEEL |  | 53.2186 | -6.6627
136430X | MV/LV Substation CA***430X |  | 20 kV | _ | LV | 50 kVA :Pole Substation | 0.05 | --> | 0.05 | 0 | 0 | Constrained, otherwise capacity available =27 kVA | --> | 0.048 | 0 | 0 | 0 | 0 | Constrained, otherwise capacity available =44 kW | --> | C18 ex ROSCOMMON | Roscommon [T41,T42] | LANESBORO |  | 53.5877 | -8.1013
139022 | MV/LV Substation BL***022 |  | 10 kV | _ | LV | 50 kVA :Pole Substation | 0.05 | --> | 0.05 | 0.05 | 4 |  | --> | 0.048 | 0 | 0 | 0 | 0 | Constrained, otherwise capacity available =48 kW | --> | C17 ex BALLYJAMESDUFF | Ballyjamesduff [T41,T42] | SHANKILL |  | 53.9322 | -7.2822
209281 | MV/LV Substation KE***281 |  | 20 kV | _ | LV | 50 kVA :Pole Substation | 0.05 | --> | 0.05 | 0 | 0 | Constrained, otherwise capacity available =44 kVA | --> | 0.048 | 0 | 0 | 0 | 0 | Constrained, otherwise capacity available =47 kW | --> | C14 ex MILFORD (NR) | Milford (nr) [T41,T42] | LETTERKENNY |  | 55.1404 | -7.6671
034052 | MV/LV Substation SH***052 |  | 10 kV | _ | LV | 400 kVA :Building Structure | 0.4 | --> | 0.4 | 0.357 | 0.95 |  | --> | 0.38 | 0 | 0 | 0 | 0 | Constrained, otherwise capacity available =378 kW | --> | C18 ex SPA ROAD | Spa Road [T41,T42] | DOON |  | 52.3605 | -7.6595
016247Z | MV/LV Substation SP***247Z |  | 10 kV | _ | LV | 400 kVA :Kiosk Substation | 0.4 | --> | 0.4 | 0 | 0 | Constrained, otherwise capacity available =331 kVA | --> | 0.38 | 0 | 0.004 | 0 | 0 | Constrained, otherwise capacity available =367 kW | --> | C22 ex CELBRIDGE | Celbridge [T41,T42] | GRIFFINRATH |  | 53.3344 | -6.555
022457X | MV/LV Substation LO***457X |  | 20 kV | _ | LV | 100 kVA :Pole Substation | 0.1 | --> | 0.1 | 0 | 0 | Constrained, otherwise capacity available =94 kVA | --> | 0.095 | 0 | 0 | 0 | 0 | Constrained, otherwise capacity available =94 kW | --> | C18 ex SCARTEEN | Scarteen [T41,T42] | MALLOW |  | 52.118 | -8.7779
053211 | MV/LV Substation FI***211 |  | 10 kV | _ | LV | 50 kVA :Pole Substation | 0.05 | --> | 0.05 | 0 | 0 | Constrained, otherwise capacity available =32 kVA | --> | 0.048 | 0 | 0 | 0.045 | 0 |  | --> | C21 ex CLONMINCH | Clonminch [T41,T422] | THORNSBERRY |  | 53.2152 | -7.4188
050806Y | MV/LV Substation B ***806Y |  | 10 kV | _ | LV | 630 kVA :Building Structure | 0.63 | --> | 0.63 | 0 | 0 | Constrained, otherwise capacity available =596 kVA | --> | 0.598 | 0 | 0 | 0 | 0 | Constrained, otherwise capacity available =594 kW | --> | C23 ex ATHLONE | Athlone [T41,T42] | ATHLONE |  | 53.4339 | -7.9374
014096Z | MV/LV Substation CO***096Z |  | 10 kV | _ | LV | 200 kVA :Kiosk Substation | 0.2 | --> | 0.2 | 0 | 0 | Constrained, otherwise capacity available =118 kVA | --> | 0.19 | 0 | 0.038 | 0 | 0 | Constrained, otherwise capacity available =150 kW | --> | C12 ex MORRISTOWN | Morristown [T41,T42] | NEWBRIDGE |  | 53.1859 | -6.8012
070316 | MV/LV Substation SH***316 |  | 10 kV | _ | LV | 400 kVA :Kiosk Substation | 0.4 | --> | 0.4 | 0.32 | 0.76 |  | --> | 0.38 | 0 | 0.011 | 0 | 0 | Constrained, otherwise capacity available =361 kW | --> | C11 ex RATHMORE | Rathmore [T42,T421] | KNOCKEARAGH |  | 52.0842 | -9.2087
118567Y | MV/LV Substation KI***567Y |  | 20 kV | _ | LV | 50 kVA :Pole Substation | 0.05 | --> | 0.05 | 0 | 0 | Constrained, otherwise capacity available =47 kVA | --> | 0.048 | 0 | 0 | 0 | 0 | Constrained, otherwise capacity available =47 kW | --> | E11 ex CREAGH | Creagh [T421,T422] | ATHLONE |  | 53.3629 | -8.1904
021034X | MV/LV Substation C ***034X |  | 10 kV | _ | LV | 400 kVA :Building Structure | 0.4 | --> | 0.4 | 0.373 | 6.78 |  | --> | 0.38 | 0 | 0 | 0.376 | 0 |  | --> | C18 ex CASTLEVIEW | Castleview [T101,T102] | CASTLEVIEW |  | 51.9062 | -8.3771
377939X | MV/LV Substation SL***939X |  | 20 kV | _ | LV | 50 kVA :Pole Substation | 0.05 | --> | 0.05 | 0 | 0 | Constrained, otherwise capacity available =50 kVA | --> | 0.048 | 0 | 0 | 0 | 0 | Constrained, otherwise capacity available =48 kW | --> | E16 ex GURRANEBANE | Gurranebane [T421,T422] | OUGHTRAGH |  | 51.8677 | -10.1315
089013 | MV/LV Substation MU***013 |  | 20 kV | _ | LV | 200 kVA :Pole Substation | 0.2 | --> | 0.2 | 0.198 | 9.1 |  | --> | 0.19 | 0 | 0 | 0 | 0 | Constrained, otherwise capacity available =190 kW | --> | E17 ex ARDNAREE | Ardnaree [T42,T421] | MOY |  | 54.1179 | -9.1406
039836X | MV/LV Substation DR***836X |  | 10 kV | _ | LV | 400 kVA :Kiosk Substation | 0.4 | --> | 0.4 | 0.302 | 11.03 |  | --> | 0.38 | 0 | 0.004 | 0.363 | 0 |  | --> | C17 ex SALTHILL | Salthill [T101,T102] | SALTHILL |  | 53.2707 | -9.1199
052682Z | MV/LV Substation KI***682Z |  | 20 kV | _ | LV | 50 kVA :Pole Substation | 0.05 | --> | 0.05 | 0 | 0 | Constrained, otherwise capacity available =48 kVA | --> | 0.048 | 0 | 0 | 0 | 0 | Constrained, otherwise capacity available =47 kW | --> | E19 ex EDENDERRY | Edenderry [T421,T422] | BLAKE |  | 53.4663 | -7.1118
021333Z | MV/LV Substation BA***333Z |  | 20 kV | _ | LV | 50 kVA :Pole Substation | 0.05 | --> | 0.05 | 0 | 0 | Constrained, otherwise capacity available =45 kVA | --> | 0.048 | 0 | 0 | 0 | 0 | Constrained, otherwise capacity available =47 kW | --> | E18 ex CURRALEIGH | Curraleigh [T421,T422] | KILBARRY |  | 51.9182 | -8.5842
0694140 | MV/LV Substation KI***4140 |  | 10 kV | _ | LV | 1000 kVA :Building Structure | 1 | --> | 1 | 0 | 0 | Constrained, otherwise capacity available =863 kVA | --> | 0.95 | 0 | 0 | 0.5 | 0 |  | --> | C12 ex BALLYBODEN | Ballyboden [T41,T42] | COOKSTOWN |  | 53.2795 | -6.3151
015474Z | MV/LV Substation MI***474Z |  | 10 kV | _ | LV | 630 kVA :Kiosk Substation | 0.63 | --> | 0.63 | 0.392 | 12.6 |  | --> | 0.598 | 0 | 0.005 | 0.5 | 0 |  | --> | C23 ex MONREAD | Monread [T101,T102] | MONREAD |  | 53.2506 | -6.6689
019755 | MV/LV Substation AR***755 |  | 10 kV | _ | LV | 400 kVA :Kiosk Substation | 0.4 | --> | 0.4 | 0.355 | 2.18 |  | --> | 0.38 | 0 | 0 | 0 | 0 | Constrained, otherwise capacity available =374 kW | --> | C18 ex BALLYRICKARD | Ballyrickard [T41,T42] | TRALEE |  | 52.2856 | -9.7083
142513X | MV/LV Substation BU***513X |  | 10 kV | _ | LV | 50 kVA :Pole Substation | 0.05 | --> | 0.05 | 0 | 0 | Constrained, otherwise capacity available =49 kVA | --> | 0.048 | 0 | 0.005 | 0 | 0 | Constrained, otherwise capacity available =44 kW | --> | C11 ex ATHENRY | Athenry [T41,T42] | GALWAY 110KV |  | 53.276 | -8.8868
026886X | MV/LV Substation KN***886X |  | 10 kV | _ | LV | 50 kVA :Pole Substation | 0.05 | --> | 0.05 | 0 | 0 | Constrained, otherwise capacity available =42 kVA | --> | 0.048 | 0 | 0 | 0 | 0 | Constrained, otherwise capacity available =46 kW | --> | C15 ex KINSALE | Kinsale [T41,T42] | BANDON |  | 51.71 | -8.5139
118395Y | MV/LV Substation NE***395Y |  | 20 kV | _ | LV | 50 kVA :Pole Substation | 0.05 | --> | 0.05 | 0 | 0 | Constrained, otherwise capacity available =50 kVA | --> | 0.048 | 0 | 0 | 0 | 0 | Constrained, otherwise capacity available =48 kW | --> | E11 ex CREAGH | Creagh [T421,T422] | ATHLONE |  | 53.3578 | -8.2062
082806Y | MV/LV Substation RO***806Y |  | 20 kV | _ | LV | 50 kVA :Pole Substation | 0.05 | --> | 0.05 | 0 | 0 | Constrained, otherwise capacity available =42 kVA | --> | 0.048 | 0 | 0 | 0 | 0 | Constrained, otherwise capacity available =46 kW | --> | E17 ex ACADEMY STREET | Academy Street [T421,T422,T44] | NAVAN |  | 53.589 | -6.7183
021546Z | MV/LV Substation MC***546Z |  | 10 kV | _ | LV | 50 kVA :Pole Substation | 0.05 | --> | 0.05 | 0 | 0 | Constrained, otherwise capacity available =50 kVA | --> | 0.048 | 0 | 0 | 0.048 | 0 |  | --> | C12 ex RIVERSTOWN | Riverstown [T41,T42] | KILBARRY |  | 51.9512 | -8.4259
022672X | MV/LV Substation DR***672X |  | 10 kV | _ | LV | 400 kVA :Kiosk Substation | 0.4 | --> | 0.4 | 0 | 0 | Constrained, otherwise capacity available =316 kVA | --> | 0.38 | 0 | 0 | 0 | 0 | Constrained, otherwise capacity available =368 kW | --> | C15 ex SCARTEEN | Scarteen [T41,T42] | MALLOW |  | 52.1069 | -8.6907
055849X | MV/LV Substation RI***849X |  | 10 kV | _ | LV | 200 kVA :Pole Substation | 0.2 | --> | 0.2 | 0 | 0 | Constrained, otherwise capacity available =121 kVA | --> | 0.19 | 0 | 0.035 | 0 | 0 | Constrained, otherwise capacity available =153 kW | --> | C20 ex TEMPLEMORE | Templemore [T41,T42] | IKERRIN |  | 52.7934 | -7.8441
258553 | MV/LV Substation BL***553 |  | 20 kV | _ | LV | 200 kVA :Pole Substation | 0.2 | --> | 0.2 | 0.171 | 1.86 |  | --> | 0.19 | 0 | 0 | 0 | 0 | Constrained, otherwise capacity available =186 kW | --> | E17 ex CREESLOUGH | Creeslough [T421] | ARDNAGAPPARY |  | 55.1324 | -7.9649
059121 | MV/LV Substation C/***121 |  | 10 kV | _ | LV | 50 kVA :Pole Substation | 0.05 | --> | 0.05 | 0.024 | 2.57 |  | --> | 0.048 | 0 | 0 | 0 | 0 | Constrained, otherwise capacity available =44 kW | --> | C13 ex ERRIGAL | Errigal [T41,T422] | SHANKILL |  | 53.9863 | -7.1614
0934283 | MV/LV Substation PA***4283 |  | 10 kV | _ | LV | 630 kVA :Building Structure | 0.63 | --> | 0.63 | 0 | 0 | Constrained, otherwise capacity available =630 kVA | --> | 0.598 | 0 | 0 | 0.5 | 0 |  | --> | C22 ex GRANGE (DR) | Grange (dr) [T41,T42] | GRANGE (DR) |  | 53.403 | -6.1653
365781X | MV/LV Substation BA***781X |  | 10 kV | _ | LV | 400 kVA :Kiosk Substation | 0.4 | --> | 0.4 | 0 | 0 | Constrained, otherwise capacity available =234 kVA | --> | 0.38 | 0 | 0.023 | 0.34 | 0 |  | --> | C15 ex OLDBAWN | Oldbawn [T41,T42] | COOKSTOWN |  | 53.2794 | -6.3538
067057 | MV/LV Substation BL***057 |  | 10 kV | _ | LV | 400 kVA :Kiosk Substation | 0.4 | --> | 0.4 | 0 | 0 | Constrained, otherwise capacity available =120 kVA | --> | 0.38 | 0 | 0.018 | 0.326 | 0 |  | --> | C13 ex GARRYOWEN | Garryowen [T41,T42] | LIMERICK |  | 52.6569 | -8.608
099204 | MV/LV Substation TR***204 |  | 10 kV | _ | LV | 50 kVA :Pole Substation | 0.05 | --> | 0.05 | 0 | 0 | Constrained, otherwise capacity available =39 kVA | --> | 0.048 | 0 | 0.012 | 0 | 0 | Constrained, otherwise capacity available =37 kW | --> | C15 ex CULLION | Cullion [T41,T42] | LETTERKENNY |  | 54.9486 | -7.6639
293733 | MV/LV Substation KI***733 |  | 20 kV | _ | LV | 50 kVA :Pole Substation | 0.05 | --> | 0.05 | 0 | 0.43 |  | --> | 0.048 | 0 | 0 | 0 | 0 | Constrained, otherwise capacity available =36 kW | --> | E16 ex TULLOW | Tullow [T421,T422] | CARLOW |  | 52.7784 | -6.6485
069315 | MV/LV Substation TR***315 |  | 10 kV | _ | LV | 400 kVA :Kiosk Substation | 0.4 | --> | 0.4 | 0.086 | 9.28 |  | --> | 0.38 | 0 | 0.07 | 0.283 | 0 |  | --> | C19 ex PEMBROKE | Pembroke [T41,T42,T43,T44] | RINGSEND |  | 53.3331 | -6.2217
0224104 | MV/LV Substation NA***4104 |  | 10 kV | _ | LV | 400 kVA :Building Structure | 0.4 | --> | 0.4 | 0 | 0 | Constrained, otherwise capacity available =355 kVA | --> | 0.38 | 0 | 0 | 0 | 0 | Constrained, otherwise capacity available =380 kW | --> | C15 ex SCARTEEN | Scarteen [T41,T42] | MALLOW |  | 52.1092 | -8.6798
180984X | MV/LV Substation MI***984X |  | 10 kV | _ | LV | 50 kVA :Pole Substation | 0.05 | --> | 0.05 | 0.045 | 1.4 |  | --> | 0.048 | 0 | 0 | 0 | 0 | Constrained, otherwise capacity available =47 kW | --> | C26 ex KELLS | Kells [T41,T42] | NAVAN |  | 53.6857 | -6.8466
029701 | MV/LV Substation CA***701 |  | 20 kV | _ | LV | 50 kVA :Pole Substation | 0.05 | --> | 0.05 | 0.047 | 2.31 |  | --> | 0.048 | 0 | 0 | 0.047 | 0 |  | --> | E13 ex AGHADA | Aghada [T721] | N/A |  | 51.8329 | -8.219
008163 | MV/LV Substation BA***163 |  | 20 kV | _ | LV | 100 kVA :Pole Substation | 0.1 | --> | 0.1 | 0 | 0 | Constrained, otherwise capacity available =92 kVA | --> | 0.095 | 0 | 0.009 | 0 | 0 | Constrained, otherwise capacity available =87 kW | --> | C20 ex KNOCKMULLEN | Knockmullen [T42,T421] | GREAT ISLAND |  | 52.3158 | -6.9511
025037 | MV/LV Substation AP***037 |  | 10 kV | _ | LV | 50 kVA :Pole Substation | 0.05 | --> | 0.05 | 0.038 | 1.05 |  | --> | 0.048 | 0 | 0 | 0 | 0 | Constrained, otherwise capacity available =46 kW | --> | C19 ex NEWCASTLEWEST | Newcastlewest [T41,T42] | RATHKEALE |  | 52.3765 | -8.9803
1544349 | MV/LV Substation WA***4349 |  | 20 kV | _ | LV | 50 kVA :Pole Substation | 0.05 | --> | 0.05 | 0 | 0 | Constrained, otherwise capacity available =48 kVA | --> | 0.048 | 0 | 0 | 0 | 0 | Constrained, otherwise capacity available =47 kW | --> | C17 ex MONEYCOOLEY | Moneycooley [T41,T42,T44] | GRIFFINRATH |  | 53.3918 | -6.4957
014001X | MV/LV Substation MI***001X |  | 10 kV | _ | LV | 100 kVA :Pole Substation | 0.1 | --> | 0.1 | 0 | 0 | Constrained, otherwise capacity available =37 kVA | --> | 0.095 | 0 | 0.005 | 0 | 0 | Constrained, otherwise capacity available =82 kW | --> | C16 ex MORRISTOWN | Morristown [T41,T42] | NEWBRIDGE |  | 53.2057 | -6.8608
069751 | MV/LV Substation FL***751 |  | 10 kV | _ | LV | 630 kVA :Building Structure | 0.63 | --> | 0.63 | 0.5 | 0.98 |  | --> | 0.598 | 0 | 0 | 0.5 | 0 |  | --> | C19 ex LEESON STREET | Leeson Street [T41,T42] | MILLTOWN (DR) |  | 53.3336 | -6.2454
082058Z | MV/LV Substation MO***058Z |  | 10 kV | _ | LV | 100 kVA :Pole Substation | 0.1 | --> | 0.1 | 0 | 0 | Constrained, otherwise capacity available =90 kVA | --> | 0.095 | 0 | 0 | 0 | 0 | Constrained, otherwise capacity available =94 kW | --> | C30 ex ACADEMY STREET | Academy Street [T421,T422,T44] | NAVAN |  | 53.6394 | -6.625
054470X | MV/LV Substation DR***470X |  | 10 kV | _ | LV | 50 kVA :Pole Substation | 0.05 | --> | 0.05 | 0 | 0 | Constrained, otherwise capacity available =50 kVA | --> | 0.048 | 0 | 0 | 0 | 0 | Constrained, otherwise capacity available =48 kW | --> | C18 ex MOUNTRATH | Mountrath [T41,T42] | PORTLAOISE |  | 53.0427 | -7.4992
069370 | MV/LV Substation HO***370 |  | 10 kV | _ | LV | 400 kVA :Kiosk Substation | 0.4 | --> | 0.4 | 0 | 0 | Constrained, otherwise capacity available =283 kVA | --> | 0.38 | 0 | 0.031 | 0.341 | 0 |  | --> | C11 ex BALLYBODEN | Ballyboden [T41,T42] | COOKSTOWN |  | 53.2881 | -6.2646
1544416 | MV/LV Substation LU***4416 |  | 10 kV | _ | LV | 630 kVA :Kiosk Substation | 0.63 | --> | 0.63 | 0 | 0 | Constrained, otherwise capacity available =630 kVA | --> | 0.598 | 0 | 0 | 0 | 0 | Constrained, otherwise capacity available =598 kW | --> | C11 ex COOLMINE | Coolmine [T41,T42] | FINGLAS |  | 53.378 | -6.4096
281824X | MV/LV Substation PA***824X |  | 10 kV | _ | LV | 630 kVA :Kiosk Substation | 0.63 | --> | 0.63 | 0 | 0 | Constrained, otherwise capacity available =335 kVA | --> | 0.598 | 0 | 0.021 | 0.5 | 0 |  | --> | C22 ex BALLINCOLLIG | Ballincollig [T41,T42] | KILBARRY |  | 51.8845 | -8.6096
067998Y | MV/LV Substation GR***998Y |  | 10 kV | _ | LV | 400 kVA :Kiosk Substation | 0.4 | --> | 0.4 | 0 | 0 | Constrained, otherwise capacity available =398 kVA | --> | 0.38 | 0 | 0 | 0 | 0 | Constrained, otherwise capacity available =380 kW | --> | C16 ex GILLOGUE | Gillogue [T41,T42] | ARDNACRUSHA |  | 52.68 | -8.5989
243134X | MV/LV Substation CA***134X |  | 20 kV | _ | LV | 200 kVA :Kiosk Substation | 0.2 | --> | 0.2 | 0 | 0 | Constrained, otherwise capacity available =174 kVA | --> | 0.19 | 0 | 0.01 | 0 | 0 | Constrained, otherwise capacity available =179 kW | --> | E17 ex INCH | Inch [T421,T422] | OUGHTRAGH |  | 52.2566 | -10.0185
069748 | MV/LV Substation BU***748 |  | 10 kV | _ | LV | 1000 kVA :Building Structure | 1 | --> | 1 | 0.5 | 4.47 |  | --> | 0.95 | 0 | 0.016 | 0.5 | 0 |  | --> | C11 ex TEMPLEOGUE | Templeogue [T41,T42] | MILLTOWN (DR) |  | 53.3007 | -6.2959
119149 | MV/LV Substation BA***149 |  | 10 kV | _ | LV | 100 kVA :Pole Substation | 0.1 | --> | 0.1 | 0.06 | 4.16 |  | --> | 0.095 | 0 | 0 | 0.089 | 0 |  | --> | C15 ex NEWMARKET (SR) | Newmarket (sr) [T41,T42] | GLENLARA |  | 52.213 | -9.0576
020702X | MV/LV Substation SC***702X |  | 10 kV | _ | LV | 1000 kVA :Building Structure | 1 | --> | 1 | 0.5 | 0.76 | Constrained, otherwise capacity available =828 kVA | --> | 0.95 | 0 | 0.15 | 0 | 0 | Constrained, otherwise capacity available =815 kW | --> | C11 ex WOODFORD | Woodford [T41,T42] | KNOCKEARAGH |  | 52.0588 | -9.5053
118665Y | MV/LV Substation PU***665Y |  | 20 kV | _ | LV | 50 kVA :Pole Substation | 0.05 | --> | 0.05 | 0 | 0 | Constrained, otherwise capacity available =50 kVA | --> | 0.048 | 0 | 0 | 0 | 0 | Constrained, otherwise capacity available =48 kW | --> | E11 ex CREAGH | Creagh [T421,T422] | ATHLONE |  | 53.4357 | -8.2656
0814390 | MV/LV Substation CL***4390 |  | 20 kV | _ | LV | 400 kVA :Kiosk Substation | 0.4 | --> | 0.4 | 0 | 0 | Constrained, otherwise capacity available =208 kVA | --> | 0.38 | 0 | 0 | 0.353 | 0 |  | --> | E21 ex ADAMSTOWN | Adamstown [T121,T122] | INCHICORE 220KV |  | 53.3333 | -6.4087
066864Z | MV/LV Substation CL***864Z |  | 20 kV | _ | LV | 400 kVA :Kiosk Substation | 0.4 | --> | 0.4 | 0 | 0 | Constrained, otherwise capacity available =357 kVA | --> | 0.38 | 0 | 0 | 0 | 0 | Constrained, otherwise capacity available =374 kW | --> | E21 ex ASHBOURNE | Ashbourne [T421,T422] | FINGLAS |  | 53.5236 | -6.3179
345572 | MV/LV Substation ST***572 |  | 20 kV | _ | LV | 50 kVA :Pole Substation | 0.05 | --> | 0.05 | 0 | 0 | Constrained, otherwise capacity available =50 kVA | --> | 0.048 | 0 | 0 | 0.047 | 0 |  | --> | E15 ex MANORHAMILTON | Manorhamilton [T422] | SLIGO |  | 54.2938 | -8.0586
237663 | MV/LV Substation DR***663 |  | 10 kV | _ | LV | 50 kVA :Pole Substation | 0.05 | --> | 0.05 | 0 | 0 | Constrained, otherwise capacity available =38 kVA | --> | 0.048 | 0 | 0 | 0 | 0 | Constrained, otherwise capacity available =46 kW | --> | C17 ex DUNLEER | Dunleer [T41,T42] | DRYBRIDGE |  | 53.8676 | -6.3827
011337Z | MV/LV Substation NE***337Z |  | 10 kV | _ | LV | 50 kVA :Pole Substation | 0.05 | --> | 0.05 | 0.036 | 0.04 |  | --> | 0.048 | 0 | 0.01 | 0 | 0 | Constrained, otherwise capacity available =38 kW | --> | C16 ex CALLAN | Callan [T41,T42] | KILKENNY |  | 52.5477 | -7.3108
162266 | MV/LV Substation DR***266 |  | 10 kV | _ | LV | 200 kVA :Pole Substation | 0.2 | --> | 0.2 | 0.146 | 7.25 |  | --> | 0.19 | 0 | 0 | 0 | 0 | Constrained, otherwise capacity available =182 kW | --> | C18 ex CONVOY | Convoy [T41,T42] | LETTERKENNY |  | 54.8552 | -7.6172
066583Z | MV/LV Substation CA***583Z |  | 10 kV | _ | LV | 630 kVA :Kiosk Substation | 0.63 | --> | 0.63 | 0 | 0 | Constrained, otherwise capacity available =542 kVA | --> | 0.598 | 0 | 0.005 | 0 | 0 | Constrained, otherwise capacity available =583 kW | --> | C21 ex MALAHIDE | Malahide [T41,T42] | GLASMORE |  | 53.4511 | -6.1585
059680 | MV/LV Substation TO***680 |  | 20 kV | _ | LV | 50 kVA :Pole Substation | 0.05 | --> | 0.05 | 0 | 0 | Constrained, otherwise capacity available =41 kVA | --> | 0.048 | 0 | 0 | 0 | 0 | Constrained, otherwise capacity available =46 kW | --> | E19 ex CAVAN | Cavan [T42,T421] | SHANKILL |  | 53.981 | -7.4034
1384053 | MV/LV Substation A ***4053 |  | 10 kV | _ | LV | 400 kVA :Building Structure | 0.4 | --> | 0.4 | 0.394 | 2.18 |  | --> | 0.38 | 0 | 0.1 | 0 | 0 | Constrained, otherwise capacity available =305 kW | --> | C26 ex BAILIEBORO | Bailieboro [T41,T42] | MEATH HILL |  | 53.92 | -6.9938
365615 | MV/LV Substation LE***615 |  | 10 kV | _ | LV | 200 kVA :Kiosk Substation | 0.2 | --> | 0.2 | 0 | 0 | Constrained, otherwise capacity available =153 kVA | --> | 0.19 | 0 | 0.004 | 0.181 | 0 |  | --> | C30 ex CLONDALKIN | Clondalkin [T41,T42,T44] | INCHICORE 220KV |  | 53.322 | -6.4159
365573X | MV/LV Substation SA***573X |  | 10 kV | _ | LV | 100 kVA :Pole Substation | 0.1 | --> | 0.1 | 0 | 0 | Constrained, otherwise capacity available =57 kVA | --> | 0.095 | 0 | 0 | 0.089 | 0 |  | --> | C16 ex SAGGART | Saggart [T41,T42] | GRANGE CASTLE |  | 53.2774 | -6.4489
070453 | MV/LV Substation TO***453 |  | 20 kV | _ | LV | 50 kVA :Pole Substation | 0.05 | --> | 0.05 | 0.048 | 0.76 |  | --> | 0.048 | 0 | 0 | 0 | 0 | Constrained, otherwise capacity available =47 kW | --> | E15 ex RATHMORE | Rathmore [T42,T421] | KNOCKEARAGH |  | 52.1462 | -9.1816
066645Z | MV/LV Substation BA***645Z |  | 10 kV | _ | LV | 200 kVA :Kiosk Substation | 0.2 | --> | 0.2 | 0 | 0 | Constrained, otherwise capacity available =192 kVA | --> | 0.19 | 0 | 0 | 0 | 0 | Constrained, otherwise capacity available =189 kW | --> | C18 ex MALAHIDE | Malahide [T41,T42] | GLASMORE |  | 53.4509 | -6.1459
156392 | MV/LV Substation EM***392 |  | 20 kV | _ | LV | 100 kVA :Pole Substation | 0.1 | --> | 0.1 | 0 | 0 | Constrained, otherwise capacity available =75 kVA | --> | 0.095 | 0 | 0 | 0 | 0 | Constrained, otherwise capacity available =92 kW | --> | E14 ex EMYVALE | Emyvale [T422] | LISDRUM |  | 54.3425 | -6.9577
007420 | MV/LV Substation ED***420 |  | 20 kV | _ | LV | 200 kVA :Pole Substation | 0.2 | --> | 0.2 | 0.088 | 16.12 |  | --> | 0.19 | 0 | 0 | 0.174 | 0 |  | --> | E21 ex WEXFORD | Wexford [T121,T122] | WEXFORD |  | 52.3925 | -6.4702
069660 | MV/LV Substation TH***660 |  | 10 kV | _ | LV | 400 kVA :Kiosk Substation | 0.4 | --> | 0.4 | 0.166 | 0.87 |  | --> | 0.38 | 0 | 0 | 0.347 | 0 |  | --> | C17 ex GARVILLE AVENUE | Garville Avenue [T42] | MILLTOWN (DR) |  | 53.3261 | -6.2639
046011X | MV/LV Substation GL***011X |  | 10 kV | _ | LV | 100 kVA :Pole Substation | 0.1 | --> | 0.1 | 0.064 | 5.48 |  | --> | 0.095 | 0 | 0.012 | 0.081 | 0 |  | --> | C15 ex BALLYTIVNAN | Ballytivnan [T41,T42] | SLIGO |  | 54.2786 | -8.448
117403Y | MV/LV Substation CR***403Y |  | 20 kV | _ | LV | 200 kVA :Pole Substation | 0.2 | --> | 0.2 | 0 | 0 | Constrained, otherwise capacity available =193 kVA | --> | 0.19 | 0 | 0 | 0 | 0 | Constrained, otherwise capacity available =189 kW | --> | E18 ex COLLOONEY | Collooney [T421,T422] | SLIGO |  | 54.089 | -8.3191
001224X | MV/LV Substation VI***224X |  | 10 kV | _ | LV | 1000 kVA :Building Structure | 1 | --> | 1 | 0 | 0 |  | --> | 0.95 | 0 | 0 | 0.5 | 0 |  | --> | C19 ex LOUGHLINSTOWN | Loughlinstown [T41,T42] | CARRICKMINES |  | 53.2413 | -6.1409
007350 | MV/LV Substation BI***350 |  | 10 kV | _ | LV | 400 kVA :Kiosk Substation | 0.4 | --> | 0.4 | 0 | 0 | Constrained, otherwise capacity available =296 kVA | --> | 0.38 | 0 | 0.022 | 0 | 0 | Constrained, otherwise capacity available =349 kW | --> | C18 ex MULGANNON | Mulgannon [T41,T42] | WEXFORD |  | 52.3125 | -6.4569
1674162 | MV/LV Substation BL***4162 |  | 20 kV | _ | LV | 630 kVA :Building Structure | 0.63 | --> | 0.63 | 0 | 0 | Constrained, otherwise capacity available =569 kVA | --> | 0.598 | 0 | 0 | 0 | 0 | Constrained, otherwise capacity available =590 kW | --> | E15 ex WHITECHURCH | Whitechurch [T421,T422] | KILBARRY |  | 51.9406 | -8.5489
021094Y | MV/LV Substation FA***094Y |  | 10 kV | _ | LV | 630 kVA :Kiosk Substation | 0.63 | --> | 0.63 | 0 | 0 | Constrained, otherwise capacity available =450 kVA | --> | 0.598 | 0 | 0.022 | 0.5 | 0 |  | --> | C24 ex KILBARRY | Kilbarry [T101,T43] | KILBARRY |  | 51.9126 | -8.4814
004819 | MV/LV Substation SH***819 |  | 10 kV | _ | LV | 50 kVA :Pole Substation | 0.05 | --> | 0.05 | 0.032 | 18.08 |  | --> | 0.048 | 0 | 0 | 0.045 | 0 |  | --> | C13 ex ARKLOW | Arklow [T101,T102] | ARKLOW |  | 52.8252 | -6.1763
196038X | MV/LV Substation EA***038X |  | 20 kV | _ | LV | 100 kVA :Pole Substation | 0.1 | --> | 0.1 | 0.061 | 1.34 |  | --> | 0.095 | 0 | 0.018 | 0 | 0 | Constrained, otherwise capacity available =76 kW | --> | E23 ex ATHBOY | Athboy [T423] | NAVAN |  | 53.53 | -6.9618
2074124 | MV/LV Substation CO***4124 |  | 10 kV | _ | LV | 50 kVA :Pole Substation | 0.05 | --> | 0.05 | 0 | 0 | Constrained, otherwise capacity available =47 kVA | --> | 0.048 | 0 | 0 | 0 | 0 | Constrained, otherwise capacity available =47 kW | --> | C14 ex TEMPLEMORE | Templemore [T41,T42] | IKERRIN |  | 52.7944 | -7.5509
008375 | MV/LV Substation TA***375 |  | 20 kV | _ | LV | 200 kVA :Pole Substation | 0.2 | --> | 0.2 | 0.083 | 0.2 |  | --> | 0.19 | 0 | 0 | 0 | 0 | Constrained, otherwise capacity available =173 kW | --> | E15 ex BEALISTOWN | Bealistown [T421,T422] | GREAT ISLAND |  | 52.2771 | -6.7992
0324130 | MV/LV Substation AL***4130 |  | 10 kV | _ | LV | 400 kVA :Building Structure | 0.4 | --> | 0.4 | 0 | 0 | Constrained, otherwise capacity available =334 kVA | --> | 0.38 | 0 | 0 | 0 | 0 | Constrained, otherwise capacity available =371 kW | --> | C16 ex TRAMORE | Tramore [T41,T42] | BUTLERSTOWN |  | 52.1612 | -7.1487
082196Y | MV/LV Substation CH***196Y |  | 20 kV | _ | LV | 50 kVA :Pole Substation | 0.05 | --> | 0.05 | 0 | 0 | Constrained, otherwise capacity available =45 kVA | --> | 0.048 | 0 | 0 | 0 | 0 | Constrained, otherwise capacity available =47 kW | --> | E19 ex SLANE | Slane [T421] | DRYBRIDGE |  | 53.7281 | -6.6555
062436 | MV/LV Substation T/***436 |  | 20 kV | _ | LV | 200 kVA :Pole Substation | 0.2 | --> | 0.2 | 0.189 | 2.33 |  | --> | 0.19 | 0 | 0 | 0 | 0 | Constrained, otherwise capacity available =188 kW | --> | C18 ex DUNDALK | Dundalk [T41,T42] | DUNDALK |  | 54.0261 | -6.4291
365953X | MV/LV Substation RU***953X |  | 10 kV | _ | LV | 400 kVA :Kiosk Substation | 0.4 | --> | 0.4 | 0.289 | 13.91 |  | --> | 0.38 | 0 | 0.011 | 0.356 | 0 |  | --> | C23 ex COOKSTOWN | Cookstown [T101,T102] | CARRICKMINES |  | 53.283 | -6.4066
0694050 | MV/LV Substation ME***4050 |  | 10 kV | _ | LV | 1000 kVA :Building Structure | 1 | --> | 1 | 0.5 | 0.98 |  | --> | 0.95 | 0 | 0 | 0.5 | 0 |  | --> | C23 ex LEESON STREET | Leeson Street [T41,T42] | MILLTOWN (DR) |  | 53.3323 | -6.2479
066357Z | MV/LV Substation ST***357Z |  | 20 kV | _ | LV | 200 kVA :Building Structure | 0.2 | --> | 0.2 | 0 | 0 | Constrained, otherwise capacity available =184 kVA | --> | 0.19 | 0 | 0.005 | 0 | 0 | Constrained, otherwise capacity available =184 kW | --> | E17 ex BALTRASNA | Baltrasna [T121,T122] | BALTRASNA |  | 53.5093 | -6.5414
243094 | MV/LV Substation AU***094 |  | 20 kV | _ | LV | 100 kVA :Pole Substation | 0.1 | --> | 0.1 | 0 | 0 | Constrained, otherwise capacity available =89 kVA | --> | 0.095 | 0 | 0 | 0 | 0 | Constrained, otherwise capacity available =94 kW | --> | E17 ex INCH | Inch [T421,T422] | OUGHTRAGH |  | 52.2421 | -9.981
0144411 | MV/LV Substation MA***4411 |  | 10 kV | _ | LV | 630 kVA :Kiosk Substation | 0.63 | --> | 0.63 | 0 | 0 | Constrained, otherwise capacity available =626 kVA | --> | 0.598 | 0 | 0 | 0 | 0 | Constrained, otherwise capacity available =598 kW | --> | C18 ex KILDARE | Kildare [T41,T42] | NEWBRIDGE |  | 53.1572 | -6.9014
069724 | MV/LV Substation RO***724 |  | 10 kV | _ | LV | 630 kVA :Kiosk Substation | 0.63 | --> | 0.63 | 0.5 | 0.91 |  | --> | 0.598 | 0 | 0 | 0.5 | 0 |  | --> | C14 ex KIMMAGE | Kimmage [T41,T42] | INCHICORE 220KV |  | 53.3157 | -6.3102
154783 | MV/LV Substation DA***783 |  | 10 kV | _ | LV | 200 kVA :Building Structure | 0.2 | --> | 0.2 | 0 | 0 | Constrained, otherwise capacity available =106 kVA | --> | 0.19 | 0 | 0.015 | 0.166 | 0 |  | --> | C11 ex MACETOWN | Macetown [T101,T102] | MACETOWN |  | 53.4111 | -6.4276
377155 | MV/LV Substation GA***155 |  | 20 kV | _ | LV | 50 kVA :Pole Substation | 0.05 | --> | 0.05 | 0 | 0 | Constrained, otherwise capacity available =49 kVA | --> | 0.048 | 0 | 0 | 0 | 0 | Constrained, otherwise capacity available =47 kW | --> | E17 ex GURRANEBANE | Gurranebane [T421,T422] | OUGHTRAGH |  | 51.9343 | -10.2405
009628Y | MV/LV Substation UL***628Y |  | 10 kV | _ | LV | 50 kVA :Pole Substation | 0.05 | --> | 0.05 | 0 | 0 | Constrained, otherwise capacity available =43 kVA | --> | 0.048 | 0 | 0 | 0 | 0 | Constrained, otherwise capacity available =46 kW | --> | C12 ex GRANAGH | Granagh [T41,T42] | WATERFORD |  | 52.3209 | -7.2032
154503Z | MV/LV Substation BT***503Z |  | 10 kV | _ | LV | 1000 kVA :Building Structure | 1 | --> | 1 | 0 | 0 | Constrained, otherwise capacity available =867 kVA | --> | 0.95 | 0 | 0.012 | 0 | 0 | Constrained, otherwise capacity available =923 kW | --> | C11 ex BALLYCOOLIN | Ballycoolin [T41,T42,T43] | FINGLAS |  | 53.4125 | -6.3615
196363X | MV/LV Substation KN***363X |  | 10 kV | _ | LV | 1000 kVA :Building Structure | 1 | --> | 1 | 0 | 0 | Constrained, otherwise capacity available =893 kVA | --> | 0.95 | 0 | 0 | 0 | 0 | Constrained, otherwise capacity available =935 kW | --> | C21 ex TRIM | Trim [T41,T42] | NAVAN |  | 53.5467 | -6.7964
164348 | MV/LV Substation KI***348 |  | 10 kV | _ | LV | 50 kVA :Pole Substation | 0.05 | --> | 0.05 | 0 | 0 | Constrained, otherwise capacity available =48 kVA | --> | 0.048 | 0 | 0 | 0 | 0 | Constrained, otherwise capacity available =47 kW | --> | C17 ex SKIBBEREEN | Skibbereen [T41,T42] | DUNMANWAY |  | 51.5843 | -9.1484
082931Y | MV/LV Substation YE***931Y |  | 10 kV | _ | LV | 200 kVA :Kiosk Substation | 0.2 | --> | 0.2 | 0 | 0 | Constrained, otherwise capacity available =131 kVA | --> | 0.19 | 0 | 0 | 0 | 0 | Constrained, otherwise capacity available =180 kW | --> | C32 ex ACADEMY STREET | Academy Street [T421,T422,T44] | NAVAN |  | 53.6456 | -6.699
158191Y | MV/LV Substation SL***191Y |  | 10 kV | _ | LV | 200 kVA :Pole Substation | 0.2 | --> | 0.2 | 0.188 | 0.83 |  | --> | 0.19 | 0 | 0.006 | 0 | 0 | Constrained, otherwise capacity available =184 kW | --> | C18 ex MILLTOWN MALBAY | Milltown Malbay [T42] | TULLABRACK |  | 52.8592 | -9.3881
020033 | MV/LV Substation GO***033 |  | 10 kV | _ | LV | 100 kVA :Pole Substation | 0.1 | --> | 0.1 | 0 | 0 | Constrained, otherwise capacity available =85 kVA | --> | 0.095 | 0 | 0.005 | 0 | 0 | Constrained, otherwise capacity available =89 kW | --> | C18 ex COOLCORCORAN | Coolcorcoran [T41,T42] | KNOCKEARAGH |  | 52.0676 | -9.6108
062092 | MV/LV Substation ST***092 |  | 10 kV | _ | LV | 200 kVA :Kiosk Substation | 0.2 | --> | 0.2 | 0.018 | 2.33 |  | --> | 0.19 | 0 | 0.013 | 0 | 0 | Constrained, otherwise capacity available =154 kW | --> | C12 ex DUNDALK | Dundalk [T41,T42] | DUNDALK |  | 54.0147 | -6.418
0184098 | MV/LV Substation DO***4098 |  | 10 kV | _ | LV | 100 kVA :Pole Substation | 0.1 | --> | 0.1 | 0.1 | 3.75 |  | --> | 0.095 | 0 | 0 | 0 | 0 | Constrained, otherwise capacity available =95 kW | --> | C19 ex SMEARLA | Smearla [T41,T42] | TRIEN |  | 52.414 | -9.3733
365978X | MV/LV Substation BA***978X |  | 10 kV | _ | LV | 630 kVA :Building Structure | 0.63 | --> | 0.63 | 0 | 0 | Constrained, otherwise capacity available =546 kVA | --> | 0.598 | 0 | 0 | 0.5 | 0 |  | --> | C12 ex TYMON | Tymon [T41,T42] | COOKSTOWN |  | 53.3057 | -6.3493
034962X | MV/LV Substation R ***962X |  | 10 kV | _ | LV | 50 kVA :Pole Substation | 0.05 | --> | 0.05 | 0.045 | 0.95 |  | --> | 0.048 | 0 | 0 | 0 | 0 | Constrained, otherwise capacity available =47 kW | --> | C15 ex SPA ROAD | Spa Road [T41,T42] | DOON |  | 52.3422 | -7.7139
164612 | MV/LV Substation CL***612 |  | 10 kV | _ | LV | 50 kVA :Pole Substation | 0.05 | --> | 0.05 | 0 | 0 | Constrained, otherwise capacity available =36 kVA | --> | 0.048 | 0 | 0 | 0 | 0 | Constrained, otherwise capacity available =46 kW | --> | C11 ex SKIBBEREEN | Skibbereen [T41,T42] | DUNMANWAY |  | 51.5941 | -9.2868
0494501 | MV/LV Substation CA***4501 |  | 10 kV | _ | LV | 100 kVA :Pole Substation | 0.1 | --> | 0.1 | 0.099 | 0.21 |  | --> | 0.095 | 0 | 0 | 0 | 0 | Constrained, otherwise capacity available =95 kW | --> | E19 ex LONGFORD | Longford [T421,T422] | RICHMOND |  | 53.7129 | -7.8204
039599 | MV/LV Substation CA***599 |  | 10 kV | _ | LV | 50 kVA :Pole Substation | 0.05 | --> | 0.05 | 0 | 0 | Constrained, otherwise capacity available =25 kVA | --> | 0.048 | 0 | 0 | 0 | 0 | Constrained, otherwise capacity available =45 kW | --> | C20 ex ORANMORE | Oranmore [T41,T44] | GALWAY 110KV |  | 53.3029 | -8.9262
058444X | MV/LV Substation NO***444X |  | 10 kV | _ | LV | 50 kVA :Pole Substation | 0.05 | --> | 0.05 | 0.04 | 3 |  | --> | 0.048 | 0 | 0 | 0 | 0 | Constrained, otherwise capacity available =46 kW | --> | C25 ex NENAGH | Nenagh [T41,T42] | NENAGH |  | 52.8554 | -8.1073
071836 | MV/LV Substation WI***836 |  | 10 kV | _ | LV | 50 kVA :Pole Substation | 0.05 | --> | 0.05 | 0 | 0 | Constrained, otherwise capacity available =7 kVA | --> | 0.048 | 0 | 0 | 0.041 | 0 |  | --> | C22 ex GREYSTONES | Greystones [T41,T42] | FASSAROE |  | 53.1223 | -6.109
059651 | MV/LV Substation PO***651 |  | 10 kV | _ | LV | 100 kVA :Pole Substation | 0.1 | --> | 0.1 | 0 | 0 | Constrained, otherwise capacity available =69 kVA | --> | 0.095 | 0 | 0.045 | 0 | 0 | Constrained, otherwise capacity available =57 kW | --> | C11 ex DERRYCRAMPH | Derrycramph [T41,T42] | SHANKILL |  | 53.9445 | -7.3462
039139 | MV/LV Substation GL***139 |  | 10 kV | _ | LV | 400 kVA :Kiosk Substation | 0.4 | --> | 0.4 | 0.309 | 11.03 |  | --> | 0.38 | 0 | 0.08 | 0.308 | 0 |  | --> | C24 ex SALTHILL | Salthill [T101,T102] | SALTHILL |  | 53.266 | -9.0858
365411X | MV/LV Substation CH***411X |  | 10 kV | _ | LV | 200 kVA :Kiosk Substation | 0.2 | --> | 0.2 | 0 | 0 | Constrained, otherwise capacity available =141 kVA | --> | 0.19 | 0 | 0.014 | 0.172 | 0 |  | --> | C16 ex CLONDALKIN | Clondalkin [T41,T42,T44] | INCHICORE 220KV |  | 53.3198 | -6.4123
064848Y | MV/LV Substation GR***848Y |  | 20 kV | _ | LV | 400 kVA :Kiosk Substation | 0.4 | --> | 0.4 | 0 | 0 | Constrained, otherwise capacity available =310 kVA | --> | 0.38 | 0 | 0.013 | 0 | 0 | Constrained, otherwise capacity available =358 kW | --> | E15 ex JULIANSTOWN | Julianstown [T421,T422] | DRYBRIDGE |  | 53.6353 | -6.2571
093006X | MV/LV Substation CR***006X |  | 10 kV | _ | LV | 400 kVA :Kiosk Substation | 0.4 | --> | 0.4 | 0 | 0 | Constrained, otherwise capacity available =308 kVA | --> | 0.38 | 0 | 0.009 | 0.36 | 0 |  | --> | C20 ex POPPINTREE | Poppintree [T101,T102] | FINGLAS |  | 53.4033 | -6.2786
062815Y | MV/LV Substation MA***815Y |  | 10 kV | _ | LV | 630 kVA :Building Structure | 0.63 | --> | 0.63 | 0.5 | 5.69 |  | --> | 0.598 | 0 | 0 | 0 | 0 | Constrained, otherwise capacity available =589 kW | --> | C24 ex RAMPARTS | Ramparts [T41,T42] | DUNDALK |  | 54.0007 | -6.3991
154459Z | MV/LV Substation DR***459Z |  | 10 kV | _ | LV | 400 kVA :Kiosk Substation | 0.4 | --> | 0.4 | 0 | 0 | Constrained, otherwise capacity available =379 kVA | --> | 0.38 | 0 | 0 | 0.377 | 0 |  | --> | C14 ex MACETOWN | Macetown [T101,T102] | MACETOWN |  | 53.4057 | -6.3868
050118Z | MV/LV Substation PU***118Z |  | 20 kV | _ | LV | 50 kVA :Pole Substation | 0.05 | --> | 0.05 | 0 | 0 | Constrained, otherwise capacity available =47 kVA | --> | 0.048 | 0 | 0 | 0 | 0 | Constrained, otherwise capacity available =47 kW | --> | C24 ex ATHLONE | Athlone [T41,T42] | ATHLONE |  | 53.3577 | -7.9697
021484 | MV/LV Substation RA***484 |  | 10 kV | _ | LV | 50 kVA :Pole Substation | 0.05 | --> | 0.05 | 0 | 0 | Constrained, otherwise capacity available =37 kVA | --> | 0.048 | 0 | 0.01 | 0.038 | 0 |  | --> | C16 ex RIVERSTOWN | Riverstown [T41,T42] | KILBARRY |  | 51.9841 | -8.3446
0114142 | MV/LV Substation FR***4142 |  | 10 kV | _ | LV | 50 kVA :Pole Substation | 0.05 | --> | 0.05 | 0.036 | 5.05 |  | --> | 0.048 | 0 | 0.02 | 0 | 0 | Constrained, otherwise capacity available =31 kW | --> | C20 ex MCDONAGH | Mcdonagh [T41,T42] | KILKENNY |  | 52.6771 | -7.1082
011981Y | MV/LV Substation PE***981Y |  | 10 kV | _ | LV | 1000 kVA :Building Structure | 1 | --> | 1 | 0 | 0 | Constrained, otherwise capacity available =919 kVA | --> | 0.95 | 0 | 0 | 0 | 0 | Constrained, otherwise capacity available =939 kW | --> | C14 ex ROSEHILL | Rosehill [T41,T42] | KILKENNY |  | 52.6506 | -7.2532
064004 | MV/LV Substation DU***004 |  | 10 kV | _ | LV | 400 kVA :Kiosk Substation | 0.4 | --> | 0.4 | 0 | 0 |  | --> | 0.38 | 0 | 0 | 0 | 0 | Constrained, otherwise capacity available =321 kW | --> | C17 ex RATHMULLAN | Rathmullan [T41,T42] | DRYBRIDGE |  | 53.7156 | -6.3533
377999 | MV/LV Substation KI***999 |  | 20 kV | _ | LV | 50 kVA :Pole Substation | 0.05 | --> | 0.05 | 0 | 0 | Constrained, otherwise capacity available =44 kVA | --> | 0.048 | 0 | 0 | 0 | 0 | Constrained, otherwise capacity available =47 kW | --> | E12 ex GURRANEBANE | Gurranebane [T421,T422] | OUGHTRAGH |  | 52.0538 | -9.9414
0054112 | MV/LV Substation BA***4112 |  | 20 kV | _ | LV | 50 kVA :Pole Substation | 0.05 | --> | 0.05 | 0.05 | 17.8 |  | --> | 0.048 | 0 | 0 | 0.048 | 0 |  | --> | E19 ex BANOGE | Banoge [T121,T122] | BANOGE |  | 52.6279 | -6.3204
162489X | MV/LV Substation DR***489X |  | 20 kV | _ | LV | 50 kVA :Pole Substation | 0.05 | --> | 0.05 | 0.035 | 0.25 |  | --> | 0.048 | 0 | 0.011 | 0 | 0 | Constrained, otherwise capacity available =37 kW | --> | C12 ex ROSSGEIR | Rossgeir [T41,T42] | LETTERKENNY |  | 54.7975 | -7.6284
3654231 | MV/LV Substation CA***4231 |  | 10 kV | _ | LV | 630 kVA :Kiosk Substation | 0.63 | --> | 0.63 | 0 | 0 | Constrained, otherwise capacity available =630 kVA | --> | 0.598 | 0 | 0 | 0.5 | 0 |  | --> | C17 ex CLONDALKIN | Clondalkin [T41,T42,T44] | INCHICORE 220KV |  | 53.3284 | -6.4096
046098X | MV/LV Substation CU***098X |  | 10 kV | _ | LV | 50 kVA :Pole Substation | 0.05 | --> | 0.05 | 0.048 | 4.13 |  | --> | 0.048 | 0 | 0.005 | 0.044 | 0 |  | --> | C14 ex AGHAGAD | Aghagad [T41,T42] | SLIGO |  | 54.3322 | -8.4973
021747Z | MV/LV Substation B/***747Z |  | 10 kV | _ | LV | 400 kVA :Building Structure | 0.4 | --> | 0.4 | 0 | 0 | Constrained, otherwise capacity available =380 kVA | --> | 0.38 | 0 | 0 | 0.377 | 0 |  | --> | C15 ex RIVERSTOWN | Riverstown [T41,T42] | KILBARRY |  | 51.9325 | -8.3692
2884135 | MV/LV Substation SO***4135 |  | 10 kV | _ | LV | 1000 kVA :Building Structure | 1 | --> | 1 | 0.5 | 1.16 |  | --> | 0.95 | 0 | 0 | 0.5 | 0 |  | --> | C19 ex BREWERY ROAD | Brewery Road [T41,T42] | CARRICKMINES |  | 53.2714 | -6.1982
0344012 | MV/LV Substation FO***4012 |  | 20 kV | _ | LV | 100 kVA :Pole Substation | 0.1 | --> | 0.1 | 0 | 0.57 |  | --> | 0.095 | 0 | 0.156 | 0 | 0 |  | --> | E19 ex LAWLESSTOWN | Lawlesstown [T42,T421] | DOON |  | 52.5315 | -7.7556
066299 | MV/LV Substation WO***299 |  | 10 kV | _ | LV | 400 kVA :Kiosk Substation | 0.4 | --> | 0.4 | 0.272 | 5.82 |  | --> | 0.38 | 0 | 0.025 | 0.344 | 0 |  | --> | C22 ex COOLOCK | Coolock [T41,T42] | FINGLAS |  | 53.3896 | -6.1742
0154332 | MV/LV Substation RI***4332 |  | 20 kV | _ | LV | 50 kVA :Pole Substation | 0.05 | --> | 0.05 | 0 | 0 | Constrained, otherwise capacity available =50 kVA | --> | 0.048 | 0 | 0 | 0 | 0 | Constrained, otherwise capacity available =48 kW | --> | E13 ex BLESSINGTON | Blessington [T421,T422] | KILTEEL |  | 53.1351 | -6.6217
066295 | MV/LV Substation GR***295 |  | 10 kV | _ | LV | 400 kVA :Kiosk Substation | 0.4 | --> | 0.4 | 0 | 0 | Constrained, otherwise capacity available =340 kVA | --> | 0.38 | 0 | 0 | 0.372 | 0 |  | --> | C22 ex HOWTH JUNCTION | Howth Junction [T41,T42] | GRANGE (DR) |  | 53.3879 | -6.1677
067240X | MV/LV Substation WE***240X |  | 10 kV | _ | LV | 400 kVA :Kiosk Substation | 0.4 | --> | 0.4 | 0 | 0 | Constrained, otherwise capacity available =108 kVA | --> | 0.38 | 0 | 0.033 | 0 | 0 | Constrained, otherwise capacity available =314 kW | --> | C16 ex GILLOGUE | Gillogue [T41,T42] | ARDNACRUSHA |  | 52.6832 | -8.6024
209453X | MV/LV Substation DI***453X |  | 20 kV | _ | LV | 50 kVA :Pole Substation | 0.05 | --> | 0.05 | 0 | 0 | Constrained, otherwise capacity available =49 kVA | --> | 0.048 | 0 | 0 | 0 | 0 | Constrained, otherwise capacity available =47 kW | --> | C21 ex MILFORD (NR) | Milford (nr) [T41,T42] | LETTERKENNY |  | 55.1763 | -7.7851
015799X | MV/LV Substation TH***799X |  | 10 kV | _ | LV | 200 kVA :Kiosk Substation | 0.2 | --> | 0.2 | 0 | 0 | Constrained, otherwise capacity available =115 kVA | --> | 0.19 | 0 | 0.065 | 0 | 0 | Constrained, otherwise capacity available =130 kW | --> | C11 ex NAAS | Naas [T41,T42] | KILTEEL |  | 53.2165 | -6.6472
066806Z | MV/LV Substation FE***806Z |  | 10 kV | _ | LV | 400 kVA :Kiosk Substation | 0.4 | --> | 0.4 | 0 | 0 | Constrained, otherwise capacity available =316 kVA | --> | 0.38 | 0 | 0 | 0.368 | 0 |  | --> | C16 ex MOUNTGORRY | Mountgorry [T41,T42] | GRANGE (DR) |  | 53.4442 | -6.1965
0684235 | MV/LV Substation NW***4235 |  | 10 kV | _ | LV | 1000 kVA :Building Structure | 1 | --> | 1 | 0.5 | 14.34 |  | --> | 0.95 | 0 | 0 | 0.5 | 0 |  | --> | C20 ex NORTH QUAYS | North Quays [T101,T102,T103] | POOLBEG |  | 53.3475 | -6.2292
350041 | MV/LV Substation DI***041 |  | 10 kV | _ | LV | 100 kVA :Pole Substation | 0.1 | --> | 0.1 | 0.046 | 1.57 |  | --> | 0.095 | 0 | 0.014 | 0 | 0 | Constrained, otherwise capacity available =77 kW | --> | C15 ex BUNDORAN | Bundoran [T41,T42] | CATHALEENS FALL |  | 54.4761 | -8.2915
004490 | MV/LV Substation RO***490 |  | 20 kV | _ | LV | 50 kVA :Pole Substation | 0.05 | --> | 0.05 | 0 | 0 | Constrained, otherwise capacity available =36 kVA | --> | 0.048 | 0 | 0.036 | 0 | 0 | Constrained, otherwise capacity available =19 kW | --> | E13 ex SHILLELAGH | Shillelagh [T421,T422] | CARLOW |  | 52.7839 | -6.4317
0364067 | MV/LV Substation SC***4067 |  | 10 kV | _ | LV | 200 kVA :Pole Substation | 0.2 | --> | 0.2 | 0 | 0 | Constrained, otherwise capacity available =198 kVA | --> | 0.19 | 0 | 0 | 0 | 0 | Constrained, otherwise capacity available =190 kW | --> | E16 ex GARRANACANTY | Garranacanty [T421,T422] | TIPPERARY |  | 52.4707 | -8.1514
119487 | MV/LV Substation RH***487 |  | 20 kV | _ | LV | 400 kVA :Kiosk Substation | 0.4 | --> | 0.4 | 0 | 0 | Constrained, otherwise capacity available =341 kVA | --> | 0.38 | 0 | 0.033 | 0 | 0 | Constrained, otherwise capacity available =348 kW | --> | C15 ex KANTURK | Kanturk [T41,T42] | GLENLARA |  | 52.131 | -8.8913
349003 | MV/LV Substation TE***003 |  | 10 kV | _ | LV | 400 kVA :Building Structure | 0.4 | --> | 0.4 | 0.252 | 2.35 |  | --> | 0.38 | 0 | 0.029 | 0 | 0 | Constrained, otherwise capacity available =338 kW | --> | C15 ex KILTIMAGH | Kiltimagh [T41] | CASTLEBAR |  | 53.8482 | -8.9922
0314236 | MV/LV Substation SI***4236 |  | 10 kV | _ | LV | 50 kVA :Pole Substation | 0.05 | --> | 0.05 | 0 | 0 | Constrained, otherwise capacity available =48 kVA | --> | 0.048 | 0 | 0 | 0 | 0 | Constrained, otherwise capacity available =47 kW | --> | C20 ex COLLIGAN | Colligan [T41,T42] | DUNGARVAN |  | 52.0893 | -7.641
011008 | MV/LV Substation CH***008 |  | 10 kV | _ | LV | 400 kVA :Kiosk Substation | 0.4 | --> | 0.4 | 0.037 | 0.04 | Constrained, otherwise capacity available =210 kVA | --> | 0.38 | 0 | 0.039 | 0 | 0 | Constrained, otherwise capacity available =324 kW | --> | C19 ex CALLAN | Callan [T41,T42] | KILKENNY |  | 52.5427 | -7.3927
041286Y | MV/LV Substation CL***286Y |  | 20 kV | _ | LV | 50 kVA :Pole Substation | 0.05 | --> | 0.05 | 0 | 0 | Constrained, otherwise capacity available =40 kVA | --> | 0.048 | 0 | 0 | 0 | 0 | Constrained, otherwise capacity available =46 kW | --> | E21 ex DALTON | Dalton [T421,T422] | DALTON |  | 53.7655 | -9.0565
035098X | MV/LV Substation MA***098X |  | 10 kV | _ | LV | 50 kVA :Pole Substation | 0.05 | --> | 0.05 | 0.049 | 6.17 |  | --> | 0.048 | 0 | 0 | 0 | 0 | Constrained, otherwise capacity available =47 kW | --> | C24 ex CAHIR | Cahir [T41,T42] | CAHIR |  | 52.4486 | -7.9061
156211 | MV/LV Substation MO***211 |  | 10 kV | _ | LV | 50 kVA :Pole Substation | 0.05 | --> | 0.05 | 0 | 0 | Constrained, otherwise capacity available =32 kVA | --> | 0.048 | 0 | 0.015 | 0 | 0 | Constrained, otherwise capacity available =34 kW | --> | C15 ex DRUMBEAR | Drumbear [T41,T42] | LISDRUM |  | 54.2166 | -6.8529
065738 | MV/LV Substation RO***738 |  | 20 kV | _ | LV | 50 kVA :Pole Substation | 0.05 | --> | 0.05 | 0 | 0 | Constrained, otherwise capacity available =47 kVA | --> | 0.048 | 0 | 0 | 0 | 0 | Constrained, otherwise capacity available =47 kW | --> | E15 ex BATTER LANE TEMPORARY | Batter Lane Temporary 38kv [T421] | GLASMORE |  | 53.5134 | -6.1415
069339 | MV/LV Substation RA***339 |  | 10 kV | _ | LV | 630 kVA :Kiosk Substation | 0.63 | --> | 0.63 | 0.297 | 9.28 |  | --> | 0.598 | 0 | 0.031 | 0.5 | 0 |  | --> | C06 ex PEMBROKE | Pembroke [T41,T42,T43,T44] | RINGSEND |  | 53.3289 | -6.2389
067351 | MV/LV Substation FI***351 |  | 10 kV | _ | LV | 1000 kVA :Building Structure | 1 | --> | 1 | 0 | 0 | Constrained, otherwise capacity available =716 kVA | --> | 0.95 | 0 | 0 | 0.5 | 0 |  | --> | C16 ex ROCHES STREET | Roches Street [T41,T42] | LIMERICK |  | 52.6617 | -8.6281
0014081 | MV/LV Substation CU***4081 |  | 10 kV | _ | LV | 1000 kVA :Building Structure | 1 | --> | 1 | 0.5 | 1.23 |  | --> | 0.95 | 0 | 0.011 | 0.5 | 0 |  | --> | C20 ex SALLYNOGGIN ROAD | Sallynoggin Road [T41,T42] | CHERRYWOOD |  | 53.2839 | -6.1427
093176Z | MV/LV Substation KI***176Z |  | 10 kV | _ | LV | 400 kVA :Building Structure | 0.4 | --> | 0.4 | 0 | 0 | Constrained, otherwise capacity available =279 kVA | --> | 0.38 | 0 | 0 | 0.363 | 0 |  | --> | C18 ex GRANGE (DR) | Grange (dr) [T41,T42] | GRANGE (DR) |  | 53.3889 | -6.1666
1324152 | MV/LV Substation CH***4152 |  | 10 kV | _ | LV | 400 kVA :Building Structure | 0.4 | --> | 0.4 | 0 | 0 |  | --> | 0.38 | 0 | 0 | 0 | 0 | Constrained, otherwise capacity available =366 kW | --> | C17 ex LOUGHREA | Loughrea [T41,T42] | SOMERSET |  | 53.2044 | -8.5494
111925Z | MV/LV Substation CL***925Z |  | 10 kV | _ | LV | 50 kVA :Pole Substation | 0.05 | --> | 0.05 | 0 | 0 | Constrained, otherwise capacity available =46 kVA | --> | 0.048 | 0 | 0 | 0 | 0 | Constrained, otherwise capacity available =47 kW | --> | C15 ex BANTRY | Bantry [T41,T42] | BALLYLICKY |  | 51.7053 | -9.366
058160 | MV/LV Substation MT***160 |  | 20 kV | _ | LV | 50 kVA :Pole Substation | 0.05 | --> | 0.05 | 0 | 0 | Constrained, otherwise capacity available =27 kVA | --> | 0.048 | 0 | 0 | 0 | 0 | Constrained, otherwise capacity available =44 kW | --> | C17 ex KYLEERAGH | Kyleeragh [T41,T42] | NENAGH |  | 52.9681 | -8.138
007248X | MV/LV Substation FA***248X |  | 20 kV | _ | LV | 100 kVA :Pole Substation | 0.1 | --> | 0.1 | 0.1 | 4.38 |  | --> | 0.095 | 0 | 0 | 0.095 | 0 |  | --> | E18 ex CRANE | Crane [T122] | CRANE |  | 52.4501 | -6.3455
156980Y | MV/LV Substation KI***980Y |  | 20 kV | _ | LV | 200 kVA :Pole Substation | 0.2 | --> | 0.2 | 0.2 | 2.47 |  | --> | 0.19 | 0 | 0 | 0 | 0 | Constrained, otherwise capacity available =190 kW | --> | E13 ex TELAYDON | Telaydon [T42,T421] | LISDRUM |  | 54.2601 | -7.0421
033274Y | MV/LV Substation BR***274Y |  | 10 kV | _ | LV | 50 kVA :Pole Substation | 0.05 | --> | 0.05 | 0 | 0 | Constrained, otherwise capacity available =45 kVA | --> | 0.048 | 0 | 0 | 0.047 | 0 |  | --> | C23 ex CREGG ROAD | Cregg Road [T41,T42] | BALLYDINE |  | 52.3745 | -7.3339
002549 | MV/LV Substation GL***549 |  | 10 kV | _ | LV | 50 kVA :Pole Substation | 0.05 | --> | 0.05 | 0.042 | 2.36 |  | --> | 0.048 | 0 | 0 | 0.046 | 0 |  | --> | C16 ex BRAY | Bray [T41,T42] | FASSAROE |  | 53.1783 | -6.1497
046092 | MV/LV Substation RA***092 |  | 10 kV | _ | LV | 630 kVA :Kiosk Substation | 0.63 | --> | 0.63 | 0 | 0 | Constrained, otherwise capacity available =592 kVA | --> | 0.598 | 0 | 0.004 | 0.5 | 0 |  | --> | C11 ex FINISKLIN | Finisklin [T41,T42] | SLIGO |  | 54.2741 | -8.4939
065302Z | MV/LV Substation GE***302Z |  | 10 kV | _ | LV | 630 kVA :Kiosk Substation | 0.63 | --> | 0.63 | 0 | 0 | Constrained, otherwise capacity available =551 kVA | --> | 0.598 | 0 | 0 | 0 | 0 | Constrained, otherwise capacity available =588 kW | --> | C16 ex BALBRIGGAN | Balbriggan [T42] | GLASMORE |  | 53.6112 | -6.1817
206918 | MV/LV Substation MA***918 |  | 20 kV | _ | LV | 630 kVA :Kiosk Substation | 0.63 | --> | 0.63 | 0.346 | 1.6 |  | --> | 0.598 | 0 | 0.006 | 0 | 0 | Constrained, otherwise capacity available =554 kW | --> | E12 ex BELMULLET | Belmullet [T421] | BELLACORICK |  | 54.2231 | -9.9891
021723 | MV/LV Substation ST***723 |  | 10 kV | _ | LV | 200 kVA :Pole Substation | 0.2 | --> | 0.2 | 0.146 | 6.78 |  | --> | 0.19 | 0 | 0.009 | 0.176 | 0 |  | --> | C14 ex CASTLEVIEW | Castleview [T101,T102] | CASTLEVIEW |  | 51.9004 | -8.365
067168X | MV/LV Substation MO***168X |  | 10 kV | _ | LV | 400 kVA :Kiosk Substation | 0.4 | --> | 0.4 | 0 | 0 | Constrained, otherwise capacity available =167 kVA | --> | 0.38 | 0 | 0.029 | 0.326 | 0 |  | --> | C20 ex BALLINACURRA | Ballinacurra [T41,T42] | LIMERICK |  | 52.6549 | -8.6348
2504049 | MV/LV Substation GR***4049 |  | 10 kV | _ | LV | 50 kVA :Pole Substation | 0.05 | --> | 0.05 | 0.04 | 1.26 |  | --> | 0.048 | 0 | 0 | 0 | 0 | Constrained, otherwise capacity available =46 kW | --> | C23 ex BALLYCROSSAUN | Ballycrossaun [T421,T422] | SOMERSET |  | 53.1703 | -8.1483
059605Y | MV/LV Substation DR***605Y |  | 10 kV | _ | LV | 400 kVA :Kiosk Substation | 0.4 | --> | 0.4 | 0 | 0 | Constrained, otherwise capacity available =327 kVA | --> | 0.38 | 0 | 0.008 | 0 | 0 | Constrained, otherwise capacity available =364 kW | --> | C22 ex CAVAN | Cavan [T42,T421] | SHANKILL |  | 53.9985 | -7.3503
204178X | MV/LV Substation DO***178X |  | 20 kV | _ | LV | 100 kVA :Pole Substation | 0.1 | --> | 0.1 | 0.081 | 2.02 |  | --> | 0.095 | 0 | 0 | 0 | 0 | Constrained, otherwise capacity available =92 kW | --> | E17 ex BALLYMACARRY | Ballymacarry [T421] | TRILLICK |  | 55.1179 | -7.4554
053051Z | MV/LV Substation CL***051Z |  | 20 kV | _ | LV | 400 kVA :Kiosk Substation | 0.4 | --> | 0.4 | 0 | 0 | Constrained, otherwise capacity available =325 kVA | --> | 0.38 | 0 | 0.021 | 0 | 0 | Constrained, otherwise capacity available =354 kW | --> | C18 ex PORTARLINGTON | Portarlington [T41,T42] | PORTLAOISE |  | 53.1879 | -7.2813
093215X | MV/LV Substation SW***215X |  | 10 kV | _ | LV | 400 kVA :Kiosk Substation | 0.4 | --> | 0.4 | 0 | 0 | Constrained, otherwise capacity available =353 kVA | --> | 0.38 | 0 | 0.016 | 0 | 0 | Constrained, otherwise capacity available =362 kW | --> | C20 ex CLONSHAUGH | Clonshaugh [T41,T42] | FINGLAS |  | 53.4055 | -6.2151
365612 | MV/LV Substation LE***612 |  | 10 kV | _ | LV | 400 kVA :Kiosk Substation | 0.4 | --> | 0.4 | 0 | 0 | Constrained, otherwise capacity available =357 kVA | --> | 0.38 | 0 | 0 | 0.374 | 0 |  | --> | C30 ex CLONDALKIN | Clondalkin [T41,T42,T44] | INCHICORE 220KV |  | 53.3233 | -6.4121
1504124 | MV/LV Substation MC***4124 |  | 20 kV | _ | LV | 400 kVA :Kiosk Substation | 0.4 | --> | 0.4 | 0.312 | 3.96 |  | --> | 0.38 | 0 | 0 | 0 | 0 | Constrained, otherwise capacity available =368 kW | --> | E18 ex STRANORLAR | Stranorlar [T421,T422] | LETTERKENNY |  | 54.759 | -7.7248
0814234 | MV/LV Substation SO***4234 |  | 20 kV | _ | LV | 630 kVA :Kiosk Substation | 0.63 | --> | 0.63 | 0 | 0 | Constrained, otherwise capacity available =552 kVA | --> | 0.598 | 0 | 0.005 | 0.5 | 0 |  | --> | E17 ex ADAMSTOWN | Adamstown [T121,T122] | INCHICORE 220KV |  | 53.3456 | -6.4565
2884171 | MV/LV Substation WO***4171 |  | 10 kV | _ | LV | 630 kVA :Kiosk Substation | 0.63 | --> | 0.63 | 0.041 | 0.04 | Constrained, otherwise capacity available =629 kVA | --> | 0.598 | 0 | 0 | 0.5 | 0 |  | --> | C11 ex LITTLE BRAY | Little Bray [T41,T42] | FASSAROE |  | 53.2179 | -6.1179
2074025 | MV/LV Substation AC***4025 |  | 10 kV | _ | LV | 400 kVA :Building Structure | 0.4 | --> | 0.4 | 0.278 | 3.38 |  | --> | 0.38 | 0 | 0 | 0 | 0 | Constrained, otherwise capacity available =363 kW | --> | C17 ex GLENGOOLE | Glengoole [T41] | THURLES |  | 52.6192 | -7.7208
089016X | MV/LV Substation MO***016X |  | 20 kV | _ | LV | 200 kVA :Kiosk Substation | 0.2 | --> | 0.2 | 0.155 | 9.1 |  | --> | 0.19 | 0 | 0.015 | 0 | 0 | Constrained, otherwise capacity available =173 kW | --> | E21 ex ARDNAREE | Ardnaree [T42,T421] | MOY |  | 54.1082 | -9.1342
365566 | MV/LV Substation MI***566 |  | 10 kV | _ | LV | 400 kVA :Building Structure | 0.4 | --> | 0.4 | 0 | 0 | Constrained, otherwise capacity available =184 kVA | --> | 0.38 | 0 | 0 | 0.361 | 0 |  | --> | C19 ex BELGARD | Belgard [T41,T42] | COOKSTOWN |  | 53.2931 | -6.3653
116481 | MV/LV Substation WE***481 |  | 10 kV | _ | LV | 630 kVA :Building Structure | 0.63 | --> | 0.63 | 0.5 | 7.32 |  | --> | 0.598 | 0 | 0 | 0.5 | 0 |  | --> | C11 ex CARROWBEG | Carrowbeg [T41,T42] | CARROWBEG |  | 53.8061 | -9.5397
039748X | MV/LV Substation RA***748X |  | 10 kV | _ | LV | 1000 kVA :Building Structure | 1 | --> | 1 | 0 | 0 | Constrained, otherwise capacity available =968 kVA | --> | 0.95 | 0 | 0 | 0.5 | 0 |  | --> | C13 ex GALWAY 110KV | Galway 110kv [T102,T103] | GALWAY 110KV |  | 53.2986 | -8.9974
277078 | MV/LV Substation FO***078 |  | 10 kV | _ | LV | 200 kVA :Kiosk Substation | 0.2 | --> | 0.2 | 0 | 0 | Constrained, otherwise capacity available =108 kVA | --> | 0.19 | 0 | 0.011 | 0.169 | 0 |  | --> | C19 ex GRANGE (DR) | Grange (dr) [T41,T42] | GRANGE (DR) |  | 53.3946 | -6.1766
067172 | MV/LV Substation SH***172 |  | 10 kV | _ | LV | 400 kVA :Building Structure | 0.4 | --> | 0.4 | 0 | 0 | Constrained, otherwise capacity available =302 kVA | --> | 0.38 | 0 | 0.045 | 0 | 0 | Constrained, otherwise capacity available =333 kW | --> | C11 ex CORBALLY | Corbally [T41,T42] | ARDNACRUSHA |  | 52.683 | -8.6082
209902X | MV/LV Substation RO***902X |  | 10 kV | _ | LV | 50 kVA :Pole Substation | 0.05 | --> | 0.05 | 0 | 0 | Constrained, otherwise capacity available =49 kVA | --> | 0.048 | 0 | 0 | 0 | 0 | Constrained, otherwise capacity available =47 kW | --> | C21 ex MILFORD (NR) | Milford (nr) [T41,T42] | LETTERKENNY |  | 55.0976 | -7.6948
067104 | MV/LV Substation HU***104 |  | 10 kV | _ | LV | 630 kVA :Building Structure | 0.63 | --> | 0.63 | 0 | 0 | Constrained, otherwise capacity available =512 kVA | --> | 0.598 | 0 | 0.07 | 0.5 | 0 |  | --> | C11 ex ROCHES STREET | Roches Street [T41,T42] | LIMERICK |  | 52.66 | -8.6258
281227 | MV/LV Substation DR***227 |  | 20 kV | _ | LV | 50 kVA :Pole Substation | 0.05 | --> | 0.05 | 0.017 | 17.47 |  | --> | 0.048 | 0 | 0 | 0.043 | 0 |  | --> | E12 ex COOLROE | Coolroe [T121,T122] | COOLROE |  | 51.8707 | -8.6527
066349X | MV/LV Substation BR***349X |  | 10 kV | _ | LV | 400 kVA :Kiosk Substation | 0.4 | --> | 0.4 | 0 | 0 | Constrained, otherwise capacity available =254 kVA | --> | 0.38 | 0 | 0.06 | 0 | 0 | Constrained, otherwise capacity available =315 kW | --> | C19 ex SWORDS | Swords [T41,T42] | GLASMORE |  | 53.4583 | -6.2376
243151X | MV/LV Substation C ***151X |  | 20 kV | _ | LV | 100 kVA :Pole Substation | 0.1 | --> | 0.1 | 0 | 0 | Constrained, otherwise capacity available =94 kVA | --> | 0.095 | 0 | 0.005 | 0 | 0 | Constrained, otherwise capacity available =90 kW | --> | E17 ex INCH | Inch [T421,T422] | OUGHTRAGH |  | 52.2545 | -10.018
052926Z | MV/LV Substation DE***926Z |  | 10 kV | _ | LV | 630 kVA :Kiosk Substation | 0.63 | --> | 0.63 | 0.5 | 10.9 |  | --> | 0.598 | 0 | 0.045 | 0.5 | 0 |  | --> | C19 ex MULLINGAR | Mullingar [T101,T102] | MULLINGAR |  | 53.5307 | -7.3257
031752 | MV/LV Substation CO***752 |  | 20 kV | _ | LV | 100 kVA :Pole Substation | 0.1 | --> | 0.1 | 0 | 0 | Constrained, otherwise capacity available =76 kVA | --> | 0.095 | 0 | 0 | 0 | 0 | Constrained, otherwise capacity available =92 kW | --> | E16 ex KILMACTHOMAS | Kilmacthomas [T421,T422] | DUNGARVAN |  | 52.1277 | -7.4594
029399Y | MV/LV Substation CO***399Y |  | 20 kV | _ | LV | 200 kVA :Kiosk Substation | 0.2 | --> | 0.2 | 0 | 0 | Constrained, otherwise capacity available =169 kVA | --> | 0.19 | 0 | 0.01 | 0 | 0 | Constrained, otherwise capacity available =178 kW | --> | E12 ex CARRIGSHANE | Carrigshane [T422] | MIDLETON |  | 51.9123 | -8.0478
281254X | MV/LV Substation CA***254X |  | 10 kV | _ | LV | 400 kVA :Kiosk Substation | 0.4 | --> | 0.4 | 0 | 0 | Constrained, otherwise capacity available =358 kVA | --> | 0.38 | 0 | 0.01 | 0 | 0 | Constrained, otherwise capacity available =367 kW | --> | C15 ex CARRIGALINE | Carrigaline [T41,T42] | BARNAHELY |  | 51.8229 | -8.3965
004269Y | MV/LV Substation AR***269Y |  | 10 kV | _ | LV | 50 kVA :Pole Substation | 0.05 | --> | 0.05 | 0.049 | 18.08 |  | --> | 0.048 | 0 | 0 | 0.047 | 0 |  | --> | C22 ex ARKLOW | Arklow [T101,T102] | ARKLOW |  | 52.8017 | -6.1684
014198 | MV/LV Substation NE***198 |  | 10 kV | _ | LV | 200 kVA :Kiosk Substation | 0.2 | --> | 0.2 | 0 | 0 | Constrained, otherwise capacity available =170 kVA | --> | 0.19 | 0 | 0 | 0 | 0 | Constrained, otherwise capacity available =186 kW | --> | C15 ex MORRISTOWN | Morristown [T41,T42] | NEWBRIDGE |  | 53.1862 | -6.8101
066885X | MV/LV Substation CA***885X |  | 20 kV | _ | LV | 50 kVA :Pole Substation | 0.05 | --> | 0.05 | 0 | 0 | Constrained, otherwise capacity available =46 kVA | --> | 0.048 | 0 | 0 | 0 | 0 | Constrained, otherwise capacity available =47 kW | --> | E21 ex ASHBOURNE | Ashbourne [T421,T422] | FINGLAS |  | 53.5131 | -6.3152
064137 | MV/LV Substation RA***137 |  | 10 kV | _ | LV | 400 kVA :Kiosk Substation | 0.4 | --> | 0.4 | 0 | 0 | Constrained, otherwise capacity available =328 kVA | --> | 0.38 | 0 | 0.004 | 0 | 0 | Constrained, otherwise capacity available =367 kW | --> | C16 ex RATHMULLAN | Rathmullan [T41,T42] | DRYBRIDGE |  | 53.712 | -6.3696
014616Z | MV/LV Substation OL***616Z |  | 20 kV | _ | LV | 50 kVA :Pole Substation | 0.05 | --> | 0.05 | 0.039 | 0.63 |  | --> | 0.048 | 0 | 0 | 0 | 0 | Constrained, otherwise capacity available =46 kW | --> | E12 ex KILCULLEN | Kilcullen [T41,T42,T424] | STRATFORD |  | 53.1063 | -6.7663
192785 | MV/LV Substation GW***785 |  | 10 kV | _ | LV | 50 kVA :Pole Substation | 0.05 | --> | 0.05 | 0.038 | 1.7 |  | --> | 0.048 | 0 | 0 | 0 | 0 | Constrained, otherwise capacity available =46 kW | --> | E16 ex GWEEDORE | Gweedore [T421] | ARDNAGAPPARY |  | 55.0487 | -8.2296
251181X | MV/LV Substation PA***181X |  | 10 kV | _ | LV | 1000 kVA :Building Structure | 1 | --> | 1 | 0 | 0 | Constrained, otherwise capacity available =935 kVA | --> | 0.95 | 0 | 0 | 0 | 0 | Constrained, otherwise capacity available =941 kW | --> | C17 ex PARKMORE | Parkmore [T41,T42] | GALWAY 110KV |  | 53.3031 | -8.9873
071073 | MV/LV Substation HI***073 |  | 10 kV | _ | LV | 400 kVA :Kiosk Substation | 0.4 | --> | 0.4 | 0 | 0 | Constrained, otherwise capacity available =289 kVA | --> | 0.38 | 0 | 0.059 | 0.321 | 0 |  | --> | C17 ex GREYSTONES | Greystones [T41,T42] | FASSAROE |  | 53.145 | -6.0698
0394029 | MV/LV Substation BA***4029 |  | 10 kV | _ | LV | 200 kVA :Kiosk Substation | 0.2 | --> | 0.2 | 0.174 | 11.03 |  | --> | 0.19 | 0 | 0 | 0.186 | 0 |  | --> | C28 ex SALTHILL | Salthill [T101,T102] | SALTHILL |  | 53.2491 | -9.154
0014041 | MV/LV Substation CL***4041 |  | 10 kV | _ | LV | 400 kVA :Building Structure | 0.4 | --> | 0.4 | 0.4 | 1.16 |  | --> | 0.38 | 0 | 0 | 0.38 | 0 |  | --> | C24 ex DEANSGRANGE | Deansgrange [T41,T42] | CARRICKMINES |  | 53.2698 | -6.1583
363133 | MV/LV Substation SA***133 |  | 20 kV | _ | LV | 400 kVA :Kiosk Substation | 0.4 | --> | 0.4 | 0.381 | 3.25 |  | --> | 0.38 | 0 | 0.013 | 0 | 0 | Constrained, otherwise capacity available =368 kW | --> | E18 ex BALLYBUNION | Ballybunion [T421,T422] | TRIEN |  | 52.5039 | -9.6717
009881X | MV/LV Substation BR***881X |  | 10 kV | _ | LV | 400 kVA :Kiosk Substation | 0.4 | --> | 0.4 | 0 | 0 | Constrained, otherwise capacity available =290 kVA | --> | 0.38 | 0 | 0.062 | 0 | 0 | Constrained, otherwise capacity available =319 kW | --> | C16 ex GRANGE (SR) | Grange (sr) [T41,T42] | BUTLERSTOWN |  | 52.2457 | -7.0851
0114063 | MV/LV Substation OL***4063 |  | 10 kV | _ | LV | 100 kVA :Pole Substation | 0.1 | --> | 0.1 | 0 | 0 | Constrained, otherwise capacity available =100 kVA | --> | 0.095 | 0 | 0 | 0 | 0 | Constrained, otherwise capacity available =95 kW | --> | C15 ex TALBOTS INCH | Talbots Inch [T41,T42] | KILKENNY |  | 52.6517 | -7.4051
0074308 | MV/LV Substation TI***4308 |  | 20 kV | _ | LV | 50 kVA :Pole Substation | 0.05 | --> | 0.05 | 0.05 | 1.4 |  | --> | 0.048 | 0 | 0 | 0 | 0 | Constrained, otherwise capacity available =48 kW | --> | E11 ex KILLINICK | Killinick [T421,T422] | WEXFORD |  | 52.195 | -6.4958
056035 | MV/LV Substation TR***035 |  | 10 kV | _ | LV | 400 kVA :Building Structure | 0.4 | --> | 0.4 | 0.369 | 0.89 |  | --> | 0.38 | 0 | 0 | 0 | 0 | Constrained, otherwise capacity available =376 kW | --> | C19 ex BIRR | Birr [T41,T422] | DALLOW |  | 53.0919 | -7.8944
253028 | MV/LV Substation AT***028 |  | 10 kV | _ | LV | 200 kVA :Pole Substation | 0.2 | --> | 0.2 | 0.116 | 10.7 |  | --> | 0.19 | 0 | 0.005 | 0 | 0 | Constrained, otherwise capacity available =174 kW | --> | C22 ex CLOON | Cloon [T42,T421] | CLOON |  | 53.5064 | -8.8446
2814329 | MV/LV Substation AS***4329 |  | 10 kV | _ | LV | 1000 kVA :Building Structure | 1 | --> | 1 | 0 | 0 | Constrained, otherwise capacity available =773 kVA | --> | 0.95 | 0 | 0.044 | 0 | 0 | Constrained, otherwise capacity available =886 kW | --> | C12 ex DENNEHYS CROSS | Dennehys Cross [T41,T42] | TRABEG |  | 51.8907 | -8.4873
066249Z | MV/LV Substation CA***249Z |  | 20 kV | _ | LV | 400 kVA :Kiosk Substation | 0.4 | --> | 0.4 | 0 | 0 | Constrained, otherwise capacity available =330 kVA | --> | 0.38 | 0 | 0.021 | 0 | 0 | Constrained, otherwise capacity available =355 kW | --> | E13 ex GLASMORE | Glasmore [T421,T422] | GLASMORE |  | 53.4727 | -6.2397
162005 | MV/LV Substation CA***005 |  | 10 kV | _ | LV | 200 kVA :Kiosk Substation | 0.2 | --> | 0.2 | 0.148 | 7.25 |  | --> | 0.19 | 0 | 0 | 0 | 0 | Constrained, otherwise capacity available =183 kW | --> | C18 ex CONVOY | Convoy [T41,T42] | LETTERKENNY |  | 54.8624 | -7.6553
042416 | MV/LV Substation DR***416 |  | 10 kV | _ | LV | 50 kVA :Pole Substation | 0.05 | --> | 0.05 | 0 | 0 | Constrained, otherwise capacity available =33 kVA | --> | 0.048 | 0 | 0.007 | 0 | 0 | Constrained, otherwise capacity available =40 kW | --> | E18 ex WINDSOR | Windsor [T421,T422] | CASTLEBAR |  | 53.8541 | -9.276
0634092 | MV/LV Substation ST***4092 |  | 10 kV | _ | LV | 100 kVA :Pole Substation | 0.1 | --> | 0.1 | 0 | 0 | Constrained, otherwise capacity available =96 kVA | --> | 0.095 | 0 | 0 | 0 | 0 | Constrained, otherwise capacity available =94 kW | --> | C15 ex STICKILLEN | Stickillen [T41,T42] | DRYBRIDGE |  | 53.8436 | -6.5454
0674279 | MV/LV Substation PA***4279 |  | 20 kV | _ | LV | 50 kVA :Pole Substation | 0.05 | --> | 0.05 | 0.026 | 13.8 |  | --> | 0.048 | 0 | 0 | 0.044 | 0 |  | --> | C14 ex SINGLAND | Singland [T101,T102] | SINGLAND |  | 52.5997 | -8.6077
0824254 | MV/LV Substation BR***4254 |  | 10 kV | _ | LV | 50 kVA :Pole Substation | 0.05 | --> | 0.05 | 0.045 | 1.82 |  | --> | 0.048 | 0 | 0 | 0 | 0 | Constrained, otherwise capacity available =47 kW | --> | C15 ex RANDALSTOWN | Randalstown [T41] | NAVAN |  | 53.6825 | -6.7484
062738Y | MV/LV Substation EL***738Y |  | 20 kV | _ | LV | 200 kVA :Kiosk Substation | 0.2 | --> | 0.2 | 0.172 | 4.25 |  | --> | 0.19 | 0 | 0.004 | 0 | 0 | Constrained, otherwise capacity available =183 kW | --> | E18 ex JENKINSTOWN | Jenkinstown [T421,T422] | DUNDALK |  | 54.0851 | -6.2591
253077 | MV/LV Substation HI***077 |  | 10 kV | _ | LV | 100 kVA :Pole Substation | 0.1 | --> | 0.1 | 0 | 0 | Constrained, otherwise capacity available =25 kVA | --> | 0.095 | 0 | 0.016 | 0 | 0 | Constrained, otherwise capacity available =72 kW | --> | C17 ex TUAM NORTH | Tuam North [T41,T42] | CLOON |  | 53.5072 | -8.8317
119966 | MV/LV Substation CA***966 |  | 20 kV | _ | LV | 100 kVA :Pole Substation | 0.1 | --> | 0.1 | 0 | 0 | Constrained, otherwise capacity available =54 kVA | --> | 0.095 | 0 | 0.015 | 0 | 0 | Constrained, otherwise capacity available =77 kW | --> | C15 ex KANTURK | Kanturk [T41,T42] | GLENLARA |  | 52.1672 | -8.8243
248878 | MV/LV Substation BA***878 |  | 20 kV | _ | LV | 100 kVA :Pole Substation | 0.1 | --> | 0.1 | 0.082 | 3.5 |  | --> | 0.095 | 0 | 0.005 | 0 | 0 | Constrained, otherwise capacity available =89 kW | --> | E13 ex DUNFIRTH | Dunfirth [T122] | DUNFIRTH |  | 53.3967 | -6.7104
165111Y | MV/LV Substation CO***111Y |  | 20 kV | _ | LV | 200 kVA :Kiosk Substation | 0.2 | --> | 0.2 | 0 | 0 | Constrained, otherwise capacity available =180 kVA | --> | 0.19 | 0 | 0.005 | 0 | 0 | Constrained, otherwise capacity available =184 kW | --> | C11 ex TIMOLEAGUE | Timoleague [T41] | BANDON |  | 51.6338 | -8.723
1104051 | MV/LV Substation LI***4051 |  | 20 kV | _ | LV | 100 kVA :Pole Substation | 0.1 | --> | 0.1 | 0.077 | 0.76 |  | --> | 0.095 | 0 | 0 | 0 | 0 | Constrained, otherwise capacity available =92 kW | --> | E19 ex KENMARE | Kenmare [T421] | KNOCKEARAGH |  | 51.9055 | -9.6013
0264238 | MV/LV Substation IN***4238 |  | 10 kV | _ | LV | 200 kVA :Pole Substation | 0.2 | --> | 0.2 | 0.191 | 8.66 |  | --> | 0.19 | 0 | 0 | 0 | 0 | Constrained, otherwise capacity available =189 kW | --> | C17 ex BANDON | Bandon [T101,T42] | BANDON |  | 51.7632 | -8.6573
1824172 | MV/LV Substation CL***4172 |  | 20 kV | _ | LV | 200 kVA :Pole Substation | 0.2 | --> | 0.2 | 0 | 0 | Constrained, otherwise capacity available =200 kVA | --> | 0.19 | 0 | 0 | 0 | 0 | Constrained, otherwise capacity available =190 kW | --> | C17 ex TULLA | Tulla [T41,T42] | ENNIS |  | 52.8667 | -8.7627
0114230 | MV/LV Substation BA***4230 |  | 10 kV | _ | LV | 100 kVA :Pole Substation | 0.1 | --> | 0.1 | 0.037 | 0.04 | Constrained, otherwise capacity available =95 kVA | --> | 0.095 | 0 | 0 | 0 | 0 | Constrained, otherwise capacity available =94 kW | --> | C11 ex CALLAN | Callan [T41,T42] | KILKENNY |  | 52.6012 | -7.3762
293665 | MV/LV Substation MI***665 |  | 20 kV | _ | LV | 100 kVA :Pole Substation | 0.1 | --> | 0.1 | 0.087 | 0.43 |  | --> | 0.095 | 0 | 0.011 | 0 | 0 | Constrained, otherwise capacity available =85 kW | --> | E19 ex TULLOW | Tullow [T421,T422] | CARLOW |  | 52.8366 | -6.5579
067039X | MV/LV Substation FE***039X |  | 10 kV | _ | LV | 200 kVA :Kiosk Substation | 0.2 | --> | 0.2 | 0 | 0 | Constrained, otherwise capacity available =130 kVA | --> | 0.19 | 0 | 0.049 | 0 | 0 | Constrained, otherwise capacity available =144 kW | --> | C18 ex CAHERDAVIN | Caherdavin [T41,T42] | ARDNACRUSHA |  | 52.6757 | -8.6702
055035 | MV/LV Substation RI***035 |  | 10 kV | _ | LV | 200 kVA :Kiosk Substation | 0.2 | --> | 0.2 | 0 | 0 | Constrained, otherwise capacity available =156 kVA | --> | 0.19 | 0 | 0 | 0 | 0 | Constrained, otherwise capacity available =184 kW | --> | C12 ex ROSCREA | Roscrea [T41,T42] | IKERRIN |  | 52.957 | -7.7961
127308 | MV/LV Substation BA***308 |  | 10 kV | _ | LV | 50 kVA :Pole Substation | 0.05 | --> | 0.05 | 0 | 0 | Constrained, otherwise capacity available =36 kVA | --> | 0.048 | 0 | 0 | 0 | 0 | Constrained, otherwise capacity available =46 kW | --> | C14 ex TEMPLEMORE | Templemore [T41,T42] | IKERRIN |  | 52.7574 | -7.726
062067 | MV/LV Substation FA***067 |  | 20 kV | _ | LV | 100 kVA :Pole Substation | 0.1 | --> | 0.1 | 0.022 | 2.33 |  | --> | 0.095 | 0 | 0.004 | 0 | 0 | Constrained, otherwise capacity available =81 kW | --> | C18 ex DUNDALK | Dundalk [T41,T42] | DUNDALK |  | 54.02 | -6.4251
154285Y | MV/LV Substation QU***285Y |  | 20 kV | _ | LV | 50 kVA :Pole Substation | 0.05 | --> | 0.05 | 0 | 0 | Constrained, otherwise capacity available =38 kVA | --> | 0.048 | 0 | 0 | 0.046 | 0 |  | --> | C21 ex MACETOWN | Macetown [T101,T102] | MACETOWN |  | 53.456 | -6.5001
022684X | MV/LV Substation CO***684X |  | 10 kV | _ | LV | 400 kVA :Kiosk Substation | 0.4 | --> | 0.4 | 0.225 | 4.55 |  | --> | 0.38 | 0 | 0.067 | 0 | 0 | Constrained, otherwise capacity available =306 kW | --> | C11 ex MALLOW | Mallow [T41,T42] | MALLOW |  | 52.1295 | -8.629
258551 | MV/LV Substation AD***551 |  | 20 kV | _ | LV | 100 kVA :Pole Substation | 0.1 | --> | 0.1 | 0.064 | 1.86 |  | --> | 0.095 | 0 | 0 | 0 | 0 | Constrained, otherwise capacity available =90 kW | --> | E18 ex CREESLOUGH | Creeslough [T421] | ARDNAGAPPARY |  | 55.0521 | -7.9365
249128 | MV/LV Substation CO***128 |  | 10 kV | _ | LV | 50 kVA :Pole Substation | 0.05 | --> | 0.05 | 0 | 0 | Constrained, otherwise capacity available =27 kVA | --> | 0.048 | 0 | 0 | 0 | 0 | Constrained, otherwise capacity available =44 kW | --> | C16 ex KILCLOHER | Kilcloher [T41,T42] | DUNGARVAN |  | 52.146 | -7.833
0584157 | MV/LV Substation AB***4157 |  | 20 kV | _ | LV | 630 kVA :Building Structure | 0.63 | --> | 0.63 | 0.181 | 0.18 | Constrained, otherwise capacity available =575 kVA | --> | 0.598 | 0 | 0.075 | 0 | 0 | Constrained, otherwise capacity available =535 kW | --> | C18 ex TOOMEVARA | Toomevara [T42] | NENAGH |  | 52.8529 | -8.0533
007015X | MV/LV Substation WA***015X |  | 20 kV | _ | LV | 200 kVA :Pole Substation | 0.2 | --> | 0.2 | 0.197 | 16.12 |  | --> | 0.19 | 0 | 0 | 0.19 | 0 |  | --> | E21 ex WEXFORD | Wexford [T121,T122] | WEXFORD |  | 52.3645 | -6.5147
0034223 | MV/LV Substation GI***4223 |  | 10 kV | _ | LV | 630 kVA :Kiosk Substation | 0.63 | --> | 0.63 | 0 | 0 | Constrained, otherwise capacity available =360 kVA | --> | 0.598 | 0 | 0.031 | 0 | 0 | Constrained, otherwise capacity available =538 kW | --> | C16 ex RATHDRUM | Rathdrum [T42] | ARKLOW |  | 52.9321 | -6.2326
069407 | MV/LV Substation LI***407 |  | 10 kV | _ | LV | 630 kVA :Kiosk Substation | 0.63 | --> | 0.63 | 0.499 | 4.47 |  | --> | 0.598 | 0 | 0.018 | 0.5 | 0 |  | --> | C14 ex TEMPLEOGUE | Templeogue [T41,T42] | MILLTOWN (DR) |  | 53.3063 | -6.3353
081661X | MV/LV Substation EL***661X |  | 10 kV | _ | LV | 200 kVA :Kiosk Substation | 0.2 | --> | 0.2 | 0 | 0 | Constrained, otherwise capacity available =184 kVA | --> | 0.19 | 0 | 0 | 0.188 | 0 |  | --> | C20 ex BALGADDY | Balgaddy [T41,T42] | GRANGE CASTLE |  | 53.345 | -6.4322
030145X | MV/LV Substation FO***145X |  | 20 kV | _ | LV | 1000 kVA :Building Structure | 1 | --> | 1 | 0 | 0 | Constrained, otherwise capacity available =942 kVA | --> | 0.95 | 0 | 0.025 | 0 | 0 | Constrained, otherwise capacity available =924 kW | --> | E14 ex FOXHOLE | Foxhole [T421,T422] | DUNGARVAN |  | 51.9711 | -7.8617
0534228 | MV/LV Substation LI***4228 |  | 10 kV | _ | LV | 400 kVA :Kiosk Substation | 0.4 | --> | 0.4 | 0 | 0 | Constrained, otherwise capacity available =292 kVA | --> | 0.38 | 0 | 0.005 | 0.361 | 0 |  | --> | C13 ex CLONMINCH | Clonminch [T41,T422] | THORNSBERRY |  | 53.2736 | -7.4876
062943X | MV/LV Substation MC***943X |  | 20 kV | _ | LV | 50 kVA :Pole Substation | 0.05 | --> | 0.05 | 0.032 | 4.25 |  | --> | 0.048 | 0 | 0.006 | 0 | 0 | Constrained, otherwise capacity available =40 kW | --> | E12 ex JENKINSTOWN | Jenkinstown [T421,T422] | DUNDALK |  | 54.0157 | -6.3101
082422 | MV/LV Substation AT***422 |  | 10 kV | _ | LV | 200 kVA :Kiosk Substation | 0.2 | --> | 0.2 | 0 | 0 | Constrained, otherwise capacity available =105 kVA | --> | 0.19 | 0 | 0.07 | 0 | 0 | Constrained, otherwise capacity available =125 kW | --> | C30 ex ACADEMY STREET | Academy Street [T421,T422,T44] | NAVAN |  | 53.6509 | -6.6719
0934232 | MV/LV Substation TB***4232 |  | 10 kV | _ | LV | 400 kVA :Kiosk Substation | 0.4 | --> | 0.4 | 0 | 0 | Constrained, otherwise capacity available =304 kVA | --> | 0.38 | 0 | 0 | 0.367 | 0 |  | --> | C18 ex POPPINTREE | Poppintree [T101,T102] | FINGLAS |  | 53.4034 | -6.2635
0114307 | MV/LV Substation LA***4307 |  | 10 kV | _ | LV | 400 kVA :Building Structure | 0.4 | --> | 0.4 | 0.347 | 5.05 |  | --> | 0.38 | 0 | 0 | 0 | 0 | Constrained, otherwise capacity available =373 kW | --> | C18 ex MCDONAGH | Mcdonagh [T41,T42] | KILKENNY |  | 52.6597 | -7.2407
082774Y | MV/LV Substation AT***774Y |  | 10 kV | _ | LV | 200 kVA :Kiosk Substation | 0.2 | --> | 0.2 | 0 | 0 | Constrained, otherwise capacity available =161 kVA | --> | 0.19 | 0 | 0.004 | 0 | 0 | Constrained, otherwise capacity available =182 kW | --> | C30 ex ACADEMY STREET | Academy Street [T421,T422,T44] | NAVAN |  | 53.649 | -6.6669
293592X | MV/LV Substation FR***592X |  | 20 kV | _ | LV | 50 kVA :Pole Substation | 0.05 | --> | 0.05 | 0 | 0 | Constrained, otherwise capacity available =50 kVA | --> | 0.048 | 0 | 0 | 0 | 0 | Constrained, otherwise capacity available =48 kW | --> | E12 ex BALTINGLASS | Baltinglass [T421,T422] | STRATFORD |  | 53.0089 | -6.6959
028041Y | MV/LV Substation CO***041Y |  | 10 kV | _ | LV | 400 kVA :Building Structure | 0.4 | --> | 0.4 | 0.387 | 19.7 |  | --> | 0.38 | 0 | 0 | 0.378 | 0 |  | --> | C14 ex COW CROSS | Cow Cross [T102,T41] | COW CROSS |  | 51.8545 | -8.2881
0714033 | MV/LV Substation MA***4033 |  | 10 kV | _ | LV | 630 kVA :Building Structure | 0.63 | --> | 0.63 | 0 | 0 | Constrained, otherwise capacity available =540 kVA | --> | 0.598 | 0 | 0.045 | 0.5 | 0 |  | --> | C17 ex GREYSTONES | Greystones [T41,T42] | FASSAROE |  | 53.1512 | -6.0682
018037 | MV/LV Substation DR***037 |  | 10 kV | _ | LV | 400 kVA :Kiosk Substation | 0.4 | --> | 0.4 | 0.343 | 3.75 |  | --> | 0.38 | 0 | 0.004 | 0 | 0 | Constrained, otherwise capacity available =369 kW | --> | C11 ex SMEARLA | Smearla [T41,T42] | TRIEN |  | 52.4509 | -9.4728
014016 | MV/LV Substation WO***016 |  | 10 kV | _ | LV | 400 kVA :Kiosk Substation | 0.4 | --> | 0.4 | 0 | 0 | Constrained, otherwise capacity available =287 kVA | --> | 0.38 | 0 | 0.012 | 0 | 0 | Constrained, otherwise capacity available =355 kW | --> | C17 ex KILDARE | Kildare [T41,T42] | NEWBRIDGE |  | 53.1625 | -6.903
151273 | MV/LV Substation GL***273 |  | 10 kV | _ | LV | 400 kVA :Kiosk Substation | 0.4 | --> | 0.4 | 0 | 0 | Constrained, otherwise capacity available =326 kVA | --> | 0.38 | 0 | 0.014 | 0.359 | 0 |  | --> | C12 ex BRUFF | Bruff [T42,T421] | LIMERICK |  | 52.4733 | -8.4297
293987X | MV/LV Substation BA***987X |  | 20 kV | _ | LV | 200 kVA :Pole Substation | 0.2 | --> | 0.2 | 0 | 0 | Constrained, otherwise capacity available =158 kVA | --> | 0.19 | 0 | 0.006 | 0 | 0 | Constrained, otherwise capacity available =180 kW | --> | E17 ex BALTINGLASS | Baltinglass [T421,T422] | STRATFORD |  | 52.8846 | -6.699
061002 | MV/LV Substation HA***002 |  | 10 kV | _ | LV | 400 kVA :Kiosk Substation | 0.4 | --> | 0.4 | 0.182 | 2.04 |  | --> | 0.38 | 0 | 0 | 0 | 0 | Constrained, otherwise capacity available =349 kW | --> | C14 ex BALLYBAY | Ballybay [T41,T42] | LISDRUM |  | 54.1288 | -6.9039
053351 | MV/LV Substation DE***351 |  | 10 kV | _ | LV | 50 kVA :Pole Substation | 0.05 | --> | 0.05 | 0 | 0 | Constrained, otherwise capacity available =44 kVA | --> | 0.048 | 0 | 0 | 0.047 | 0 |  | --> | C21 ex CLONMINCH | Clonminch [T41,T422] | THORNSBERRY |  | 53.2267 | -7.4749
0084393 | MV/LV Substation CL***4393 |  | 20 kV | _ | LV | 50 kVA :Pole Substation | 0.05 | --> | 0.05 | 0.05 | 0.2 |  | --> | 0.048 | 0 | 0 | 0 | 0 | Constrained, otherwise capacity available =48 kW | --> | E15 ex BEALISTOWN | Bealistown [T421,T422] | GREAT ISLAND |  | 52.2671 | -6.7843
034724X | MV/LV Substation CU***724X |  | 10 kV | _ | LV | 400 kVA :Building Structure | 0.4 | --> | 0.4 | 0.254 | 5.88 |  | --> | 0.38 | 0 | 0 | 0 | 0 | Constrained, otherwise capacity available =364 kW | --> | C12 ex ARDGEEHA | Ardgeeha [T41,T42] | DOON |  | 52.3632 | -7.6946
366088X | MV/LV Substation HA***088X |  | 20 kV | _ | LV | 50 kVA :Pole Substation | 0.05 | --> | 0.05 | 0.033 | 0.45 |  | --> | 0.048 | 0 | 0.013 | 0 | 0 | Constrained, otherwise capacity available =36 kW | --> | C16 ex CARRAROE | Carraroe [T42] | SCREEB |  | 53.087 | -9.5879
0664211 | MV/LV Substation SE***4211 |  | 10 kV | _ | LV | 400 kVA :Kiosk Substation | 0.4 | --> | 0.4 | 0 | 0 | Constrained, otherwise capacity available =333 kVA | --> | 0.38 | 0 | 0.01 | 0 | 0 | Constrained, otherwise capacity available =363 kW | --> | C18 ex MALAHIDE | Malahide [T41,T42] | GLASMORE |  | 53.4437 | -6.1468
081192Y | MV/LV Substation GR***192Y |  | 10 kV | _ | LV | 100 kVA :Pole Substation | 0.1 | --> | 0.1 | 0 | 0 | Constrained, otherwise capacity available =80 kVA | --> | 0.095 | 0 | 0 | 0 | 0 | Constrained, otherwise capacity available =92 kW | --> | C12 ex MONEYCOOLEY | Moneycooley [T41,T42,T44] | GRIFFINRATH |  | 53.3705 | -6.5593
093252X | MV/LV Substation BO***252X |  | 10 kV | _ | LV | 400 kVA :Building Structure | 0.4 | --> | 0.4 | 0 | 0 | Constrained, otherwise capacity available =373 kVA | --> | 0.38 | 0 | 0 | 0.376 | 0 |  | --> | C14 ex POPPINTREE | Poppintree [T101,T102] | FINGLAS |  | 53.4055 | -6.2337
063804 | MV/LV Substation RE***804 |  | 10 kV | _ | LV | 50 kVA :Pole Substation | 0.05 | --> | 0.05 | 0 | 0 | Constrained, otherwise capacity available =36 kVA | --> | 0.048 | 0 | 0 | 0 | 0 | Constrained, otherwise capacity available =46 kW | --> | C15 ex BALLYBAILIE | Ballybailie [T41,T42] | DUNDALK |  | 53.9089 | -6.6113
052524Y | MV/LV Substation KI***524Y |  | 20 kV | _ | LV | 50 kVA :Pole Substation | 0.05 | --> | 0.05 | 0.048 | 10.9 |  | --> | 0.048 | 0 | 0 | 0.047 | 0 |  | --> | C24 ex MULLINGAR | Mullingar [T101,T102] | MULLINGAR |  | 53.6018 | -7.4181
0144190 | MV/LV Substation RI***4190 |  | 10 kV | _ | LV | 400 kVA :Kiosk Substation | 0.4 | --> | 0.4 | 0 | 0 | Constrained, otherwise capacity available =318 kVA | --> | 0.38 | 0 | 0.029 | 0 | 0 | Constrained, otherwise capacity available =347 kW | --> | C17 ex KILDARE | Kildare [T41,T42] | NEWBRIDGE |  | 53.1638 | -6.895
051896 | MV/LV Substation GA***896 |  | 20 kV | _ | LV | 50 kVA :Pole Substation | 0.05 | --> | 0.05 | 0.05 | 2.22 |  | --> | 0.048 | 0 | 0 | 0.047 | 0 |  | --> | E20 ex CLARA | Clara [T421,T422] | THORNSBERRY |  | 53.302 | -7.4994
5904079 | MV/LV Substation AR***4079 |  | 20 kV | _ | LV | 50 kVA :Pole Substation | 0.05 | --> | 0.05 | 0 | 0 | Constrained, otherwise capacity available =50 kVA | --> | 0.048 | 0 | 0 | 0 | 0 | Constrained, otherwise capacity available =48 kW | --> | E15 ex CONG |  |  |  | 53.5325 | -9.3396
158875 | MV/LV Substation BA***875 |  | 20 kV | _ | LV | 50 kVA :Pole Substation | 0.05 | --> | 0.05 | 0 | 0 | Constrained, otherwise capacity available =44 kVA | --> | 0.048 | 0 | 0 | 0 | 0 | Constrained, otherwise capacity available =47 kW | --> | C22 ex ENNISTYMON | Ennistymon [T41,T42] | ENNIS |  | 52.9927 | -9.2832
365573 | MV/LV Substation CA***573 |  | 10 kV | _ | LV | 400 kVA :Kiosk Substation | 0.4 | --> | 0.4 | 0 | 0 | Constrained, otherwise capacity available =153 kVA | --> | 0.38 | 0 | 0.067 | 0.295 | 0 |  | --> | C12 ex OLDBAWN | Oldbawn [T41,T42] | COOKSTOWN |  | 53.2782 | -6.3401
002636 | MV/LV Substation RO***636 |  | 10 kV | _ | LV | 400 kVA :Kiosk Substation | 0.4 | --> | 0.4 | 0.236 | 0.48 |  | --> | 0.38 | 0 | 0.026 | 0 | 0 | Constrained, otherwise capacity available =338 kW | --> | C20 ex KILMARTIN | Kilmartin [T41] | ARKLOW |  | 53.0624 | -6.2245
060064 | MV/LV Substation I ***064 |  | 10 kV | _ | LV | 200 kVA :Kiosk Substation | 0.2 | --> | 0.2 | 0 | 2.57 |  | --> | 0.19 | 0 | 0.005 | 0 | 0 | Constrained, otherwise capacity available =153 kW | --> | C13 ex ERRIGAL | Errigal [T41,T422] | SHANKILL |  | 54.0671 | -7.0944
025386 | MV/LV Substation DR***386 |  | 10 kV | _ | LV | 200 kVA :Pole Substation | 0.2 | --> | 0.2 | 0.115 | 1.93 |  | --> | 0.19 | 0 | 0.005 | 0 | 0 | Constrained, otherwise capacity available =174 kW | --> | C17 ex MILFORD (MWR) | Milford (mwr) [T41] | CHARLEVILLE |  | 52.3382 | -8.9055
013491 | MV/LV Substation CO***491 |  | 20 kV | _ | LV | 630 kVA :Kiosk Substation | 0.63 | --> | 0.63 | 0.121 | 0.12 | Constrained, otherwise capacity available =606 kVA | --> | 0.598 | 0 | 0.005 | 0.5 | 0 |  | --> | C12 ex ATHY | Athy [T101,T102] | ATHY |  | 52.9801 | -6.9733
029679Y | MV/LV Substation CO***679Y |  | 10 kV | _ | LV | 200 kVA :Kiosk Substation | 0.2 | --> | 0.2 | 0 | 0 | Constrained, otherwise capacity available =119 kVA | --> | 0.19 | 0 | 0.01 | 0.171 | 0 |  | --> | C18 ex MIDLETON | Midleton [T101,T102] | MIDLETON |  | 51.9733 | -8.2164
049572Y | MV/LV Substation HA***572Y |  | 10 kV | _ | LV | 630 kVA :Building Structure | 0.63 | --> | 0.63 | 0.421 | 2.8 |  | --> | 0.598 | 0 | 0.01 | 0 | 0 | Constrained, otherwise capacity available =562 kW | --> | C12 ex GLEBE | Glebe [T41,T42] | RICHMOND |  | 53.7253 | -7.8019
067963Y | MV/LV Substation SH***963Y |  | 10 kV | _ | LV | 630 kVA :Building Structure | 0.63 | --> | 0.63 | 0 | 0 | Constrained, otherwise capacity available =508 kVA | --> | 0.598 | 0 | 0 | 0 | 0 | Constrained, otherwise capacity available =582 kW | --> | C13 ex CORBALLY | Corbally [T41,T42] | ARDNACRUSHA |  | 52.668 | -8.621
055845X | MV/LV Substation RI***845X |  | 10 kV | _ | LV | 100 kVA :Pole Substation | 0.1 | --> | 0.1 | 0 | 0 | Constrained, otherwise capacity available =80 kVA | --> | 0.095 | 0 | 0.002 | 0 | 0 | Constrained, otherwise capacity available =91 kW | --> | C17 ex TEMPLEMORE | Templemore [T41,T42] | IKERRIN |  | 52.7925 | -7.8399
192791 | MV/LV Substation CO***791 |  | 10 kV | _ | LV | 100 kVA :Pole Substation | 0.1 | --> | 0.1 | 0.063 | 1.56 |  | --> | 0.095 | 0 | 0.005 | 0 | 0 | Constrained, otherwise capacity available =86 kW | --> | C15 ex DERRYBEG | Derrybeg [T41,T42] | ARDNAGAPPARY |  | 55.0969 | -8.2805
054442Y | MV/LV Substation LA***442Y |  | 10 kV | _ | LV | 50 kVA :Pole Substation | 0.05 | --> | 0.05 | 0 | 0 | Constrained, otherwise capacity available =46 kVA | --> | 0.048 | 0 | 0 | 0 | 0 | Constrained, otherwise capacity available =47 kW | --> | E14 ex ABBEYLEIX | Abbeyleix [T422] | PORTLAOISE |  | 52.8937 | -7.2731
366024X | MV/LV Substation FA***024X |  | 20 kV | _ | LV | 200 kVA :Pole Substation | 0.2 | --> | 0.2 | 0.191 | 0.45 |  | --> | 0.19 | 0 | 0.07 | 0 | 0 | Constrained, otherwise capacity available =137 kW | --> | C16 ex CARRAROE | Carraroe [T42] | SCREEB |  | 53.0882 | -9.5828
139482X | MV/LV Substation KI***482X |  | 10 kV | _ | LV | 75 kVA :Pole Substation | 0.075 | --> | 0.075 | 0.059 | 4 |  | --> | 0.071 | 0 | 0.006 | 0 | 0 | Constrained, otherwise capacity available =65 kW | --> | C19 ex BALLYJAMESDUFF | Ballyjamesduff [T41,T42] | SHANKILL |  | 53.8368 | -7.2352
120586Y | MV/LV Substation PL***586Y |  | 20 kV | _ | LV | 50 kVA :Pole Substation | 0.05 | --> | 0.05 | 0 | 0 | Constrained, otherwise capacity available =50 kVA | --> | 0.048 | 0 | 0 | 0 | 0 | Constrained, otherwise capacity available =48 kW | --> | E19 ex EDENDERRY | Edenderry [T421,T422] | BLAKE |  | 53.4478 | -7.0868
013953Y | MV/LV Substation CL***953Y |  | 20 kV | _ | LV | 200 kVA :Building Structure | 0.2 | --> | 0.2 | 0.121 | 0.12 | Constrained, otherwise capacity available =172 kVA | --> | 0.19 | 0 | 0.05 | 0.149 | 0 |  | --> | E62 ex ATHY | Athy [T101,T102] | ATHY |  | 52.9989 | -6.9602
053112Z | MV/LV Substation RA***112Z |  | 20 kV | _ | LV | 50 kVA :Pole Substation | 0.05 | --> | 0.05 | 0 | 0 | Constrained, otherwise capacity available =48 kVA | --> | 0.048 | 0 | 0 | 0.047 | 0 |  | --> | E20 ex CLONMINCH | Clonminch [T41,T422] | THORNSBERRY |  | 53.3777 | -7.3509
1304046 | MV/LV Substation AR***4046 |  | 20 kV | _ | LV | 50 kVA :Pole Substation | 0.05 | --> | 0.05 | 0.048 | 2.55 |  | --> | 0.048 | 0 | 0 | 0 | 0 | Constrained, otherwise capacity available =47 kW | --> | E17 ex EDGEWORTHSTOWN | Edgeworthstown [T421,T422] | RICHMOND |  | 53.6741 | -7.6967
144038 | MV/LV Substation SA***038 |  | 10 kV | _ | LV | 200 kVA :Pole Substation | 0.2 | --> | 0.2 | 0 | 0 | Constrained, otherwise capacity available =162 kVA | --> | 0.19 | 0 | 0 | 0 | 0 | Constrained, otherwise capacity available =185 kW | --> | C11 ex CASTLECOMER | Castlecomer [T41,T42] | BALLYRAGGET |  | 52.8078 | -7.202
075406X | MV/LV Substation RO***406X |  | 20 kV | _ | LV | 50 kVA :Pole Substation | 0.05 | --> | 0.05 | 0.05 | 4.38 |  | --> | 0.048 | 0 | 0 | 0.048 | 0 |  | --> | E18 ex CRANE | Crane [T122] | CRANE |  | 52.4785 | -6.2986
021699 | MV/LV Substation CA***699 |  | 10 kV | _ | LV | 400 kVA :Kiosk Substation | 0.4 | --> | 0.4 | 0 | 0 | Constrained, otherwise capacity available =373 kVA | --> | 0.38 | 0 | 0.014 | 0.366 | 0 |  | --> | C15 ex MAYFIELD | Mayfield [T41,T42] | KILBARRY |  | 51.9206 | -8.3989
065419Z | MV/LV Substation GO***419Z |  | 10 kV | _ | LV | 400 kVA :Kiosk Substation | 0.4 | --> | 0.4 | 0 | 0 | Constrained, otherwise capacity available =377 kVA | --> | 0.38 | 0 | 0.008 | 0 | 0 | Constrained, otherwise capacity available =371 kW | --> | C15 ex LOUGHSHINNY | Loughshinny [T41,T42] | GLASMORE |  | 53.5276 | -6.0924
119241Y | MV/LV Substation CO***241Y |  | 20 kV | _ | LV | 50 kVA :Pole Substation | 0.05 | --> | 0.05 | 0.05 | 2.24 |  | --> | 0.048 | 0 | 0 | 0.048 | 0 |  | --> | E11 ex CLOONBANNIN | Cloonbannin [T421] | GLENLARA |  | 52.0784 | -9.0316
028042 | MV/LV Substation CO***042 |  | 10 kV | _ | LV | 400 kVA :Kiosk Substation | 0.4 | --> | 0.4 | 0.357 | 19.7 |  | --> | 0.38 | 0 | 0.026 | 0.355 | 0 |  | --> | C14 ex COW CROSS | Cow Cross [T102,T41] | COW CROSS |  | 51.8552 | -8.2885
026670Y | MV/LV Substation CU***670Y |  | 10 kV | _ | LV | 50 kVA :Pole Substation | 0.05 | --> | 0.05 | 0.05 | 8.66 |  | --> | 0.048 | 0 | 0 | 0 | 0 | Constrained, otherwise capacity available =48 kW | --> | C20 ex BANDON | Bandon [T101,T42] | BANDON |  | 51.7388 | -8.8097
2354086 | MV/LV Substation RY***4086 |  | 20 kV | _ | LV | 400 kVA :Kiosk Substation | 0.4 | --> | 0.4 | 0 | 0 | Constrained, otherwise capacity available =296 kVA | --> | 0.38 | 0 | 0.085 | 0 | 0 | Constrained, otherwise capacity available =303 kW | --> | E11 ex BEALNABLATH | Bealnablath [T421] | BANDON |  | 51.849 | -8.7878
015343 | MV/LV Substation MI***343 |  | 10 kV | _ | LV | 400 kVA :Kiosk Substation | 0.4 | --> | 0.4 | 0 | 0 | Constrained, otherwise capacity available =359 kVA | --> | 0.38 | 0 | 0.094 | 0 | 0 | Constrained, otherwise capacity available =305 kW | --> | E13 ex BLESSINGTON | Blessington [T421,T422] | KILTEEL |  | 53.1625 | -6.542
025112 | MV/LV Substation SM***112 |  | 20 kV | _ | LV | 100 kVA :Pole Substation | 0.1 | --> | 0.1 | 0.049 | 2.96 |  | --> | 0.095 | 0 | 0.038 | 0 | 0 | Constrained, otherwise capacity available =60 kW | --> | E14 ex CHARLEVILLE | Charleville [T421,T422] | CHARLEVILLE |  | 52.3539 | -8.689
1544276 | MV/LV Substation PA***4276 |  | 20 kV | _ | LV | 630 kVA :Building Structure | 0.63 | --> | 0.63 | 0.476 | 41.3 |  | --> | 0.598 | 0 | 0 | 0.5 | 0 |  | --> | E13 ex CORDUFF | Corduff [T121,T122] | CORDUFF |  | 53.4188 | -6.35
082738Y | MV/LV Substation TH***738Y |  | 20 kV | _ | LV | 200 kVA :Kiosk Substation | 0.2 | --> | 0.2 | 0 | 0 | Constrained, otherwise capacity available =72 kVA | --> | 0.19 | 0 | 0.014 | 0 | 0 | Constrained, otherwise capacity available =162 kW | --> | E12 ex ACADEMY STREET | Academy Street [T421,T422,T44] | NAVAN |  | 53.6412 | -6.6574
050209X | MV/LV Substation CL***209X |  | 20 kV | _ | LV | 50 kVA :Pole Substation | 0.05 | --> | 0.05 | 0 | 0 | Constrained, otherwise capacity available =47 kVA | --> | 0.048 | 0 | 0 | 0 | 0 | Constrained, otherwise capacity available =47 kW | --> | C24 ex ATHLONE | Athlone [T41,T42] | ATHLONE |  | 53.3672 | -8.0443
014805Z | MV/LV Substation MI***805Z |  | 10 kV | _ | LV | 200 kVA :Kiosk Substation | 0.2 | --> | 0.2 | 0.177 | 0.63 |  | --> | 0.19 | 0 | 0 | 0 | 0 | Constrained, otherwise capacity available =187 kW | --> | C17 ex KILCULLEN | Kilcullen [T41,T42,T424] | STRATFORD |  | 53.1321 | -6.7418
099021X | MV/LV Substation BR***021X |  | 10 kV | _ | LV | 100 kVA :Pole Substation | 0.1 | --> | 0.1 | 0 | 0 | Constrained, otherwise capacity available =85 kVA | --> | 0.095 | 0 | 0 | 0 | 0 | Constrained, otherwise capacity available =93 kW | --> | C15 ex CULLION | Cullion [T41,T42] | LETTERKENNY |  | 54.9451 | -7.6987
060241 | MV/LV Substation DO***241 |  | 20 kV | _ | LV | 50 kVA :Pole Substation | 0.05 | --> | 0.05 | 0 | 0 | Constrained, otherwise capacity available =48 kVA | --> | 0.048 | 0 | 0 | 0 | 0 | Constrained, otherwise capacity available =47 kW | --> | C17 ex CLONES | Clones [T41,T42] | SHANKILL |  | 54.1484 | -7.0694
157897 | MV/LV Substation GA***897 |  | 20 kV | _ | LV | 100 kVA :Pole Substation | 0.1 | --> | 0.1 | 0.091 | 1.55 |  | --> | 0.095 | 0 | 0 | 0 | 0 | Constrained, otherwise capacity available =94 kW | --> | E11 ex CARRIGALLEN | Carrigallen [T421] | CARRICK ON SHANNON |  | 54.0593 | -7.7939
210009 | MV/LV Substation O/***009 |  | 10 kV | _ | LV | 200 kVA :Pole Substation | 0.2 | --> | 0.2 | 0 | 0 | Constrained, otherwise capacity available =125 kVA | --> | 0.19 | 0 | 0.006 | 0 | 0 | Constrained, otherwise capacity available =175 kW | --> | C18 ex CARRICKMACROSS | Carrickmacross [T41,T42] | MEATH HILL |  | 53.9768 | -6.7147
252790 | MV/LV Substation TU***790 |  | 20 kV | _ | LV | 50 kVA :Pole Substation | 0.05 | --> | 0.05 | 0.034 | 1.32 |  | --> | 0.048 | 0 | 0 | 0.045 | 0 |  | --> | C24 ex CLIFDEN | Clifden [T41,T42] | SCREEB |  | 53.5893 | -9.974
064138 | MV/LV Substation RA***138 |  | 10 kV | _ | LV | 400 kVA :Kiosk Substation | 0.4 | --> | 0.4 | 0 | 0 | Constrained, otherwise capacity available =296 kVA | --> | 0.38 | 0 | 0.002 | 0 | 0 | Constrained, otherwise capacity available =364 kW | --> | C16 ex RATHMULLAN | Rathmullan [T41,T42] | DRYBRIDGE |  | 53.7112 | -6.3699
082140Z | MV/LV Substation LI***140Z |  | 20 kV | _ | LV | 50 kVA :Pole Substation | 0.05 | --> | 0.05 | 0 | 0 | Constrained, otherwise capacity available =42 kVA | --> | 0.048 | 0 | 0 | 0 | 0 | Constrained, otherwise capacity available =46 kW | --> | E11 ex ACADEMY STREET | Academy Street [T421,T422,T44] | NAVAN |  | 53.6008 | -6.5866
009208X | MV/LV Substation AN***208X |  | 10 kV | _ | LV | 400 kVA :Kiosk Substation | 0.4 | --> | 0.4 | 0 | 0 | Constrained, otherwise capacity available =290 kVA | --> | 0.38 | 0 | 0.107 | 0 | 0 | Constrained, otherwise capacity available =285 kW | --> | E12 ex KILCARRAGH | Kilcarragh [T421,T422] | BUTLERSTOWN |  | 52.2323 | -7.0661
0594018 | MV/LV Substation KI***4018 |  | 10 kV | _ | LV | 50 kVA :Pole Substation | 0.05 | --> | 0.05 | 0 | 0 | Constrained, otherwise capacity available =40 kVA | --> | 0.048 | 0 | 0.005 | 0 | 0 | Constrained, otherwise capacity available =42 kW | --> | C11 ex DERRYCRAMPH | Derrycramph [T41,T42] | SHANKILL |  | 53.9652 | -7.3196
070209 | MV/LV Substation DR***209 |  | 20 kV | _ | LV | 100 kVA :Pole Substation | 0.1 | --> | 0.1 | 0 | 2.24 |  | --> | 0.095 | 0 | 0 | 0.078 | 0 |  | --> | E11 ex CLOONBANNIN | Cloonbannin [T421] | GLENLARA |  | 52.0762 | -9.0458
068714X | MV/LV Substation ME***714X |  | 10 kV | _ | LV | 1000 kVA :Building Structure | 1 | --> | 1 | 0.5 | 11.14 |  | --> | 0.95 | 0 | 0 | 0.5 | 0 |  | --> | C12 ex CABRA | Cabra [T101,T102] | FINGLAS |  | 53.3769 | -6.3123
180914X | MV/LV Substation CL***914X |  | 10 kV | _ | LV | 100 kVA :Pole Substation | 0.1 | --> | 0.1 | 0.084 | 0.68 |  | --> | 0.095 | 0 | 0.008 | 0 | 0 | Constrained, otherwise capacity available =87 kW | --> | C24 ex MULLAGH | Mullagh [T44] | MEATH HILL |  | 53.8087 | -6.9608
182001 | MV/LV Substation CH***001 |  | 20 kV | _ | LV | 200 kVA :Pole Substation | 0.2 | --> | 0.2 | 0 | 0 | Constrained, otherwise capacity available =122 kVA | --> | 0.19 | 0 | 0.006 | 0 | 0 | Constrained, otherwise capacity available =175 kW | --> | C17 ex TULLA | Tulla [T41,T42] | ENNIS |  | 52.8654 | -8.7566
150053X | MV/LV Substation SE***053X |  | 20 kV | _ | LV | 400 kVA :Building Structure | 0.4 | --> | 0.4 | 0.315 | 3.96 |  | --> | 0.38 | 0 | 0 | 0 | 0 | Constrained, otherwise capacity available =368 kW | --> | E21 ex STRANORLAR | Stranorlar [T421,T422] | LETTERKENNY |  | 54.8002 | -7.7737
075909X | MV/LV Substation BA***909X |  | 20 kV | _ | LV | 200 kVA :Pole Substation | 0.2 | --> | 0.2 | 0.198 | 4.38 |  | --> | 0.19 | 0 | 0.004 | 0.187 | 0 |  | --> | E18 ex CRANE | Crane [T122] | CRANE |  | 52.4838 | -6.2955
067911 | MV/LV Substation EU***911 |  | 10 kV | _ | LV | 50 kVA :Building Structure | 0.05 | --> | 0.05 | 0 | 0 | Constrained, otherwise capacity available =28 kVA | --> | 0.048 | 0 | 0 | 0 | 0 | Constrained, otherwise capacity available =44 kW | --> | E16 ex CRATLOE | Cratloe [T421,T422] | ARDNACRUSHA |  | 52.7201 | -8.7055
055049 | MV/LV Substation GO***049 |  | 10 kV | _ | LV | 200 kVA :Pole Substation | 0.2 | --> | 0.2 | 0 | 0 | Constrained, otherwise capacity available =109 kVA | --> | 0.19 | 0 | 0.01 | 0 | 0 | Constrained, otherwise capacity available =170 kW | --> | C13 ex ROSCREA | Roscrea [T41,T42] | IKERRIN |  | 52.9593 | -7.7989
0684124 | MV/LV Substation MI***4124 |  | 10 kV | _ | LV | 1000 kVA :Building Structure | 1 | --> | 1 | 0.386 | 7.2 |  | --> | 0.95 | 0 | 0 | 0.5 | 0 |  | --> | C22 ex TRINITY | Trinity [T101,T102] | POOLBEG |  | 53.3369 | -6.2472
050025Y | MV/LV Substation GO***025Y |  | 10 kV | _ | LV | 630 kVA :Building Structure | 0.63 | --> | 0.63 | 0.403 | 7.61 |  | --> | 0.598 | 0 | 0 | 0 | 0 | Constrained, otherwise capacity available =567 kW | --> | C11 ex GARRYCASTLE | Garrycastle [T41,T42] | ATHLONE |  | 53.4196 | -7.9332
154245Y | MV/LV Substation GL***245Y |  | 20 kV | _ | LV | 100 kVA :Pole Substation | 0.1 | --> | 0.1 | 0 | 0 | Constrained, otherwise capacity available =94 kVA | --> | 0.095 | 0 | 0.01 | 0.087 | 0 |  | --> | C21 ex MACETOWN | Macetown [T101,T102] | MACETOWN |  | 53.4673 | -6.5325
207178Y | MV/LV Substation BA***178Y |  | 10 kV | _ | LV | 50 kVA :Pole Substation | 0.05 | --> | 0.05 | 0.04 | 3.38 |  | --> | 0.048 | 0 | 0.025 | 0 | 0 | Constrained, otherwise capacity available =28 kW | --> | C19 ex GLENGOOLE | Glengoole [T41] | THURLES |  | 52.5712 | -7.5307
266394 | MV/LV Substation G ***394 |  | 20 kV | _ | LV | 50 kVA :Pole Substation | 0.05 | --> | 0.05 | 0 | 0 | Constrained, otherwise capacity available =34 kVA | --> | 0.048 | 0 | 0 | 0 | 0 | Constrained, otherwise capacity available =45 kW | --> | E17 ex CARNDONAGH | Carndonagh [T421,T422] | TRILLICK |  | 55.2982 | -7.2593
066147Y | MV/LV Substation FO***147Y |  | 10 kV | _ | LV | 630 kVA :Kiosk Substation | 0.63 | --> | 0.63 | 0 | 0 | Constrained, otherwise capacity available =484 kVA | --> | 0.598 | 0 | 0.005 | 0 | 0 | Constrained, otherwise capacity available =574 kW | --> | C23 ex SWORDS | Swords [T41,T42] | GLASMORE |  | 53.4543 | -6.2245
1104014 | MV/LV Substation DR***4014 |  | 20 kV | _ | LV | 50 kVA :Pole Substation | 0.05 | --> | 0.05 | 0.05 | 0.76 |  | --> | 0.048 | 0 | 0 | 0 | 0 | Constrained, otherwise capacity available =48 kW | --> | E11 ex KILGARVAN | Kilgarvan [T421] | KNOCKEARAGH |  | 51.783 | -9.7635
081512Y | MV/LV Substation LI***512Y |  | 10 kV | _ | LV | 200 kVA :Kiosk Substation | 0.2 | --> | 0.2 | 0 | 0 | Constrained, otherwise capacity available =146 kVA | --> | 0.19 | 0 | 0.012 | 0 | 0 | Constrained, otherwise capacity available =174 kW | --> | C20 ex CELBRIDGE | Celbridge [T41,T42] | GRIFFINRATH |  | 53.2994 | -6.5654
0174290 | MV/LV Substation TE***4290 |  | 20 kV | _ | LV | 50 kVA :Pole Substation | 0.05 | --> | 0.05 | 0.05 | 1.98 |  | --> | 0.048 | 0 | 0 | 0 | 0 | Constrained, otherwise capacity available =48 kW | --> | E12 ex RATHKEALE | Rathkeale [T421,T422] | RATHKEALE |  | 52.5147 | -8.9735
0624062 | MV/LV Substation PU***4062 |  | 10 kV | _ | LV | 50 kVA :Pole Substation | 0.05 | --> | 0.05 | 0.05 | 1.03 |  | --> | 0.048 | 0 | 0 | 0 | 0 | Constrained, otherwise capacity available =48 kW | --> | C18 ex LITTLE MILLS | Little Mills [T41] | DUNDALK |  | 53.929 | -6.4124
066019Z | MV/LV Substation LA***019Z |  | 20 kV | _ | LV | 50 kVA :Pole Substation | 0.05 | --> | 0.05 | 0 | 0 | Constrained, otherwise capacity available =49 kVA | --> | 0.048 | 0 | 0 | 0 | 0 | Constrained, otherwise capacity available =47 kW | --> | E17 ex BALTRASNA | Baltrasna [T121,T122] | BALTRASNA |  | 53.5033 | -6.5096
003690X | MV/LV Substation KI***690X |  | 10 kV | _ | LV | 100 kVA :Pole Substation | 0.1 | --> | 0.1 | 0.078 | 0.48 |  | --> | 0.095 | 0 | 0.013 | 0 | 0 | Constrained, otherwise capacity available =82 kW | --> | C15 ex KILMARTIN | Kilmartin [T41] | ARKLOW |  | 53.0387 | -6.1148
0644333 | MV/LV Substation JO***4333 |  | 10 kV | _ | LV | 400 kVA :Kiosk Substation | 0.4 | --> | 0.4 | 0 | 0 | Constrained, otherwise capacity available =266 kVA | --> | 0.38 | 0 | 0 | 0 | 0 | Constrained, otherwise capacity available =361 kW | --> | C23 ex RATHMULLAN | Rathmullan [T41,T42] | DRYBRIDGE |  | 53.7061 | -6.3836
055297Y | MV/LV Substation MA***297Y |  | 20 kV | _ | LV | 200 kVA :Pole Substation | 0.2 | --> | 0.2 | 0 | 0 | Constrained, otherwise capacity available =161 kVA | --> | 0.19 | 0 | 0 | 0 | 0 | Constrained, otherwise capacity available =185 kW | --> | C15 ex MOUNTRATH | Mountrath [T41,T42] | PORTLAOISE |  | 52.8671 | -7.482
093134Y | MV/LV Substation MA***134Y |  | 10 kV | _ | LV | 400 kVA :Kiosk Substation | 0.4 | --> | 0.4 | 0 | 0 | Constrained, otherwise capacity available =289 kVA | --> | 0.38 | 0 | 0.031 | 0.342 | 0 |  | --> | C11 ex SANTRY | Santry [T41,T42] | FINGLAS |  | 53.3933 | -6.2446
063452 | MV/LV Substation ST***452 |  | 10 kV | _ | LV | 200 kVA :Pole Substation | 0.2 | --> | 0.2 | 0 | 0 | Constrained, otherwise capacity available =196 kVA | --> | 0.19 | 0 | 0 | 0 | 0 | Constrained, otherwise capacity available =190 kW | --> | C16 ex STICKILLEN | Stickillen [T41,T42] | DRYBRIDGE |  | 53.8593 | -6.5048
2204148 | MV/LV Substation ST***4148 |  | 20 kV | _ | LV | 50 kVA :Pole Substation | 0.05 | --> | 0.05 | 0.05 | 2.33 |  | --> | 0.048 | 0 | 0 | 0 | 0 | Constrained, otherwise capacity available =48 kW | --> | E14 ex MOY | Moy [T421,T422] | MOY |  | 54.2548 | -9.2439
093586 | MV/LV Substation SN***586 |  | 10 kV | _ | LV | 50 kVA :Pole Substation | 0.05 | --> | 0.05 | 0.047 | 7.91 |  | --> | 0.048 | 0 | 0 | 0.047 | 0 |  | --> | C26 ex PELLETSTOWN | Pelletstown [T101,T102] | FINGLAS |  | 53.4016 | -6.3623
503402 | MV/LV Substation MO***402 |  | 20 kV | _ | LV | 100 kVA :Pole Substation | 0.1 | --> | 0.1 | 0.07 | 1.69 |  | --> | 0.095 | 0 | 0 | 0 | 0 | Constrained, otherwise capacity available =91 kW | --> | C18 ex NEWTOWNCUNNINGHAM | Newtowncunningham [T41,T42] | LETTERKENNY |  | 55.017 | -7.4788
064763X | MV/LV Substation FO***763X |  | 10 kV | _ | LV | 100 kVA :Pole Substation | 0.1 | --> | 0.1 | 0 | 0 | Constrained, otherwise capacity available =59 kVA | --> | 0.095 | 0 | 0.018 | 0 | 0 | Constrained, otherwise capacity available =76 kW | --> | C22 ex TERMONFECKIN ROAD | Termonfeckin Road [T41,T42] | DRYBRIDGE |  | 53.7274 | -6.3431
006409 | MV/LV Substation BA***409 |  | 10 kV | _ | LV | 50 kVA :Pole Substation | 0.05 | --> | 0.05 | 0.035 | 1.29 |  | --> | 0.048 | 0 | 0.005 | 0 | 0 | Constrained, otherwise capacity available =42 kW | --> | C13 ex MONFIN | Monfin [T41,T42] | WEXFORD |  | 52.4768 | -6.5361
037061 | MV/LV Substation IN***061 |  | 10 kV | _ | LV | 400 kVA :Kiosk Substation | 0.4 | --> | 0.4 | 0 | 0 | Constrained, otherwise capacity available =280 kVA | --> | 0.38 | 0 | 0.026 | 0 | 0 | Constrained, otherwise capacity available =344 kW | --> | C20 ex CAHIRCALLA | Cahircalla [T41,T42] | ENNIS |  | 52.8185 | -8.9796
176133 | MV/LV Substation AG***133 |  | 20 kV | _ | LV | 50 kVA :Pole Substation | 0.05 | --> | 0.05 | 0 | 0 | Constrained, otherwise capacity available =45 kVA | --> | 0.048 | 0 | 0 | 0 | 0 | Constrained, otherwise capacity available =47 kW | --> | E11 ex MACROOM | Macroom [T422] | MACROOM |  | 51.9467 | -8.8078
034306Y | MV/LV Substation CO***306Y |  | 20 kV | _ | LV | 50 kVA :Pole Substation | 0.05 | --> | 0.05 | 0.039 | 5.88 |  | --> | 0.048 | 0 | 0.015 | 0 | 0 | Constrained, otherwise capacity available =35 kW | --> | C14 ex ARDGEEHA | Ardgeeha [T41,T42] | DOON |  | 52.5153 | -7.5978
050361 | MV/LV Substation LI***361 |  | 20 kV | _ | LV | 50 kVA :Pole Substation | 0.05 | --> | 0.05 | 0 | 0 | Constrained, otherwise capacity available =30 kVA | --> | 0.048 | 0 | 0 | 0 | 0 | Constrained, otherwise capacity available =45 kW | --> | C24 ex ATHLONE | Athlone [T41,T42] | ATHLONE |  | 53.3616 | -8.0677
1564322 | MV/LV Substation LI***4322 |  | 20 kV | _ | LV | 50 kVA :Pole Substation | 0.05 | --> | 0.05 | 0.05 | 2.1 |  | --> | 0.048 | 0 | 0 | 0 | 0 | Constrained, otherwise capacity available =48 kW | --> | E17 ex LISDRUM | Lisdrum [T422] | LISDRUM |  | 54.2441 | -6.9128
0204059 | MV/LV Substation DU***4059 |  | 10 kV | _ | LV | 630 kVA :Building Structure | 0.63 | --> | 0.63 | 0 | 0 | Constrained, otherwise capacity available =436 kVA | --> | 0.598 | 0 | 0 | 0 | 0 | Constrained, otherwise capacity available =593 kW | --> | C18 ex COOLCORCORAN | Coolcorcoran [T41,T42] | KNOCKEARAGH |  | 52.0598 | -9.6287
054059 | MV/LV Substation MA***059 |  | 10 kV | _ | LV | 200 kVA :Kiosk Substation | 0.2 | --> | 0.2 | 0 | 0 | Constrained, otherwise capacity available =80 kVA | --> | 0.19 | 0 | 0.009 | 0 | 0 | Constrained, otherwise capacity available =166 kW | --> | C21 ex PALLAS | Pallas [T41,T42] | PORTLAOISE |  | 53.0304 | -7.3053
1764160 | MV/LV Substation FO***4160 |  | 20 kV | _ | LV | 400 kVA :Building Structure | 0.4 | --> | 0.4 | 0.316 | 18.78 |  | --> | 0.38 | 0 | 0 | 0.368 | 0 |  | --> | E17 ex HARTNETTS CROSS | Hartnetts Cross [T121,T422] | HARTNETTS CROSS |  | 51.9459 | -9.1606
052828Y | MV/LV Substation AB***828Y |  | 10 kV | _ | LV | 400 kVA :Kiosk Substation | 0.4 | --> | 0.4 | 0.248 | 10.9 |  | --> | 0.38 | 0 | 0.026 | 0.339 | 0 |  | --> | C14 ex MULLINGAR | Mullingar [T101,T102] | MULLINGAR |  | 53.5314 | -7.3515
006173 | MV/LV Substation L+***173 |  | 10 kV | _ | LV | 400 kVA :Building Structure | 0.4 | --> | 0.4 | 0.319 | 3.12 |  | --> | 0.38 | 0 | 0 | 0 | 0 | Constrained, otherwise capacity available =369 kW | --> | C22 ex BELLFIELD | Bellfield [T41,T42] | CRANE |  | 52.5001 | -6.566
017023Y | MV/LV Substation KI***023Y |  | 20 kV | _ | LV | 50 kVA :Pole Substation | 0.05 | --> | 0.05 | 0.045 | 1.98 |  | --> | 0.048 | 0 | 0 | 0 | 0 | Constrained, otherwise capacity available =47 kW | --> | E14 ex RATHKEALE | Rathkeale [T421,T422] | RATHKEALE |  | 52.5289 | -8.8309
034099 | MV/LV Substation HO***099 |  | 10 kV | _ | LV | 100 kVA :Pole Substation | 0.1 | --> | 0.1 | 0.046 | 0.57 |  | --> | 0.095 | 0 | 0.004 | 0 | 0 | Constrained, otherwise capacity available =84 kW | --> | C16 ex LAWLESSTOWN | Lawlesstown [T42,T421] | DOON |  | 52.3627 | -7.7165
036085 | MV/LV Substation EM***085 |  | 20 kV | _ | LV | 100 kVA :Pole Substation | 0.1 | --> | 0.1 | 0.077 | 1.4 |  | --> | 0.095 | 0 | 0 | 0 | 0 | Constrained, otherwise capacity available =92 kW | --> | E17 ex KILROSS ROAD | Kilross Road [T421] | TIPPERARY |  | 52.461 | -8.3487
006719 | MV/LV Substation CA***719 |  | 10 kV | _ | LV | 50 kVA :Pole Substation | 0.05 | --> | 0.05 | 0.045 | 3.12 |  | --> | 0.048 | 0 | 0.006 | 0 | 0 | Constrained, otherwise capacity available =42 kW | --> | C11 ex BELLFIELD | Bellfield [T41,T42] | CRANE |  | 52.5044 | -6.5904
238347 | MV/LV Substation CU***347 |  | 20 kV | _ | LV | 50 kVA :Pole Substation | 0.05 | --> | 0.05 | 0 | 0 | Constrained, otherwise capacity available =48 kVA | --> | 0.048 | 0 | 0 | 0 | 0 | Constrained, otherwise capacity available =47 kW | --> | E13 ex BALLINROBE | Ballinrobe [T421,T422] | DALTON |  | 53.6231 | -9.3016
590580X | MV/LV Substation CO***580X |  | 20 kV | _ | LV | 50 kVA :Pole Substation | 0.05 | --> | 0.05 | 0 | 0 | Constrained, otherwise capacity available =50 kVA | --> | 0.048 | 0 | 0 | 0 | 0 | Constrained, otherwise capacity available =48 kW | --> | E15 ex CONG |  |  |  | 53.5142 | -9.452
136507 | MV/LV Substation AS***507 |  | 10 kV | _ | LV | 50 kVA :Pole Substation | 0.05 | --> | 0.05 | 0 | 0 | Constrained, otherwise capacity available =50 kVA | --> | 0.048 | 0 | 0 | 0 | 0 | Constrained, otherwise capacity available =48 kW | --> | C12 ex AGHAMORE | Aghamore [T41,T42] | LANESBORO |  | 53.6795 | -7.9794
034417 | MV/LV Substation AR***417 |  | 10 kV | _ | LV | 400 kVA :Kiosk Substation | 0.4 | --> | 0.4 | 0.302 | 5.88 |  | --> | 0.38 | 0 | 0.024 | 0 | 0 | Constrained, otherwise capacity available =349 kW | --> | C11 ex ARDGEEHA | Ardgeeha [T41,T42] | DOON |  | 52.3678 | -7.7102
109578 | MV/LV Substation BA***578 |  | 10 kV | _ | LV | 100 kVA :Pole Substation | 0.1 | --> | 0.1 | 0.097 | 0.38 |  | --> | 0.095 | 0 | 0 | 0.095 | 0 |  | --> | C14 ex RINEANNA | Rineanna [T41,T42] | DRUMLINE |  | 52.7749 | -8.9177
281688Z | MV/LV Substation WE***688Z |  | 10 kV | _ | LV | 630 kVA :Kiosk Substation | 0.63 | --> | 0.63 | 0 | 0 | Constrained, otherwise capacity available =533 kVA | --> | 0.598 | 0 | 0 | 0 | 0 | Constrained, otherwise capacity available =585 kW | --> | C22 ex TOGHER | Togher [T41,T42] | TRABEG |  | 51.869 | -8.4923
154447 | MV/LV Substation FL***447 |  | 20 kV | _ | LV | 100 kVA :Pole Substation | 0.1 | --> | 0.1 | 0 | 0 | Constrained, otherwise capacity available =89 kVA | --> | 0.095 | 0 | 0 | 0.094 | 0 |  | --> | C21 ex MACETOWN | Macetown [T101,T102] | MACETOWN |  | 53.4436 | -6.4759
157317X | MV/LV Substation MO***317X |  | 20 kV | _ | LV | 50 kVA :Pole Substation | 0.05 | --> | 0.05 | 0.045 | 1.55 |  | --> | 0.048 | 0 | 0 | 0 | 0 | Constrained, otherwise capacity available =47 kW | --> | E11 ex CARRIGALLEN | Carrigallen [T421] | CARRICK ON SHANNON |  | 54.1154 | -7.8121
026898Y | MV/LV Substation WO***898Y |  | 10 kV | _ | LV | 50 kVA :Pole Substation | 0.05 | --> | 0.05 | 0 | 0 | Constrained, otherwise capacity available =49 kVA | --> | 0.048 | 0 | 0 | 0 | 0 | Constrained, otherwise capacity available =47 kW | --> | C12 ex TIMOLEAGUE | Timoleague [T41] | BANDON |  | 51.722 | -8.7902
196143 | MV/LV Substation RA***143 |  | 10 kV | _ | LV | 50 kVA :Pole Substation | 0.05 | --> | 0.05 | 0 | 0 | Constrained, otherwise capacity available =42 kVA | --> | 0.048 | 0 | 0.002 | 0 | 0 | Constrained, otherwise capacity available =45 kW | --> | C18 ex ATHBOY | Athboy [T42] | NAVAN |  | 53.6167 | -6.8649
067252X | MV/LV Substation SC***252X |  | 10 kV | _ | LV | 200 kVA :Building Structure | 0.2 | --> | 0.2 | 0.162 | 13.8 |  | --> | 0.19 | 0 | 0 | 0.185 | 0 |  | --> | C17 ex SINGLAND | Singland [T101,T102] | SINGLAND |  | 52.6716 | -8.5778
002081X | MV/LV Substation BA***081X |  | 10 kV | _ | LV | 50 kVA :Pole Substation | 0.05 | --> | 0.05 | 0 | 0 | Constrained, otherwise capacity available =50 kVA | --> | 0.048 | 0 | 0 | 0.047 | 0 |  | --> | C14 ex GREYSTONES | Greystones [T41,T42] | FASSAROE |  | 53.1722 | -6.1733
059749Y | MV/LV Substation FA***749Y |  | 20 kV | _ | LV | 50 kVA :Pole Substation | 0.05 | --> | 0.05 | 0 | 0 | Constrained, otherwise capacity available =50 kVA | --> | 0.048 | 0 | 0 | 0 | 0 | Constrained, otherwise capacity available =48 kW | --> | E19 ex CAVAN | Cavan [T42,T421] | SHANKILL |  | 54.0066 | -7.391
130979 | MV/LV Substation BA***979 |  | 20 kV | _ | LV | 50 kVA :Pole Substation | 0.05 | --> | 0.05 | 0.047 | 2.55 |  | --> | 0.048 | 0 | 0 | 0 | 0 | Constrained, otherwise capacity available =47 kW | --> | E13 ex EDGEWORTHSTOWN | Edgeworthstown [T421,T422] | RICHMOND |  | 53.7588 | -7.4936
120231Y | MV/LV Substation BA***231Y |  | 20 kV | _ | LV | 50 kVA :Pole Substation | 0.05 | --> | 0.05 | 0.03 | 3.5 |  | --> | 0.048 | 0 | 0.016 | 0 | 0 | Constrained, otherwise capacity available =33 kW | --> | E12 ex DUNFIRTH | Dunfirth [T122] | DUNFIRTH |  | 53.4112 | -6.7894
053674Y | MV/LV Substation CH***674Y |  | 10 kV | _ | LV | 400 kVA :Kiosk Substation | 0.4 | --> | 0.4 | 0 | 0 | Constrained, otherwise capacity available =130 kVA | --> | 0.38 | 0 | 0 | 0.342 | 0 |  | --> | C17 ex CLONMINCH | Clonminch [T41,T422] | THORNSBERRY |  | 53.2749 | -7.4917
039753 | MV/LV Substation CA***753 |  | 10 kV | _ | LV | 50 kVA :Pole Substation | 0.05 | --> | 0.05 | 0 | 0 | Constrained, otherwise capacity available =43 kVA | --> | 0.048 | 0 | 0.006 | 0 | 0 | Constrained, otherwise capacity available =42 kW | --> | C20 ex ORANMORE | Oranmore [T41,T44] | GALWAY 110KV |  | 53.307 | -8.9073
017410 | MV/LV Substation CR***410 |  | 20 kV | _ | LV | 200 kVA :Pole Substation | 0.2 | --> | 0.2 | 0.11 | 1.98 |  | --> | 0.19 | 0 | 0.02 | 0 | 0 | Constrained, otherwise capacity available =163 kW | --> | E14 ex RATHKEALE | Rathkeale [T421,T422] | RATHKEALE |  | 52.5345 | -8.8716
064097 | MV/LV Substation CU***097 |  | 10 kV | _ | LV | 200 kVA :Pole Substation | 0.2 | --> | 0.2 | 0 | 0 | Constrained, otherwise capacity available =122 kVA | --> | 0.19 | 0 | 0.031 | 0 | 0 | Constrained, otherwise capacity available =156 kW | --> | C18 ex RATHMULLAN | Rathmullan [T41,T42] | DRYBRIDGE |  | 53.7079 | -6.3493
015294Z | MV/LV Substation BL***294Z |  | 10 kV | _ | LV | 100 kVA :Pole Substation | 0.1 | --> | 0.1 | 0 | 0 | Constrained, otherwise capacity available =87 kVA | --> | 0.095 | 0 | 0.011 | 0 | 0 | Constrained, otherwise capacity available =85 kW | --> | C16 ex JOHNSTOWN | Johnstown [T41,T42] | KILTEEL |  | 53.2595 | -6.5654
041906 | MV/LV Substation BE***906 |  | 20 kV | _ | LV | 100 kVA :Pole Substation | 0.1 | --> | 0.1 | 0 | 0 | Constrained, otherwise capacity available =91 kVA | --> | 0.095 | 0 | 0 | 0 | 0 | Constrained, otherwise capacity available =94 kW | --> | E21 ex DALTON | Dalton [T421,T422] | DALTON |  | 53.7793 | -9.0754
461112X | MV/LV Substation RE***112X |  | 10 kV | _ | LV | 400 kVA :Kiosk Substation | 0.4 | --> | 0.4 | 0.381 | 2.33 |  | --> | 0.38 | 0 | 0.005 | 0 | 0 | Constrained, otherwise capacity available =374 kW | --> | E17 ex MOY | Moy [T421,T422] | MOY |  | 54.1014 | -9.1615
062501Y | MV/LV Substation RA***501Y |  | 20 kV | _ | LV | 200 kVA :Kiosk Substation | 0.2 | --> | 0.2 | 0.121 | 4.25 |  | --> | 0.19 | 0 | 0.053 | 0 | 0 | Constrained, otherwise capacity available =140 kW | --> | E16 ex JENKINSTOWN | Jenkinstown [T421,T422] | DUNDALK |  | 54.0023 | -6.2681
044575 | MV/LV Substation C ***575 |  | 20 kV | _ | LV | 100 kVA :Pole Substation | 0.1 | --> | 0.1 | 0.074 | 0.43 |  | --> | 0.095 | 0 | 0 | 0 | 0 | Constrained, otherwise capacity available =91 kW | --> | C21 ex SWINFORD | Swinford [T41,T42] | CASTLEBAR |  | 53.9848 | -9.098
047263 | MV/LV Substation ST***263 |  | 10 kV | _ | LV | 200 kVA :Kiosk Substation | 0.2 | --> | 0.2 | 0.142 | 1.04 |  | --> | 0.19 | 0 | 0.048 | 0 | 0 | Constrained, otherwise capacity available =146 kW | --> | C15 ex BOYLE | Boyle [T41,T42] | CARRICK ON SHANNON |  | 53.9704 | -8.2938
0374168 | MV/LV Substation IN***4168 |  | 10 kV | _ | LV | 50 kVA :Pole Substation | 0.05 | --> | 0.05 | 0 | 0 | Constrained, otherwise capacity available =43 kVA | --> | 0.048 | 0 | 0.005 | 0 | 0 | Constrained, otherwise capacity available =43 kW | --> | C20 ex CAHIRCALLA | Cahircalla [T41,T42] | ENNIS |  | 52.8241 | -9.0477
011365Z | MV/LV Substation FR***365Z |  | 10 kV | _ | LV | 50 kVA :Pole Substation | 0.05 | --> | 0.05 | 0.038 | 5.05 |  | --> | 0.048 | 0 | 0 | 0 | 0 | Constrained, otherwise capacity available =46 kW | --> | C20 ex MCDONAGH | Mcdonagh [T41,T42] | KILKENNY |  | 52.682 | -7.1202
0814224 | MV/LV Substation LI***4224 |  | 10 kV | _ | LV | 1000 kVA :Building Structure | 1 | --> | 1 | 0 | 0 | Constrained, otherwise capacity available =543 kVA | --> | 0.95 | 0 | 0 | 0 | 0 | Constrained, otherwise capacity available =936 kW | --> | C12 ex PALMERSTOWN | Palmerstown [T41,T42] | FINGLAS |  | 53.3537 | -6.3902
365287 | MV/LV Substation BU***287 |  | 10 kV | _ | LV | 630 kVA :Kiosk Substation | 0.63 | --> | 0.63 | 0 | 0 | Constrained, otherwise capacity available =472 kVA | --> | 0.598 | 0 | 0 | 0.5 | 0 |  | --> | C12 ex SAGGART | Saggart [T41,T42] | GRANGE CASTLE |  | 53.2714 | -6.5192
3654127 | MV/LV Substation WA***4127 |  | 10 kV | _ | LV | 630 kVA :Kiosk Substation | 0.63 | --> | 0.63 | 0 | 0 | Constrained, otherwise capacity available =131 kVA | --> | 0.598 | 0 | 0 | 0.5 | 0 |  | --> | C19 ex BELGARD | Belgard [T41,T42] | COOKSTOWN |  | 53.2976 | -6.3627
281975Z | MV/LV Substation PA***975Z |  | 10 kV | _ | LV | 400 kVA :Building Structure | 0.4 | --> | 0.4 | 0.35 | 5.49 |  | --> | 0.38 | 0 | 0 | 0.373 | 0 |  | --> | C12 ex TRABEG | Trabeg [T101,T102] | TRABEG |  | 51.8849 | -8.4583
093559Z | MV/LV Substation BE***559Z |  | 10 kV | _ | LV | 1000 kVA :Building Structure | 1 | --> | 1 | 0 | 0 | Constrained, otherwise capacity available =824 kVA | --> | 0.95 | 0 | 0 | 0.5 | 0 |  | --> | C22 ex GRANGE (DR) | Grange (dr) [T41,T42] | GRANGE (DR) |  | 53.4037 | -6.1706
0494442 | MV/LV Substation 20***4442 |  | 20 kV | _ | LV | 200 kVA :Pole Substation | 0.2 | --> | 0.2 | 0.2 | 0.21 |  | --> | 0.19 | 0 | 0 | 0 | 0 | Constrained, otherwise capacity available =190 kW | --> | E18 ex LONGFORD | Longford [T421,T422] | RICHMOND |  | 53.7353 | -7.7756
093537Z | MV/LV Substation TH***537Z |  | 10 kV | _ | LV | 400 kVA :Kiosk Substation | 0.4 | --> | 0.4 | 0 | 0 | Constrained, otherwise capacity available =390 kVA | --> | 0.38 | 0 | 0 | 0.379 | 0 |  | --> | C20 ex MERVILLE | Merville [T41,T42] | FINGLAS |  | 53.3878 | -6.2995
050019Y | MV/LV Substation CL***019Y |  | 10 kV | _ | LV | 200 kVA :Kiosk Substation | 0.2 | --> | 0.2 | 0 | 0 | Constrained, otherwise capacity available =82 kVA | --> | 0.19 | 0 | 0.003 | 0 | 0 | Constrained, otherwise capacity available =171 kW | --> | C23 ex ATHLONE | Athlone [T41,T42] | ATHLONE |  | 53.4324 | -7.9433
1394013 | MV/LV Substation KI***4013 |  | 10 kV | _ | LV | 200 kVA :Pole Substation | 0.2 | --> | 0.2 | 0.196 | 4 |  | --> | 0.19 | 0 | 0 | 0 | 0 | Constrained, otherwise capacity available =190 kW | --> | C19 ex BALLYJAMESDUFF | Ballyjamesduff [T41,T42] | SHANKILL |  | 53.8442 | -7.2091
049273Z | MV/LV Substation CA***273Z |  | 20 kV | _ | LV | 100 kVA :Pole Substation | 0.1 | --> | 0.1 | 0.08 | 0.21 |  | --> | 0.095 | 0 | 0 | 0 | 0 | Constrained, otherwise capacity available =92 kW | --> | E12 ex LONGFORD | Longford [T421,T422] | RICHMOND |  | 53.8214 | -7.7615
127859 | MV/LV Substation UP***859 |  | 10 kV | _ | LV | 100 kVA :Pole Substation | 0.1 | --> | 0.1 | 0 | 0 | Constrained, otherwise capacity available =92 kVA | --> | 0.095 | 0 | 0 | 0 | 0 | Constrained, otherwise capacity available =94 kW | --> | C17 ex HOLYCROSS ROAD | Holycross Road [T41,T42] | THURLES |  | 52.6964 | -8.0148
049884X | MV/LV Substation BA***884X |  | 10 kV | _ | LV | 50 kVA :Pole Substation | 0.05 | --> | 0.05 | 0.048 | 0.13 |  | --> | 0.048 | 0 | 0 | 0 | 0 | Constrained, otherwise capacity available =47 kW | --> | C12 ex BALLYMAHON | Ballymahon [T41,T42] | ATHLONE |  | 53.5774 | -7.9461
0684639 | MV/LV Substation CA***4639 |  | 10 kV | _ | LV | 400 kVA :Kiosk Substation | 0.4 | --> | 0.4 | 0.314 | 14.34 |  | --> | 0.38 | 0 | 0 | 0.368 | 0 |  | --> | C43 ex NORTH QUAYS | North Quays [T101,T102,T103] | POOLBEG |  | 53.3482 | -6.2319
049493Z | MV/LV Substation GL***493Z |  | 20 kV | _ | LV | 100 kVA :Pole Substation | 0.1 | --> | 0.1 | 0.079 | 0.21 |  | --> | 0.095 | 0 | 0.003 | 0 | 0 | Constrained, otherwise capacity available =90 kW | --> | E12 ex LONGFORD | Longford [T421,T422] | RICHMOND |  | 53.8176 | -7.7784
006724X | MV/LV Substation CO***724X |  | 20 kV | _ | LV | 50 kVA :Pole Substation | 0.05 | --> | 0.05 | 0.046 | 4.38 |  | --> | 0.048 | 0 | 0 | 0.047 | 0 |  | --> | E13 ex CRANE | Crane [T122] | CRANE |  | 52.4951 | -6.5027
149609 | MV/LV Substation HO***609 |  | 10 kV | _ | LV | 200 kVA :Kiosk Substation | 0.2 | --> | 0.2 | 0 | 0 | Constrained, otherwise capacity available =85 kVA | --> | 0.19 | 0 | 0.025 | 0 | 0 | Constrained, otherwise capacity available =155 kW | --> | C13 ex DONEGAL | Donegal [T41,T42] | CATHALEENS FALL |  | 54.6548 | -8.0994
007214Z | MV/LV Substation ST***214Z |  | 20 kV | _ | LV | 630 kVA :Kiosk Substation | 0.63 | --> | 0.63 | 0.5 | 1.4 |  | --> | 0.598 | 0 | 0.015 | 0 | 0 | Constrained, otherwise capacity available =583 kW | --> | E12 ex KILLINICK | Killinick [T421,T422] | WEXFORD |  | 52.2354 | -6.3298
055931 | MV/LV Substation GR***931 |  | 10 kV | _ | LV | 100 kVA :Pole Substation | 0.1 | --> | 0.1 | 0 | 0 | Constrained, otherwise capacity available =68 kVA | --> | 0.095 | 0 | 0 | 0 | 0 | Constrained, otherwise capacity available =90 kW | --> | C17 ex ROSCREA | Roscrea [T41,T42] | IKERRIN |  | 52.9379 | -7.7886
068789X | MV/LV Substation LI***789X |  | 10 kV | _ | LV | 1000 kVA :Building Structure | 1 | --> | 1 | 0.5 | 6.65 |  | --> | 0.95 | 0 | 0 | 0.5 | 0 |  | --> | C14 ex EAST WALL ROAD | East Wall Road [T41,T42] | MCDERMOTT |  | 53.3497 | -6.2305
0554225 | MV/LV Substation BA***4225 |  | 10 kV | _ | LV | 50 kVA :Pole Substation | 0.05 | --> | 0.05 | 0 | 0 | Constrained, otherwise capacity available =50 kVA | --> | 0.048 | 0 | 0 | 0 | 0 | Constrained, otherwise capacity available =48 kW | --> | C20 ex TEMPLEMORE | Templemore [T41,T42] | IKERRIN |  | 52.8281 | -7.8235
1274254 | MV/LV Substation AM***4254 |  | 10 kV | _ | LV | 50 kVA :Pole Substation | 0.05 | --> | 0.05 | 0 | 0 | Constrained, otherwise capacity available =38 kVA | --> | 0.048 | 0 | 0 | 0 | 0 | Constrained, otherwise capacity available =46 kW | --> | C11 ex HOLYCROSS ROAD | Holycross Road [T41,T42] | THURLES |  | 52.6088 | -7.8664
003882 | MV/LV Substation NU***882 |  | 10 kV | _ | LV | 200 kVA :Pole Substation | 0.2 | --> | 0.2 | 0.117 | 11.58 |  | --> | 0.19 | 0 | 0.038 | 0 | 0 | Constrained, otherwise capacity available =150 kW | --> | C19 ex BALLYBEG | Ballybeg [T101,T102] | CARRICKMINES |  | 53.0175 | -6.1201
081349X | MV/LV Substation CH***349X |  | 10 kV | _ | LV | 630 kVA :Kiosk Substation | 0.63 | --> | 0.63 | 0 | 0 | Constrained, otherwise capacity available =392 kVA | --> | 0.598 | 0 | 0.027 | 0.5 | 0 |  | --> | C12 ex LUCAN EAST | Lucan East [T41,T42] | GRANGE CASTLE |  | 53.3525 | -6.4582
0784047 | MV/LV Substation BI***4047 |  | 10 kV | _ | LV | 50 kVA :Pole Substation | 0.05 | --> | 0.05 | 0 | 0 | Constrained, otherwise capacity available =48 kVA | --> | 0.048 | 0 | 0 | 0 | 0 | Constrained, otherwise capacity available =47 kW | --> | C13 ex CHARLESTOWN | Charlestown [T41] | TONROE |  | 53.9132 | -8.8179
137482 | MV/LV Substation AR***482 |  | 10 kV | _ | LV | 200 kVA :Kiosk Substation | 0.2 | --> | 0.2 | 0.038 | 2.18 |  | --> | 0.19 | 0 | 0.007 | 0 | 0 | Constrained, otherwise capacity available =161 kW | --> | C17 ex BALLYRICKARD | Ballyrickard [T41,T42] | TRALEE |  | 52.3262 | -9.7814
237294X | MV/LV Substation DR***294X |  | 10 kV | _ | LV | 50 kVA :Pole Substation | 0.05 | --> | 0.05 | 0 | 0 | Constrained, otherwise capacity available =37 kVA | --> | 0.048 | 0 | 0 | 0 | 0 | Constrained, otherwise capacity available =46 kW | --> | C11 ex KILSARAN | Kilsaran [T42] | DRYBRIDGE |  | 53.9098 | -6.4098
252093 | MV/LV Substation MU***093 |  | 10 kV | _ | LV | 200 kVA :Pole Substation | 0.2 | --> | 0.2 | 0.186 | 1.32 |  | --> | 0.19 | 0 | 0.005 | 0.184 | 0 |  | --> | C15 ex CLIFDEN | Clifden [T41,T42] | SCREEB |  | 53.4263 | -10.0721
081419Y | MV/LV Substation CA***419Y |  | 10 kV | _ | LV | 200 kVA :Kiosk Substation | 0.2 | --> | 0.2 | 0 | 0 | Constrained, otherwise capacity available =126 kVA | --> | 0.19 | 0 | 0.04 | 0 | 0 | Constrained, otherwise capacity available =150 kW | --> | C12 ex MONEYCOOLEY | Moneycooley [T41,T42,T44] | GRIFFINRATH |  | 53.3522 | -6.5498
016268Z | MV/LV Substation M4***268Z |  | 10 kV | _ | LV | 630 kVA :Building Structure | 0.63 | --> | 0.63 | 0 | 0 | Constrained, otherwise capacity available =538 kVA | --> | 0.598 | 0 | 0.006 | 0 | 0 | Constrained, otherwise capacity available =581 kW | --> | C12 ex MONEYCOOLEY | Moneycooley [T41,T42,T44] | GRIFFINRATH |  | 53.3622 | -6.5559
093072 | MV/LV Substation BO***072 |  | 10 kV | _ | LV | 400 kVA :Building Structure | 0.4 | --> | 0.4 | 0.193 | 12.96 |  | --> | 0.38 | 0 | 0.031 | 0.328 | 0 |  | --> | C17 ex ARTANE | Artane [T101,T102] | FINGLAS |  | 53.3819 | -6.1885
238187 | MV/LV Substation KN***187 |  | 20 kV | _ | LV | 50 kVA :Pole Substation | 0.05 | --> | 0.05 | 0 | 0 | Constrained, otherwise capacity available =46 kVA | --> | 0.048 | 0 | 0 | 0 | 0 | Constrained, otherwise capacity available =47 kW | --> | E18 ex BALLINROBE | Ballinrobe [T421,T422] | DALTON |  | 53.6521 | -9.2622
0464118 | MV/LV Substation HO***4118 |  | 10 kV | _ | LV | 50 kVA :Pole Substation | 0.05 | --> | 0.05 | 0.049 | 4.13 |  | --> | 0.048 | 0 | 0 | 0.047 | 0 |  | --> | C13 ex AGHAGAD | Aghagad [T41,T42] | SLIGO |  | 54.4148 | -8.4916
0094026 | MV/LV Substation RO***4026 |  | 10 kV | _ | LV | 50 kVA :Pole Substation | 0.05 | --> | 0.05 | 0.05 | 0.95 |  | --> | 0.048 | 0 | 0 | 0 | 0 | Constrained, otherwise capacity available =48 kW | --> | C25 ex TYCOR | Tycor [T41,T42] | WATERFORD |  | 52.2632 | -7.1598
009250Y | MV/LV Substation IE***250Y |  | 10 kV | _ | LV | 400 kVA :Building Structure | 0.4 | --> | 0.4 | 0.4 | 13.6 |  | --> | 0.38 | 0 | 0 | 0.38 | 0 |  | --> | C27 ex KILLOTERAN | Killoteran [T101,T102] | KILLOTERAN |  | 52.2443 | -7.1588
068417 | MV/LV Substation RO***417 |  | 10 kV | _ | LV | 630 kVA :Kiosk Substation | 0.63 | --> | 0.63 | 0.5 | 17.78 |  | --> | 0.598 | 0 | 0 | 0.5 | 0 |  | --> | C20 ex RINGSEND | Ringsend [T101,T102] | POOLBEG |  | 53.3401 | -6.2073
281092Y | MV/LV Substation CR***092Y |  | 10 kV | _ | LV | 630 kVA :Kiosk Substation | 0.63 | --> | 0.63 | 0 | 0 | Constrained, otherwise capacity available =480 kVA | --> | 0.598 | 0 | 0 | 0.5 | 0 |  | --> | C21 ex BALLINCOLLIG | Ballincollig [T41,T42] | KILBARRY |  | 51.8873 | -8.5875
026761Y | MV/LV Substation CL***761Y |  | 10 kV | _ | LV | 400 kVA :Kiosk Substation | 0.4 | --> | 0.4 | 0.304 | 8.66 |  | --> | 0.38 | 0 | 0 | 0 | 0 | Constrained, otherwise capacity available =367 kW | --> | C14 ex BANDON | Bandon [T101,T42] | BANDON |  | 51.7412 | -8.7284
0264046 | MV/LV Substation BA***4046 |  | 10 kV | _ | LV | 400 kVA :Building Structure | 0.4 | --> | 0.4 | 0.397 | 8.66 |  | --> | 0.38 | 0 | 0.04 | 0 | 0 | Constrained, otherwise capacity available =350 kW | --> | C20 ex BANDON | Bandon [T101,T42] | BANDON |  | 51.7439 | -8.7969
062115 | MV/LV Substation MA***115 |  | 10 kV | _ | LV | 200 kVA :Kiosk Substation | 0.2 | --> | 0.2 | 0.148 | 2.33 |  | --> | 0.19 | 0 | 0 | 0 | 0 | Constrained, otherwise capacity available =183 kW | --> | C12 ex DUNDALK | Dundalk [T41,T42] | DUNDALK |  | 54.0092 | -6.4202
426660 | MV/LV Substation GL***660 |  | 20 kV | _ | LV | 50 kVA :Pole Substation | 0.05 | --> | 0.05 | 0 | 0 | Constrained, otherwise capacity available =48 kVA | --> | 0.048 | 0 | 0.011 | 0 | 0 | Constrained, otherwise capacity available =39 kW | --> | E12 ex DINGLE | Dingle [T421,T422] | OUGHTRAGH |  | 52.2077 | -10.359
120709 | MV/LV Substation CL***709 |  | 20 kV | _ | LV | 50 kVA :Pole Substation | 0.05 | --> | 0.05 | 0 | 0 | Constrained, otherwise capacity available =46 kVA | --> | 0.048 | 0 | 0 | 0 | 0 | Constrained, otherwise capacity available =47 kW | --> | E20 ex EDENDERRY | Edenderry [T421,T422] | BLAKE |  | 53.3545 | -7.2048
067541 | MV/LV Substation MO***541 |  | 20 kV | _ | LV | 50 kVA :Pole Substation | 0.05 | --> | 0.05 | 0 | 0 | Constrained, otherwise capacity available =31 kVA | --> | 0.048 | 0 | 0.02 | 0.03 | 0 |  | --> | C11 ex RAHEEN | Raheen [T41,T42] | LIMERICK |  | 52.6336 | -8.6952
004798 | MV/LV Substation CO***798 |  | 10 kV | _ | LV | 100 kVA :Pole Substation | 0.1 | --> | 0.1 | 0 | 0 | Constrained, otherwise capacity available =51 kVA | --> | 0.095 | 0 | 0.025 | 0 | 0 | Constrained, otherwise capacity available =70 kW | --> | C23 ex TINAHASK | Tinahask [T41,T42] | ARKLOW |  | 52.7655 | -6.2358
281663X | MV/LV Substation LI***663X |  | 10 kV | _ | LV | 200 kVA :Kiosk Substation | 0.2 | --> | 0.2 | 0 | 0 | Constrained, otherwise capacity available =91 kVA | --> | 0.19 | 0 | 0.051 | 0 | 0 | Constrained, otherwise capacity available =137 kW | --> | C18 ex DOUGLAS | Douglas [T41,T42] | TRABEG |  | 51.8691 | -8.4154
118877X | MV/LV Substation DY***877X |  | 20 kV | _ | LV | 50 kVA :Pole Substation | 0.05 | --> | 0.05 | 0 | 0 | Constrained, otherwise capacity available =49 kVA | --> | 0.048 | 0 | 0 | 0 | 0 | Constrained, otherwise capacity available =47 kW | --> | E11 ex CREAGH | Creagh [T421,T422] | ATHLONE |  | 53.464 | -8.2102
244387 | MV/LV Substation AR***387 |  | 20 kV | _ | LV | 50 kVA :Pole Substation | 0.05 | --> | 0.05 | 0 | 0 | Constrained, otherwise capacity available =49 kVA | --> | 0.048 | 0 | 0 | 0 | 0 | Constrained, otherwise capacity available =47 kW | --> | E11 ex MILLTOWN (SR) | Milltown (sr) [T421,T422] | OUGHTRAGH |  | 52.1736 | -9.729
161892X | MV/LV Substation IN***892X |  | 20 kV | _ | LV | 50 kVA :Pole Substation | 0.05 | --> | 0.05 | 0 | 0 | Constrained, otherwise capacity available =50 kVA | --> | 0.048 | 0 | 0 | 0 | 0 | Constrained, otherwise capacity available =47 kW | --> | C12 ex SPIDDAL |  |  |  | 53.2381 | -9.4776
164316X | MV/LV Substation DU***316X |  | 10 kV | _ | LV | 400 kVA :Kiosk Substation | 0.4 | --> | 0.4 | 0 | 0 | Constrained, otherwise capacity available =363 kVA | --> | 0.38 | 0 | 0.004 | 0 | 0 | Constrained, otherwise capacity available =372 kW | --> | C15 ex SKIBBEREEN | Skibbereen [T41,T42] | DUNMANWAY |  | 51.4839 | -9.3662
0424130 | MV/LV Substation ID***4130 |  | 20 kV | _ | LV | 630 kVA :Building Structure | 0.63 | --> | 0.63 | 0 | 0 | Constrained, otherwise capacity available =505 kVA | --> | 0.598 | 0 | 0 | 0 | 0 | Constrained, otherwise capacity available =581 kW | --> | E16 ex WINDSOR | Windsor [T421,T422] | CASTLEBAR |  | 53.851 | -9.2762
017161X | MV/LV Substation BA***161X |  | 20 kV | _ | LV | 50 kVA :Pole Substation | 0.05 | --> | 0.05 | 0.038 | 1.98 |  | --> | 0.048 | 0 | 0 | 0 | 0 | Constrained, otherwise capacity available =46 kW | --> | E11 ex RATHKEALE | Rathkeale [T421,T422] | RATHKEALE |  | 52.6049 | -8.9582
182001Y | MV/LV Substation TU***001Y |  | 10 kV | _ | LV | 50 kVA :Pole Substation | 0.05 | --> | 0.05 | 0 | 0 | Constrained, otherwise capacity available =46 kVA | --> | 0.048 | 0 | 0 | 0 | 0 | Constrained, otherwise capacity available =47 kW | --> | C11 ex SCARIFF | Scariff [T42] | ENNIS |  | 52.8899 | -8.5457
067182X | MV/LV Substation RO***182X |  | 10 kV | _ | LV | 50 kVA :Pole Substation | 0.05 | --> | 0.05 | 0 | 0 | Constrained, otherwise capacity available =20 kVA | --> | 0.048 | 0 | 0.01 | 0 | 0 | Constrained, otherwise capacity available =36 kW | --> | C17 ex GILLOGUE | Gillogue [T41,T42] | ARDNACRUSHA |  | 52.6998 | -8.6013
1544198 | MV/LV Substation ST***4198 |  | 10 kV | _ | LV | 630 kVA :Kiosk Substation | 0.63 | --> | 0.63 | 0 | 0 | Constrained, otherwise capacity available =480 kVA | --> | 0.598 | 0 | 0.117 | 0 | 0 | Constrained, otherwise capacity available =491 kW | --> | C14 ex COOLMINE | Coolmine [T41,T42] | FINGLAS |  | 53.3868 | -6.429
066336X | MV/LV Substation TU***336X |  | 20 kV | _ | LV | 400 kVA :Kiosk Substation | 0.4 | --> | 0.4 | 0 | 0 | Constrained, otherwise capacity available =291 kVA | --> | 0.38 | 0 | 0.051 | 0 | 0 | Constrained, otherwise capacity available =327 kW | --> | E15 ex BATTER LANE TEMPORARY | Batter Lane Temporary 38kv [T421] | GLASMORE |  | 53.4872 | -6.155
154343Y | MV/LV Substation LY***343Y |  | 10 kV | _ | LV | 200 kVA :Kiosk Substation | 0.2 | --> | 0.2 | 0 | 0 | Constrained, otherwise capacity available =141 kVA | --> | 0.19 | 0 | 0.03 | 0 | 0 | Constrained, otherwise capacity available =160 kW | --> | C21 ex MONEYCOOLEY | Moneycooley [T41,T42,T44] | GRIFFINRATH |  | 53.3852 | -6.5858
265722X | MV/LV Substation WO***722X |  | 20 kV | _ | LV | 400 kVA :Kiosk Substation | 0.4 | --> | 0.4 | 0.265 | 2.56 |  | --> | 0.38 | 0 | 0 | 0.377 | 0 |  | --> | C17 ex KILLESHANDRA | Killeshandra [T41,T42] | GORTAWEE |  | 54.0547 | -7.6162
0684039 | MV/LV Substation AD***4039 |  | 10 kV | _ | LV | 1000 kVA :Building Structure | 1 | --> | 1 | 0 | 0 | Constrained, otherwise capacity available =1000 kVA | --> | 0.95 | 0 | 0 | 0.5 | 0 |  | --> | C11 ex CAMDEN ROW | Camden Row [T41] | FRANCIS STREET |  | 53.3399 | -6.2688
026147Z | MV/LV Substation CU***147Z |  | 10 kV | _ | LV | 400 kVA :Kiosk Substation | 0.4 | --> | 0.4 | 0.31 | 8.66 |  | --> | 0.38 | 0 | 0 | 0 | 0 | Constrained, otherwise capacity available =368 kW | --> | C11 ex BANDON | Bandon [T101,T42] | BANDON |  | 51.7534 | -8.7315
0294008 | MV/LV Substation EL***4008 |  | 10 kV | _ | LV | 50 kVA :Pole Substation | 0.05 | --> | 0.05 | 0 | 0 | Constrained, otherwise capacity available =47 kVA | --> | 0.048 | 0 | 0 | 0.047 | 0 |  | --> | C13 ex MIDLETON | Midleton [T101,T102] | MIDLETON |  | 51.9507 | -8.1764
164857X | MV/LV Substation HA***857X |  | 10 kV | _ | LV | 200 kVA :Kiosk Substation | 0.2 | --> | 0.2 | 0 | 0 | Constrained, otherwise capacity available =196 kVA | --> | 0.19 | 0 | 0 | 0 | 0 | Constrained, otherwise capacity available =189 kW | --> | C15 ex SKIBBEREEN | Skibbereen [T41,T42] | DUNMANWAY |  | 51.4849 | -9.3672
081392X | MV/LV Substation CR***392X |  | 10 kV | _ | LV | 400 kVA :Kiosk Substation | 0.4 | --> | 0.4 | 0 | 0 | Constrained, otherwise capacity available =283 kVA | --> | 0.38 | 0 | 0 | 0.364 | 0 |  | --> | C12 ex SEMPERIT | Semperit [T41,T42,T43] | GRANGE CASTLE |  | 53.3379 | -6.367
0494285 | MV/LV Substation CO***4285 |  | 20 kV | _ | LV | 50 kVA :Pole Substation | 0.05 | --> | 0.05 | 0.048 | 0.21 |  | --> | 0.048 | 0 | 0 | 0 | 0 | Constrained, otherwise capacity available =47 kW | --> | E17 ex LONGFORD | Longford [T421,T422] | RICHMOND |  | 53.7915 | -7.5647
244021 | MV/LV Substation GL***021 |  | 20 kV | _ | LV | 50 kVA :Pole Substation | 0.05 | --> | 0.05 | 0 | 0 | Constrained, otherwise capacity available =44 kVA | --> | 0.048 | 0 | 0 | 0 | 0 | Constrained, otherwise capacity available =47 kW | --> | E12 ex MILLTOWN (SR) | Milltown (sr) [T421,T422] | OUGHTRAGH |  | 52.0686 | -9.8432
081582X | MV/LV Substation TE***582X |  | 10 kV | _ | LV | 630 kVA :Building Structure | 0.63 | --> | 0.63 | 0 | 0 | Constrained, otherwise capacity available =442 kVA | --> | 0.598 | 0 | 0.025 | 0.5 | 0 |  | --> | C28 ex CLONDALKIN | Clondalkin [T41,T42,T44] | INCHICORE 220KV |  | 53.3298 | -6.3862
050640 | MV/LV Substation WA***640 |  | 10 kV | _ | LV | 630 kVA :Building Structure | 0.63 | --> | 0.63 | 0.5 | 6.49 |  | --> | 0.598 | 0 | 0.01 | 0 | 0 | Constrained, otherwise capacity available =575 kW | --> | C19 ex BUSHFIELD | Bushfield [T41,T42] | ATHLONE |  | 53.4288 | -7.9464
078304 | MV/LV Substation GW***304 |  | 10 kV | _ | LV | 100 kVA :Pole Substation | 0.1 | --> | 0.1 | 0 | 0 | Constrained, otherwise capacity available =64 kVA | --> | 0.095 | 0 | 0 | 0 | 0 | Constrained, otherwise capacity available =90 kW | --> | C11 ex CHARLESTOWN | Charlestown [T41] | TONROE |  | 53.9371 | -8.8821
021693X | MV/LV Substation CA***693X |  | 10 kV | _ | LV | 630 kVA :Kiosk Substation | 0.63 | --> | 0.63 | 0 | 0 | Constrained, otherwise capacity available =566 kVA | --> | 0.598 | 0 | 0.018 | 0.5 | 0 |  | --> | C18 ex MAYFIELD | Mayfield [T41,T42] | KILBARRY |  | 51.9116 | -8.4483
017919 | MV/LV Substation KI***919 |  | 10 kV | _ | LV | 100 kVA :Pole Substation | 0.1 | --> | 0.1 | 0.081 | 1.05 |  | --> | 0.095 | 0 | 0.004 | 0 | 0 | Constrained, otherwise capacity available =89 kW | --> | C15 ex NEWCASTLEWEST | Newcastlewest [T41,T42] | RATHKEALE |  | 52.4395 | -9.0569
4294105 | MV/LV Substation SE***4105 |  | 10 kV | _ | LV | 100 kVA :Pole Substation | 0.1 | --> | 0.1 | 0.094 | 0.33 |  | --> | 0.095 | 0 | 0 | 0 | 0 | Constrained, otherwise capacity available =94 kW | --> | C20 ex ABBEYFEALE | Abbeyfeale [T42] | TRIEN |  | 52.465 | -9.2891
1204404 | MV/LV Substation LI***4404 |  | 20 kV | _ | LV | 630 kVA :Building Structure | 0.63 | --> | 0.63 | 0.5 | 3.5 |  | --> | 0.598 | 0 | 0 | 0 | 0 | Constrained, otherwise capacity available =598 kW | --> | E12 ex DUNFIRTH | Dunfirth [T122] | DUNFIRTH |  | 53.4139 | -6.8155
0594224 | MV/LV Substation AG***4224 |  | 20 kV | _ | LV | 50 kVA :Pole Substation | 0.05 | --> | 0.05 | 0 | 0 | Constrained, otherwise capacity available =50 kVA | --> | 0.048 | 0 | 0 | 0 | 0 | Constrained, otherwise capacity available =48 kW | --> | E17 ex CAVAN | Cavan [T42,T421] | SHANKILL |  | 54.0686 | -7.4036
067548Y | MV/LV Substation JO***548Y |  | 10 kV | _ | LV | 630 kVA :Building Structure | 0.63 | --> | 0.63 | 0 | 0 | Constrained, otherwise capacity available =590 kVA | --> | 0.598 | 0 | 0 | 0.5 | 0 |  | --> | C11 ex GARRYOWEN | Garryowen [T41,T42] | LIMERICK |  | 52.6495 | -8.5877
0684610 | MV/LV Substation G.***4610 |  | 10 kV | _ | LV | 1000 kVA :Building Structure | 1 | --> | 1 | 0.5 | 2.6 |  | --> | 0.95 | 0 | 0 | 0.5 | 0 |  | --> | C22 ex WOLFE TONE STREET | Wolfe Tone Street [T101,T102] | FINGLAS |  | 53.3489 | -6.2617
067090 | MV/LV Substation EM***090 |  | 10 kV | _ | LV | 400 kVA :Kiosk Substation | 0.4 | --> | 0.4 | 0 | 0 | Constrained, otherwise capacity available =124 kVA | --> | 0.38 | 0 | 0.003 | 0.338 | 0 |  | --> | C20 ex BALLINACURRA | Ballinacurra [T41,T42] | LIMERICK |  | 52.6567 | -8.6325
042017 | MV/LV Substation CA***017 |  | 10 kV | _ | LV | 400 kVA :Kiosk Substation | 0.4 | --> | 0.4 | 0.268 | 1.51 |  | --> | 0.38 | 0 | 0 | 0 | 0 | Constrained, otherwise capacity available =362 kW | --> | C19 ex TURLOUGH ROAD | Turlough Road [T43] | CASTLEBAR |  | 53.8615 | -9.2964
149675 | MV/LV Substation DR***675 |  | 10 kV | _ | LV | 50 kVA :Pole Substation | 0.05 | --> | 0.05 | 0 | 0 | Constrained, otherwise capacity available =40 kVA | --> | 0.048 | 0 | 0.005 | 0 | 0 | Constrained, otherwise capacity available =42 kW | --> | C11 ex DONEGAL | Donegal [T41,T42] | CATHALEENS FALL |  | 54.6924 | -8.1896
062212X | MV/LV Substation BE***212X |  | 20 kV | _ | LV | 50 kVA :Pole Substation | 0.05 | --> | 0.05 | 0.04 | 4.25 |  | --> | 0.048 | 0 | 0.006 | 0 | 0 | Constrained, otherwise capacity available =42 kW | --> | E18 ex JENKINSTOWN | Jenkinstown [T421,T422] | DUNDALK |  | 54.0187 | -6.3018
032396 | MV/LV Substation AR***396 |  | 10 kV | _ | LV | 400 kVA :Kiosk Substation | 0.4 | --> | 0.4 | 0 | 0 | Constrained, otherwise capacity available =325 kVA | --> | 0.38 | 0 | 0.067 | 0 | 0 | Constrained, otherwise capacity available =320 kW | --> | C23 ex TRAMORE | Tramore [T41,T42] | BUTLERSTOWN |  | 52.1715 | -7.1527
042021 | MV/LV Substation ST***021 |  | 10 kV | _ | LV | 200 kVA :Pole Substation | 0.2 | --> | 0.2 | 0 | 0 | Constrained, otherwise capacity available =148 kVA | --> | 0.19 | 0 | 0 | 0 | 0 | Constrained, otherwise capacity available =183 kW | --> | C13 ex KNOCKAPHUNTA | Knockaphunta [T41,T42] | CASTLEBAR |  | 53.851 | -9.2908
064938X | MV/LV Substation KI***938X |  | 10 kV | _ | LV | 630 kVA :Building Structure | 0.63 | --> | 0.63 | 0 | 0 | Constrained, otherwise capacity available =630 kVA | --> | 0.598 | 0 | 0 | 0 | 0 | Constrained, otherwise capacity available =598 kW | --> | C15 ex RATHMULLAN | Rathmullan [T41,T42] | DRYBRIDGE |  | 53.707 | -6.3688
060497 | MV/LV Substation CL***497 |  | 20 kV | _ | LV | 100 kVA :Pole Substation | 0.1 | --> | 0.1 | 0.085 | 2.57 |  | --> | 0.095 | 0 | 0 | 0 | 0 | Constrained, otherwise capacity available =93 kW | --> | E14 ex ERRIGAL | Errigal [T41,T422] | SHANKILL |  | 54.0289 | -7.0293
250997 | MV/LV Substation MA***997 |  | 10 kV | _ | LV | 100 kVA :Pole Substation | 0.1 | --> | 0.1 | 0.086 | 1.26 |  | --> | 0.095 | 0 | 0 | 0 | 0 | Constrained, otherwise capacity available =93 kW | --> | C27 ex BALLYCROSSAUN | Ballycrossaun [T421,T422] | SOMERSET |  | 53.1662 | -8.2851
156240X | MV/LV Substation AG***240X |  | 20 kV | _ | LV | 50 kVA :Pole Substation | 0.05 | --> | 0.05 | 0.04 | 2.1 |  | --> | 0.048 | 0 | 0 | 0 | 0 | Constrained, otherwise capacity available =46 kW | --> | E17 ex LISDRUM | Lisdrum [T422] | LISDRUM |  | 54.2409 | -7.0649
062034Y | MV/LV Substation FL***034Y |  | 10 kV | _ | LV | 100 kVA :Pole Substation | 0.1 | --> | 0.1 | 0.034 | 3.12 |  | --> | 0.095 | 0 | 0.013 | 0 | 0 | Constrained, otherwise capacity available =76 kW | --> | C21 ex MARSHES | Marshes [T41,T42] | DUNDALK |  | 53.9693 | -6.3894
021450Z | MV/LV Substation BA***450Z |  | 10 kV | _ | LV | 200 kVA :Pole Substation | 0.2 | --> | 0.2 | 0 | 0 | Constrained, otherwise capacity available =200 kVA | --> | 0.19 | 0 | 0 | 0.19 | 0 |  | --> | C16 ex RIVERSTOWN | Riverstown [T41,T42] | KILBARRY |  | 51.9486 | -8.3369
067155 | MV/LV Substation AI***155 |  | 10 kV | _ | LV | 400 kVA :Kiosk Substation | 0.4 | --> | 0.4 | 0 | 0 | Constrained, otherwise capacity available =287 kVA | --> | 0.38 | 0 | 0.055 | 0.324 | 0 |  | --> | C20 ex RAHEEN | Raheen [T41,T42] | LIMERICK |  | 52.6273 | -8.6497
305596 | MV/LV Substation BA***596 |  | 10 kV | _ | LV | 630 kVA :Building Structure | 0.63 | --> | 0.63 | 0.297 | 0.3 | Constrained, otherwise capacity available =600 kVA | --> | 0.598 | 0 | 0 | 0 | 0 | Constrained, otherwise capacity available =594 kW | --> | C16 ex BANAGHER | Banagher [T41,T42] | DALLOW |  | 53.1895 | -7.9888
049420Z | MV/LV Substation MO***420Z |  | 20 kV | _ | LV | 200 kVA :Pole Substation | 0.2 | --> | 0.2 | 0.198 | 0.21 |  | --> | 0.19 | 0 | 0 | 0 | 0 | Constrained, otherwise capacity available =190 kW | --> | E18 ex LONGFORD | Longford [T421,T422] | RICHMOND |  | 53.7461 | -7.8082
026568Y | MV/LV Substation WO***568Y |  | 10 kV | _ | LV | 400 kVA :Kiosk Substation | 0.4 | --> | 0.4 | 0.37 | 8.66 |  | --> | 0.38 | 0 | 0 | 0 | 0 | Constrained, otherwise capacity available =376 kW | --> | C14 ex BANDON | Bandon [T101,T42] | BANDON |  | 51.7435 | -8.7336
293171X | MV/LV Substation CO***171X |  | 20 kV | _ | LV | 100 kVA :Pole Substation | 0.1 | --> | 0.1 | 0 | 0 | Constrained, otherwise capacity available =85 kVA | --> | 0.095 | 0 | 0 | 0 | 0 | Constrained, otherwise capacity available =93 kW | --> | E13 ex SHILLELAGH | Shillelagh [T421,T422] | CARLOW |  | 52.7547 | -6.5028
377175 | MV/LV Substation BA***175 |  | 20 kV | _ | LV | 200 kVA :Kiosk Substation | 0.2 | --> | 0.2 | 0 | 0 | Constrained, otherwise capacity available =183 kVA | --> | 0.19 | 0 | 0 | 0 | 0 | Constrained, otherwise capacity available =188 kW | --> | E16 ex GURRANEBANE | Gurranebane [T421,T422] | OUGHTRAGH |  | 51.8161 | -10.1616
161597 | MV/LV Substation CO***597 |  | 20 kV | _ | LV | 50 kVA :Pole Substation | 0.05 | --> | 0.05 | 0.05 | 11.03 |  | --> | 0.048 | 0 | 0 | 0.048 | 0 |  | --> | C27 ex SALTHILL | Salthill [T101,T102] | SALTHILL |  | 53.3489 | -9.1808
093551 | MV/LV Substation MI***551 |  | 10 kV | _ | LV | 100 kVA :Pole Substation | 0.1 | --> | 0.1 | 0 | 0 | Constrained, otherwise capacity available =76 kVA | --> | 0.095 | 0 | 0 | 0.092 | 0 |  | --> | C17 ex UNIDARE | Unidare [T41,T42] | FINGLAS |  | 53.4148 | -6.3199
017079 | MV/LV Substation CR***079 |  | 20 kV | _ | LV | 400 kVA :Building Structure | 0.4 | --> | 0.4 | 0 | 1.98 |  | --> | 0.38 | 0 | 0 | 0 | 0 | Constrained, otherwise capacity available =307 kW | --> | E14 ex RATHKEALE | Rathkeale [T421,T422] | RATHKEALE |  | 52.5275 | -8.7115
025184 | MV/LV Substation RI***184 |  | 10 kV | _ | LV | 200 kVA :Pole Substation | 0.2 | --> | 0.2 | 0 | 0 | Constrained, otherwise capacity available =156 kVA | --> | 0.19 | 0 | 0 | 0 | 0 | Constrained, otherwise capacity available =184 kW | --> | C12 ex KILMALLOCK | Kilmallock [T41,T42] | CHARLEVILLE |  | 52.3996 | -8.5673
062341Y | MV/LV Substation MA***341Y |  | 20 kV | _ | LV | 50 kVA :Pole Substation | 0.05 | --> | 0.05 | 0.05 | 2.33 |  | --> | 0.048 | 0 | 0 | 0 | 0 | Constrained, otherwise capacity available =48 kW | --> | C26 ex DUNDALK | Dundalk [T41,T42] | DUNDALK |  | 54.0161 | -6.5204
007949X | MV/LV Substation TE***949X |  | 10 kV | _ | LV | 400 kVA :Building Structure | 0.4 | --> | 0.4 | 0.143 | 0.14 | Constrained, otherwise capacity available =276 kVA | --> | 0.38 | 0 | 0.002 | 0 | 0 | Constrained, otherwise capacity available =361 kW | --> | C12 ex CARRIGLAWN | Carriglawn [T41,T42] | WEXFORD |  | 52.3416 | -6.4656
009448Y | MV/LV Substation HO***448Y |  | 20 kV | _ | LV | 50 kVA :Pole Substation | 0.05 | --> | 0.05 | 0 | 0 | Constrained, otherwise capacity available =31 kVA | --> | 0.048 | 0 | 0.015 | 0 | 0 | Constrained, otherwise capacity available =34 kW | --> | E12 ex KILCARRAGH | Kilcarragh [T421,T422] | BUTLERSTOWN |  | 52.2407 | -7.0901
142673 | MV/LV Substation ME***673 |  | 20 kV | _ | LV | 50 kVA :Pole Substation | 0.05 | --> | 0.05 | 0 | 0 | Constrained, otherwise capacity available =11 kVA | --> | 0.048 | 0 | 0.01 | 0 | 0 | Constrained, otherwise capacity available =34 kW | --> | E21 ex ATHENRY | Athenry [T423] | GALWAY 110KV |  | 53.4216 | -8.5735
162024 | MV/LV Substation LI***024 |  | 10 kV | _ | LV | 200 kVA :Pole Substation | 0.2 | --> | 0.2 | 0.167 | 0.25 |  | --> | 0.19 | 0 | 0.035 | 0 | 0 | Constrained, otherwise capacity available =160 kW | --> | C11 ex ROSSGEIR | Rossgeir [T41,T42] | LETTERKENNY |  | 54.8328 | -7.4849
054646Y | MV/LV Substation CH***646Y |  | 20 kV | _ | LV | 50 kVA :Pole Substation | 0.05 | --> | 0.05 | 0 | 0 | Constrained, otherwise capacity available =46 kVA | --> | 0.048 | 0 | 0.01 | 0 | 0 | Constrained, otherwise capacity available =40 kW | --> | E12 ex PORTLAOISE | Portlaoise [T423,T424] | PORTLAOISE |  | 53.0156 | -7.1445
111602 | MV/LV Substation GL***602 |  | 10 kV | _ | LV | 50 kVA :Pole Substation | 0.05 | --> | 0.05 | 0.046 | 3.48 |  | --> | 0.048 | 0 | 0 | 0 | 0 | Constrained, otherwise capacity available =47 kW | --> | E17 ex GLENGARRIFF | Glengarriff [T421] | BALLYLICKY |  | 51.7433 | -9.5254
0674252 | MV/LV Substation BU***4252 |  | 10 kV | _ | LV | 400 kVA :Kiosk Substation | 0.4 | --> | 0.4 | 0 | 0 | Constrained, otherwise capacity available =284 kVA | --> | 0.38 | 0 | 0 | 0 | 0 | Constrained, otherwise capacity available =364 kW | --> | C13 ex DOCK ROAD | Dock Road [T41,T42] | LIMERICK |  | 52.6325 | -8.6724
025047Y | MV/LV Substation BA***047Y |  | 20 kV | _ | LV | 100 kVA :Pole Substation | 0.1 | --> | 0.1 | 0.091 | 2.96 |  | --> | 0.095 | 0 | 0 | 0 | 0 | Constrained, otherwise capacity available =94 kW | --> | E13 ex CHARLEVILLE | Charleville [T421,T422] | CHARLEVILLE |  | 52.3081 | -8.6792
034188Y | MV/LV Substation KN***188Y |  | 20 kV | _ | LV | 50 kVA :Pole Substation | 0.05 | --> | 0.05 | 0.041 | 0.57 |  | --> | 0.048 | 0 | 0 | 0 | 0 | Constrained, otherwise capacity available =46 kW | --> | E19 ex LAWLESSTOWN | Lawlesstown [T42,T421] | DOON |  | 52.5001 | -7.7587
108426 | MV/LV Substation SA***426 |  | 10 kV | _ | LV | 200 kVA :Pole Substation | 0.2 | --> | 0.2 | 0.136 | 1.57 |  | --> | 0.19 | 0 | 0 | 0 | 0 | Constrained, otherwise capacity available =181 kW | --> | C16 ex BALLYSHANNON | Ballyshannon [T41,T42] | CATHALEENS FALL |  | 54.5524 | -8.2067
009836Y | MV/LV Substation AL***836Y |  | 10 kV | _ | LV | 200 kVA :Kiosk Substation | 0.2 | --> | 0.2 | 0.148 | 8.16 |  | --> | 0.19 | 0 | 0 | 0 | 0 | Constrained, otherwise capacity available =183 kW | --> | C12 ex MOUNT MISERY | Mount Misery [T41,T42] | WATERFORD |  | 52.2724 | -7.0902
039972 | MV/LV Substation DR***972 |  | 20 kV | _ | LV | 50 kVA :Pole Substation | 0.05 | --> | 0.05 | 0.046 | 11.03 |  | --> | 0.048 | 0 | 0.01 | 0.04 | 0 |  | --> | C36 ex SALTHILL | Salthill [T101,T102] | SALTHILL |  | 53.2921 | -9.1223
136299Y | MV/LV Substation FE***299Y |  | 20 kV | _ | LV | 50 kVA :Pole Substation | 0.05 | --> | 0.05 | 0 | 0 | Constrained, otherwise capacity available =36 kVA | --> | 0.048 | 0 | 0 | 0 | 0 | Constrained, otherwise capacity available =46 kW | --> | C18 ex ROSCOMMON | Roscommon [T41,T42] | LANESBORO |  | 53.5812 | -8.156
003497X | MV/LV Substation BA***497X |  | 10 kV | _ | LV | 100 kVA :Pole Substation | 0.1 | --> | 0.1 | 0 | 0 | Constrained, otherwise capacity available =47 kVA | --> | 0.095 | 0 | 0.047 | 0 | 0 | Constrained, otherwise capacity available =53 kW | --> | C11 ex RATHDRUM | Rathdrum [T42] | ARKLOW |  | 52.9079 | -6.2633
065747 | MV/LV Substation CH***747 |  | 10 kV | _ | LV | 200 kVA :Pole Substation | 0.2 | --> | 0.2 | 0 | 0 | Constrained, otherwise capacity available =100 kVA | --> | 0.19 | 0 | 0.04 | 0 | 0 | Constrained, otherwise capacity available =146 kW | --> | E15 ex BATTER LANE TEMPORARY | Batter Lane Temporary 38kv [T421] | GLASMORE |  | 53.5149 | -6.1112
1674194 | MV/LV Substation BL***4194 |  | 20 kV | _ | LV | 630 kVA :Building Structure | 0.63 | --> | 0.63 | 0 | 0 | Constrained, otherwise capacity available =606 kVA | --> | 0.598 | 0 | 0 | 0 | 0 | Constrained, otherwise capacity available =595 kW | --> | E15 ex WHITECHURCH | Whitechurch [T421,T422] | KILBARRY |  | 51.9399 | -8.5482
281775Z | MV/LV Substation CL***775Z |  | 20 kV | _ | LV | 630 kVA :Building Structure | 0.63 | --> | 0.63 | 0.5 | 17.47 |  | --> | 0.598 | 0 | 0 | 0.5 | 0 |  | --> | E13 ex COOLROE | Coolroe [T121,T122] | COOLROE |  | 51.8821 | -8.6264
037119 | MV/LV Substation QU***119 |  | 20 kV | _ | LV | 200 kVA :Kiosk Substation | 0.2 | --> | 0.2 | 0.171 | 13.05 |  | --> | 0.19 | 0 | 0.004 | 0.183 | 0 |  | --> | C19 ex ENNIS | Ennis [T101,T102] | ENNIS |  | 52.8165 | -8.8679
052170Y | MV/LV Substation RI***170Y |  | 20 kV | _ | LV | 50 kVA :Pole Substation | 0.05 | --> | 0.05 | 0 | 0 | Constrained, otherwise capacity available =46 kVA | --> | 0.048 | 0 | 0 | 0 | 0 | Constrained, otherwise capacity available =47 kW | --> | E18 ex BALLINDERRY | Ballinderry [T41,T422] | MULLINGAR |  | 53.5059 | -7.0736
039808X | MV/LV Substation SL***808X |  | 10 kV | _ | LV | 400 kVA :Kiosk Substation | 0.4 | --> | 0.4 | 0.305 | 11.03 |  | --> | 0.38 | 0 | 0 | 0.367 | 0 |  | --> | C23 ex SALTHILL | Salthill [T101,T102] | SALTHILL |  | 53.2728 | -9.1183
059278X | MV/LV Substation DA***278X |  | 20 kV | _ | LV | 100 kVA :Pole Substation | 0.1 | --> | 0.1 | 0 | 0 | Constrained, otherwise capacity available =88 kVA | --> | 0.095 | 0 | 0 | 0 | 0 | Constrained, otherwise capacity available =93 kW | --> | E19 ex CAVAN | Cavan [T42,T421] | SHANKILL |  | 53.99 | -7.4289
069698 | MV/LV Substation BA***698 |  | 10 kV | _ | LV | 400 kVA :Kiosk Substation | 0.4 | --> | 0.4 | 0 | 0 | Constrained, otherwise capacity available =250 kVA | --> | 0.38 | 0 | 0.013 | 0.349 | 0 |  | --> | C19 ex BALLYBODEN | Ballyboden [T41,T42] | COOKSTOWN |  | 53.2823 | -6.2978
066005Y | MV/LV Substation TH***005Y |  | 10 kV | _ | LV | 200 kVA :Kiosk Substation | 0.2 | --> | 0.2 | 0 | 0 | Constrained, otherwise capacity available =130 kVA | --> | 0.19 | 0 | 0.024 | 0.162 | 0 |  | --> | C18 ex MOUNTGORRY | Mountgorry [T41,T42] | GRANGE (DR) |  | 53.4509 | -6.1829
1254141 | MV/LV Substation OD***4141 |  | 20 kV | _ | LV | 50 kVA :Pole Substation | 0.05 | --> | 0.05 | 0.05 | 0.22 |  | --> | 0.048 | 0 | 0 | 0 | 0 | Constrained, otherwise capacity available =48 kW | --> | C16 ex KILSHANNY | Kilshanny [T41,T42] | CAHIR |  | 52.2523 | -8.1928
429840 | MV/LV Substation BA***840 |  | 20 kV | _ | LV | 200 kVA :Pole Substation | 0.2 | --> | 0.2 | 0.177 | 5.75 |  | --> | 0.19 | 0 | 0.005 | 0 | 0 | Constrained, otherwise capacity available =183 kW | --> | E21 ex ABBEYFEALE | Abbeyfeale [T421] | TRIEN |  | 52.3954 | -9.2503
026606Y | MV/LV Substation IN***606Y |  | 10 kV | _ | LV | 200 kVA :Pole Substation | 0.2 | --> | 0.2 | 0.149 | 8.66 |  | --> | 0.19 | 0 | 0.005 | 0 | 0 | Constrained, otherwise capacity available =179 kW | --> | C17 ex BANDON | Bandon [T101,T42] | BANDON |  | 51.7641 | -8.656
164853X | MV/LV Substation CA***853X |  | 10 kV | _ | LV | 400 kVA :Kiosk Substation | 0.4 | --> | 0.4 | 0 | 0 | Constrained, otherwise capacity available =365 kVA | --> | 0.38 | 0 | 0.003 | 0 | 0 | Constrained, otherwise capacity available =373 kW | --> | C15 ex SKIBBEREEN | Skibbereen [T41,T42] | DUNMANWAY |  | 51.4852 | -9.3708
007500Y | MV/LV Substation CO***500Y |  | 10 kV | _ | LV | 200 kVA :Kiosk Substation | 0.2 | --> | 0.2 | 0.15 | 0.9 |  | --> | 0.19 | 0 | 0.01 | 0 | 0 | Constrained, otherwise capacity available =176 kW | --> | C15 ex CLONARD | Clonard [T41,T42] | WEXFORD |  | 52.3367 | -6.4843
132833X | MV/LV Substation GO***833X |  | 10 kV | _ | LV | 50 kVA :Pole Substation | 0.05 | --> | 0.05 | 0 | 0 | Constrained, otherwise capacity available =49 kVA | --> | 0.048 | 0 | 0 | 0 | 0 | Constrained, otherwise capacity available =47 kW | --> | C17 ex LOUGHREA | Loughrea [T41,T42] | SOMERSET |  | 53.2072 | -8.5885
026788X | MV/LV Substation AL***788X |  | 10 kV | _ | LV | 400 kVA :Building Structure | 0.4 | --> | 0.4 | 0.4 | 8.66 |  | --> | 0.38 | 0 | 0 | 0 | 0 | Constrained, otherwise capacity available =380 kW | --> | C20 ex BANDON | Bandon [T101,T42] | BANDON |  | 51.7445 | -8.796
066519Z | MV/LV Substation WA***519Z |  | 20 kV | _ | LV | 630 kVA :Kiosk Substation | 0.63 | --> | 0.63 | 0 | 0 | Constrained, otherwise capacity available =516 kVA | --> | 0.598 | 0 | 0 | 0 | 0 | Constrained, otherwise capacity available =583 kW | --> | E13 ex GLASMORE | Glasmore [T421,T422] | GLASMORE |  | 53.4742 | -6.2327
0554352 | MV/LV Substation BA***4352 |  | 10 kV | _ | LV | 50 kVA :Pole Substation | 0.05 | --> | 0.05 | 0 | 0 | Constrained, otherwise capacity available =34 kVA | --> | 0.048 | 0 | 0.011 | 0 | 0 | Constrained, otherwise capacity available =37 kW | --> | C19 ex ROSCREA | Roscrea [T41,T42] | IKERRIN |  | 52.9298 | -7.8521
002965 | MV/LV Substation CA***965 |  | 10 kV | _ | LV | 50 kVA :Pole Substation | 0.05 | --> | 0.05 | 0 | 0 | Constrained, otherwise capacity available =50 kVA | --> | 0.048 | 0 | 0 | 0.047 | 0 |  | --> | C14 ex GREYSTONES | Greystones [T41,T42] | FASSAROE |  | 53.1112 | -6.1641
142004 | MV/LV Substation MO***004 |  | 20 kV | _ | LV | 200 kVA :Pole Substation | 0.2 | --> | 0.2 | 0 | 0 | Constrained, otherwise capacity available =184 kVA | --> | 0.19 | 0 | 0.021 | 0 | 0 | Constrained, otherwise capacity available =172 kW | --> | E21 ex ATHENRY | Athenry [T423] | GALWAY 110KV |  | 53.3734 | -8.7004
031344Y | MV/LV Substation GO***344Y |  | 10 kV | _ | LV | 400 kVA :Building Structure | 0.4 | --> | 0.4 | 0 | 0 | Constrained, otherwise capacity available =296 kVA | --> | 0.38 | 0 | 0.005 | 0 | 0 | Constrained, otherwise capacity available =362 kW | --> | C11 ex COLLIGAN | Colligan [T41,T42] | DUNGARVAN |  | 52.1005 | -7.6046
004393Y | MV/LV Substation BR***393Y |  | 10 kV | _ | LV | 630 kVA :Building Structure | 0.63 | --> | 0.63 | 0.5 | 18.08 |  | --> | 0.598 | 0 | 0 | 0.5 | 0 |  | --> | C22 ex ARKLOW | Arklow [T101,T102] | ARKLOW |  | 52.7997 | -6.1473
281680X | MV/LV Substation FR***680X |  | 10 kV | _ | LV | 50 kVA :Pole Substation | 0.05 | --> | 0.05 | 0.026 | 5.49 |  | --> | 0.048 | 0 | 0.015 | 0.033 | 0 |  | --> | C17 ex TRABEG | Trabeg [T101,T102] | TRABEG |  | 51.8695 | -8.468
254058 | MV/LV Substation AB***058 |  | 10 kV | _ | LV | 630 kVA :Building Structure | 0.63 | --> | 0.63 | 0 | 0 | Constrained, otherwise capacity available =457 kVA | --> | 0.598 | 0 | 0 | 0 | 0 | Constrained, otherwise capacity available =574 kW | --> | C13 ex TUAM SOUTH | Tuam South [T42] | CLOON |  | 53.5157 | -8.854
281890 | MV/LV Substation GU***890 |  | 20 kV | _ | LV | 400 kVA :Building Structure | 0.4 | --> | 0.4 | 0.074 | 17.47 |  | --> | 0.38 | 0 | 0 | 0.344 | 0 |  | --> | E12 ex COOLROE | Coolroe [T121,T122] | COOLROE |  | 51.8764 | -8.6458
248279 | MV/LV Substation CA***279 |  | 20 kV | _ | LV | 100 kVA :Pole Substation | 0.1 | --> | 0.1 | 0.064 | 0.33 |  | --> | 0.095 | 0 | 0.03 | 0 | 0 | Constrained, otherwise capacity available =68 kW | --> | E33 ex TRIM | Trim [T421] | NAVAN |  | 53.4792 | -6.7349
156353Y | MV/LV Substation CR***353Y |  | 20 kV | _ | LV | 50 kVA :Pole Substation | 0.05 | --> | 0.05 | 0.046 | 2.47 |  | --> | 0.048 | 0 | 0 | 0 | 0 | Constrained, otherwise capacity available =47 kW | --> | E13 ex TELAYDON | Telaydon [T42,T421] | LISDRUM |  | 54.2776 | -7.0381
011661Y | MV/LV Substation FA***661Y |  | 10 kV | _ | LV | 75 kVA :Pole Substation | 0.075 | --> | 0.075 | 0 | 0 | Constrained, otherwise capacity available =20 kVA | --> | 0.071 | 0 | 0.01 | 0 | 0 | Constrained, otherwise capacity available =56 kW | --> | C14 ex GORESBRIDGE | Goresbridge [T41,T42] | KILKENNY |  | 52.6004 | -6.9231
025463 | MV/LV Substation OA***463 |  | 20 kV | _ | LV | 100 kVA :Pole Substation | 0.1 | --> | 0.1 | 0.073 | 2.96 |  | --> | 0.095 | 0 | 0 | 0 | 0 | Constrained, otherwise capacity available =91 kW | --> | E14 ex CHARLEVILLE | Charleville [T421,T422] | CHARLEVILLE |  | 52.3306 | -8.7523
055375X | MV/LV Substation GR***375X |  | 10 kV | _ | LV | 100 kVA :Pole Substation | 0.1 | --> | 0.1 | 0 | 0 | Constrained, otherwise capacity available =99 kVA | --> | 0.095 | 0 | 0 | 0 | 0 | Constrained, otherwise capacity available =95 kW | --> | C16 ex RATHDOWNEY | Rathdowney [T42] | IKERRIN |  | 52.8589 | -7.5009
015738X | MV/LV Substation MO***738X |  | 10 kV | _ | LV | 400 kVA :Kiosk Substation | 0.4 | --> | 0.4 | 0.245 | 12.6 |  | --> | 0.38 | 0 | 0.084 | 0.296 | 0 |  | --> | C12 ex MONREAD | Monread [T101,T102] | MONREAD |  | 53.2306 | -6.6522
013033Z | MV/LV Substation PR***033Z |  | 20 kV | _ | LV | 50 kVA :Pole Substation | 0.05 | --> | 0.05 | 0.037 | 0.12 |  | --> | 0.048 | 0 | 0.006 | 0.041 | 0 |  | --> | E62 ex ATHY | Athy [T101,T102] | ATHY |  | 53.0107 | -6.9346
2534589 | MV/LV Substation SU***4589 |  | 20 kV | _ | LV | 50 kVA :Pole Substation | 0.05 | --> | 0.05 | 0 | 0 | Constrained, otherwise capacity available =47 kVA | --> | 0.048 | 0 | 0 | 0 | 0 | Constrained, otherwise capacity available =47 kW | --> | C17 ex BALLYGAR | Ballygar [T41,T42] | ATHLONE |  | 53.4946 | -8.601
0624033 | MV/LV Substation SP***4033 |  | 10 kV | _ | LV | 100 kVA :Pole Substation | 0.1 | --> | 0.1 | 0.078 | 2.33 |  | --> | 0.095 | 0 | 0 | 0 | 0 | Constrained, otherwise capacity available =92 kW | --> | C17 ex DUNDALK | Dundalk [T41,T42] | DUNDALK |  | 53.9983 | -6.4153
176799X | MV/LV Substation IN***799X |  | 20 kV | _ | LV | 200 kVA :Pole Substation | 0.2 | --> | 0.2 | 0.156 | 18.78 |  | --> | 0.19 | 0 | 0 | 0.184 | 0 |  | --> | E13 ex HARTNETTS CROSS | Hartnetts Cross [T121,T422] | HARTNETTS CROSS |  | 51.8414 | -9.1285
250674 | MV/LV Substation ME***674 |  | 10 kV | _ | LV | 200 kVA :Pole Substation | 0.2 | --> | 0.2 | 0.145 | 1.26 |  | --> | 0.19 | 0 | 0 | 0 | 0 | Constrained, otherwise capacity available =182 kW | --> | C23 ex BALLYCROSSAUN | Ballycrossaun [T421,T422] | SOMERSET |  | 53.1705 | -8.0866
305677 | MV/LV Substation TR***677 |  | 10 kV | _ | LV | 50 kVA :Pole Substation | 0.05 | --> | 0.05 | 0.033 | 0.3 |  | --> | 0.048 | 0 | 0 | 0 | 0 | Constrained, otherwise capacity available =45 kW | --> | C16 ex BANAGHER | Banagher [T41,T42] | DALLOW |  | 53.1892 | -7.9991
021742Y | MV/LV Substation BR***742Y |  | 10 kV | _ | LV | 50 kVA :Pole Substation | 0.05 | --> | 0.05 | 0 | 0 | Constrained, otherwise capacity available =29 kVA | --> | 0.048 | 0 | 0.012 | 0.036 | 0 |  | --> | C31 ex KILBARRY | Kilbarry [T101,T43] | KILBARRY |  | 51.9251 | -8.4799
2484101 | MV/LV Substation NR***4101 |  | 20 kV | _ | LV | 50 kVA :Pole Substation | 0.05 | --> | 0.05 | 0.05 | 3.5 |  | --> | 0.048 | 0 | 0 | 0 | 0 | Constrained, otherwise capacity available =48 kW | --> | E13 ex DUNFIRTH | Dunfirth [T122] | DUNFIRTH |  | 53.408 | -6.7054
0664481 | MV/LV Substation TH***4481 |  | 20 kV | _ | LV | 630 kVA :Kiosk Substation | 0.63 | --> | 0.63 | 0 | 0 | Constrained, otherwise capacity available =630 kVA | --> | 0.598 | 0 | 0 | 0 | 0 | Constrained, otherwise capacity available =598 kW | --> | E17 ex BALTRASNA | Baltrasna [T121,T122] | BALTRASNA |  | 53.5086 | -6.5303
365062X | MV/LV Substation MI***062X |  | 10 kV | _ | LV | 200 kVA :Kiosk Substation | 0.2 | --> | 0.2 | 0 | 0 | Constrained, otherwise capacity available =187 kVA | --> | 0.19 | 0 | 0 | 0.188 | 0 |  | --> | C19 ex CLONDALKIN | Clondalkin [T41,T42,T44] | INCHICORE 220KV |  | 53.3221 | -6.3978
0644325 | MV/LV Substation LI***4325 |  | 10 kV | _ | LV | 630 kVA :Kiosk Substation | 0.63 | --> | 0.63 | 0 | 0 | Constrained, otherwise capacity available =538 kVA | --> | 0.598 | 0 | 0.031 | 0 | 0 | Constrained, otherwise capacity available =563 kW | --> | C22 ex TERMONFECKIN ROAD | Termonfeckin Road [T41,T42] | DRYBRIDGE |  | 53.7346 | -6.3407
160089Y | MV/LV Substation OC***089Y |  | 10 kV | _ | LV | 200 kVA :Pole Substation | 0.2 | --> | 0.2 | 0 | 0 | Constrained, otherwise capacity available =196 kVA | --> | 0.19 | 0 | 0 | 0 | 0 | Constrained, otherwise capacity available =190 kW | --> | C12 ex MOUNTRATH | Mountrath [T41,T42] | PORTLAOISE |  | 53.0523 | -7.42
066426Z | MV/LV Substation BO***426Z |  | 10 kV | _ | LV | 400 kVA :Kiosk Substation | 0.4 | --> | 0.4 | 0 | 0 | Constrained, otherwise capacity available =99 kVA | --> | 0.38 | 0 | 0.039 | 0 | 0 | Constrained, otherwise capacity available =308 kW | --> | E17 ex GLASMORE | Glasmore [T421,T422] | GLASMORE |  | 53.4458 | -6.2369
503769 | MV/LV Substation MI***769 |  | 10 kV | _ | LV | 50 kVA :Pole Substation | 0.05 | --> | 0.05 | 0.041 | 1.69 |  | --> | 0.048 | 0 | 0 | 0 | 0 | Constrained, otherwise capacity available =46 kW | --> | C16 ex NEWTOWNCUNNINGHAM | Newtowncunningham [T41,T42] | LETTERKENNY |  | 54.9701 | -7.5834
066012Y | MV/LV Substation SE***012Y |  | 10 kV | _ | LV | 400 kVA :Kiosk Substation | 0.4 | --> | 0.4 | 0 | 0 | Constrained, otherwise capacity available =331 kVA | --> | 0.38 | 0 | 0.009 | 0.364 | 0 |  | --> | C17 ex MOUNTGORRY | Mountgorry [T41,T42] | GRANGE (DR) |  | 53.4552 | -6.1799
0054141 | MV/LV Substation GL***4141 |  | 10 kV | _ | LV | 400 kVA :Kiosk Substation | 0.4 | --> | 0.4 | 0 | 0 | Constrained, otherwise capacity available =383 kVA | --> | 0.38 | 0 | 0.015 | 0 | 0 | Constrained, otherwise capacity available =367 kW | --> | C11 ex GARDEN CITY | Garden City [T41,T42] | ARKLOW |  | 52.6837 | -6.2852
039561X | MV/LV Substation BE***561X |  | 10 kV | _ | LV | 400 kVA :Kiosk Substation | 0.4 | --> | 0.4 | 0 | 0 | Constrained, otherwise capacity available =324 kVA | --> | 0.38 | 0 | 0.005 | 0.366 | 0 |  | --> | C21 ex GALWAY 110KV | Galway 110kv [T102,T103] | GALWAY 110KV |  | 53.2828 | -9.0012
066178Z | MV/LV Substation CO***178Z |  | 20 kV | _ | LV | 200 kVA :Kiosk Substation | 0.2 | --> | 0.2 | 0 | 0 | Constrained, otherwise capacity available =130 kVA | --> | 0.19 | 0 | 0.05 | 0 | 0 | Constrained, otherwise capacity available =143 kW | --> | E18 ex BALTRASNA | Baltrasna [T121,T122] | BALTRASNA |  | 53.5035 | -6.4585
020714X | MV/LV Substation CO***714X |  | 10 kV | _ | LV | 50 kVA :Pole Substation | 0.05 | --> | 0.05 | 0 | 0 | Constrained, otherwise capacity available =35 kVA | --> | 0.048 | 0 | 0 | 0 | 0 | Constrained, otherwise capacity available =45 kW | --> | C18 ex COOLCORCORAN | Coolcorcoran [T41,T42] | KNOCKEARAGH |  | 52.0795 | -9.5156
099090 | MV/LV Substation AR***090 |  | 10 kV | _ | LV | 630 kVA :Building Structure | 0.63 | --> | 0.63 | 0.5 | 2.96 |  | --> | 0.598 | 0 | 0.02 | 0 | 0 | Constrained, otherwise capacity available =572 kW | --> | C15 ex BALLYRAINE | Ballyraine [T41,T42] | LETTERKENNY |  | 54.9534 | -7.7323
253415Y | MV/LV Substation WE***415Y |  | 10 kV | _ | LV | 400 kVA :Building Structure | 0.4 | --> | 0.4 | 0 | 0 | Constrained, otherwise capacity available =397 kVA | --> | 0.38 | 0 | 0 | 0 | 0 | Constrained, otherwise capacity available =380 kW | --> | C15 ex TUAM NORTH | Tuam North [T41,T42] | CLOON |  | 53.5074 | -8.874
281020X | MV/LV Substation UA***020X |  | 10 kV | _ | LV | 400 kVA :Kiosk Substation | 0.4 | --> | 0.4 | 0 | 0 | Constrained, otherwise capacity available =250 kVA | --> | 0.38 | 0 | 0.024 | 0.341 | 0 |  | --> | C20 ex BISHOPSTOWN | Bishopstown [T41,T42] | KILBARRY |  | 51.8794 | -8.5329
052288Z | MV/LV Substation KE***288Z |  | 10 kV | _ | LV | 50 kVA :Pole Substation | 0.05 | --> | 0.05 | 0 | 0 | Constrained, otherwise capacity available =49 kVA | --> | 0.048 | 0 | 0 | 0 | 0 | Constrained, otherwise capacity available =47 kW | --> | C18 ex NEWBROOK | Newbrook [T42] | MULLINGAR |  | 53.5184 | -7.3908
069145 | MV/LV Substation BR***145 |  | 10 kV | _ | LV | 400 kVA :Building Structure | 0.4 | --> | 0.4 | 0.151 | 3.34 |  | --> | 0.38 | 0 | 0.007 | 0.339 | 0 |  | --> | C11 ex GREENHILLS | Greenhills [T42] | INCHICORE 220KV |  | 53.3157 | -6.3357
074501X | MV/LV Substation TO***501X |  | 10 kV | _ | LV | 100 kVA :Pole Substation | 0.1 | --> | 0.1 | 0 | 0 | Constrained, otherwise capacity available =100 kVA | --> | 0.095 | 0 | 0 | 0 | 0 | Constrained, otherwise capacity available =95 kW | --> | C14 ex CARRICK ON SHANNON | Carrick On Shannon [T41,T42] | CARRICK ON SHANNON |  | 53.9492 | -8.0971
082428X | MV/LV Substation BA***428X |  | 20 kV | _ | LV | 50 kVA :Pole Substation | 0.05 | --> | 0.05 | 0 | 0 | Constrained, otherwise capacity available =49 kVA | --> | 0.048 | 0 | 0 | 0 | 0 | Constrained, otherwise capacity available =47 kW | --> | E16 ex ACADEMY STREET | Academy Street [T421,T422,T44] | NAVAN |  | 53.5955 | -6.6466
082458Y | MV/LV Substation ME***458Y |  | 20 kV | _ | LV | 100 kVA :Pole Substation | 0.1 | --> | 0.1 | 0 | 0 | Constrained, otherwise capacity available =94 kVA | --> | 0.095 | 0 | 0.01 | 0 | 0 | Constrained, otherwise capacity available =87 kW | --> | E16 ex ACADEMY STREET | Academy Street [T421,T422,T44] | NAVAN |  | 53.623 | -6.6873
176248 | MV/LV Substation LI***248 |  | 20 kV | _ | LV | 100 kVA :Pole Substation | 0.1 | --> | 0.1 | 0 | 0 | Constrained, otherwise capacity available =44 kVA | --> | 0.095 | 0 | 0.011 | 0 | 0 | Constrained, otherwise capacity available =79 kW | --> | E14 ex BEALNABLATH | Bealnablath [T421] | BANDON |  | 51.8521 | -8.8709
069112 | MV/LV Substation WA***112 |  | 10 kV | _ | LV | 630 kVA :Building Structure | 0.63 | --> | 0.63 | 0.374 | 0.91 |  | --> | 0.598 | 0 | 0.057 | 0.5 | 0 |  | --> | C15 ex KIMMAGE | Kimmage [T41,T42] | INCHICORE 220KV |  | 53.3068 | -6.3054
066114Y | MV/LV Substation HE***114Y |  | 20 kV | _ | LV | 200 kVA :Kiosk Substation | 0.2 | --> | 0.2 | 0 | 0 | Constrained, otherwise capacity available =173 kVA | --> | 0.19 | 0 | 0 | 0 | 0 | Constrained, otherwise capacity available =186 kW | --> | E17 ex BALTRASNA | Baltrasna [T121,T122] | BALTRASNA |  | 53.5084 | -6.5423
046358X | MV/LV Substation DO***358X |  | 10 kV | _ | LV | 400 kVA :Kiosk Substation | 0.4 | --> | 0.4 | 0.309 | 5.78 |  | --> | 0.38 | 0 | 0.049 | 0.331 | 0 |  | --> | C20 ex OAKFIELD | Oakfield [T41,T42] | SLIGO |  | 54.2718 | -8.5849
116971 | MV/LV Substation CL***971 |  | 20 kV | _ | LV | 50 kVA :Pole Substation | 0.05 | --> | 0.05 | 0.043 | 8.1 |  | --> | 0.048 | 0 | 0.01 | 0 | 0 | Constrained, otherwise capacity available =39 kW | --> | E16 ex WESTPORT | Westport [T421,T422] | CASTLEBAR |  | 53.7889 | -9.5496
154108Z | MV/LV Substation HA***108Z |  | 10 kV | _ | LV | 200 kVA :Kiosk Substation | 0.2 | --> | 0.2 | 0 | 0 | Constrained, otherwise capacity available =112 kVA | --> | 0.19 | 0 | 0.005 | 0.174 | 0 |  | --> | C11 ex MACETOWN | Macetown [T101,T102] | MACETOWN |  | 53.4012 | -6.4311
081436X | MV/LV Substation CA***436X |  | 10 kV | _ | LV | 200 kVA :Kiosk Substation | 0.2 | --> | 0.2 | 0.126 | 7.91 |  | --> | 0.19 | 0 | 0.013 | 0.17 | 0 |  | --> | C23 ex PELLETSTOWN | Pelletstown [T101,T102] | FINGLAS |  | 53.3754 | -6.3848
0344283 | MV/LV Substation HE***4283 |  | 10 kV | _ | LV | 100 kVA :Pole Substation | 0.1 | --> | 0.1 | 0.1 | 0.57 |  | --> | 0.095 | 0 | 0 | 0 | 0 | Constrained, otherwise capacity available =95 kW | --> | C16 ex LAWLESSTOWN | Lawlesstown [T42,T421] | DOON |  | 52.3647 | -7.7194
210492X | MV/LV Substation HI***492X |  | 10 kV | _ | LV | 100 kVA :Pole Substation | 0.1 | --> | 0.1 | 0 | 0 | Constrained, otherwise capacity available =55 kVA | --> | 0.095 | 0 | 0.01 | 0 | 0 | Constrained, otherwise capacity available =81 kW | --> | C21 ex CARRICKMACROSS | Carrickmacross [T41,T42] | MEATH HILL |  | 53.9663 | -6.7147
1964105 | MV/LV Substation EF***4105 |  | 10 kV | _ | LV | 630 kVA :Kiosk Substation | 0.63 | --> | 0.63 | 0 | 0 | Constrained, otherwise capacity available =465 kVA | --> | 0.598 | 0 | 0.219 | 0 | 0 | Constrained, otherwise capacity available =413 kW | --> | C17 ex TRIM | Trim [T41,T42] | NAVAN |  | 53.5485 | -6.7735
365109 | MV/LV Substation FO***109 |  | 10 kV | _ | LV | 1000 kVA :Building Structure | 1 | --> | 1 | 0.5 | 13.91 |  | --> | 0.95 | 0 | 0 | 0.5 | 0 |  | --> | C23 ex COOKSTOWN | Cookstown [T101,T102] | CARRICKMINES |  | 53.2831 | -6.393
069397 | MV/LV Substation MI***397 |  | 10 kV | _ | LV | 200 kVA :Building Structure | 0.2 | --> | 0.2 | 0.2 | 9.99 |  | --> | 0.19 | 0 | 0 | 0.19 | 0 |  | --> | C14 ex HAROLDS CROSS | Harolds Cross [T101,T102] | POOLBEG |  | 53.3267 | -6.2675
151415X | MV/LV Substation GA***415X |  | 10 kV | _ | LV | 50 kVA :Pole Substation | 0.05 | --> | 0.05 | 0 | 0 | Constrained, otherwise capacity available =40 kVA | --> | 0.048 | 0 | 0 | 0 | 0 | Constrained, otherwise capacity available =46 kW | --> | C25 ex GARRYSPILLANE | Garryspillane [T41] | TIPPERARY |  | 52.4042 | -8.3749
062114 | MV/LV Substation BE***114 |  | 10 kV | _ | LV | 200 kVA :Pole Substation | 0.2 | --> | 0.2 | 0.143 | 2.33 |  | --> | 0.19 | 0 | 0.004 | 0 | 0 | Constrained, otherwise capacity available =179 kW | --> | C14 ex DUNDALK | Dundalk [T41,T42] | DUNDALK |  | 54.0065 | -6.4208
099530X | MV/LV Substation RO***530X |  | 10 kV | _ | LV | 200 kVA :Kiosk Substation | 0.2 | --> | 0.2 | 0 | 0 | Constrained, otherwise capacity available =200 kVA | --> | 0.19 | 0 | 0 | 0 | 0 | Constrained, otherwise capacity available =190 kW | --> | C12 ex CULLION | Cullion [T41,T42] | LETTERKENNY |  | 54.9333 | -7.7734
031276 | MV/LV Substation RO***276 |  | 20 kV | _ | LV | 100 kVA :Pole Substation | 0.1 | --> | 0.1 | 0 | 0 | Constrained, otherwise capacity available =86 kVA | --> | 0.095 | 0 | 0 | 0 | 0 | Constrained, otherwise capacity available =93 kW | --> | E13 ex FOXHOLE | Foxhole [T421,T422] | DUNGARVAN |  | 51.9501 | -7.7273
029221Y | MV/LV Substation LA***221Y |  | 10 kV | _ | LV | 400 kVA :Kiosk Substation | 0.4 | --> | 0.4 | 0 | 0 | Constrained, otherwise capacity available =311 kVA | --> | 0.38 | 0 | 0.008 | 0.362 | 0 |  | --> | C22 ex MIDLETON | Midleton [T101,T102] | MIDLETON |  | 51.9185 | -8.1671
001063X | MV/LV Substation MO***063X |  | 10 kV | _ | LV | 630 kVA :Kiosk Substation | 0.63 | --> | 0.63 | 0.5 | 1.23 |  | --> | 0.598 | 0 | 0.006 | 0.5 | 0 |  | --> | C21 ex SALLYNOGGIN ROAD | Sallynoggin Road [T41,T42] | CHERRYWOOD |  | 53.292 | -6.1364
161123 | MV/LV Substation TE***123 |  | 20 kV | _ | LV | 200 kVA :Building Structure | 0.2 | --> | 0.2 | 0.087 | 0.45 |  | --> | 0.19 | 0 | 0 | 0 | 0 | Constrained, otherwise capacity available =174 kW | --> | C14 ex CARRAROE | Carraroe [T42] | SCREEB |  | 53.237 | -9.4959
015587Z | MV/LV Substation CO***587Z |  | 10 kV | _ | LV | 200 kVA :Pole Substation | 0.2 | --> | 0.2 | 0 | 0 | Constrained, otherwise capacity available =173 kVA | --> | 0.19 | 0 | 0 | 0 | 0 | Constrained, otherwise capacity available =186 kW | --> | C19 ex SALLINS | Sallins [T41,T42] | GRIFFINRATH |  | 53.2896 | -6.8145
068436 | MV/LV Substation OR***436 |  | 10 kV | _ | LV | 400 kVA :Building Structure | 0.4 | --> | 0.4 | 0.381 | 7.61 |  | --> | 0.38 | 0 | 0 | 0.377 | 0 |  | --> | C14 ex SHERIFF STREET | Sheriff Street [T41,T42] | FRANCIS STREET |  | 53.3519 | -6.2443
154779 | MV/LV Substation BL***779 |  | 10 kV | _ | LV | 400 kVA :Building Structure | 0.4 | --> | 0.4 | 0.251 | 7.91 |  | --> | 0.38 | 0 | 0.01 | 0.352 | 0 |  | --> | C23 ex PELLETSTOWN | Pelletstown [T101,T102] | FINGLAS |  | 53.3854 | -6.3743
0144026 | MV/LV Substation HI***4026 |  | 20 kV | _ | LV | 50 kVA :Pole Substation | 0.05 | --> | 0.05 | 0.05 | 0.63 |  | --> | 0.048 | 0 | 0 | 0 | 0 | Constrained, otherwise capacity available =48 kW | --> | E12 ex KILCULLEN | Kilcullen [T41,T42,T424] | STRATFORD |  | 53.0705 | -6.8386
120321Y | MV/LV Substation WO***321Y |  | 10 kV | _ | LV | 50 kVA :Pole Substation | 0.05 | --> | 0.05 | 0 | 0 | Constrained, otherwise capacity available =50 kVA | --> | 0.048 | 0 | 0 | 0 | 0 | Constrained, otherwise capacity available =48 kW | --> | C15 ex BLAKE | Blake [T41,T42] | BLAKE |  | 53.2961 | -6.8232
0254140 | MV/LV Substation WA***4140 |  | 20 kV | _ | LV | 50 kVA :Pole Substation | 0.05 | --> | 0.05 | 0.038 | 6.21 |  | --> | 0.048 | 0 | 0 | 0 | 0 | Constrained, otherwise capacity available =46 kW | --> | E28 ex MILFORD (MWR) | Milford (mwr) [T422] | CHARLEVILLE |  | 52.3558 | -8.8566
052038 | MV/LV Substation CH***038 |  | 10 kV | _ | LV | 630 kVA :Building Structure | 0.63 | --> | 0.63 | 0.304 | 10.9 |  | --> | 0.598 | 0 | 0.02 | 0.5 | 0 |  | --> | C12 ex MULLINGAR | Mullingar [T101,T102] | MULLINGAR |  | 53.5253 | -7.34
012097 | MV/LV Substation NE***097 |  | 10 kV | _ | LV | 400 kVA :Kiosk Substation | 0.4 | --> | 0.4 | 0.314 | 1.99 |  | --> | 0.38 | 0 | 0.023 | 0 | 0 | Constrained, otherwise capacity available =351 kW | --> | C17 ex GRAIGUE | Graigue [T41,T42] | CARLOW |  | 52.8296 | -6.9315
013912 | MV/LV Substation GA***912 |  | 20 kV | _ | LV | 100 kVA :Pole Substation | 0.1 | --> | 0.1 | 0.018 | 0.12 |  | --> | 0.095 | 0 | 0.055 | 0.042 | 0 |  | --> | E62 ex ATHY | Athy [T101,T102] | ATHY |  | 52.9956 | -6.9603
196430 | MV/LV Substation CL***430 |  | 20 kV | _ | LV | 200 kVA :Pole Substation | 0.2 | --> | 0.2 | 0.164 | 0.33 |  | --> | 0.19 | 0 | 0 | 0 | 0 | Constrained, otherwise capacity available =185 kW | --> | E31 ex TRIM | Trim [T421] | NAVAN |  | 53.543 | -6.8954
281395Z | MV/LV Substation DO***395Z |  | 10 kV | _ | LV | 400 kVA :Kiosk Substation | 0.4 | --> | 0.4 | 0 | 0 | Constrained, otherwise capacity available =362 kVA | --> | 0.38 | 0 | 0.004 | 0 | 0 | Constrained, otherwise capacity available =372 kW | --> | C16 ex DOUGLAS | Douglas [T41,T42] | TRABEG |  | 51.8801 | -8.4377
041476X | MV/LV Substation MA***476X |  | 20 kV | _ | LV | 50 kVA :Pole Substation | 0.05 | --> | 0.05 | 0 | 0 | Constrained, otherwise capacity available =40 kVA | --> | 0.048 | 0 | 0.008 | 0 | 0 | Constrained, otherwise capacity available =40 kW | --> | E21 ex DALTON | Dalton [T421,T422] | DALTON |  | 53.7609 | -9.1185
012175 | MV/LV Substation QU***175 |  | 10 kV | _ | LV | 630 kVA :Building Structure | 0.63 | --> | 0.63 | 0 | 0 | Constrained, otherwise capacity available =400 kVA | --> | 0.598 | 0 | 0 | 0 | 0 | Constrained, otherwise capacity available =581 kW | --> | C19 ex POLLERTON | Pollerton [T41,T42] | CARLOW |  | 52.8346 | -6.9319
006584Y | MV/LV Substation TU***584Y |  | 20 kV | _ | LV | 200 kVA :Kiosk Substation | 0.2 | --> | 0.2 | 0.166 | 4.38 |  | --> | 0.19 | 0 | 0.013 | 0.176 | 0 |  | --> | E13 ex CRANE | Crane [T122] | CRANE |  | 52.4391 | -6.473
030286X | MV/LV Substation YO***286X |  | 20 kV | _ | LV | 200 kVA :Kiosk Substation | 0.2 | --> | 0.2 | 0 | 0 | Constrained, otherwise capacity available =184 kVA | --> | 0.19 | 0 | 0 | 0 | 0 | Constrained, otherwise capacity available =188 kW | --> | E17 ex FOXHOLE | Foxhole [T421,T422] | DUNGARVAN |  | 51.97 | -7.8622
026723Y | MV/LV Substation TH***723Y |  | 10 kV | _ | LV | 200 kVA :Kiosk Substation | 0.2 | --> | 0.2 | 0.174 | 8.66 |  | --> | 0.19 | 0 | 0.025 | 0 | 0 | Constrained, otherwise capacity available =168 kW | --> | C11 ex BANDON | Bandon [T101,T42] | BANDON |  | 51.7541 | -8.7333
014147 | MV/LV Substation LA***147 |  | 10 kV | _ | LV | 400 kVA :Kiosk Substation | 0.4 | --> | 0.4 | 0 | 0 | Constrained, otherwise capacity available =221 kVA | --> | 0.38 | 0 | 0.039 | 0 | 0 | Constrained, otherwise capacity available =326 kW | --> | C11 ex MORRISTOWN | Morristown [T41,T42] | NEWBRIDGE |  | 53.1678 | -6.812
0064232 | MV/LV Substation RE***4232 |  | 20 kV | _ | LV | 200 kVA :Pole Substation | 0.2 | --> | 0.2 | 0 | 0 | Constrained, otherwise capacity available =200 kVA | --> | 0.19 | 0 | 0 | 0 | 0 | Constrained, otherwise capacity available =190 kW | --> | E18 ex CLONROCHE | Clonroche [T421,T422] | WEXFORD |  | 52.4737 | -6.6326
365003X | MV/LV Substation AI***003X |  | 10 kV | _ | LV | 630 kVA :Building Structure | 0.63 | --> | 0.63 | 0 | 0 | Constrained, otherwise capacity available =538 kVA | --> | 0.598 | 0 | 0 | 0.5 | 0 |  | --> | C13 ex BELGARD | Belgard [T41,T42] | COOKSTOWN |  | 53.2931 | -6.361
1544092 | MV/LV Substation BA***4092 |  | 10 kV | _ | LV | 400 kVA :Kiosk Substation | 0.4 | --> | 0.4 | 0 | 0 | Constrained, otherwise capacity available =344 kVA | --> | 0.38 | 0 | 0.111 | 0.29 | 0 |  | --> | C22 ex MACETOWN | Macetown [T101,T102] | MACETOWN |  | 53.3896 | -6.442
117491Y | MV/LV Substation TE***491Y |  | 20 kV | _ | LV | 200 kVA :Kiosk Substation | 0.2 | --> | 0.2 | 0 | 0 | Constrained, otherwise capacity available =172 kVA | --> | 0.19 | 0 | 0.005 | 0 | 0 | Constrained, otherwise capacity available =182 kW | --> | E14 ex COLLOONEY | Collooney [T421,T422] | SLIGO |  | 54.1302 | -8.565
305821 | MV/LV Substation KY***821 |  | 10 kV | _ | LV | 100 kVA :Pole Substation | 0.1 | --> | 0.1 | 0.09 | 0.3 |  | --> | 0.095 | 0 | 0.005 | 0 | 0 | Constrained, otherwise capacity available =90 kW | --> | C16 ex BANAGHER | Banagher [T41,T42] | DALLOW |  | 53.1849 | -7.9865
068500 | MV/LV Substation RO***500 |  | 10 kV | _ | LV | 630 kVA :Building Structure | 0.63 | --> | 0.63 | 0.327 | 1.47 |  | --> | 0.598 | 0 | 0 | 0.5 | 0 |  | --> | C14 ex MARROWBONE LANE | Marrowbone Lane [T42] | INCHICORE 220KV |  | 53.34 | -6.2847
006550Y | MV/LV Substation AR***550Y |  | 20 kV | _ | LV | 200 kVA :Kiosk Substation | 0.2 | --> | 0.2 | 0.174 | 4.38 |  | --> | 0.19 | 0 | 0.01 | 0.179 | 0 |  | --> | E13 ex CRANE | Crane [T122] | CRANE |  | 52.4779 | -6.414
015981Y | MV/LV Substation CA***981Y |  | 10 kV | _ | LV | 400 kVA :Kiosk Substation | 0.4 | --> | 0.4 | 0 | 0 | Constrained, otherwise capacity available =342 kVA | --> | 0.38 | 0 | 0.04 | 0 | 0 | Constrained, otherwise capacity available =342 kW | --> | C17 ex NAAS | Naas [T41,T42] | KILTEEL |  | 53.2095 | -6.6697
067148Z | MV/LV Substation SA***148Z |  | 10 kV | _ | LV | 1000 kVA :Building Structure | 1 | --> | 1 | 0 | 0 | Constrained, otherwise capacity available =918 kVA | --> | 0.95 | 0 | 0 | 0.5 | 0 |  | --> | C22 ex ROCHES STREET | Roches Street [T41,T42] | LIMERICK |  | 52.6633 | -8.6287
281999 | MV/LV Substation BE***999 |  | 20 kV | _ | LV | 200 kVA :Kiosk Substation | 0.2 | --> | 0.2 | 0.171 | 17.47 |  | --> | 0.19 | 0 | 0.016 | 0.174 | 0 |  | --> | E12 ex COOLROE | Coolroe [T121,T122] | COOLROE |  | 51.8761 | -8.6412
0334295 | MV/LV Substation MU***4295 |  | 10 kV | _ | LV | 50 kVA :Pole Substation | 0.05 | --> | 0.05 | 0 | 0 | Constrained, otherwise capacity available =50 kVA | --> | 0.048 | 0 | 0 | 0.048 | 0 |  | --> | C23 ex CREGG ROAD | Cregg Road [T41,T42] | BALLYDINE |  | 52.402 | -7.2996
054737X | MV/LV Substation OR***737X |  | 20 kV | _ | LV | 50 kVA :Pole Substation | 0.05 | --> | 0.05 | 0 | 0 | Constrained, otherwise capacity available =46 kVA | --> | 0.048 | 0 | 0 | 0 | 0 | Constrained, otherwise capacity available =47 kW | --> | E12 ex PORTLAOISE | Portlaoise [T423,T424] | PORTLAOISE |  | 52.9639 | -7.1679
0324194 | MV/LV Substation CA***4194 |  | 20 kV | _ | LV | 50 kVA :Pole Substation | 0.05 | --> | 0.05 | 0 | 0 | Constrained, otherwise capacity available =44 kVA | --> | 0.048 | 0 | 0 | 0 | 0 | Constrained, otherwise capacity available =47 kW | --> | C21 ex TRAMORE | Tramore [T41,T42] | BUTLERSTOWN |  | 52.1844 | -7.3302
049678 | MV/LV Substation MO***678 |  | 20 kV | _ | LV | 630 kVA :Building Structure | 0.63 | --> | 0.63 | 0.213 | 0.21 | Constrained, otherwise capacity available =620 kVA | --> | 0.598 | 0 | 0 | 0 | 0 | Constrained, otherwise capacity available =597 kW | --> | E12 ex LONGFORD | Longford [T421,T422] | RICHMOND |  | 53.9032 | -7.6357
1804166 | MV/LV Substation BA***4166 |  | 10 kV | _ | LV | 100 kVA :Pole Substation | 0.1 | --> | 0.1 | 0.095 | 0.68 |  | --> | 0.095 | 0 | 0 | 0 | 0 | Constrained, otherwise capacity available =94 kW | --> | C24 ex MULLAGH | Mullagh [T44] | MEATH HILL |  | 53.7574 | -6.8864
011494Z | MV/LV Substation PA***494Z |  | 10 kV | _ | LV | 630 kVA :Kiosk Substation | 0.63 | --> | 0.63 | 0.5 | 2.8 |  | --> | 0.598 | 0 | 0.052 | 0 | 0 | Constrained, otherwise capacity available =542 kW | --> | C13 ex PURCELLS INCH | Purcells Inch [T41,T42] | KILKENNY |  | 52.6369 | -7.2467
081569Z | MV/LV Substation SI***569Z |  | 10 kV | _ | LV | 400 kVA :Kiosk Substation | 0.4 | --> | 0.4 | 0 | 0 | Constrained, otherwise capacity available =253 kVA | --> | 0.38 | 0 | 0.024 | 0.342 | 0 |  | --> | C19 ex CLONDALKIN | Clondalkin [T41,T42,T44] | INCHICORE 220KV |  | 53.2973 | -6.4195
032949 | MV/LV Substation M ***949 |  | 20 kV | _ | LV | 50 kVA :Pole Substation | 0.05 | --> | 0.05 | 0 | 0 | Constrained, otherwise capacity available =44 kVA | --> | 0.048 | 0 | 0 | 0 | 0 | Constrained, otherwise capacity available =47 kW | --> | C21 ex TRAMORE | Tramore [T41,T42] | BUTLERSTOWN |  | 52.1549 | -7.1896
067708X | MV/LV Substation KN***708X |  | 10 kV | _ | LV | 50 kVA :Pole Substation | 0.05 | --> | 0.05 | 0 | 0 | Constrained, otherwise capacity available =40 kVA | --> | 0.048 | 0 | 0 | 0 | 0 | Constrained, otherwise capacity available =46 kW | --> | C11 ex MOYLISH | Moylish [T41,T42] | ARDNACRUSHA |  | 52.7009 | -8.6492
039050 | MV/LV Substation CR***050 |  | 10 kV | _ | LV | 630 kVA :Kiosk Substation | 0.63 | --> | 0.63 | 0 | 0 | Constrained, otherwise capacity available =336 kVA | --> | 0.598 | 0 | 0 | 0.5 | 0 |  | --> | C27 ex GALWAY 110KV | Galway 110kv [T102,T103] | GALWAY 110KV |  | 53.2712 | -9.0531
1544361 | MV/LV Substation BA***4361 |  | 10 kV | _ | LV | 630 kVA :Kiosk Substation | 0.63 | --> | 0.63 | 0 | 0 | Constrained, otherwise capacity available =622 kVA | --> | 0.598 | 0 | 0 | 0 | 0 | Constrained, otherwise capacity available =597 kW | --> | C14 ex COOLMINE | Coolmine [T41,T42] | FINGLAS |  | 53.3886 | -6.4408
122895 | MV/LV Substation CH***895 |  | 10 kV | _ | LV | 100 kVA :Pole Substation | 0.1 | --> | 0.1 | 0.079 | 4.18 |  | --> | 0.095 | 0 | 0 | 0 | 0 | Constrained, otherwise capacity available =92 kW | --> | C19 ex KINGSCOURT | Kingscourt [T41,T42] | MEATH HILL |  | 53.8487 | -6.8079
025214Y | MV/LV Substation ME***214Y |  | 10 kV | _ | LV | 400 kVA :Kiosk Substation | 0.4 | --> | 0.4 | 0.382 | 1.93 |  | --> | 0.38 | 0 | 0.04 | 0 | 0 | Constrained, otherwise capacity available =348 kW | --> | C17 ex MILFORD (MWR) | Milford (mwr) [T41] | CHARLEVILLE |  | 52.3388 | -8.9102
029748Y | MV/LV Substation SR***748Y |  | 20 kV | _ | LV | 50 kVA :Pole Substation | 0.05 | --> | 0.05 | 0 | 0 | Constrained, otherwise capacity available =39 kVA | --> | 0.048 | 0 | 0.01 | 0 | 0 | Constrained, otherwise capacity available =39 kW | --> | C13 ex CLOYNE | Cloyne [T41] | MIDLETON |  | 51.8628 | -8.0067
2884213 | MV/LV Substation TH***4213 |  | 10 kV | _ | LV | 630 kVA :Kiosk Substation | 0.63 | --> | 0.63 | 0 | 0 | Constrained, otherwise capacity available =630 kVA | --> | 0.598 | 0 | 0 | 0.5 | 0 |  | --> | C17 ex CARRICKMINES | Carrickmines [T41,T42] | CARRICKMINES |  | 53.2484 | -6.1828
062280Y | MV/LV Substation RA***280Y |  | 10 kV | _ | LV | 200 kVA :Kiosk Substation | 0.2 | --> | 0.2 | 0.11 | 3.12 |  | --> | 0.19 | 0 | 0.023 | 0 | 0 | Constrained, otherwise capacity available =160 kW | --> | C21 ex MARSHES | Marshes [T41,T42] | DUNDALK |  | 53.9612 | -6.3743
156100X | MV/LV Substation DO***100X |  | 20 kV | _ | LV | 50 kVA :Pole Substation | 0.05 | --> | 0.05 | 0.024 | 2.47 |  | --> | 0.048 | 0 | 0 | 0 | 0 | Constrained, otherwise capacity available =44 kW | --> | E19 ex TELAYDON | Telaydon [T42,T421] | LISDRUM |  | 54.315 | -6.9084
078068X | MV/LV Substation TR***068X |  | 10 kV | _ | LV | 50 kVA :Pole Substation | 0.05 | --> | 0.05 | 0 | 0 | Constrained, otherwise capacity available =44 kVA | --> | 0.048 | 0 | 0 | 0 | 0 | Constrained, otherwise capacity available =47 kW | --> | C13 ex CHARLESTOWN | Charlestown [T41] | TONROE |  | 53.9144 | -8.8376
081199Y | MV/LV Substation JO***199Y |  | 10 kV | _ | LV | 400 kVA :Building Structure | 0.4 | --> | 0.4 | 0 | 0 | Constrained, otherwise capacity available =382 kVA | --> | 0.38 | 0 | 0 | 0 | 0 | Constrained, otherwise capacity available =378 kW | --> | C16 ex LEIXLIP | Leixlip [T41,T42] | GRIFFINRATH |  | 53.356 | -6.4914
049896Y | MV/LV Substation LA***896Y |  | 20 kV | _ | LV | 50 kVA :Pole Substation | 0.05 | --> | 0.05 | 0.044 | 0.21 |  | --> | 0.048 | 0 | 0.015 | 0 | 0 | Constrained, otherwise capacity available =36 kW | --> | E12 ex LONGFORD | Longford [T421,T422] | RICHMOND |  | 53.8482 | -7.6917
009493 | MV/LV Substation IN***493 |  | 10 kV | _ | LV | 50 kVA :Pole Substation | 0.05 | --> | 0.05 | 0 | 0 | Constrained, otherwise capacity available =36 kVA | --> | 0.048 | 0 | 0.015 | 0 | 0 | Constrained, otherwise capacity available =34 kW | --> | C14 ex BALLYHALE | Ballyhale [T42,T421] | KILKENNY |  | 52.3694 | -7.1779
0324172 | MV/LV Substation BA***4172 |  | 10 kV | _ | LV | 50 kVA :Pole Substation | 0.05 | --> | 0.05 | 0 | 0 | Constrained, otherwise capacity available =49 kVA | --> | 0.048 | 0 | 0 | 0 | 0 | Constrained, otherwise capacity available =47 kW | --> | C18 ex TRAMORE | Tramore [T41,T42] | BUTLERSTOWN |  | 52.2347 | -7.2083
158117 | MV/LV Substation CA***117 |  | 10 kV | _ | LV | 50 kVA :Pole Substation | 0.05 | --> | 0.05 | 0 | 0 | Constrained, otherwise capacity available =27 kVA | --> | 0.048 | 0 | 0 | 0 | 0 | Constrained, otherwise capacity available =44 kW | --> | C16 ex ENNISTYMON | Ennistymon [T41,T42] | ENNIS |  | 52.9387 | -9.3985
031696X | MV/LV Substation ST***696X |  | 10 kV | _ | LV | 400 kVA :Kiosk Substation | 0.4 | --> | 0.4 | 0 | 0 | Constrained, otherwise capacity available =352 kVA | --> | 0.38 | 0 | 0.025 | 0 | 0 | Constrained, otherwise capacity available =355 kW | --> | C14 ex COLLIGAN | Colligan [T41,T42] | DUNGARVAN |  | 52.0938 | -7.6154
028003 | MV/LV Substation RU***003 |  | 10 kV | _ | LV | 200 kVA :Kiosk Substation | 0.2 | --> | 0.2 | 0.039 | 19.7 |  | --> | 0.19 | 0 | 0.021 | 0.151 | 0 |  | --> | C12 ex COW CROSS | Cow Cross [T102,T41] | COW CROSS |  | 51.8467 | -8.317
067007Z | MV/LV Substation CH***007Z |  | 10 kV | _ | LV | 400 kVA :Kiosk Substation | 0.4 | --> | 0.4 | 0.334 | 13.8 |  | --> | 0.38 | 0 | 0 | 0.371 | 0 |  | --> | C21 ex SINGLAND | Singland [T101,T102] | SINGLAND |  | 52.655 | -8.5979
020366 | MV/LV Substation DE***366 |  | 10 kV | _ | LV | 100 kVA :Pole Substation | 0.1 | --> | 0.1 | 0 | 0 | Constrained, otherwise capacity available =82 kVA | --> | 0.095 | 0 | 0.005 | 0 | 0 | Constrained, otherwise capacity available =89 kW | --> | C12 ex COOLCORCORAN | Coolcorcoran [T41,T42] | KNOCKEARAGH |  | 52.0713 | -9.5104
093018Z | MV/LV Substation BE***018Z |  | 10 kV | _ | LV | 200 kVA :Kiosk Substation | 0.2 | --> | 0.2 | 0.134 | 12.96 |  | --> | 0.19 | 0 | 0.01 | 0.173 | 0 |  | --> | C24 ex ARTANE | Artane [T101,T102] | FINGLAS |  | 53.3881 | -6.2291
005809 | MV/LV Substation MO***809 |  | 20 kV | _ | LV | 400 kVA :Kiosk Substation | 0.4 | --> | 0.4 | 0.388 | 17.8 |  | --> | 0.38 | 0 | 0 | 0.378 | 0 |  | --> | E22 ex BANOGE | Banoge [T121,T122] | BANOGE |  | 52.6366 | -6.3268
3654199 | MV/LV Substation IN***4199 |  | 10 kV | _ | LV | 400 kVA :Building Structure | 0.4 | --> | 0.4 | 0 | 0 | Constrained, otherwise capacity available =400 kVA | --> | 0.38 | 0 | 0 | 0.38 | 0 |  | --> | C16 ex BELGARD | Belgard [T41,T42] | COOKSTOWN |  | 53.2915 | -6.3729
005171Y | MV/LV Substation CA***171Y |  | 20 kV | _ | LV | 50 kVA :Pole Substation | 0.05 | --> | 0.05 | 0.029 | 17.8 |  | --> | 0.048 | 0 | 0 | 0.044 | 0 |  | --> | E22 ex BANOGE | Banoge [T121,T122] | BANOGE |  | 52.6196 | -6.3946
0594139 | MV/LV Substation LI***4139 |  | 10 kV | _ | LV | 200 kVA :Pole Substation | 0.2 | --> | 0.2 | 0 | 0 | Constrained, otherwise capacity available =132 kVA | --> | 0.19 | 0 | 0.045 | 0 | 0 | Constrained, otherwise capacity available =147 kW | --> | C20 ex CAVAN | Cavan [T42,T421] | SHANKILL |  | 54.0191 | -7.3225
054917Y | MV/LV Substation RO***917Y |  | 10 kV | _ | LV | 630 kVA :Kiosk Substation | 0.63 | --> | 0.63 | 0 | 0 | Constrained, otherwise capacity available =528 kVA | --> | 0.598 | 0 | 0.01 | 0 | 0 | Constrained, otherwise capacity available =577 kW | --> | C12 ex PALLAS | Pallas [T41,T42] | PORTLAOISE |  | 53.0315 | -7.3162
042769 | MV/LV Substation MA***769 |  | 20 kV | _ | LV | 50 kVA :Pole Substation | 0.05 | --> | 0.05 | 0 | 0 | Constrained, otherwise capacity available =47 kVA | --> | 0.048 | 0 | 0.006 | 0 | 0 | Constrained, otherwise capacity available =43 kW | --> | E17 ex WINDSOR | Windsor [T421,T422] | CASTLEBAR |  | 53.8237 | -9.1593
206251X | MV/LV Substation AC***251X |  | 20 kV | _ | LV | 630 kVA :Kiosk Substation | 0.63 | --> | 0.63 | 0.5 | 1.6 |  | --> | 0.598 | 0 | 0.008 | 0 | 0 | Constrained, otherwise capacity available =587 kW | --> | E12 ex BELMULLET | Belmullet [T421] | BELLACORICK |  | 54.2205 | -9.9888
069483 | MV/LV Substation HE***483 |  | 10 kV | _ | LV | 630 kVA :Kiosk Substation | 0.63 | --> | 0.63 | 0 | 0 | Constrained, otherwise capacity available =478 kVA | --> | 0.598 | 0 | 0.116 | 0.491 | 0 |  | --> | C13 ex BALLYBODEN | Ballyboden [T41,T42] | COOKSTOWN |  | 53.2854 | -6.2774
067850Y | MV/LV Substation CA***850Y |  | 10 kV | _ | LV | 630 kVA :Building Structure | 0.63 | --> | 0.63 | 0 | 0 | Constrained, otherwise capacity available =615 kVA | --> | 0.598 | 0 | 0 | 0 | 0 | Constrained, otherwise capacity available =596 kW | --> | C19 ex CASTLETROY | Castletroy [T41,T42] | ARDNACRUSHA |  | 52.6719 | -8.5469
009991 | MV/LV Substation MO***991 |  | 10 kV | _ | LV | 100 kVA :Pole Substation | 0.1 | --> | 0.1 | 0.07 | 13.6 |  | --> | 0.095 | 0 | 0.01 | 0.083 | 0 |  | --> | C22 ex KILLOTERAN | Killoteran [T101,T102] | KILLOTERAN |  | 52.2293 | -7.1451
2504017 | MV/LV Substation AN***4017 |  | 10 kV | _ | LV | 50 kVA :Pole Substation | 0.05 | --> | 0.05 | 0.05 | 1.26 |  | --> | 0.048 | 0 | 0 | 0 | 0 | Constrained, otherwise capacity available =48 kW | --> | C27 ex BALLYCROSSAUN | Ballycrossaun [T421,T422] | SOMERSET |  | 53.1648 | -8.283
013733Y | MV/LV Substation BA***733Y |  | 10 kV | _ | LV | 50 kVA :Pole Substation | 0.05 | --> | 0.05 | 0.05 | 0.12 |  | --> | 0.048 | 0 | 0 | 0.048 | 0 |  | --> | C23 ex ATHY | Athy [T101,T102] | ATHY |  | 52.9653 | -6.99
093278 | MV/LV Substation ST***278 |  | 10 kV | _ | LV | 200 kVA :Building Structure | 0.2 | --> | 0.2 | 0 | 0 | Constrained, otherwise capacity available =182 kVA | --> | 0.19 | 0 | 0.015 | 0.176 | 0 |  | --> | C20 ex POPPINTREE | Poppintree [T101,T102] | FINGLAS |  | 53.4007 | -6.2714
2764074 | MV/LV Substation AL***4074 |  | 10 kV | _ | LV | 630 kVA :Building Structure | 0.63 | --> | 0.63 | 0 | 0 | Constrained, otherwise capacity available =544 kVA | --> | 0.598 | 0 | 0 | 0 | 0 | Constrained, otherwise capacity available =587 kW | --> | C11 ex COOLCORCORAN | Coolcorcoran [T41,T42] | KNOCKEARAGH |  | 52.0606 | -9.4944
033737X | MV/LV Substation RE***737X |  | 10 kV | _ | LV | 200 kVA :Pole Substation | 0.2 | --> | 0.2 | 0 | 0 | Constrained, otherwise capacity available =131 kVA | --> | 0.19 | 0 | 0 | 0 | 0 | Constrained, otherwise capacity available =180 kW | --> | C11 ex DEERPARK | Deerpark [T41,T42] | BALLYDINE |  | 52.3216 | -7.375
139019Y | MV/LV Substation AI***019Y |  | 20 kV | _ | LV | 630 kVA :Building Structure | 0.63 | --> | 0.63 | 0 | 0 | Constrained, otherwise capacity available =474 kVA | --> | 0.598 | 0 | 0.2 | 0 | 0 | Constrained, otherwise capacity available =429 kW | --> | E21 ex FINEA | Finea [T421,T422] | SHANKILL |  | 53.8588 | -7.3244
0584402 | MV/LV Substation LA***4402 |  | 20 kV | _ | LV | 50 kVA :Pole Substation | 0.05 | --> | 0.05 | 0 | 0 | Constrained, otherwise capacity available =46 kVA | --> | 0.048 | 0 | 0 | 0 | 0 | Constrained, otherwise capacity available =47 kW | --> | C17 ex KYLEERAGH | Kyleeragh [T41,T42] | NENAGH |  | 52.938 | -8.1548
0144071 | MV/LV Substation KN***4071 |  | 20 kV | _ | LV | 50 kVA :Pole Substation | 0.05 | --> | 0.05 | 0.049 | 0.63 |  | --> | 0.048 | 0 | 0 | 0 | 0 | Constrained, otherwise capacity available =47 kW | --> | E11 ex KILCULLEN | Kilcullen [T41,T42,T424] | STRATFORD |  | 53.0425 | -6.7236
196206X | MV/LV Substation PA***206X |  | 20 kV | _ | LV | 50 kVA :Pole Substation | 0.05 | --> | 0.05 | 0.029 | 1.34 |  | --> | 0.048 | 0 | 0.015 | 0 | 0 | Constrained, otherwise capacity available =34 kW | --> | E23 ex ATHBOY | Athboy [T423] | NAVAN |  | 53.5342 | -6.9545
070024X | MV/LV Substation MO***024X |  | 20 kV | _ | LV | 400 kVA :Building Structure | 0.4 | --> | 0.4 | 0.281 | 0.76 |  | --> | 0.38 | 0 | 0.05 | 0 | 0 | Constrained, otherwise capacity available =331 kW | --> | E17 ex RATHMORE | Rathmore [T42,T421] | KNOCKEARAGH |  | 52.0546 | -9.0653
013500X | MV/LV Substation MI***500X |  | 10 kV | _ | LV | 200 kVA :Kiosk Substation | 0.2 | --> | 0.2 | 0 | 0.12 |  | --> | 0.19 | 0 | 0 | 0 | 0 |  | --> | C13 ex ATHY | Athy [T101,T102] | ATHY |  | 52.9924 | -6.993
021685 | MV/LV Substation BA***685 |  | 10 kV | _ | LV | 200 kVA :Kiosk Substation | 0.2 | --> | 0.2 | 0 | 0 | Constrained, otherwise capacity available =142 kVA | --> | 0.19 | 0 | 0.032 | 0.158 | 0 |  | --> | C12 ex RIVERSTOWN | Riverstown [T41,T42] | KILBARRY |  | 51.927 | -8.3996
120230Y | MV/LV Substation ED***230Y |  | 20 kV | _ | LV | 630 kVA :Kiosk Substation | 0.63 | --> | 0.63 | 0 | 0 | Constrained, otherwise capacity available =578 kVA | --> | 0.598 | 0 | 0.01 | 0 | 0 | Constrained, otherwise capacity available =584 kW | --> | E11 ex EDENDERRY | Edenderry [T421,T422] | BLAKE |  | 53.3431 | -7.0726
052985Y | MV/LV Substation PR***985Y |  | 20 kV | _ | LV | 50 kVA :Pole Substation | 0.05 | --> | 0.05 | 0 | 0 | Constrained, otherwise capacity available =50 kVA | --> | 0.048 | 0 | 0 | 0 | 0 | Constrained, otherwise capacity available =48 kW | --> | C18 ex NEWBROOK | Newbrook [T42] | MULLINGAR |  | 53.5028 | -7.4656
003546X | MV/LV Substation AS***546X |  | 10 kV | _ | LV | 100 kVA :Pole Substation | 0.1 | --> | 0.1 | 0.079 | 11.58 |  | --> | 0.095 | 0 | 0.005 | 0 | 0 | Constrained, otherwise capacity available =88 kW | --> | C17 ex BALLYBEG | Ballybeg [T101,T102] | CARRICKMINES |  | 52.974 | -6.0662
082560Y | MV/LV Substation KE***560Y |  | 20 kV | _ | LV | 50 kVA :Pole Substation | 0.05 | --> | 0.05 | 0 | 0 | Constrained, otherwise capacity available =43 kVA | --> | 0.048 | 0 | 0.005 | 0 | 0 | Constrained, otherwise capacity available =43 kW | --> | E16 ex ACADEMY STREET | Academy Street [T421,T422,T44] | NAVAN |  | 53.6226 | -6.6683
281278Y | MV/LV Substation FO***278Y |  | 10 kV | _ | LV | 400 kVA :Kiosk Substation | 0.4 | --> | 0.4 | 0 | 0 | Constrained, otherwise capacity available =308 kVA | --> | 0.38 | 0 | 0.031 | 0 | 0 | Constrained, otherwise capacity available =344 kW | --> | C22 ex TOGHER | Togher [T41,T42] | TRABEG |  | 51.87 | -8.5025
001744 | MV/LV Substation ST***744 |  | 10 kV | _ | LV | 1000 kVA :Building Structure | 1 | --> | 1 | 0.5 | 1.55 |  | --> | 0.95 | 0 | 0.008 | 0.5 | 0 |  | --> | C17 ex MONKSTOWN | Monkstown [T41,T42] | BLACKROCK |  | 53.2995 | -6.1753
014077 | MV/LV Substation MO***077 |  | 10 kV | _ | LV | 400 kVA :Kiosk Substation | 0.4 | --> | 0.4 | 0 | 0 | Constrained, otherwise capacity available =339 kVA | --> | 0.38 | 0 | 0.021 | 0 | 0 | Constrained, otherwise capacity available =356 kW | --> | C11 ex MORRISTOWN | Morristown [T41,T42] | NEWBRIDGE |  | 53.1722 | -6.8061
006053Y | MV/LV Substation UN***053Y |  | 20 kV | _ | LV | 100 kVA :Pole Substation | 0.1 | --> | 0.1 | 0.081 | 4.38 |  | --> | 0.095 | 0 | 0 | 0.092 | 0 |  | --> | E13 ex CRANE | Crane [T122] | CRANE |  | 52.4527 | -6.4005
035994 | MV/LV Substation DE***994 |  | 10 kV | _ | LV | 50 kVA :Pole Substation | 0.05 | --> | 0.05 | 0.049 | 6.17 |  | --> | 0.048 | 0 | 0 | 0 | 0 | Constrained, otherwise capacity available =47 kW | --> | C24 ex CAHIR | Cahir [T41,T42] | CAHIR |  | 52.3726 | -7.8257
0934057 | MV/LV Substation HS***4057 |  | 10 kV | _ | LV | 630 kVA :Building Structure | 0.63 | --> | 0.63 | 0 | 0 | Constrained, otherwise capacity available =600 kVA | --> | 0.598 | 0 | 0 | 0.5 | 0 |  | --> | C16 ex SANTRY | Santry [T41,T42] | FINGLAS |  | 53.3952 | -6.2165
021149Z | MV/LV Substation CH***149Z |  | 10 kV | _ | LV | 200 kVA :Kiosk Substation | 0.2 | --> | 0.2 | 0.122 | 6.78 |  | --> | 0.19 | 0 | 0.056 | 0.138 | 0 |  | --> | C18 ex CASTLEVIEW | Castleview [T101,T102] | CASTLEVIEW |  | 51.9239 | -8.3852
366092 | MV/LV Substation OG***092 |  | 20 kV | _ | LV | 50 kVA :Pole Substation | 0.05 | --> | 0.05 | 0.05 | 0.45 |  | --> | 0.048 | 0 | 0 | 0 | 0 | Constrained, otherwise capacity available =48 kW | --> | C16 ex CARRAROE | Carraroe [T42] | SCREEB |  | 53.1282 | -9.6882
2104090 | MV/LV Substation C ***4090 |  | 10 kV | _ | LV | 200 kVA :Kiosk Substation | 0.2 | --> | 0.2 | 0 | 0 | Constrained, otherwise capacity available =188 kVA | --> | 0.19 | 0 | 0 | 0 | 0 | Constrained, otherwise capacity available =188 kW | --> | C18 ex CARRICKMACROSS | Carrickmacross [T41,T42] | MEATH HILL |  | 53.9703 | -6.7135
009595X | MV/LV Substation NE***595X |  | 10 kV | _ | LV | 400 kVA :Kiosk Substation | 0.4 | --> | 0.4 | 0.322 | 0.53 |  | --> | 0.38 | 0 | 0.009 | 0 | 0 | Constrained, otherwise capacity available =362 kW | --> | C19 ex MANOR STREET | Manor Street [T41,T42] | WATERFORD |  | 52.2504 | -7.0944
003526Y | MV/LV Substation PO***526Y |  | 10 kV | _ | LV | 50 kVA :Pole Substation | 0.05 | --> | 0.05 | 0.045 | 11.58 |  | --> | 0.048 | 0 | 0 | 0 | 0 | Constrained, otherwise capacity available =47 kW | --> | C17 ex BALLYBEG | Ballybeg [T101,T102] | CARRICKMINES |  | 52.9687 | -6.0349
017803X | MV/LV Substation SE***803X |  | 10 kV | _ | LV | 200 kVA :Pole Substation | 0.2 | --> | 0.2 | 0.154 | 1.58 |  | --> | 0.19 | 0 | 0.022 | 0 | 0 | Constrained, otherwise capacity available =167 kW | --> | C11 ex FOYNES | Foynes [T41,T42] | RATHKEALE |  | 52.6093 | -9.1051
042422 | MV/LV Substation BA***422 |  | 20 kV | _ | LV | 50 kVA :Pole Substation | 0.05 | --> | 0.05 | 0 | 0 | Constrained, otherwise capacity available =44 kVA | --> | 0.048 | 0 | 0 | 0 | 0 | Constrained, otherwise capacity available =47 kW | --> | E17 ex WINDSOR | Windsor [T421,T422] | CASTLEBAR |  | 53.8088 | -9.1256
082269Z | MV/LV Substation GO***269Z |  | 20 kV | _ | LV | 400 kVA :Building Structure | 0.4 | --> | 0.4 | 0 | 0 | Constrained, otherwise capacity available =361 kVA | --> | 0.38 | 0 | 0 | 0 | 0 | Constrained, otherwise capacity available =375 kW | --> | E11 ex ACADEMY STREET | Academy Street [T421,T422,T44] | NAVAN |  | 53.5361 | -6.597
0694036 | MV/LV Substation HE***4036 |  | 10 kV | _ | LV | 630 kVA :Kiosk Substation | 0.63 | --> | 0.63 | 0.449 | 4.47 |  | --> | 0.598 | 0 | 0.136 | 0.472 | 0 |  | --> | C18 ex TEMPLEOGUE | Templeogue [T41,T42] | MILLTOWN (DR) |  | 53.289 | -6.3097
366701 | MV/LV Substation TI***701 |  | 20 kV | _ | LV | 400 kVA :Building Structure | 0.4 | --> | 0.4 | 0.301 | 1.47 |  | --> | 0.38 | 0 | 0 | 0.366 | 0 |  | --> | C16 ex SCREEB | Screeb [T41] | SCREEB |  | 53.2747 | -9.6618
254554 | MV/LV Substation CL***554 |  | 20 kV | _ | LV | 100 kVA :Pole Substation | 0.1 | --> | 0.1 | 0 | 0 | Constrained, otherwise capacity available =97 kVA | --> | 0.095 | 0 | 0 | 0 | 0 | Constrained, otherwise capacity available =94 kW | --> | E16 ex GLENAMADDY | Glenamaddy [T422] | ATHLONE |  | 53.5585 | -8.6509
266622 | MV/LV Substation CA***622 |  | 20 kV | _ | LV | 200 kVA :Pole Substation | 0.2 | --> | 0.2 | 0 | 0 | Constrained, otherwise capacity available =171 kVA | --> | 0.19 | 0 | 0 | 0 | 0 | Constrained, otherwise capacity available =186 kW | --> | E18 ex CARNDONAGH | Carndonagh [T421,T422] | TRILLICK |  | 55.2453 | -7.2491
013470X | MV/LV Substation BU***470X |  | 20 kV | _ | LV | 50 kVA :Pole Substation | 0.05 | --> | 0.05 | 0.05 | 0.12 |  | --> | 0.048 | 0 | 0 | 0.048 | 0 |  | --> | C12 ex ATHY | Athy [T101,T102] | ATHY |  | 52.993 | -6.8941
238483X | MV/LV Substation BA***483X |  | 20 kV | _ | LV | 50 kVA :Pole Substation | 0.05 | --> | 0.05 | 0 | 0 | Constrained, otherwise capacity available =49 kVA | --> | 0.048 | 0 | 0 | 0 | 0 | Constrained, otherwise capacity available =47 kW | --> | E11 ex BALLINROBE | Ballinrobe [T421,T422] | DALTON |  | 53.6148 | -9.2139
012358Y | MV/LV Substation RI***358Y |  | 10 kV | _ | LV | 400 kVA :Kiosk Substation | 0.4 | --> | 0.4 | 0 | 0 | Constrained, otherwise capacity available =324 kVA | --> | 0.38 | 0 | 0.048 | 0 | 0 | Constrained, otherwise capacity available =334 kW | --> | C23 ex POLLERTON | Pollerton [T41,T42] | CARLOW |  | 52.826 | -6.9182
0614071 | MV/LV Substation MI***4071 |  | 10 kV | _ | LV | 50 kVA :Pole Substation | 0.05 | --> | 0.05 | 0.05 | 2.04 |  | --> | 0.048 | 0 | 0 | 0 | 0 | Constrained, otherwise capacity available =48 kW | --> | C12 ex BALLYBAY | Ballybay [T41,T42] | LISDRUM |  | 54.1317 | -7.0332
0414126 | MV/LV Substation BO***4126 |  | 20 kV | _ | LV | 50 kVA :Pole Substation | 0.05 | --> | 0.05 | 0 | 0 | Constrained, otherwise capacity available =47 kVA | --> | 0.048 | 0 | 0 | 0 | 0 | Constrained, otherwise capacity available =47 kW | --> | E14 ex DALTON | Dalton [T421,T422] | DALTON |  | 53.7299 | -8.9827
0254324 | MV/LV Substation AR***4324 |  | 10 kV | _ | LV | 50 kVA :Pole Substation | 0.05 | --> | 0.05 | 0 | 0 | Constrained, otherwise capacity available =44 kVA | --> | 0.048 | 0 | 0 | 0 | 0 | Constrained, otherwise capacity available =47 kW | --> | C11 ex KILMALLOCK | Kilmallock [T41,T42] | CHARLEVILLE |  | 52.4078 | -8.5685
069071 | MV/LV Substation BE***071 |  | 10 kV | _ | LV | 1000 kVA :Building Structure | 1 | --> | 1 | 0.5 | 3.34 |  | --> | 0.95 | 0 | 0.072 | 0.5 | 0 |  | --> | C12 ex GREENHILLS | Greenhills [T42] | INCHICORE 220KV |  | 53.3158 | -6.3252
011201X | MV/LV Substation MA***201X |  | 10 kV | _ | LV | 200 kVA :Kiosk Substation | 0.2 | --> | 0.2 | 0.147 | 2.8 |  | --> | 0.19 | 0 | 0.015 | 0 | 0 | Constrained, otherwise capacity available =172 kW | --> | C13 ex PURCELLS INCH | Purcells Inch [T41,T42] | KILKENNY |  | 52.6421 | -7.237
027377X | MV/LV Substation MU***377X |  | 20 kV | _ | LV | 50 kVA :Pole Substation | 0.05 | --> | 0.05 | 0.042 | 7.79 |  | --> | 0.048 | 0 | 0.005 | 0 | 0 | Constrained, otherwise capacity available =43 kW | --> | E12 ex DUNMANWAY | Dunmanway [T422,T43] | DUNMANWAY |  | 51.6493 | -9.2674
137907 | MV/LV Substation LI***907 |  | 10 kV | _ | LV | 50 kVA :Pole Substation | 0.05 | --> | 0.05 | 0.039 | 2.18 |  | --> | 0.048 | 0 | 0 | 0 | 0 | Constrained, otherwise capacity available =46 kW | --> | C17 ex BALLYRICKARD | Ballyrickard [T41,T42] | TRALEE |  | 52.2997 | -9.8093
021533Z | MV/LV Substation AU***533Z |  | 10 kV | _ | LV | 630 kVA :Building Structure | 0.63 | --> | 0.63 | 0.5 | 6.78 |  | --> | 0.598 | 0 | 0 | 0.5 | 0 |  | --> | C39 ex CASTLEVIEW | Castleview [T101,T102] | CASTLEVIEW |  | 51.9055 | -8.357
355184X | MV/LV Substation CA***184X |  | 10 kV | _ | LV | 50 kVA :Pole Substation | 0.05 | --> | 0.05 | 0.043 | 0.06 |  | --> | 0.048 | 0 | 0.02 | 0 | 0 | Constrained, otherwise capacity available =32 kW | --> | C17 ex TUBBERCURRY | Tubbercurry [T41,T42] | TONROE |  | 54.0357 | -8.7259
035034 | MV/LV Substation BR***034 |  | 10 kV | _ | LV | 400 kVA :Building Structure | 0.4 | --> | 0.4 | 0.321 | 6.17 |  | --> | 0.38 | 0 | 0.197 | 0 | 0 | Constrained, otherwise capacity available =223 kW | --> | C19 ex CAHIR | Cahir [T41,T42] | CAHIR |  | 52.3756 | -7.9283
014954Z | MV/LV Substation CH***954Z |  | 10 kV | _ | LV | 200 kVA :Kiosk Substation | 0.2 | --> | 0.2 | 0 | 0 | Constrained, otherwise capacity available =183 kVA | --> | 0.19 | 0 | 0 | 0 | 0 | Constrained, otherwise capacity available =188 kW | --> | C11 ex MORRISTOWN | Morristown [T41,T42] | NEWBRIDGE |  | 53.1743 | -6.8149
081673X | MV/LV Substation BA***673X |  | 10 kV | _ | LV | 630 kVA :Building Structure | 0.63 | --> | 0.63 | 0 | 0 | Constrained, otherwise capacity available =389 kVA | --> | 0.598 | 0 | 0 | 0.5 | 0 |  | --> | C18 ex BALGADDY | Balgaddy [T41,T42] | GRANGE CASTLE |  | 53.3478 | -6.4222
0154085 | MV/LV Substation KI***4085 |  | 10 kV | _ | LV | 50 kVA :Pole Substation | 0.05 | --> | 0.05 | 0 | 0 | Constrained, otherwise capacity available =41 kVA | --> | 0.048 | 0 | 0.027 | 0 | 0 | Constrained, otherwise capacity available =26 kW | --> | C11 ex JOHNSTOWN | Johnstown [T41,T42] | KILTEEL |  | 53.2246 | -6.6243
0694127 | MV/LV Substation WH***4127 |  | 10 kV | _ | LV | 1000 kVA :Building Structure | 1 | --> | 1 | 0 | 0 | Constrained, otherwise capacity available =914 kVA | --> | 0.95 | 0 | 0.05 | 0.5 | 0 |  | --> | C17 ex BALLYBODEN | Ballyboden [T41,T42] | COOKSTOWN |  | 53.2731 | -6.3163
281797Z | MV/LV Substation CL***797Z |  | 10 kV | _ | LV | 630 kVA :Building Structure | 0.63 | --> | 0.63 | 0.5 | 4.67 |  | --> | 0.598 | 0 | 0 | 0.5 | 0 |  | --> | C20 ex CENTRE PARK ROAD | Marina [T105,T106] | MARINA |  | 51.8966 | -8.4426
0134117 | MV/LV Substation BA***4117 |  | 10 kV | _ | LV | 50 kVA :Pole Substation | 0.05 | --> | 0.05 | 0.05 | 0.12 |  | --> | 0.048 | 0 | 0 | 0.048 | 0 |  | --> | C23 ex ATHY | Athy [T101,T102] | ATHY |  | 52.9242 | -6.9536
157487 | MV/LV Substation CL***487 |  | 20 kV | _ | LV | 50 kVA :Pole Substation | 0.05 | --> | 0.05 | 0.043 | 1.55 |  | --> | 0.048 | 0 | 0 | 0 | 0 | Constrained, otherwise capacity available =47 kW | --> | E17 ex CARRIGALLEN | Carrigallen [T421] | CARRICK ON SHANNON |  | 53.9491 | -7.79
1644091 | MV/LV Substation CO***4091 |  | 10 kV | _ | LV | 50 kVA :Pole Substation | 0.05 | --> | 0.05 | 0 | 0 | Constrained, otherwise capacity available =48 kVA | --> | 0.048 | 0 | 0 | 0 | 0 | Constrained, otherwise capacity available =47 kW | --> | C22 ex SKIBBEREEN | Skibbereen [T41,T42] | DUNMANWAY |  | 51.5886 | -9.3541
064895X | MV/LV Substation CL***895X |  | 20 kV | _ | LV | 50 kVA :Pole Substation | 0.05 | --> | 0.05 | 0 | 0 | Constrained, otherwise capacity available =49 kVA | --> | 0.048 | 0 | 0 | 0 | 0 | Constrained, otherwise capacity available =47 kW | --> | E16 ex JULIANSTOWN | Julianstown [T421,T422] | DRYBRIDGE |  | 53.6516 | -6.2771
158471 | MV/LV Substation AN***471 |  | 10 kV | _ | LV | 50 kVA :Pole Substation | 0.05 | --> | 0.05 | 0.045 | 0.83 |  | --> | 0.048 | 0 | 0.006 | 0 | 0 | Constrained, otherwise capacity available =42 kW | --> | C15 ex MILLTOWN MALBAY | Milltown Malbay [T42] | TULLABRACK |  | 52.7816 | -9.4365
142432 | MV/LV Substation BR***432 |  | 20 kV | _ | LV | 50 kVA :Pole Substation | 0.05 | --> | 0.05 | 0 | 0 | Constrained, otherwise capacity available =45 kVA | --> | 0.048 | 0 | 0 | 0 | 0 | Constrained, otherwise capacity available =47 kW | --> | E23 ex ATHENRY | Athenry [T423] | GALWAY 110KV |  | 53.2864 | -8.5773
055725X | MV/LV Substation CA***725X |  | 10 kV | _ | LV | 100 kVA :Pole Substation | 0.1 | --> | 0.1 | 0 | 0 | Constrained, otherwise capacity available =77 kVA | --> | 0.095 | 0 | 0.005 | 0 | 0 | Constrained, otherwise capacity available =88 kW | --> | C18 ex MOUNTRATH | Mountrath [T41,T42] | PORTLAOISE |  | 53.0042 | -7.5906
154598Z | MV/LV Substation KE***598Z |  | 10 kV | _ | LV | 400 kVA :Kiosk Substation | 0.4 | --> | 0.4 | 0 | 0 | Constrained, otherwise capacity available =360 kVA | --> | 0.38 | 0 | 0.015 | 0 | 0 | Constrained, otherwise capacity available =363 kW | --> | C26 ex MONEYCOOLEY | Moneycooley [T41,T42,T44] | GRIFFINRATH |  | 53.3819 | -6.5921
0504114 | MV/LV Substation CR***4114 |  | 20 kV | _ | LV | 100 kVA :Pole Substation | 0.1 | --> | 0.1 | 0 | 0 | Constrained, otherwise capacity available =100 kVA | --> | 0.095 | 0 | 0 | 0 | 0 | Constrained, otherwise capacity available =95 kW | --> | C22 ex ATHLONE | Athlone [T41,T42] | ATHLONE |  | 53.4211 | -8.0636
037074 | MV/LV Substation E ***074 |  | 10 kV | _ | LV | 400 kVA :Kiosk Substation | 0.4 | --> | 0.4 | 0.236 | 13.05 |  | --> | 0.38 | 0 | 0 | 0.357 | 0 |  | --> | C17 ex ENNIS | Ennis [T101,T102] | ENNIS |  | 52.8413 | -8.9848
003125 | MV/LV Substation KI***125 |  | 10 kV | _ | LV | 50 kVA :Pole Substation | 0.05 | --> | 0.05 | 0.049 | 0.48 |  | --> | 0.048 | 0 | 0 | 0 | 0 | Constrained, otherwise capacity available =47 kW | --> | C15 ex KILMARTIN | Kilmartin [T41] | ARKLOW |  | 53.0621 | -6.096
046010 | MV/LV Substation CU***010 |  | 10 kV | _ | LV | 400 kVA :Building Structure | 0.4 | --> | 0.4 | 0.251 | 5.48 |  | --> | 0.38 | 0 | 0.01 | 0.352 | 0 |  | --> | C14 ex BALLYTIVNAN | Ballytivnan [T41,T42] | SLIGO |  | 54.2745 | -8.4781
2934517 | MV/LV Substation AR***4517 |  | 20 kV | _ | LV | 400 kVA :Kiosk Substation | 0.4 | --> | 0.4 | 0 | 0 | Constrained, otherwise capacity available =400 kVA | --> | 0.38 | 0 | 0 | 0 | 0 | Constrained, otherwise capacity available =380 kW | --> | E19 ex SHILLELAGH | Shillelagh [T421,T422] | CARLOW |  | 52.7497 | -6.5466
0664054 | MV/LV Substation LI***4054 |  | 20 kV | _ | LV | 50 kVA :Pole Substation | 0.05 | --> | 0.05 | 0 | 0 | Constrained, otherwise capacity available =50 kVA | --> | 0.048 | 0 | 0 | 0 | 0 | Constrained, otherwise capacity available =48 kW | --> | E11 ex GLASMORE | Glasmore [T421,T422] | GLASMORE |  | 53.4711 | -6.198
065970 | MV/LV Substation KE***970 |  | 10 kV | _ | LV | 200 kVA :Pole Substation | 0.2 | --> | 0.2 | 0 | 0 | Constrained, otherwise capacity available =155 kVA | --> | 0.19 | 0 | 0.012 | 0 | 0 | Constrained, otherwise capacity available =175 kW | --> | C15 ex LOUGHSHINNY | Loughshinny [T41,T42] | GLASMORE |  | 53.5354 | -6.1
011007 | MV/LV Substation MI***007 |  | 10 kV | _ | LV | 630 kVA :Kiosk Substation | 0.63 | --> | 0.63 | 0 | 0 | Constrained, otherwise capacity available =573 kVA | --> | 0.598 | 0 | 0.005 | 0 | 0 | Constrained, otherwise capacity available =587 kW | --> | C16 ex TALBOTS INCH | Talbots Inch [T41,T42] | KILKENNY |  | 52.6549 | -7.2492
039088 | MV/LV Substation RE***088 |  | 10 kV | _ | LV | 400 kVA :Kiosk Substation | 0.4 | --> | 0.4 | 0 | 0 | Constrained, otherwise capacity available =258 kVA | --> | 0.38 | 0 | 0.029 | 0.339 | 0 |  | --> | C19 ex GALWAY 110KV | Galway 110kv [T102,T103] | GALWAY 110KV |  | 53.2769 | -9.0235
0014165 | MV/LV Substation GR***4165 |  | 10 kV | _ | LV | 1000 kVA :Building Structure | 1 | --> | 1 | 0.5 | 15.18 |  | --> | 0.95 | 0 | 0 | 0.5 | 0 |  | --> | C21 ex CENTRAL PARK | Central Park [T101,T102] | CARRICKMINES |  | 53.2818 | -6.1942
066488 | MV/LV Substation BE***488 |  | 10 kV | _ | LV | 50 kVA :Pole Substation | 0.05 | --> | 0.05 | 0 | 0 | Constrained, otherwise capacity available =27 kVA | --> | 0.048 | 0 | 0.017 | 0 | 0 | Constrained, otherwise capacity available =32 kW | --> | C15 ex MALAHIDE | Malahide [T41,T42] | GLASMORE |  | 53.4319 | -6.1419
164797X | MV/LV Substation MA***797X |  | 10 kV | _ | LV | 630 kVA :Kiosk Substation | 0.63 | --> | 0.63 | 0 | 0 | Constrained, otherwise capacity available =568 kVA | --> | 0.598 | 0 | 0.005 | 0 | 0 | Constrained, otherwise capacity available =586 kW | --> | C15 ex SKIBBEREEN | Skibbereen [T41,T42] | DUNMANWAY |  | 51.4858 | -9.3684
093286Z | MV/LV Substation KI***286Z |  | 10 kV | _ | LV | 400 kVA :Building Structure | 0.4 | --> | 0.4 | 0.247 | 12.96 |  | --> | 0.38 | 0 | 0.035 | 0.333 | 0 |  | --> | C23 ex ARTANE | Artane [T101,T102] | FINGLAS |  | 53.3832 | -6.212
365117 | MV/LV Substation WO***117 |  | 10 kV | _ | LV | 400 kVA :Kiosk Substation | 0.4 | --> | 0.4 | 0 | 0 | Constrained, otherwise capacity available =240 kVA | --> | 0.38 | 0 | 0.036 | 0.331 | 0 |  | --> | C15 ex TYMON | Tymon [T41,T42] | COOKSTOWN |  | 53.2812 | -6.3345
008993X | MV/LV Substation CU***993X |  | 20 kV | _ | LV | 200 kVA :Pole Substation | 0.2 | --> | 0.2 | 0.198 | 0.2 |  | --> | 0.19 | 0 | 0 | 0 | 0 | Constrained, otherwise capacity available =190 kW | --> | E16 ex BEALISTOWN | Bealistown [T421,T422] | GREAT ISLAND |  | 52.2573 | -6.9033
066511Z | MV/LV Substation TH***511Z |  | 10 kV | _ | LV | 400 kVA :Kiosk Substation | 0.4 | --> | 0.4 | 0 | 0 | Constrained, otherwise capacity available =324 kVA | --> | 0.38 | 0 | 0.006 | 0 | 0 | Constrained, otherwise capacity available =365 kW | --> | C15 ex MALAHIDE | Malahide [T41,T42] | GLASMORE |  | 53.4185 | -6.1456
158711X | MV/LV Substation GO***711X |  | 10 kV | _ | LV | 50 kVA :Pole Substation | 0.05 | --> | 0.05 | 0 | 0 | Constrained, otherwise capacity available =36 kVA | --> | 0.048 | 0 | 0.025 | 0 | 0 | Constrained, otherwise capacity available =27 kW | --> | C20 ex ENNISTYMON | Ennistymon [T41,T42] | ENNIS |  | 52.9032 | -9.1775
032867 | MV/LV Substation OR***867 |  | 10 kV | _ | LV | 50 kVA :Pole Substation | 0.05 | --> | 0.05 | 0 | 0 | Constrained, otherwise capacity available =35 kVA | --> | 0.048 | 0 | 0.01 | 0 | 0 | Constrained, otherwise capacity available =38 kW | --> | C18 ex TRAMORE | Tramore [T41,T42] | BUTLERSTOWN |  | 52.2254 | -7.197
081080Y | MV/LV Substation VA***080Y |  | 10 kV | _ | LV | 400 kVA :Kiosk Substation | 0.4 | --> | 0.4 | 0 | 0 | Constrained, otherwise capacity available =267 kVA | --> | 0.38 | 0 | 0.055 | 0 | 0 | Constrained, otherwise capacity available =321 kW | --> | C17 ex CELBRIDGE | Celbridge [T41,T42] | GRIFFINRATH |  | 53.3439 | -6.5478
281989 | MV/LV Substation GA***989 |  | 10 kV | _ | LV | 100 kVA :Pole Substation | 0.1 | --> | 0.1 | 0 | 0 | Constrained, otherwise capacity available =55 kVA | --> | 0.095 | 0 | 0.003 | 0.086 | 0 |  | --> | C26 ex BISHOPSTOWN | Bishopstown [T41,T42] | KILBARRY |  | 51.8936 | -8.5914
064513 | MV/LV Substation SI***513 |  | 20 kV | _ | LV | 50 kVA :Pole Substation | 0.05 | --> | 0.05 | 0 | 0 | Constrained, otherwise capacity available =35 kVA | --> | 0.048 | 0 | 0 | 0 | 0 | Constrained, otherwise capacity available =46 kW | --> | E15 ex JULIANSTOWN | Julianstown [T421,T422] | DRYBRIDGE |  | 53.6375 | -6.2902
0674085 | MV/LV Substation AR***4085 |  | 10 kV | _ | LV | 50 kVA :Pole Substation | 0.05 | --> | 0.05 | 0 | 0 | Constrained, otherwise capacity available =33 kVA | --> | 0.048 | 0 | 0 | 0 | 0 | Constrained, otherwise capacity available =45 kW | --> | C17 ex GILLOGUE | Gillogue [T41,T42] | ARDNACRUSHA |  | 52.7039 | -8.6119
067514 | MV/LV Substation DO***514 |  | 20 kV | _ | LV | 50 kVA :Pole Substation | 0.05 | --> | 0.05 | 0 | 0 | Constrained, otherwise capacity available =44 kVA | --> | 0.048 | 0 | 0 | 0.047 | 0 |  | --> | C11 ex RAHEEN | Raheen [T41,T42] | LIMERICK |  | 52.5853 | -8.6687
012929 | MV/LV Substation KI***929 |  | 20 kV | _ | LV | 100 kVA :Pole Substation | 0.1 | --> | 0.1 | 0.1 | 2.83 |  | --> | 0.095 | 0 | 0 | 0 | 0 | Constrained, otherwise capacity available =95 kW | --> | E12 ex BAGENALSTOWN | Bagenalstown [T421,T422] | CARLOW |  | 52.6541 | -6.9576
059992X | MV/LV Substation DR***992X |  | 10 kV | _ | LV | 200 kVA :Pole Substation | 0.2 | --> | 0.2 | 0 | 0 | Constrained, otherwise capacity available =155 kVA | --> | 0.19 | 0 | 0.016 | 0 | 0 | Constrained, otherwise capacity available =172 kW | --> | C18 ex CAVAN | Cavan [T42,T421] | SHANKILL |  | 53.9974 | -7.3729
110525 | MV/LV Substation SN***525 |  | 20 kV | _ | LV | 200 kVA :Pole Substation | 0.2 | --> | 0.2 | 0.06 | 0.76 |  | --> | 0.19 | 0 | 0 | 0 | 0 | Constrained, otherwise capacity available =170 kW | --> | E19 ex KENMARE | Kenmare [T421] | KNOCKEARAGH |  | 51.8389 | -9.9002
068588 | MV/LV Substation MA***588 |  | 10 kV | _ | LV | 630 kVA :Building Structure | 0.63 | --> | 0.63 | 0.5 | 14.34 |  | --> | 0.598 | 0 | 0 | 0.5 | 0 |  | --> | C39 ex NORTH QUAYS | North Quays [T101,T102,T103] | POOLBEG |  | 53.3572 | -6.2326
433900 | MV/LV Substation LI***900 |  | 10 kV | _ | LV | 50 kVA :Pole Substation | 0.05 | --> | 0.05 | 0 | 0 | Constrained, otherwise capacity available =24 kVA | --> | 0.048 | 0 | 0 | 0 | 0 | Constrained, otherwise capacity available =44 kW | --> | C15 ex BALLAGHADERREEN | Ballaghaderreen [T41,T42] | TONROE |  | 53.8744 | -8.4807
127262X | MV/LV Substation SA***262X |  | 10 kV | _ | LV | 50 kVA :Pole Substation | 0.05 | --> | 0.05 | 0.043 | 5.89 |  | --> | 0.048 | 0 | 0 | 0 | 0 | Constrained, otherwise capacity available =46 kW | --> | C18 ex CASHEL | Cashel [T41,T42] | CAHIR |  | 52.5011 | -7.8172
0684406 | MV/LV Substation MA***4406 |  | 10 kV | _ | LV | 1000 kVA :Building Structure | 1 | --> | 1 | 0.5 | 9.02 |  | --> | 0.95 | 0 | 0 | 0.5 | 0 |  | --> | C25 ex MISERY HILL | Misery Hill [T101,T102] | POOLBEG |  | 53.3453 | -6.2515
157254X | MV/LV Substation DR***254X |  | 20 kV | _ | LV | 50 kVA :Pole Substation | 0.05 | --> | 0.05 | 0.049 | 1.55 |  | --> | 0.048 | 0 | 0 | 0 | 0 | Constrained, otherwise capacity available =47 kW | --> | E17 ex CARRIGALLEN | Carrigallen [T421] | CARRICK ON SHANNON |  | 53.9339 | -7.7642
081533Z | MV/LV Substation CL***533Z |  | 10 kV | _ | LV | 630 kVA :Building Structure | 0.63 | --> | 0.63 | 0 | 0 | Constrained, otherwise capacity available =472 kVA | --> | 0.598 | 0 | 0 | 0.5 | 0 |  | --> | C19 ex CLONDALKIN | Clondalkin [T41,T42,T44] | INCHICORE 220KV |  | 53.3216 | -6.3988
036673 | MV/LV Substation EN***673 |  | 20 kV | _ | LV | 200 kVA :Pole Substation | 0.2 | --> | 0.2 | 0 | 0 | Constrained, otherwise capacity available =102 kVA | --> | 0.19 | 0 | 0 | 0 | 0 | Constrained, otherwise capacity available =179 kW | --> | E20 ex GARRANACANTY | Garranacanty [T421,T422] | TIPPERARY |  | 52.5594 | -8.045
071756 | MV/LV Substation KI***756 |  | 10 kV | _ | LV | 200 kVA :Pole Substation | 0.2 | --> | 0.2 | 0.192 | 5.58 |  | --> | 0.19 | 0 | 0 | 0.189 | 0 |  | --> | C11 ex KILCOOLE | Kilcoole [T41,T42] | FASSAROE |  | 53.0746 | -6.1236
015056 | MV/LV Substation S ***056 |  | 10 kV | _ | LV | 630 kVA :Kiosk Substation | 0.63 | --> | 0.63 | 0.073 | 12.6 |  | --> | 0.598 | 0 | 0.01 | 0.5 | 0 |  | --> | C19 ex MONREAD | Monread [T101,T102] | MONREAD |  | 53.2384 | -6.6551
032553Y | MV/LV Substation SU***553Y |  | 10 kV | _ | LV | 630 kVA :Building Structure | 0.63 | --> | 0.63 | 0 | 0 | Constrained, otherwise capacity available =453 kVA | --> | 0.598 | 0 | 0 | 0 | 0 | Constrained, otherwise capacity available =574 kW | --> | C12 ex TRAMORE | Tramore [T41,T42] | BUTLERSTOWN |  | 52.1643 | -7.1624
054012 | MV/LV Substation MA***012 |  | 10 kV | _ | LV | 400 kVA :Kiosk Substation | 0.4 | --> | 0.4 | 0 | 0 | Constrained, otherwise capacity available =125 kVA | --> | 0.38 | 0 | 0.01 | 0 | 0 | Constrained, otherwise capacity available =333 kW | --> | C18 ex MOUNTRATH | Mountrath [T41,T42] | PORTLAOISE |  | 53.002 | -7.4732
017168 | MV/LV Substation AD***168 |  | 10 kV | _ | LV | 400 kVA :Building Structure | 0.4 | --> | 0.4 | 0.294 | 4.23 |  | --> | 0.38 | 0 | 0.011 | 0 | 0 | Constrained, otherwise capacity available =357 kW | --> | C13 ex CHURCHTOWN | Churchtown [T41] | RATHKEALE |  | 52.4567 | -9.0575
023891 | MV/LV Substation GU***891 |  | 10 kV | _ | LV | 50 kVA :Pole Substation | 0.05 | --> | 0.05 | 0 | 0 | Constrained, otherwise capacity available =39 kVA | --> | 0.048 | 0 | 0 | 0 | 0 | Constrained, otherwise capacity available =46 kW | --> | C18 ex FERMOY NORTH | Fermoy North [T41,T42] | BARRYMORE |  | 52.13 | -8.383
035391 | MV/LV Substation NE***391 |  | 20 kV | _ | LV | 200 kVA :Pole Substation | 0.2 | --> | 0.2 | 0.136 | 0.49 |  | --> | 0.19 | 0 | 0.039 | 0 | 0 | Constrained, otherwise capacity available =152 kW | --> | E15 ex ARDFINNAN | Ardfinnan [T421] | CAHIR |  | 52.2714 | -7.8104
1274431 | MV/LV Substation GR***4431 |  | 10 kV | _ | LV | 50 kVA :Pole Substation | 0.05 | --> | 0.05 | 0 | 0 | Constrained, otherwise capacity available =48 kVA | --> | 0.048 | 0 | 0.021 | 0 | 0 | Constrained, otherwise capacity available =32 kW | --> | C11 ex TEMPLEMORE | Templemore [T41,T42] | IKERRIN |  | 52.7658 | -7.8634
021548Z | MV/LV Substation RO***548Z |  | 10 kV | _ | LV | 400 kVA :Kiosk Substation | 0.4 | --> | 0.4 | 0 | 0 | Constrained, otherwise capacity available =342 kVA | --> | 0.38 | 0 | 0.01 | 0.365 | 0 |  | --> | C12 ex RIVERSTOWN | Riverstown [T41,T42] | KILBARRY |  | 51.9525 | -8.4268
033417Y | MV/LV Substation ST***417Y |  | 10 kV | _ | LV | 200 kVA :Kiosk Substation | 0.2 | --> | 0.2 | 0 | 0 | Constrained, otherwise capacity available =167 kVA | --> | 0.19 | 0 | 0.005 | 0.059 | 0 | Constrained, otherwise capacity available =182 kW | --> | C16 ex CREGG ROAD | Cregg Road [T41,T42] | BALLYDINE |  | 52.3493 | -7.3275
139500X | MV/LV Substation DA***500X |  | 10 kV | _ | LV | 400 kVA :Building Structure | 0.4 | --> | 0.4 | 0.399 | 4 |  | --> | 0.38 | 0 | 0 | 0 | 0 | Constrained, otherwise capacity available =380 kW | --> | C19 ex BALLYJAMESDUFF | Ballyjamesduff [T41,T42] | SHANKILL |  | 53.8077 | -7.2277
066059Z | MV/LV Substation GA***059Z |  | 10 kV | _ | LV | 400 kVA :Kiosk Substation | 0.4 | --> | 0.4 | 0 | 0 | Constrained, otherwise capacity available =176 kVA | --> | 0.38 | 0 | 0.04 | 0.319 | 0 |  | --> | C18 ex MOUNTGORRY | Mountgorry [T41,T42] | GRANGE (DR) |  | 53.4486 | -6.1855
417045X | MV/LV Substation LI***045X |  | 20 kV | _ | LV | 50 kVA :Pole Substation | 0.05 | --> | 0.05 | 0.035 | 8.5 |  | --> | 0.048 | 0 | 0 | 0 | 0 | Constrained, otherwise capacity available =45 kW | --> | E14 ex ARIGNA | Arigna [T121] | ARIGNA |  | 54.0543 | -8.1455
281173 | MV/LV Substation MT***173 |  | 10 kV | _ | LV | 630 kVA :Building Structure | 0.63 | --> | 0.63 | 0 | 0 | Constrained, otherwise capacity available =490 kVA | --> | 0.598 | 0 | 0.02 | 0 | 0 | Constrained, otherwise capacity available =564 kW | --> | C18 ex DENNEHYS CROSS | Dennehys Cross [T41,T42] | TRABEG |  | 51.8895 | -8.5183
1494134 | MV/LV Substation WE***4134 |  | 10 kV | _ | LV | 400 kVA :Kiosk Substation | 0.4 | --> | 0.4 | 0 | 0 | Constrained, otherwise capacity available =372 kVA | --> | 0.38 | 0 | 0 | 0 | 0 | Constrained, otherwise capacity available =376 kW | --> | C14 ex DONEGAL | Donegal [T41,T42] | CATHALEENS FALL |  | 54.6585 | -8.1159
156877X | MV/LV Substation TY***877X |  | 20 kV | _ | LV | 50 kVA :Pole Substation | 0.05 | --> | 0.05 | 0.027 | 2.1 |  | --> | 0.048 | 0 | 0 | 0 | 0 | Constrained, otherwise capacity available =44 kW | --> | E16 ex LISDRUM | Lisdrum [T422] | LISDRUM |  | 54.2649 | -6.8929
052524Z | MV/LV Substation MA***524Z |  | 20 kV | _ | LV | 100 kVA :Pole Substation | 0.1 | --> | 0.1 | 0 | 0 | Constrained, otherwise capacity available =97 kVA | --> | 0.095 | 0 | 0 | 0 | 0 | Constrained, otherwise capacity available =95 kW | --> | E18 ex BALLINDERRY | Ballinderry [T41,T422] | MULLINGAR |  | 53.523 | -7.2931
049685 | MV/LV Substation PO***685 |  | 20 kV | _ | LV | 100 kVA :Pole Substation | 0.1 | --> | 0.1 | 0.073 | 0.21 |  | --> | 0.095 | 0 | 0.005 | 0 | 0 | Constrained, otherwise capacity available =88 kW | --> | E12 ex LONGFORD | Longford [T421,T422] | RICHMOND |  | 53.9092 | -7.6472
066064Z | MV/LV Substation MA***064Z |  | 10 kV | _ | LV | 400 kVA :Kiosk Substation | 0.4 | --> | 0.4 | 0 | 0 | Constrained, otherwise capacity available =361 kVA | --> | 0.38 | 0 | 0 | 0 | 0 | Constrained, otherwise capacity available =376 kW | --> | C19 ex MALAHIDE | Malahide [T41,T42] | GLASMORE |  | 53.4548 | -6.1548
0074192 | MV/LV Substation NE***4192 |  | 10 kV | _ | LV | 200 kVA :Pole Substation | 0.2 | --> | 0.2 | 0.143 | 0.14 | Constrained, otherwise capacity available =145 kVA | --> | 0.19 | 0 | 0 | 0 | 0 | Constrained, otherwise capacity available =182 kW | --> | C16 ex CARRIGLAWN | Carriglawn [T41,T42] | WEXFORD |  | 52.342 | -6.4918
041351 | MV/LV Substation LU***351 |  | 20 kV | _ | LV | 50 kVA :Pole Substation | 0.05 | --> | 0.05 | 0 | 0 | Constrained, otherwise capacity available =34 kVA | --> | 0.048 | 0 | 0 | 0 | 0 | Constrained, otherwise capacity available =45 kW | --> | E21 ex DALTON | Dalton [T421,T422] | DALTON |  | 53.7413 | -9.015
039323X | MV/LV Substation MO***323X |  | 10 kV | _ | LV | 400 kVA :Kiosk Substation | 0.4 | --> | 0.4 | 0 | 0 | Constrained, otherwise capacity available =140 kVA | --> | 0.38 | 0 | 0.04 | 0.313 | 0 |  | --> | C28 ex GALWAY 110KV | Galway 110kv [T102,T103] | GALWAY 110KV |  | 53.2925 | -9.0196
118541X | MV/LV Substation AS***541X |  | 20 kV | _ | LV | 100 kVA :Pole Substation | 0.1 | --> | 0.1 | 0 | 0 | Constrained, otherwise capacity available =84 kVA | --> | 0.095 | 0 | 0.005 | 0 | 0 | Constrained, otherwise capacity available =89 kW | --> | E18 ex CREAGH | Creagh [T421,T422] | ATHLONE |  | 53.3415 | -8.2425
461006X | MV/LV Substation ME***006X |  | 20 kV | _ | LV | 50 kVA :Pole Substation | 0.05 | --> | 0.05 | 0.044 | 2.33 |  | --> | 0.048 | 0 | 0 | 0 | 0 | Constrained, otherwise capacity available =47 kW | --> | E12 ex MOY | Moy [T421,T422] | MOY |  | 54.1295 | -9.166
0334286 | MV/LV Substation BA***4286 |  | 20 kV | _ | LV | 50 kVA :Pole Substation | 0.05 | --> | 0.05 | 0 | 0 | Constrained, otherwise capacity available =46 kVA | --> | 0.048 | 0 | 0 | 0 | 0 | Constrained, otherwise capacity available =47 kW | --> | E17 ex KILMACTHOMAS | Kilmacthomas [T421,T422] | DUNGARVAN |  | 52.2497 | -7.4191
0034200 | MV/LV Substation RA***4200 |  | 10 kV | _ | LV | 200 kVA :Kiosk Substation | 0.2 | --> | 0.2 | 0.2 | 11.58 |  | --> | 0.19 | 0 | 0 | 0 | 0 | Constrained, otherwise capacity available =190 kW | --> | C20 ex BALLYBEG | Ballybeg [T101,T102] | CARRICKMINES |  | 52.9755 | -6.0353
265802 | MV/LV Substation SW***802 |  | 20 kV | _ | LV | 50 kVA :Pole Substation | 0.05 | --> | 0.05 | 0.007 | 0.07 |  | --> | 0.048 | 0 | 0 | 0 | 0 | Constrained, otherwise capacity available =41 kW | --> | E17 ex BALLYCONNELL | Ballyconnell [T421,T422] | GORTAWEE |  | 54.1957 | -7.7029
180154Y | MV/LV Substation DU***154Y |  | 10 kV | _ | LV | 200 kVA :Kiosk Substation | 0.2 | --> | 0.2 | 0.194 | 0.68 |  | --> | 0.19 | 0 | 0 | 0 | 0 | Constrained, otherwise capacity available =189 kW | --> | C24 ex MULLAGH | Mullagh [T44] | MEATH HILL |  | 53.8101 | -6.9502
093172Z | MV/LV Substation O ***172Z |  | 10 kV | _ | LV | 200 kVA :Kiosk Substation | 0.2 | --> | 0.2 | 0 | 0 | Constrained, otherwise capacity available =179 kVA | --> | 0.19 | 0 | 0 | 0.187 | 0 |  | --> | C13 ex GRANGE (DR) | Grange (dr) [T41,T42] | GRANGE (DR) |  | 53.3968 | -6.183
0694018 | MV/LV Substation MO***4018 |  | 10 kV | _ | LV | 630 kVA :Kiosk Substation | 0.63 | --> | 0.63 | 0 | 0 | Constrained, otherwise capacity available =609 kVA | --> | 0.598 | 0 | 0 | 0.5 | 0 |  | --> | C13 ex DONNYBROOK | Donnybrook [T41,T42] | MILLTOWN (DR) |  | 53.3223 | -6.2406
1544162 | MV/LV Substation KI***4162 |  | 20 kV | _ | LV | 630 kVA :Building Structure | 0.63 | --> | 0.63 | 0.5 | 41.3 |  | --> | 0.598 | 0 | 0 | 0.5 | 0 |  | --> | E13 ex CORDUFF | Corduff [T121,T122] | CORDUFF |  | 53.4177 | -6.3504
067747X | MV/LV Substation CA***747X |  | 20 kV | _ | LV | 50 kVA :Pole Substation | 0.05 | --> | 0.05 | 0 | 0 | Constrained, otherwise capacity available =50 kVA | --> | 0.048 | 0 | 0 | 0.048 | 0 |  | --> | C11 ex RAHEEN | Raheen [T41,T42] | LIMERICK |  | 52.6297 | -8.7101
008133 | MV/LV Substation WA***133 |  | 20 kV | _ | LV | 100 kVA :Pole Substation | 0.1 | --> | 0.1 | 0.063 | 0.2 |  | --> | 0.095 | 0 | 0.05 | 0 | 0 | Constrained, otherwise capacity available =53 kW | --> | E16 ex BEALISTOWN | Bealistown [T421,T422] | GREAT ISLAND |  | 52.2983 | -6.9567
108853 | MV/LV Substation LO***853 |  | 10 kV | _ | LV | 50 kVA :Pole Substation | 0.05 | --> | 0.05 | 0.036 | 1.57 |  | --> | 0.048 | 0 | 0 | 0 | 0 | Constrained, otherwise capacity available =46 kW | --> | C17 ex BALLYSHANNON | Ballyshannon [T41,T42] | CATHALEENS FALL |  | 54.4953 | -8.171
075684X | MV/LV Substation JO***684X |  | 20 kV | _ | LV | 50 kVA :Pole Substation | 0.05 | --> | 0.05 | 0.029 | 1.13 |  | --> | 0.048 | 0 | 0 | 0 | 0 | Constrained, otherwise capacity available =45 kW | --> | E22 ex BUNCLODY | Bunclody [T421,T422] | CRANE |  | 52.6916 | -6.639
120588Y | MV/LV Substation PL***588Y |  | 20 kV | _ | LV | 50 kVA :Pole Substation | 0.05 | --> | 0.05 | 0 | 0 | Constrained, otherwise capacity available =50 kVA | --> | 0.048 | 0 | 0 | 0 | 0 | Constrained, otherwise capacity available =48 kW | --> | E19 ex EDENDERRY | Edenderry [T421,T422] | BLAKE |  | 53.449 | -7.0972
062558Y | MV/LV Substation SA***558Y |  | 10 kV | _ | LV | 200 kVA :Kiosk Substation | 0.2 | --> | 0.2 | 0.14 | 2.33 |  | --> | 0.19 | 0 | 0 | 0 | 0 | Constrained, otherwise capacity available =182 kW | --> | C18 ex DUNDALK | Dundalk [T41,T42] | DUNDALK |  | 54.0169 | -6.4209
0934284 | MV/LV Substation PA***4284 |  | 10 kV | _ | LV | 400 kVA :Kiosk Substation | 0.4 | --> | 0.4 | 0 | 0 | Constrained, otherwise capacity available =336 kVA | --> | 0.38 | 0 | 0.001 | 0.37 | 0 |  | --> | C22 ex GRANGE (DR) | Grange (dr) [T41,T42] | GRANGE (DR) |  | 53.4037 | -6.168
020121 | MV/LV Substation TE***121 |  | 10 kV | _ | LV | 200 kVA :Building Structure | 0.2 | --> | 0.2 | 0 | 0 | Constrained, otherwise capacity available =173 kVA | --> | 0.19 | 0 | 0 | 0 | 0 | Constrained, otherwise capacity available =186 kW | --> | C16 ex COOLCORCORAN | Coolcorcoran [T41,T42] | KNOCKEARAGH |  | 52.0603 | -9.5129
038124Y | MV/LV Substation RE***124Y |  | 20 kV | _ | LV | 50 kVA :Pole Substation | 0.05 | --> | 0.05 | 0 | 0 | Constrained, otherwise capacity available =50 kVA | --> | 0.048 | 0 | 0 | 0 | 0 | Constrained, otherwise capacity available =48 kW | --> | E15 ex GORT | Gort [T41,T42] | ENNIS |  | 53.1234 | -8.7855
067100X | MV/LV Substation HA***100X |  | 10 kV | _ | LV | 400 kVA :Kiosk Substation | 0.4 | --> | 0.4 | 0 | 0 | Constrained, otherwise capacity available =280 kVA | --> | 0.38 | 0 | 0 | 0.363 | 0 |  | --> | C20 ex BALLINACURRA | Ballinacurra [T41,T42] | LIMERICK |  | 52.659 | -8.6308
011578Z | MV/LV Substation SU***578Z |  | 10 kV | _ | LV | 400 kVA :Kiosk Substation | 0.4 | --> | 0.4 | 0.037 | 0.04 | Constrained, otherwise capacity available =253 kVA | --> | 0.38 | 0 | 0 | 0 | 0 | Constrained, otherwise capacity available =359 kW | --> | C19 ex CALLAN | Callan [T41,T42] | KILKENNY |  | 52.5429 | -7.3902
2094279 | MV/LV Substation KI***4279 |  | 20 kV | _ | LV | 50 kVA :Pole Substation | 0.05 | --> | 0.05 | 0 | 0 | Constrained, otherwise capacity available =50 kVA | --> | 0.048 | 0 | 0 | 0 | 0 | Constrained, otherwise capacity available =48 kW | --> | C21 ex MILFORD (NR) | Milford (nr) [T41,T42] | LETTERKENNY |  | 55.203 | -7.8119
139992Y | MV/LV Substation AR***992Y |  | 10 kV | _ | LV | 50 kVA :Pole Substation | 0.05 | --> | 0.05 | 0.047 | 4 |  | --> | 0.048 | 0 | 0 | 0 | 0 | Constrained, otherwise capacity available =47 kW | --> | C17 ex BALLYJAMESDUFF | Ballyjamesduff [T41,T42] | SHANKILL |  | 53.916 | -7.3396
182538X | MV/LV Substation MO***538X |  | 20 kV | _ | LV | 100 kVA :Pole Substation | 0.1 | --> | 0.1 | 0 | 0 | Constrained, otherwise capacity available =87 kVA | --> | 0.095 | 0 | 0.026 | 0 | 0 | Constrained, otherwise capacity available =74 kW | --> | E17 ex DRUMLINE | Drumline [T421,T422] | DRUMLINE |  | 52.7502 | -8.7638
015149 | MV/LV Substation EN***149 |  | 10 kV | _ | LV | 400 kVA :Kiosk Substation | 0.4 | --> | 0.4 | 0 | 0 | Constrained, otherwise capacity available =385 kVA | --> | 0.38 | 0 | 0 | 0 | 0 | Constrained, otherwise capacity available =378 kW | --> | C17 ex NAAS | Naas [T41,T42] | KILTEEL |  | 53.2111 | -6.681
017598X | MV/LV Substation CO***598X |  | 20 kV | _ | LV | 100 kVA :Pole Substation | 0.1 | --> | 0.1 | 0.069 | 1.98 |  | --> | 0.095 | 0 | 0 | 0 | 0 | Constrained, otherwise capacity available =91 kW | --> | E14 ex RATHKEALE | Rathkeale [T421,T422] | RATHKEALE |  | 52.5432 | -8.8543
366461 | MV/LV Substation GO***461 |  | 10 kV | _ | LV | 200 kVA :Pole Substation | 0.2 | --> | 0.2 | 0.128 | 1.47 |  | --> | 0.19 | 0 | 0 | 0.18 | 0 |  | --> | C15 ex SCREEB | Screeb [T41] | SCREEB |  | 53.3879 | -9.6127
2884071 | MV/LV Substation CA***4071 |  | 10 kV | _ | LV | 400 kVA :Kiosk Substation | 0.4 | --> | 0.4 | 0 | 0 | Constrained, otherwise capacity available =400 kVA | --> | 0.38 | 0 | 0 | 0.38 | 0 |  | --> | C18 ex LOUGHLINSTOWN | Loughlinstown [T41,T42] | CARRICKMINES |  | 53.2477 | -6.1584
027507 | MV/LV Substation CA***507 |  | 10 kV | _ | LV | 630 kVA :Building Structure | 0.63 | --> | 0.63 | 0.5 | 3.16 |  | --> | 0.598 | 0 | 0.005 | 0 | 0 | Constrained, otherwise capacity available =587 kW | --> | C20 ex ENNISKEANE | Enniskeane [T41,T42] | BANDON |  | 51.7955 | -8.9917
039186 | MV/LV Substation BL***186 |  | 10 kV | _ | LV | 400 kVA :Kiosk Substation | 0.4 | --> | 0.4 | 0 | 0 | Constrained, otherwise capacity available =265 kVA | --> | 0.38 | 0 | 0.072 | 0.308 | 0 |  | --> | C19 ex GALWAY 110KV | Galway 110kv [T102,T103] | GALWAY 110KV |  | 53.2734 | -9.0215
243507 | MV/LV Substation AU***507 |  | 20 kV | _ | LV | 200 kVA :Pole Substation | 0.2 | --> | 0.2 | 0 | 0 | Constrained, otherwise capacity available =150 kVA | --> | 0.19 | 0 | 0.01 | 0 | 0 | Constrained, otherwise capacity available =176 kW | --> | E18 ex INCH | Inch [T421,T422] | OUGHTRAGH |  | 52.153 | -10.0512
015731X | MV/LV Substation LA***731X |  | 10 kV | _ | LV | 400 kVA :Kiosk Substation | 0.4 | --> | 0.4 | 0.344 | 12.6 |  | --> | 0.38 | 0 | 0.013 | 0.363 | 0 |  | --> | C12 ex MONREAD | Monread [T101,T102] | MONREAD |  | 53.212 | -6.6601
0674022 | MV/LV Substation RI***4022 |  | 10 kV | _ | LV | 50 kVA :Pole Substation | 0.05 | --> | 0.05 | 0 | 0 | Constrained, otherwise capacity available =50 kVA | --> | 0.048 | 0 | 0 | 0.048 | 0 |  | --> | C20 ex RAHEEN | Raheen [T41,T42] | LIMERICK |  | 52.6413 | -8.616
0824065 | MV/LV Substation AL***4065 |  | 10 kV | _ | LV | 400 kVA :Kiosk Substation | 0.4 | --> | 0.4 | 0 | 0 | Constrained, otherwise capacity available =204 kVA | --> | 0.38 | 0 | 0.006 | 0 | 0 | Constrained, otherwise capacity available =348 kW | --> | C28 ex ACADEMY STREET | Academy Street [T421,T422,T44] | NAVAN |  | 53.6512 | -6.691
1564214 | MV/LV Substation CO***4214 |  | 10 kV | _ | LV | 50 kVA :Pole Substation | 0.05 | --> | 0.05 | 0 | 0 | Constrained, otherwise capacity available =50 kVA | --> | 0.048 | 0 | 0 | 0 | 0 | Constrained, otherwise capacity available =48 kW | --> | C15 ex DRUMBEAR | Drumbear [T41,T42] | LISDRUM |  | 54.2387 | -6.8973
0464083 | MV/LV Substation EG***4083 |  | 10 kV | _ | LV | 100 kVA :Pole Substation | 0.1 | --> | 0.1 | 0.063 | 5.78 |  | --> | 0.095 | 0 | 0.04 | 0.06 | 0 |  | --> | C14 ex OAKFIELD | Oakfield [T41,T42] | SLIGO |  | 54.2339 | -8.4838
180983X | MV/LV Substation SL***983X |  | 10 kV | _ | LV | 200 kVA :Kiosk Substation | 0.2 | --> | 0.2 | 0.169 | 0.68 |  | --> | 0.19 | 0 | 0 | 0 | 0 | Constrained, otherwise capacity available =186 kW | --> | C24 ex MULLAGH | Mullagh [T44] | MEATH HILL |  | 53.8117 | -6.9357
068743 | MV/LV Substation NO***743 |  | 10 kV | _ | LV | 630 kVA :Kiosk Substation | 0.63 | --> | 0.63 | 0 | 0 | Constrained, otherwise capacity available =517 kVA | --> | 0.598 | 0 | 0 | 0.5 | 0 |  | --> | C21 ex PHIBSBORO | Phibsboro [T41,T42] | FINGLAS |  | 53.3566 | -6.2902
005971X | MV/LV Substation CR***971X |  | 10 kV | _ | LV | 400 kVA :Kiosk Substation | 0.4 | --> | 0.4 | 0 | 0 | Constrained, otherwise capacity available =355 kVA | --> | 0.38 | 0 | 0 | 0 | 0 | Constrained, otherwise capacity available =374 kW | --> | C11 ex GARDEN CITY | Garden City [T41,T42] | ARKLOW |  | 52.6799 | -6.301
042899X | MV/LV Substation NE***899X |  | 10 kV | _ | LV | 50 kVA :Pole Substation | 0.05 | --> | 0.05 | 0 | 0 | Constrained, otherwise capacity available =45 kVA | --> | 0.048 | 0 | 0 | 0 | 0 | Constrained, otherwise capacity available =47 kW | --> | C20 ex KNOCKAPHUNTA | Knockaphunta [T41,T42] | CASTLEBAR |  | 53.8055 | -9.2399
150164X | MV/LV Substation RO***164X |  | 20 kV | _ | LV | 50 kVA :Pole Substation | 0.05 | --> | 0.05 | 0.034 | 3.96 |  | --> | 0.048 | 0 | 0.011 | 0 | 0 | Constrained, otherwise capacity available =37 kW | --> | E18 ex STRANORLAR | Stranorlar [T421,T422] | LETTERKENNY |  | 54.7873 | -7.6913
021310Z | MV/LV Substation EA***310Z |  | 10 kV | _ | LV | 1000 kVA :Building Structure | 1 | --> | 1 | 0.5 | 6.78 |  | --> | 0.95 | 0 | 0 | 0.5 | 0 |  | --> | C35 ex CASTLEVIEW | Castleview [T101,T102] | CASTLEVIEW |  | 51.9045 | -8.3652
153297X | MV/LV Substation CA***297X |  | 20 kV | _ | LV | 630 kVA :Kiosk Substation | 0.63 | --> | 0.63 | 0 | 0 | Constrained, otherwise capacity available =527 kVA | --> | 0.598 | 0 | 0.034 | 0 | 0 | Constrained, otherwise capacity available =559 kW | --> | E18 ex BIRDHILL | Birdhill [T421,T422] | ARDNACRUSHA |  | 52.7091 | -8.5009
006012Y | MV/LV Substation TE***012Y |  | 10 kV | _ | LV | 400 kVA :Kiosk Substation | 0.4 | --> | 0.4 | 0.343 | 3.12 |  | --> | 0.38 | 0 | 0 | 0 | 0 | Constrained, otherwise capacity available =372 kW | --> | C22 ex BELLFIELD | Bellfield [T41,T42] | CRANE |  | 52.5012 | -6.5612
154411 | MV/LV Substation BL***411 |  | 10 kV | _ | LV | 200 kVA :Kiosk Substation | 0.2 | --> | 0.2 | 0 | 0 | Constrained, otherwise capacity available =120 kVA | --> | 0.19 | 0 | 0.009 | 0.172 | 0 |  | --> | C11 ex MACETOWN | Macetown [T101,T102] | MACETOWN |  | 53.3984 | -6.41
249080Z | MV/LV Substation CA***080Z |  | 10 kV | _ | LV | 400 kVA :Building Structure | 0.4 | --> | 0.4 | 0 | 0 | Constrained, otherwise capacity available =306 kVA | --> | 0.38 | 0 | 0 | 0 | 0 | Constrained, otherwise capacity available =367 kW | --> | C19 ex LISMORE | Lismore [T41,T42] | DUNGARVAN |  | 52.0899 | -8.004
015575X | MV/LV Substation CA***575X |  | 10 kV | _ | LV | 50 kVA :Pole Substation | 0.05 | --> | 0.05 | 0 | 0 | Constrained, otherwise capacity available =34 kVA | --> | 0.048 | 0 | 0 | 0 | 0 | Constrained, otherwise capacity available =45 kW | --> | C12 ex SALLINS | Sallins [T41,T42] | GRIFFINRATH |  | 53.2843 | -6.689
022605 | MV/LV Substation QU***605 |  | 10 kV | _ | LV | 400 kVA :Building Structure | 0.4 | --> | 0.4 | 0 | 0 | Constrained, otherwise capacity available =372 kVA | --> | 0.38 | 0 | 0.004 | 0 | 0 | Constrained, otherwise capacity available =373 kW | --> | C15 ex SCARTEEN | Scarteen [T41,T42] | MALLOW |  | 52.129 | -8.6664
015823X | MV/LV Substation CA***823X |  | 10 kV | _ | LV | 100 kVA :Pole Substation | 0.1 | --> | 0.1 | 0 | 0 | Constrained, otherwise capacity available =72 kVA | --> | 0.095 | 0 | 0.01 | 0 | 0 | Constrained, otherwise capacity available =84 kW | --> | C12 ex SALLINS | Sallins [T41,T42] | GRIFFINRATH |  | 53.283 | -6.6886
014172 | MV/LV Substation ME***172 |  | 10 kV | _ | LV | 400 kVA :Kiosk Substation | 0.4 | --> | 0.4 | 0 | 0 | Constrained, otherwise capacity available =288 kVA | --> | 0.38 | 0 | 0.04 | 0 | 0 | Constrained, otherwise capacity available =335 kW | --> | C17 ex KILDARE | Kildare [T41,T42] | NEWBRIDGE |  | 53.1612 | -6.8985
0114481 | MV/LV Substation NY***4481 |  | 10 kV | _ | LV | 630 kVA :Kiosk Substation | 0.63 | --> | 0.63 | 0 | 0 | Constrained, otherwise capacity available =578 kVA | --> | 0.598 | 0 | 0 | 0 | 0 | Constrained, otherwise capacity available =591 kW | --> | C17 ex ROSEHILL | Rosehill [T41,T42] | KILKENNY |  | 52.6401 | -7.2727
021115 | MV/LV Substation CL***115 |  | 10 kV | _ | LV | 400 kVA :Kiosk Substation | 0.4 | --> | 0.4 | 0 | 0 | Constrained, otherwise capacity available =252 kVA | --> | 0.38 | 0 | 0.005 | 0.356 | 0 |  | --> | C20 ex FAIRHILL | Fairhill [T42] | KILBARRY |  | 51.9065 | -8.4627
156901X | MV/LV Substation AG***901X |  | 10 kV | _ | LV | 200 kVA :Kiosk Substation | 0.2 | --> | 0.2 | 0 | 0 | Constrained, otherwise capacity available =81 kVA | --> | 0.19 | 0 | 0.006 | 0 | 0 | Constrained, otherwise capacity available =169 kW | --> | C20 ex DRUMBEAR | Drumbear [T41,T42] | LISDRUM |  | 54.2409 | -6.9501
111091X | MV/LV Substation RO***091X |  | 10 kV | _ | LV | 100 kVA :Pole Substation | 0.1 | --> | 0.1 | 0 | 0 | Constrained, otherwise capacity available =76 kVA | --> | 0.095 | 0 | 0 | 0 | 0 | Constrained, otherwise capacity available =92 kW | --> | C16 ex BANTRY | Bantry [T41,T42] | BALLYLICKY |  | 51.6763 | -9.4561
011118 | MV/LV Substation TH***118 |  | 10 kV | _ | LV | 50 kVA :Pole Substation | 0.05 | --> | 0.05 | 0.036 | 5.05 |  | --> | 0.048 | 0 | 0 | 0 | 0 | Constrained, otherwise capacity available =46 kW | --> | C14 ex MCDONAGH | Mcdonagh [T41,T42] | KILKENNY |  | 52.6463 | -7.2242
001237X | MV/LV Substation RO***237X |  | 10 kV | _ | LV | 630 kVA :Kiosk Substation | 0.63 | --> | 0.63 | 0.5 | 4.37 |  | --> | 0.598 | 0 | 0 | 0.5 | 0 |  | --> | C12 ex DUN LAOGHAIRE | Dun Laoghaire [T41,T42] | BLACKROCK |  | 53.2923 | -6.1343
046883 | MV/LV Substation MI***883 |  | 10 kV | _ | LV | 100 kVA :Pole Substation | 0.1 | --> | 0.1 | 0.088 | 5.48 |  | --> | 0.095 | 0 | 0.026 | 0.074 | 0 |  | --> | C17 ex BALLYTIVNAN | Ballytivnan [T41,T42] | SLIGO |  | 54.3001 | -8.5126
064474Y | MV/LV Substation MO***474Y |  | 10 kV | _ | LV | 100 kVA :Pole Substation | 0.1 | --> | 0.1 | 0 | 0 | Constrained, otherwise capacity available =46 kVA | --> | 0.095 | 0 | 0 | 0 | 0 | Constrained, otherwise capacity available =87 kW | --> | E11 ex SLANE | Slane [T421] | DRYBRIDGE |  | 53.7897 | -6.5133
007170X | MV/LV Substation WE***170X |  | 10 kV | _ | LV | 630 kVA :Kiosk Substation | 0.63 | --> | 0.63 | 0.5 | 0.9 |  | --> | 0.598 | 0 | 0 | 0 | 0 | Constrained, otherwise capacity available =592 kW | --> | C16 ex CLONARD | Clonard [T41,T42] | WEXFORD |  | 52.3294 | -6.4929
029079 | MV/LV Substation CH***079 |  | 10 kV | _ | LV | 200 kVA :Kiosk Substation | 0.2 | --> | 0.2 | 0 | 0 | Constrained, otherwise capacity available =112 kVA | --> | 0.19 | 0 | 0.021 | 0 | 0 | Constrained, otherwise capacity available =162 kW | --> | C32 ex CLOYNE | Cloyne [T41] | MIDLETON |  | 51.862 | -8.1244
018320Z | MV/LV Substation TH***320Z |  | 10 kV | _ | LV | 400 kVA :Kiosk Substation | 0.4 | --> | 0.4 | 0.372 | 3.75 |  | --> | 0.38 | 0 | 0.005 | 0 | 0 | Constrained, otherwise capacity available =372 kW | --> | C13 ex SMEARLA | Smearla [T41,T42] | TRIEN |  | 52.4552 | -9.4697
0644404 | MV/LV Substation AV***4404 |  | 10 kV | _ | LV | 630 kVA :Kiosk Substation | 0.63 | --> | 0.63 | 0 | 0 | Constrained, otherwise capacity available =580 kVA | --> | 0.598 | 0 | 0 | 0 | 0 | Constrained, otherwise capacity available =592 kW | --> | C18 ex RATHMULLAN | Rathmullan [T41,T42] | DRYBRIDGE |  | 53.7011 | -6.3579
0704270 | MV/LV Substation KN***4270 |  | 20 kV | _ | LV | 100 kVA :Pole Substation | 0.1 | --> | 0.1 | 0.09 | 0.76 |  | --> | 0.095 | 0 | 0 | 0 | 0 | Constrained, otherwise capacity available =94 kW | --> | E17 ex RATHMORE | Rathmore [T42,T421] | KNOCKEARAGH |  | 52.0672 | -9.1763
156179Z | MV/LV Substation GL***179Z |  | 10 kV | _ | LV | 100 kVA :Pole Substation | 0.1 | --> | 0.1 | 0 | 0 | Constrained, otherwise capacity available =85 kVA | --> | 0.095 | 0 | 0 | 0 | 0 | Constrained, otherwise capacity available =93 kW | --> | C14 ex DRUMBEAR | Drumbear [T41,T42] | LISDRUM |  | 54.2427 | -6.9699
064619Y | MV/LV Substation SI***619Y |  | 10 kV | _ | LV | 400 kVA :Kiosk Substation | 0.4 | --> | 0.4 | 0 | 0 | Constrained, otherwise capacity available =298 kVA | --> | 0.38 | 0 | 0.005 | 0 | 0 | Constrained, otherwise capacity available =362 kW | --> | C20 ex DRYBRIDGE | Drybridge [T41,T42] | DRYBRIDGE |  | 53.7177 | -6.3454
2064011 | MV/LV Substation GA***4011 |  | 20 kV | _ | LV | 100 kVA :Pole Substation | 0.1 | --> | 0.1 | 0.097 | 1.6 |  | --> | 0.095 | 0 | 0 | 0 | 0 | Constrained, otherwise capacity available =94 kW | --> | E17 ex BELMULLET | Belmullet [T421] | BELLACORICK |  | 54.2514 | -10.0001
0934273 | MV/LV Substation VA***4273 |  | 10 kV | _ | LV | 630 kVA :Building Structure | 0.63 | --> | 0.63 | 0 | 0 | Constrained, otherwise capacity available =630 kVA | --> | 0.598 | 0 | 0 | 0.5 | 0 |  | --> | C17 ex UNIDARE | Unidare [T41,T42] | FINGLAS |  | 53.4171 | -6.3207
046268X | MV/LV Substation AR***268X |  | 10 kV | _ | LV | 630 kVA :Building Structure | 0.63 | --> | 0.63 | 0.432 | 5.78 |  | --> | 0.598 | 0 | 0 | 0.5 | 0 |  | --> | C14 ex OAKFIELD | Oakfield [T41,T42] | SLIGO |  | 54.2491 | -8.472
009417Y | MV/LV Substation CL***417Y |  | 10 kV | _ | LV | 400 kVA :Kiosk Substation | 0.4 | --> | 0.4 | 0.385 | 13.6 |  | --> | 0.38 | 0 | 0 | 0.378 | 0 |  | --> | C21 ex KILLOTERAN | Killoteran [T101,T102] | KILLOTERAN |  | 52.2508 | -7.1523
099521X | MV/LV Substation VO***521X |  | 10 kV | _ | LV | 400 kVA :Kiosk Substation | 0.4 | --> | 0.4 | 0.251 | 5.45 |  | --> | 0.38 | 0 | 0.015 | 0 | 0 | Constrained, otherwise capacity available =348 kW | --> | C14 ex GORTLEE | Gortlee [T41,T42] | LETTERKENNY |  | 54.9633 | -7.7319
068836X | MV/LV Substation TO***836X |  | 10 kV | _ | LV | 1000 kVA :Building Structure | 1 | --> | 1 | 0.141 | 9.02 |  | --> | 0.95 | 0 | 0.015 | 0.5 | 0 |  | --> | C17 ex MISERY HILL | Misery Hill [T101,T102] | POOLBEG |  | 53.3464 | -6.253
365894 | MV/LV Substation AL***894 |  | 10 kV | _ | LV | 630 kVA :Kiosk Substation | 0.63 | --> | 0.63 | 0.44 | 13.91 |  | --> | 0.598 | 0 | 0.044 | 0.5 | 0 |  | --> | C22 ex COOKSTOWN | Cookstown [T101,T102] | CARRICKMINES |  | 53.2969 | -6.3855
127629X | MV/LV Substation FR***629X |  | 10 kV | _ | LV | 630 kVA :Building Structure | 0.63 | --> | 0.63 | 0.325 | 5.89 |  | --> | 0.598 | 0 | 0.022 | 0 | 0 | Constrained, otherwise capacity available =539 kW | --> | C20 ex CASHEL | Cashel [T41,T42] | CAHIR |  | 52.5171 | -7.8858
015349 | MV/LV Substation CL***349 |  | 10 kV | _ | LV | 100 kVA :Pole Substation | 0.1 | --> | 0.1 | 0 | 0 | Constrained, otherwise capacity available =98 kVA | --> | 0.095 | 0 | 0 | 0 | 0 | Constrained, otherwise capacity available =95 kW | --> | C12 ex SALLINS | Sallins [T41,T42] | GRIFFINRATH |  | 53.2874 | -6.698
204165X | MV/LV Substation RO***165X |  | 20 kV | _ | LV | 200 kVA :Kiosk Substation | 0.2 | --> | 0.2 | 0 | 0 | Constrained, otherwise capacity available =127 kVA | --> | 0.19 | 0 | 0.023 | 0 | 0 | Constrained, otherwise capacity available =163 kW | --> | E14 ex BUNCRANA | Buncrana [T421,T422] | TRILLICK |  | 55.1416 | -7.4456
019204X | MV/LV Substation FA***204X |  | 10 kV | _ | LV | 400 kVA :Kiosk Substation | 0.4 | --> | 0.4 | 0.338 | 2.18 |  | --> | 0.38 | 0 | 0.015 | 0 | 0 | Constrained, otherwise capacity available =360 kW | --> | C16 ex BALLYRICKARD | Ballyrickard [T41,T42] | TRALEE |  | 52.2727 | -9.7234
006376Y | MV/LV Substation BE***376Y |  | 20 kV | _ | LV | 100 kVA :Pole Substation | 0.1 | --> | 0.1 | 0.089 | 4.38 |  | --> | 0.095 | 0 | 0 | 0.094 | 0 |  | --> | E13 ex CRANE | Crane [T122] | CRANE |  | 52.481 | -6.4309
021247 | MV/LV Substation TO***247 |  | 20 kV | _ | LV | 400 kVA :Kiosk Substation | 0.4 | --> | 0.4 | 0 | 0 | Constrained, otherwise capacity available =286 kVA | --> | 0.38 | 0 | 0.017 | 0 | 0 | Constrained, otherwise capacity available =352 kW | --> | E21 ex CURRALEIGH | Curraleigh [T421,T422] | KILBARRY |  | 51.9253 | -8.607
0684057 | MV/LV Substation RI***4057 |  | 10 kV | _ | LV | 630 kVA :Building Structure | 0.63 | --> | 0.63 | 0 | 0 | Constrained, otherwise capacity available =603 kVA | --> | 0.598 | 0 | 0 | 0.5 | 0 |  | --> | C13 ex GLOUCESTER PLACE | Gloucester Place [T41,T42] | MCDERMOTT |  | 53.3586 | -6.2532
196384X | MV/LV Substation OP***384X |  | 10 kV | _ | LV | 630 kVA :Building Structure | 0.63 | --> | 0.63 | 0 | 0 | Constrained, otherwise capacity available =518 kVA | --> | 0.598 | 0 | 0 | 0 | 0 | Constrained, otherwise capacity available =583 kW | --> | C15 ex TRIM | Trim [T41,T42] | NAVAN |  | 53.5543 | -6.7969
0654054 | MV/LV Substation WH***4054 |  | 20 kV | _ | LV | 400 kVA :Building Structure | 0.4 | --> | 0.4 | 0 | 0 | Constrained, otherwise capacity available =333 kVA | --> | 0.38 | 0 | 0 | 0 | 0 | Constrained, otherwise capacity available =371 kW | --> | E15 ex BATTER LANE TEMPORARY | Batter Lane Temporary 38kv [T421] | GLASMORE |  | 53.5138 | -6.127
281693X | MV/LV Substation SI***693X |  | 10 kV | _ | LV | 400 kVA :Building Structure | 0.4 | --> | 0.4 | 0 | 0 | Constrained, otherwise capacity available =324 kVA | --> | 0.38 | 0 | 0.043 | 0 | 0 | Constrained, otherwise capacity available =338 kW | --> | C14 ex TOGHER | Togher [T41,T42] | TRABEG |  | 51.8734 | -8.4817
015796X | MV/LV Substation GL***796X |  | 20 kV | _ | LV | 50 kVA :Pole Substation | 0.05 | --> | 0.05 | 0 | 0 | Constrained, otherwise capacity available =48 kVA | --> | 0.048 | 0 | 0 | 0 | 0 | Constrained, otherwise capacity available =47 kW | --> | E13 ex BLESSINGTON | Blessington [T421,T422] | KILTEEL |  | 53.152 | -6.5715
011320 | MV/LV Substation PR***320 |  | 10 kV | _ | LV | 200 kVA :Pole Substation | 0.2 | --> | 0.2 | 0.162 | 2.8 |  | --> | 0.19 | 0 | 0.006 | 0 | 0 | Constrained, otherwise capacity available =180 kW | --> | C13 ex PURCELLS INCH | Purcells Inch [T41,T42] | KILKENNY |  | 52.6395 | -7.2469
027939 | MV/LV Substation DR***939 |  | 10 kV | _ | LV | 200 kVA :Pole Substation | 0.2 | --> | 0.2 | 0.192 | 7.79 |  | --> | 0.19 | 0 | 0 | 0 | 0 | Constrained, otherwise capacity available =189 kW | --> | C13 ex DUNMANWAY | Dunmanway [T422,T43] | DUNMANWAY |  | 51.7193 | -9.1267
0624085 | MV/LV Substation AN***4085 |  | 20 kV | _ | LV | 50 kVA :Pole Substation | 0.05 | --> | 0.05 | 0.05 | 4.25 |  | --> | 0.048 | 0 | 0 | 0 | 0 | Constrained, otherwise capacity available =48 kW | --> | E15 ex JENKINSTOWN | Jenkinstown [T421,T422] | DUNDALK |  | 54.0476 | -6.3369
127005 | MV/LV Substation HO***005 |  | 10 kV | _ | LV | 100 kVA :Pole Substation | 0.1 | --> | 0.1 | 0 | 0 | Constrained, otherwise capacity available =52 kVA | --> | 0.095 | 0 | 0 | 0 | 0 | Constrained, otherwise capacity available =88 kW | --> | C18 ex HOLYCROSS ROAD | Holycross Road [T41,T42] | THURLES |  | 52.6862 | -7.8235
150285X | MV/LV Substation FO***285X |  | 20 kV | _ | LV | 200 kVA :Kiosk Substation | 0.2 | --> | 0.2 | 0.164 | 3.96 |  | --> | 0.19 | 0 | 0 | 0 | 0 | Constrained, otherwise capacity available =185 kW | --> | E18 ex STRANORLAR | Stranorlar [T421,T422] | LETTERKENNY |  | 54.798 | -7.6873
064785X | MV/LV Substation LY***785X |  | 20 kV | _ | LV | 100 kVA :Pole Substation | 0.1 | --> | 0.1 | 0 | 0 | Constrained, otherwise capacity available =65 kVA | --> | 0.095 | 0 | 0 | 0 | 0 | Constrained, otherwise capacity available =90 kW | --> | E16 ex JULIANSTOWN | Julianstown [T421,T422] | DRYBRIDGE |  | 53.7014 | -6.2477
214433 | MV/LV Substation KI***433 |  | 20 kV | _ | LV | 50 kVA :Pole Substation | 0.05 | --> | 0.05 | 0 | 0 | Constrained, otherwise capacity available =35 kVA | --> | 0.048 | 0 | 0.004 | 0 | 0 | Constrained, otherwise capacity available =42 kW | --> | C11 ex DRUMQUIN | Drumquin [T42] | ENNIS |  | 52.8164 | -9.1122
093491Z | MV/LV Substation ST***491Z |  | 10 kV | _ | LV | 630 kVA :Building Structure | 0.63 | --> | 0.63 | 0 | 0 | Constrained, otherwise capacity available =617 kVA | --> | 0.598 | 0 | 0 | 0.5 | 0 |  | --> | C21 ex GRANGE (DR) | Grange (dr) [T41,T42] | GRANGE (DR) |  | 53.4041 | -6.15
005447 | MV/LV Substation KI***447 |  | 10 kV | _ | LV | 50 kVA :Pole Substation | 0.05 | --> | 0.05 | 0 | 0 | Constrained, otherwise capacity available =42 kVA | --> | 0.048 | 0 | 0 | 0 | 0 | Constrained, otherwise capacity available =46 kW | --> | C11 ex GARDEN CITY | Garden City [T41,T42] | ARKLOW |  | 52.6904 | -6.2604
1174115 | MV/LV Substation BA***4115 |  | 10 kV | _ | LV | 100 kVA :Pole Substation | 0.1 | --> | 0.1 | 0.093 | 5.78 |  | --> | 0.095 | 0 | 0.008 | 0.088 | 0 |  | --> | C14 ex OAKFIELD | Oakfield [T41,T42] | SLIGO |  | 54.213 | -8.4947
082633Y | MV/LV Substation GR***633Y |  | 10 kV | _ | LV | 50 kVA :Pole Substation | 0.05 | --> | 0.05 | 0.048 | 1.82 |  | --> | 0.048 | 0 | 0 | 0 | 0 | Constrained, otherwise capacity available =47 kW | --> | C15 ex RANDALSTOWN | Randalstown [T41] | NAVAN |  | 53.6647 | -6.7673
066322Z | MV/LV Substation GR***322Z |  | 20 kV | _ | LV | 200 kVA :Kiosk Substation | 0.2 | --> | 0.2 | 0 | 0 | Constrained, otherwise capacity available =152 kVA | --> | 0.19 | 0 | 0.052 | 0 | 0 | Constrained, otherwise capacity available =145 kW | --> | E18 ex BALTRASNA | Baltrasna [T121,T122] | BALTRASNA |  | 53.4996 | -6.4705
0524448 | MV/LV Substation GR***4448 |  | 20 kV | _ | LV | 100 kVA :Pole Substation | 0.1 | --> | 0.1 | 0 | 0 | Constrained, otherwise capacity available =77 kVA | --> | 0.095 | 0 | 0.045 | 0 | 0 | Constrained, otherwise capacity available =58 kW | --> | E19 ex EDENDERRY | Edenderry [T421,T422] | BLAKE |  | 53.47 | -7.1298
099664X | MV/LV Substation ST***664X |  | 10 kV | _ | LV | 630 kVA :Kiosk Substation | 0.63 | --> | 0.63 | 0.5 | 2.96 |  | --> | 0.598 | 0 | 0 | 0 | 0 | Constrained, otherwise capacity available =593 kW | --> | C15 ex BALLYRAINE | Ballyraine [T41,T42] | LETTERKENNY |  | 54.9537 | -7.7299
068911X | MV/LV Substation MA***911X |  | 10 kV | _ | LV | 1000 kVA :Building Structure | 1 | --> | 1 | 0.5 | 7.2 |  | --> | 0.95 | 0 | 0 | 0.5 | 0 |  | --> | C13 ex TRINITY | Trinity [T101,T102] | POOLBEG |  | 53.3446 | -6.2482
109587 | MV/LV Substation AV***587 |  | 10 kV | _ | LV | 400 kVA :Building Structure | 0.4 | --> | 0.4 | 0 | 0 | Constrained, otherwise capacity available =398 kVA | --> | 0.38 | 0 | 0 | 0.38 | 0 |  | --> | C22 ex SHANNON | Shannon [T41,T42] | DRUMLINE |  | 52.7073 | -8.8921
034042 | MV/LV Substation FE***042 |  | 20 kV | _ | LV | 50 kVA :Pole Substation | 0.05 | --> | 0.05 | 0.037 | 0.57 |  | --> | 0.048 | 0 | 0.005 | 0 | 0 | Constrained, otherwise capacity available =42 kW | --> | E19 ex LAWLESSTOWN | Lawlesstown [T42,T421] | DOON |  | 52.4718 | -7.6907
068265X | MV/LV Substation CH***265X |  | 10 kV | _ | LV | 630 kVA :Building Structure | 0.63 | --> | 0.63 | 0 | 0 | Constrained, otherwise capacity available =630 kVA | --> | 0.598 | 0 | 0 | 0.5 | 0 |  | --> | C14 ex GLOUCESTER PLACE | Gloucester Place [T41,T42] | MCDERMOTT |  | 53.3519 | -6.2581
116800X | MV/LV Substation CA***800X |  | 10 kV | _ | LV | 100 kVA :Pole Substation | 0.1 | --> | 0.1 | 0.058 | 7.32 |  | --> | 0.095 | 0 | 0.01 | 0.082 | 0 |  | --> | C12 ex CARROWBEG | Carrowbeg [T41,T42] | CARROWBEG |  | 53.8075 | -9.5026
068057 | MV/LV Substation BA***057 |  | 10 kV | _ | LV | 630 kVA :Building Structure | 0.63 | --> | 0.63 | 0 | 0 | Constrained, otherwise capacity available =316 kVA | --> | 0.598 | 0 | 0.028 | 0.5 | 0 |  | --> | C17 ex WHITEHALL | Whitehall [T41] | FINGLAS |  | 53.3761 | -6.2704
2664078 | MV/LV Substation BA***4078 |  | 20 kV | _ | LV | 50 kVA :Pole Substation | 0.05 | --> | 0.05 | 0 | 0 | Constrained, otherwise capacity available =50 kVA | --> | 0.048 | 0 | 0 | 0 | 0 | Constrained, otherwise capacity available =48 kW | --> | E12 ex CARNDONAGH | Carndonagh [T421,T422] | TRILLICK |  | 55.2648 | -7.327
077549 | MV/LV Substation CU***549 |  | 20 kV | _ | LV | 50 kVA :Pole Substation | 0.05 | --> | 0.05 | 0 | 0 | Constrained, otherwise capacity available =47 kVA | --> | 0.048 | 0 | 0 | 0 | 0 | Constrained, otherwise capacity available =47 kW | --> | E25 ex PATRICKSWELL | Patrickswell [T421,T422] | LIMERICK |  | 52.6399 | -8.8371
066287X | MV/LV Substation NE***287X |  | 10 kV | _ | LV | 630 kVA :Kiosk Substation | 0.63 | --> | 0.63 | 0 | 0 | Constrained, otherwise capacity available =583 kVA | --> | 0.598 | 0 | 0 | 0.5 | 0 |  | --> | C20 ex GRANGE (DR) | Grange (dr) [T41,T42] | GRANGE (DR) |  | 53.3969 | -6.1468
251552 | MV/LV Substation LY***552 |  | 10 kV | _ | LV | 100 kVA :Pole Substation | 0.1 | --> | 0.1 | 0 | 0 | Constrained, otherwise capacity available =91 kVA | --> | 0.095 | 0 | 0.011 | 0 | 0 | Constrained, otherwise capacity available =86 kW | --> | C20 ex ORANMORE | Oranmore [T41,T44] | GALWAY 110KV |  | 53.3174 | -8.9234
281626Z | MV/LV Substation MI***626Z |  | 10 kV | _ | LV | 50 kVA :Pole Substation | 0.05 | --> | 0.05 | 0 | 0 | Constrained, otherwise capacity available =46 kVA | --> | 0.048 | 0 | 0.005 | 0 | 0 | Constrained, otherwise capacity available =43 kW | --> | C21 ex KILMONEY | Kilmoney [T41,T42] | TRABEG |  | 51.761 | -8.3717
0654008 | MV/LV Substation RU***4008 |  | 20 kV | _ | LV | 50 kVA :Pole Substation | 0.05 | --> | 0.05 | 0 | 0 | Constrained, otherwise capacity available =27 kVA | --> | 0.048 | 0 | 0.03 | 0 | 0 | Constrained, otherwise capacity available =22 kW | --> | E15 ex BATTER LANE TEMPORARY | Batter Lane Temporary 38kv [T421] | GLASMORE |  | 53.5158 | -6.1311
093340Z | MV/LV Substation SA***340Z |  | 10 kV | _ | LV | 400 kVA :Kiosk Substation | 0.4 | --> | 0.4 | 0 | 0 | Constrained, otherwise capacity available =310 kVA | --> | 0.38 | 0 | 0 | 0.368 | 0 |  | --> | C17 ex SANTRY | Santry [T41,T42] | FINGLAS |  | 53.407 | -6.2516
035156X | MV/LV Substation AR***156X |  | 10 kV | _ | LV | 50 kVA :Pole Substation | 0.05 | --> | 0.05 | 0.029 | 3.91 |  | --> | 0.048 | 0 | 0.003 | 0 | 0 | Constrained, otherwise capacity available =42 kW | --> | C16 ex ARDFINNAN | Ardfinnan [T42] | CAHIR |  | 52.3161 | -7.8816
066842X | MV/LV Substation SK***842X |  | 20 kV | _ | LV | 50 kVA :Pole Substation | 0.05 | --> | 0.05 | 0 | 0 | Constrained, otherwise capacity available =43 kVA | --> | 0.048 | 0 | 0.003 | 0 | 0 | Constrained, otherwise capacity available =44 kW | --> | E18 ex GLASMORE | Glasmore [T421,T422] | GLASMORE |  | 53.5005 | -6.2689
067015X | MV/LV Substation HI***015X |  | 10 kV | _ | LV | 400 kVA :Kiosk Substation | 0.4 | --> | 0.4 | 0 | 0 | Constrained, otherwise capacity available =287 kVA | --> | 0.38 | 0 | 0.069 | 0.313 | 0 |  | --> | C14 ex RAHEEN | Raheen [T41,T42] | LIMERICK |  | 52.6356 | -8.6603
0534375 | MV/LV Substation SI***4375 |  | 10 kV | _ | LV | 630 kVA :Kiosk Substation | 0.63 | --> | 0.63 | 0.5 | 2.39 |  | --> | 0.598 | 0 | 0.005 | 0 | 0 | Constrained, otherwise capacity available =584 kW | --> | C12 ex SRAH | Srah [T41,T42] | THORNSBERRY |  | 53.2964 | -7.4999
1114035 | MV/LV Substation AB***4035 |  | 10 kV | _ | LV | 100 kVA :Pole Substation | 0.1 | --> | 0.1 | 0 | 0 | Constrained, otherwise capacity available =100 kVA | --> | 0.095 | 0 | 0 | 0 | 0 | Constrained, otherwise capacity available =95 kW | --> | C16 ex BANTRY | Bantry [T41,T42] | BALLYLICKY |  | 51.6763 | -9.4698
0814204 | MV/LV Substation LI***4204 |  | 10 kV | _ | LV | 1000 kVA :Building Structure | 1 | --> | 1 | 0 | 0 | Constrained, otherwise capacity available =783 kVA | --> | 0.95 | 0 | 0 | 0 | 0 | Constrained, otherwise capacity available =920 kW | --> | C12 ex PALMERSTOWN | Palmerstown [T41,T42] | FINGLAS |  | 53.3537 | -6.3902
038472X | MV/LV Substation CR***472X |  | 20 kV | _ | LV | 50 kVA :Pole Substation | 0.05 | --> | 0.05 | 0 | 0 | Constrained, otherwise capacity available =45 kVA | --> | 0.048 | 0 | 0 | 0 | 0 | Constrained, otherwise capacity available =47 kW | --> | E15 ex GORT | Gort [T41,T42] | ENNIS |  | 53.161 | -8.7887
3654020 | MV/LV Substation EL***4020 |  | 10 kV | _ | LV | 400 kVA :Kiosk Substation | 0.4 | --> | 0.4 | 0 | 0 | Constrained, otherwise capacity available =344 kVA | --> | 0.38 | 0 | 0.043 | 0.34 | 0 |  | --> | C18 ex WHITESTOWN | Whitestown [T41,T42] | COOKSTOWN |  | 53.2717 | -6.3839
013579 | MV/LV Substation SK***579 |  | 10 kV | _ | LV | 50 kVA :Pole Substation | 0.05 | --> | 0.05 | 0.046 | 0.12 |  | --> | 0.048 | 0 | 0 | 0.047 | 0 |  | --> | C21 ex ATHY | Athy [T101,T102] | ATHY |  | 52.9261 | -7.0541
070859X | MV/LV Substation GN***859X |  | 10 kV | _ | LV | 50 kVA :Pole Substation | 0.05 | --> | 0.05 | 0.04 | 2.63 |  | --> | 0.048 | 0 | 0 | 0.046 | 0 |  | --> | C12 ex CLOONBANNIN | Cloonbannin [T42] | GLENLARA |  | 52.1559 | -9.0767
156007 | MV/LV Substation BA***007 |  | 10 kV | _ | LV | 400 kVA :Building Structure | 0.4 | --> | 0.4 | 0.304 | 2.47 |  | --> | 0.38 | 0 | 0.05 | 0 | 0 | Constrained, otherwise capacity available =330 kW | --> | C12 ex TELAYDON | Telaydon [T42,T421] | LISDRUM |  | 54.2609 | -6.9651
235179 | MV/LV Substation BE***179 |  | 20 kV | _ | LV | 100 kVA :Pole Substation | 0.1 | --> | 0.1 | 0 | 0 | Constrained, otherwise capacity available =74 kVA | --> | 0.095 | 0 | 0.005 | 0 | 0 | Constrained, otherwise capacity available =88 kW | --> | E11 ex BEALNABLATH | Bealnablath [T421] | BANDON |  | 51.8413 | -8.8343
125010 | MV/LV Substation GE***010 |  | 10 kV | _ | LV | 200 kVA :Pole Substation | 0.2 | --> | 0.2 | 0 | 0 | Constrained, otherwise capacity available =85 kVA | --> | 0.19 | 0 | 0.023 | 0 | 0 | Constrained, otherwise capacity available =157 kW | --> | C16 ex CLOONLOUGH | Cloonlough [T41,T42] | BARRYMORE |  | 52.2654 | -8.2757
238803X | MV/LV Substation ME***803X |  | 20 kV | _ | LV | 50 kVA :Pole Substation | 0.05 | --> | 0.05 | 0 | 0 | Constrained, otherwise capacity available =30 kVA | --> | 0.048 | 0 | 0 | 0 | 0 | Constrained, otherwise capacity available =45 kW | --> | E12 ex BALLINROBE | Ballinrobe [T421,T422] | DALTON |  | 53.625 | -9.2163
003150 | MV/LV Substation CO***150 |  | 10 kV | _ | LV | 50 kVA :Pole Substation | 0.05 | --> | 0.05 | 0 | 0 | Constrained, otherwise capacity available =44 kVA | --> | 0.048 | 0 | 0.01 | 0 | 0 | Constrained, otherwise capacity available =39 kW | --> | C11 ex RATHDRUM | Rathdrum [T42] | ARKLOW |  | 52.912 | -6.241
154315 | MV/LV Substation FO***315 |  | 10 kV | _ | LV | 630 kVA :Kiosk Substation | 0.63 | --> | 0.63 | 0 | 0 | Constrained, otherwise capacity available =444 kVA | --> | 0.598 | 0 | 0.009 | 0 | 0 | Constrained, otherwise capacity available =566 kW | --> | C18 ex COOLMINE | Coolmine [T41,T42] | FINGLAS |  | 53.3918 | -6.4028
109048 | MV/LV Substation FA***048 |  | 10 kV | _ | LV | 630 kVA :Building Structure | 0.63 | --> | 0.63 | 0 | 0 | Constrained, otherwise capacity available =491 kVA | --> | 0.598 | 0 | 0 | 0.5 | 0 |  | --> | C15 ex SHANNON | Shannon [T41,T42] | DRUMLINE |  | 52.7025 | -8.9009
034062 | MV/LV Substation DA***062 |  | 10 kV | _ | LV | 400 kVA :Kiosk Substation | 0.4 | --> | 0.4 | 0.276 | 5.88 |  | --> | 0.38 | 0 | 0.015 | 0 | 0 | Constrained, otherwise capacity available =352 kW | --> | C12 ex ARDGEEHA | Ardgeeha [T41,T42] | DOON |  | 52.3559 | -7.6891
156564X | MV/LV Substation CO***564X |  | 10 kV | _ | LV | 100 kVA :Pole Substation | 0.1 | --> | 0.1 | 0.095 | 2.04 |  | --> | 0.095 | 0 | 0 | 0 | 0 | Constrained, otherwise capacity available =94 kW | --> | C18 ex BALLYBAY | Ballybay [T41,T42] | LISDRUM |  | 54.1911 | -6.9274
138823 | MV/LV Substation GR***823 |  | 10 kV | _ | LV | 50 kVA :Pole Substation | 0.05 | --> | 0.05 | 0.043 | 1.52 |  | --> | 0.048 | 0 | 0 | 0 | 0 | Constrained, otherwise capacity available =46 kW | --> | C19 ex SHERCOCK | Shercock [T41,T42] | MEATH HILL |  | 53.9479 | -6.8916
405374 | MV/LV Substation FI***374 |  | 20 kV | _ | LV | 200 kVA :Pole Substation | 0.2 | --> | 0.2 | 0.131 | 3.03 |  | --> | 0.19 | 0 | 0.004 | 0 | 0 | Constrained, otherwise capacity available =178 kW | --> | E13 ex MOVILLE | Moville [T421,T422] | TRILLICK |  | 55.2398 | -7.1466
210004 | MV/LV Substation MA***004 |  | 10 kV | _ | LV | 630 kVA :Kiosk Substation | 0.63 | --> | 0.63 | 0 | 0 | Constrained, otherwise capacity available =328 kVA | --> | 0.598 | 0 | 0.013 | 0 | 0 | Constrained, otherwise capacity available =546 kW | --> | C18 ex CARRICKMACROSS | Carrickmacross [T41,T42] | MEATH HILL |  | 53.9754 | -6.72
182056X | MV/LV Substation MO***056X |  | 20 kV | _ | LV | 200 kVA :Kiosk Substation | 0.2 | --> | 0.2 | 0 | 0 | Constrained, otherwise capacity available =137 kVA | --> | 0.19 | 0 | 0.07 | 0 | 0 | Constrained, otherwise capacity available =129 kW | --> | E17 ex DRUMLINE | Drumline [T421,T422] | DRUMLINE |  | 52.7759 | -8.7805
075114 | MV/LV Substation JF***114 |  | 20 kV | _ | LV | 200 kVA :Pole Substation | 0.2 | --> | 0.2 | 0.2 | 0.58 |  | --> | 0.19 | 0 | 0 | 0 | 0 | Constrained, otherwise capacity available =190 kW | --> | E11 ex FERNS | Ferns [T421] | CRANE |  | 52.5964 | -6.5073
051218X | MV/LV Substation BR***218X |  | 20 kV | _ | LV | 50 kVA :Pole Substation | 0.05 | --> | 0.05 | 0.049 | 2.22 |  | --> | 0.048 | 0 | 0 | 0.047 | 0 |  | --> | E12 ex CLARA | Clara [T421,T422] | THORNSBERRY |  | 53.3761 | -7.3873
255786 | MV/LV Substation ST***786 |  | 20 kV | _ | LV | 200 kVA :Kiosk Substation | 0.2 | --> | 0.2 | 0 | 0 | Constrained, otherwise capacity available =160 kVA | --> | 0.19 | 0 | 0 | 0 | 0 | Constrained, otherwise capacity available =184 kW | --> | E20 ex KILLYBEGS | Killybegs [T422] | BINBANE |  | 54.6371 | -8.4485
363703 | MV/LV Substation DU***703 |  | 20 kV | _ | LV | 400 kVA :Kiosk Substation | 0.4 | --> | 0.4 | 0.33 | 3.25 |  | --> | 0.38 | 0 | 0.004 | 0 | 0 | Constrained, otherwise capacity available =367 kW | --> | E15 ex BALLYBUNION | Ballybunion [T421,T422] | TRIEN |  | 52.5196 | -9.6715
068700 | MV/LV Substation FR***700 |  | 10 kV | _ | LV | 630 kVA :Building Structure | 0.63 | --> | 0.63 | 0.5 | 7.2 |  | --> | 0.598 | 0 | 0 | 0.5 | 0 |  | --> | C24 ex TRINITY | Trinity [T101,T102] | POOLBEG |  | 53.3414 | -6.2554
111842Z | MV/LV Substation GO***842Z |  | 20 kV | _ | LV | 50 kVA :Pole Substation | 0.05 | --> | 0.05 | 0 | 0 | Constrained, otherwise capacity available =44 kVA | --> | 0.048 | 0 | 0 | 0 | 0 | Constrained, otherwise capacity available =47 kW | --> | C11 ex BANTRY | Bantry [T41,T42] | BALLYLICKY |  | 51.6488 | -9.5656
093327Z | MV/LV Substation TE***327Z |  | 10 kV | _ | LV | 400 kVA :Kiosk Substation | 0.4 | --> | 0.4 | 0 | 0 | Constrained, otherwise capacity available =333 kVA | --> | 0.38 | 0 | 0 | 0.371 | 0 |  | --> | C17 ex SANTRY | Santry [T41,T42] | FINGLAS |  | 53.4068 | -6.2496
0344163 | MV/LV Substation NU***4163 |  | 10 kV | _ | LV | 50 kVA :Pole Substation | 0.05 | --> | 0.05 | 0.05 | 0.95 |  | --> | 0.048 | 0 | 0 | 0 | 0 | Constrained, otherwise capacity available =48 kW | --> | C15 ex SPA ROAD | Spa Road [T41,T42] | DOON |  | 52.347 | -7.7154
058264 | MV/LV Substation LA***264 |  | 20 kV | _ | LV | 50 kVA :Pole Substation | 0.05 | --> | 0.05 | 0.048 | 0.18 |  | --> | 0.048 | 0 | 0 | 0 | 0 | Constrained, otherwise capacity available =47 kW | --> | C18 ex TOOMEVARA | Toomevara [T42] | NENAGH |  | 52.8022 | -8.052
059558Y | MV/LV Substation RO***558Y |  | 10 kV | _ | LV | 400 kVA :Kiosk Substation | 0.4 | --> | 0.4 | 0 | 0 | Constrained, otherwise capacity available =348 kVA | --> | 0.38 | 0 | 0.013 | 0 | 0 | Constrained, otherwise capacity available =363 kW | --> | C20 ex CAVAN | Cavan [T42,T421] | SHANKILL |  | 54.002 | -7.3462
162357 | MV/LV Substation RA***357 |  | 10 kV | _ | LV | 100 kVA :Pole Substation | 0.1 | --> | 0.1 | 0.07 | 7.25 |  | --> | 0.095 | 0 | 0.002 | 0 | 0 | Constrained, otherwise capacity available =89 kW | --> | C18 ex CONVOY | Convoy [T41,T42] | LETTERKENNY |  | 54.8695 | -7.5976
180196Y | MV/LV Substation BR***196Y |  | 10 kV | _ | LV | 50 kVA :Pole Substation | 0.05 | --> | 0.05 | 0.05 | 1.82 |  | --> | 0.048 | 0 | 0 | 0 | 0 | Constrained, otherwise capacity available =48 kW | --> | C15 ex RANDALSTOWN | Randalstown [T41] | NAVAN |  | 53.6908 | -6.7792
0684514 | MV/LV Substation CA***4514 |  | 10 kV | _ | LV | 630 kVA :Kiosk Substation | 0.63 | --> | 0.63 | 0 | 0 | Constrained, otherwise capacity available =630 kVA | --> | 0.598 | 0 | 0 | 0.5 | 0 |  | --> | C18 ex CAMDEN ROW | Camden Row [T41] | FRANCIS STREET |  | 53.3363 | -6.2675
036320 | MV/LV Substation GO***320 |  | 20 kV | _ | LV | 100 kVA :Pole Substation | 0.1 | --> | 0.1 | 0 | 0 | Constrained, otherwise capacity available =95 kVA | --> | 0.095 | 0 | 0 | 0 | 0 | Constrained, otherwise capacity available =94 kW | --> | E18 ex GARRANACANTY | Garranacanty [T421,T422] | TIPPERARY |  | 52.5228 | -8.1798
009085 | MV/LV Substation CA***085 |  | 10 kV | _ | LV | 400 kVA :Kiosk Substation | 0.4 | --> | 0.4 | 0.293 | 8.16 |  | --> | 0.38 | 0 | 0.025 | 0 | 0 | Constrained, otherwise capacity available =347 kW | --> | C12 ex MOUNT MISERY | Mount Misery [T41,T42] | WATERFORD |  | 52.2674 | -7.1054
021130 | MV/LV Substation ST***130 |  | 10 kV | _ | LV | 630 kVA :Building Structure | 0.63 | --> | 0.63 | 0 | 0 | Constrained, otherwise capacity available =277 kVA | --> | 0.598 | 0 | 0.018 | 0.5 | 0 |  | --> | C19 ex FAIRHILL | Fairhill [T42] | KILBARRY |  | 51.9043 | -8.4875
068340X | MV/LV Substation HI***340X |  | 10 kV | _ | LV | 630 kVA :Building Structure | 0.63 | --> | 0.63 | 0 | 0 | Constrained, otherwise capacity available =554 kVA | --> | 0.598 | 0 | 0 | 0.5 | 0 |  | --> | C19 ex GLOUCESTER PLACE | Gloucester Place [T41,T42] | MCDERMOTT |  | 53.3547 | -6.2592
149290X | MV/LV Substation RO***290X |  | 10 kV | _ | LV | 400 kVA :Kiosk Substation | 0.4 | --> | 0.4 | 0 | 0 | Constrained, otherwise capacity available =335 kVA | --> | 0.38 | 0 | 0 | 0 | 0 | Constrained, otherwise capacity available =371 kW | --> | C11 ex DONEGAL | Donegal [T41,T42] | CATHALEENS FALL |  | 54.6613 | -8.1084
0154104 | MV/LV Substation CO***4104 |  | 10 kV | _ | LV | 100 kVA :Pole Substation | 0.1 | --> | 0.1 | 0 | 0 | Constrained, otherwise capacity available =84 kVA | --> | 0.095 | 0 | 0 | 0 | 0 | Constrained, otherwise capacity available =93 kW | --> | C19 ex SALLINS | Sallins [T41,T42] | GRIFFINRATH |  | 53.2923 | -6.8138
001838 | MV/LV Substation CA***838 |  | 10 kV | _ | LV | 400 kVA :Kiosk Substation | 0.4 | --> | 0.4 | 0.316 | 1.55 |  | --> | 0.38 | 0 | 0.013 | 0.359 | 0 |  | --> | C11 ex MONKSTOWN | Monkstown [T41,T42] | BLACKROCK |  | 53.2936 | -6.1818
068143 | MV/LV Substation EM***143 |  | 10 kV | _ | LV | 630 kVA :Building Structure | 0.63 | --> | 0.63 | 0.306 | 1.47 |  | --> | 0.598 | 0 | 0 | 0.5 | 0 |  | --> | C11 ex MARROWBONE LANE | Marrowbone Lane [T42] | INCHICORE 220KV |  | 53.336 | -6.2907
265106Y | MV/LV Substation WO***106Y |  | 20 kV | _ | LV | 400 kVA :Kiosk Substation | 0.4 | --> | 0.4 | 0.066 | 0.07 | Constrained, otherwise capacity available =342 kVA | --> | 0.38 | 0 | 0.005 | 0 | 0 | Constrained, otherwise capacity available =368 kW | --> | E15 ex BALLYCONNELL | Ballyconnell [T421,T422] | GORTAWEE |  | 54.1134 | -7.5839
209639X | MV/LV Substation UD***639X |  | 20 kV | _ | LV | 200 kVA :Pole Substation | 0.2 | --> | 0.2 | 0 | 0 | Constrained, otherwise capacity available =197 kVA | --> | 0.19 | 0 | 0 | 0 | 0 | Constrained, otherwise capacity available =190 kW | --> | C14 ex MILFORD (NR) | Milford (nr) [T41,T42] | LETTERKENNY |  | 55.244 | -7.7112
069835 | MV/LV Substation AP***835 |  | 10 kV | _ | LV | 400 kVA :Kiosk Substation | 0.4 | --> | 0.4 | 0.372 | 9.99 |  | --> | 0.38 | 0 | 0 | 0.376 | 0 |  | --> | C19 ex HAROLDS CROSS | Harolds Cross [T101,T102] | POOLBEG |  | 53.3204 | -6.2912
014455X | MV/LV Substation RA***455X |  | 10 kV | _ | LV | 200 kVA :Pole Substation | 0.2 | --> | 0.2 | 0 | 0 | Constrained, otherwise capacity available =118 kVA | --> | 0.19 | 0 | 0 | 0 | 0 | Constrained, otherwise capacity available =178 kW | --> | C19 ex KILDARE | Kildare [T41,T42] | NEWBRIDGE |  | 53.2165 | -7.0013
127723Y | MV/LV Substation BA***723Y |  | 10 kV | _ | LV | 200 kVA :Kiosk Substation | 0.2 | --> | 0.2 | 0.129 | 5.89 |  | --> | 0.19 | 0 | 0 | 0 | 0 | Constrained, otherwise capacity available =180 kW | --> | C11 ex CASHEL | Cashel [T41,T42] | CAHIR |  | 52.461 | -7.835
015407 | MV/LV Substation DA***407 |  | 10 kV | _ | LV | 100 kVA :Pole Substation | 0.1 | --> | 0.1 | 0 | 0 | Constrained, otherwise capacity available =77 kVA | --> | 0.095 | 0 | 0.025 | 0 | 0 | Constrained, otherwise capacity available =73 kW | --> | C18 ex SALLINS | Sallins [T41,T42] | GRIFFINRATH |  | 53.2824 | -6.6395
068523X | MV/LV Substation PO***523X |  | 10 kV | _ | LV | 1000 kVA :Building Structure | 1 | --> | 1 | 0 | 0 | Constrained, otherwise capacity available =924 kVA | --> | 0.95 | 0 | 0 | 0.5 | 0 |  | --> | C11 ex DRUMCONDRA | Drumcondra [T41,T42] | MCDERMOTT |  | 53.3606 | -6.2565
071906 | MV/LV Substation DO***906 |  | 10 kV | _ | LV | 50 kVA :Pole Substation | 0.05 | --> | 0.05 | 0.05 | 5.58 |  | --> | 0.048 | 0 | 0 | 0.048 | 0 |  | --> | C11 ex KILCOOLE | Kilcoole [T41,T42] | FASSAROE |  | 53.0699 | -6.0641
251488 | MV/LV Substation AU***488 |  | 10 kV | _ | LV | 50 kVA :Pole Substation | 0.05 | --> | 0.05 | 0 | 0 | Constrained, otherwise capacity available =23 kVA | --> | 0.048 | 0 | 0 | 0 | 0 | Constrained, otherwise capacity available =44 kW | --> | C30 ex CLAREGALWAY | Claregalway [T42,T421] | GALWAY 110KV |  | 53.3934 | -8.9604
0394008 | MV/LV Substation BU***4008 |  | 10 kV | _ | LV | 400 kVA :Building Structure | 0.4 | --> | 0.4 | 0 | 0 | Constrained, otherwise capacity available =350 kVA | --> | 0.38 | 0 | 0 | 0.373 | 0 |  | --> | C27 ex GALWAY 110KV | Galway 110kv [T102,T103] | GALWAY 110KV |  | 53.2697 | -9.0368
156226Z | MV/LV Substation DR***226Z |  | 10 kV | _ | LV | 630 kVA :Kiosk Substation | 0.63 | --> | 0.63 | 0 | 0 | Constrained, otherwise capacity available =499 kVA | --> | 0.598 | 0 | 0.039 | 0 | 0 | Constrained, otherwise capacity available =552 kW | --> | C14 ex DRUMBEAR | Drumbear [T41,T42] | LISDRUM |  | 54.2327 | -6.9669
001154 | MV/LV Substation SI***154 |  | 10 kV | _ | LV | 400 kVA :Kiosk Substation | 0.4 | --> | 0.4 | 0.256 | 1.23 |  | --> | 0.38 | 0 | 0.051 | 0.322 | 0 |  | --> | C16 ex SALLYNOGGIN ROAD | Sallynoggin Road [T41,T42] | CHERRYWOOD |  | 53.2795 | -6.1314
029494Y | MV/LV Substation CO***494Y |  | 10 kV | _ | LV | 100 kVA :Pole Substation | 0.1 | --> | 0.1 | 0 | 0 | Constrained, otherwise capacity available =54 kVA | --> | 0.095 | 0 | 0.02 | 0.074 | 0 |  | --> | C18 ex MIDLETON | Midleton [T101,T102] | MIDLETON |  | 51.9705 | -8.2645
093401Z | MV/LV Substation KI***401Z |  | 10 kV | _ | LV | 200 kVA :Kiosk Substation | 0.2 | --> | 0.2 | 0.144 | 7.91 |  | --> | 0.19 | 0 | 0.017 | 0.17 | 0 |  | --> | C20 ex PELLETSTOWN | Pelletstown [T101,T102] | FINGLAS |  | 53.3865 | -6.3187
082425 | MV/LV Substation BA***425 |  | 10 kV | _ | LV | 100 kVA :Pole Substation | 0.1 | --> | 0.1 | 0 | 0 | Constrained, otherwise capacity available =61 kVA | --> | 0.095 | 0 | 0.024 | 0 | 0 | Constrained, otherwise capacity available =72 kW | --> | C30 ex ACADEMY STREET | Academy Street [T421,T422,T44] | NAVAN |  | 53.6499 | -6.656
248924X | MV/LV Substation FA***924X |  | 20 kV | _ | LV | 50 kVA :Pole Substation | 0.05 | --> | 0.05 | 0 | 0 | Constrained, otherwise capacity available =50 kVA | --> | 0.048 | 0 | 0 | 0 | 0 | Constrained, otherwise capacity available =48 kW | --> | E19 ex KILCOCK | Kilcock [T421,T422] | GRIFFINRATH |  | 53.363 | -6.6967
1204394 | MV/LV Substation SC***4394 |  | 20 kV | _ | LV | 200 kVA :Pole Substation | 0.2 | --> | 0.2 | 0.2 | 3.5 |  | --> | 0.19 | 0 | 0 | 0 | 0 | Constrained, otherwise capacity available =190 kW | --> | E12 ex DUNFIRTH | Dunfirth [T122] | DUNFIRTH |  | 53.4335 | -6.9431
021310X | MV/LV Substation CL***310X |  | 20 kV | _ | LV | 50 kVA :Pole Substation | 0.05 | --> | 0.05 | 0 | 0 | Constrained, otherwise capacity available =27 kVA | --> | 0.048 | 0 | 0 | 0 | 0 | Constrained, otherwise capacity available =44 kW | --> | E21 ex CURRALEIGH | Curraleigh [T421,T422] | KILBARRY |  | 51.9266 | -8.6378
037226Y | MV/LV Substation EL***226Y |  | 10 kV | _ | LV | 400 kVA :Building Structure | 0.4 | --> | 0.4 | 0.353 | 13.05 |  | --> | 0.38 | 0 | 0 | 0.374 | 0 |  | --> | C12 ex ENNIS | Ennis [T101,T102] | ENNIS |  | 52.8456 | -8.97
036012 | MV/LV Substation MO***012 |  | 20 kV | _ | LV | 50 kVA :Pole Substation | 0.05 | --> | 0.05 | 0 | 0 | Constrained, otherwise capacity available =33 kVA | --> | 0.048 | 0 | 0 | 0 | 0 | Constrained, otherwise capacity available =45 kW | --> | E20 ex GARRANACANTY | Garranacanty [T421,T422] | TIPPERARY |  | 52.5101 | -8.0784
011426Z | MV/LV Substation MI***426Z |  | 10 kV | _ | LV | 200 kVA :Pole Substation | 0.2 | --> | 0.2 | 0.198 | 2.8 |  | --> | 0.19 | 0 | 0 | 0 | 0 | Constrained, otherwise capacity available =190 kW | --> | C12 ex PURCELLS INCH | Purcells Inch [T41,T42] | KILKENNY |  | 52.5929 | -7.1876
0064123 | MV/LV Substation MV***4123 |  | 10 kV | _ | LV | 50 kVA :Pole Substation | 0.05 | --> | 0.05 | 0.048 | 4.38 |  | --> | 0.048 | 0 | 0.008 | 0.041 | 0 |  | --> | E14 ex CRANE | Crane [T122] | CRANE |  | 52.5067 | -6.6441
433373X | MV/LV Substation MI***373X |  | 10 kV | _ | LV | 200 kVA :Kiosk Substation | 0.2 | --> | 0.2 | 0 | 0 | Constrained, otherwise capacity available =171 kVA | --> | 0.19 | 0 | 0.011 | 0 | 0 | Constrained, otherwise capacity available =178 kW | --> | C15 ex BALLAGHADERREEN | Ballaghaderreen [T41,T42] | TONROE |  | 53.8972 | -8.5741
139298X | MV/LV Substation DR***298X |  | 10 kV | _ | LV | 50 kVA :Pole Substation | 0.05 | --> | 0.05 | 0.045 | 4 |  | --> | 0.048 | 0 | 0 | 0 | 0 | Constrained, otherwise capacity available =47 kW | --> | C14 ex BALLYJAMESDUFF | Ballyjamesduff [T41,T42] | SHANKILL |  | 53.8719 | -7.0999
037128 | MV/LV Substation DE***128 |  | 10 kV | _ | LV | 200 kVA :Building Structure | 0.2 | --> | 0.2 | 0 | 0 | Constrained, otherwise capacity available =126 kVA | --> | 0.19 | 0 | 0 | 0 | 0 | Constrained, otherwise capacity available =180 kW | --> | C17 ex ENNIS NORTH | Ennis North [T41,T42] | ENNIS |  | 52.8618 | -8.9833
158419 | MV/LV Substation QU***419 |  | 10 kV | _ | LV | 400 kVA :Kiosk Substation | 0.4 | --> | 0.4 | 0.242 | 0.83 |  | --> | 0.38 | 0 | 0 | 0 | 0 | Constrained, otherwise capacity available =358 kW | --> | C15 ex MILLTOWN MALBAY | Milltown Malbay [T42] | TULLABRACK |  | 52.8159 | -9.4556
068042 | MV/LV Substation IN***042 |  | 10 kV | _ | LV | 630 kVA :Building Structure | 0.63 | --> | 0.63 | 0.183 | 4.6 |  | --> | 0.598 | 0 | 0.005 | 0.5 | 0 |  | --> | C11 ex KINGSBRIDGE | Kingsbridge [T41,T42] | INCHICORE 220KV |  | 53.352 | -6.2981
052113Y | MV/LV Substation RA***113Y |  | 10 kV | _ | LV | 50 kVA :Pole Substation | 0.05 | --> | 0.05 | 0.045 | 10.9 |  | --> | 0.048 | 0 | 0.004 | 0.044 | 0 |  | --> | C12 ex MULLINGAR | Mullingar [T101,T102] | MULLINGAR |  | 53.5306 | -7.3668
081013Y | MV/LV Substation BA***013Y |  | 10 kV | _ | LV | 100 kVA :Pole Substation | 0.1 | --> | 0.1 | 0 | 0 | Constrained, otherwise capacity available =62 kVA | --> | 0.095 | 0 | 0.008 | 0 | 0 | Constrained, otherwise capacity available =84 kW | --> | C19 ex CELBRIDGE | Celbridge [T41,T42] | GRIFFINRATH |  | 53.3207 | -6.6264
021064 | MV/LV Substation LO***064 |  | 10 kV | _ | LV | 200 kVA :Pole Substation | 0.2 | --> | 0.2 | 0 | 0 | Constrained, otherwise capacity available =104 kVA | --> | 0.19 | 0 | 0.006 | 0.172 | 0 |  | --> | C15 ex MAYFIELD | Mayfield [T41,T42] | KILBARRY |  | 51.9088 | -8.4019
0644076 | MV/LV Substation MO***4076 |  | 20 kV | _ | LV | 50 kVA :Pole Substation | 0.05 | --> | 0.05 | 0 | 0 | Constrained, otherwise capacity available =46 kVA | --> | 0.048 | 0 | 0 | 0 | 0 | Constrained, otherwise capacity available =47 kW | --> | E18 ex JULIANSTOWN | Julianstown [T421,T422] | DRYBRIDGE |  | 53.6738 | -6.373
013002 | MV/LV Substation BA***002 |  | 10 kV | _ | LV | 400 kVA :Kiosk Substation | 0.4 | --> | 0.4 | 0.121 | 0.12 | Constrained, otherwise capacity available =196 kVA | --> | 0.38 | 0 | 0.006 | 0.347 | 0 |  | --> | C19 ex ATHY | Athy [T101,T102] | ATHY |  | 52.9919 | -6.9843
253068 | MV/LV Substation SW***068 |  | 10 kV | _ | LV | 400 kVA :Building Structure | 0.4 | --> | 0.4 | 0 | 0 | Constrained, otherwise capacity available =377 kVA | --> | 0.38 | 0 | 0 | 0 | 0 | Constrained, otherwise capacity available =377 kW | --> | C12 ex TUAM SOUTH | Tuam South [T42] | CLOON |  | 53.5183 | -8.8479
069833 | MV/LV Substation ED***833 |  | 10 kV | _ | LV | 1000 kVA :Building Structure | 1 | --> | 1 | 0.5 | 7.75 |  | --> | 0.95 | 0 | 0 | 0.5 | 0 |  | --> | C23 ex MILLTOWN (DR) | Milltown (dr) [T101,T102] | POOLBEG |  | 53.3255 | -6.2466
132907 | MV/LV Substation CR***907 |  | 20 kV | _ | LV | 200 kVA :Pole Substation | 0.2 | --> | 0.2 | 0 | 0 | Constrained, otherwise capacity available =176 kVA | --> | 0.19 | 0 | 0.02 | 0 | 0 | Constrained, otherwise capacity available =172 kW | --> | E30 ex LOUGHREA | Loughrea [T41,T42] | SOMERSET |  | 53.2313 | -8.7372
109043 | MV/LV Substation MO***043 |  | 10 kV | _ | LV | 200 kVA :Building Structure | 0.2 | --> | 0.2 | 0 | 0 | Constrained, otherwise capacity available =191 kVA | --> | 0.19 | 0 | 0 | 0.189 | 0 |  | --> | C16 ex SHANNON | Shannon [T41,T42] | DRUMLINE |  | 52.6973 | -8.9041
1604221 | MV/LV Substation SC***4221 |  | 10 kV | _ | LV | 200 kVA :Kiosk Substation | 0.2 | --> | 0.2 | 0 | 0 | Constrained, otherwise capacity available =188 kVA | --> | 0.19 | 0 | 0 | 0 | 0 | Constrained, otherwise capacity available =188 kW | --> | C16 ex PORTARLINGTON | Portarlington [T41,T42] | PORTLAOISE |  | 53.1502 | -7.1778
182681X | MV/LV Substation CO***681X |  | 10 kV | _ | LV | 50 kVA :Pole Substation | 0.05 | --> | 0.05 | 0 | 0 | Constrained, otherwise capacity available =31 kVA | --> | 0.048 | 0 | 0 | 0 | 0 | Constrained, otherwise capacity available =45 kW | --> | C11 ex SCARIFF | Scariff [T42] | ENNIS |  | 52.89 | -8.5667
003892X | MV/LV Substation KI***892X |  | 10 kV | _ | LV | 50 kVA :Pole Substation | 0.05 | --> | 0.05 | 0.048 | 0.48 |  | --> | 0.048 | 0 | 0 | 0 | 0 | Constrained, otherwise capacity available =47 kW | --> | C15 ex KILMARTIN | Kilmartin [T41] | ARKLOW |  | 53.0539 | -6.0974
039597X | MV/LV Substation KN***597X |  | 10 kV | _ | LV | 200 kVA :Building Structure | 0.2 | --> | 0.2 | 0.2 | 11.03 |  | --> | 0.19 | 0 | 0 | 0.19 | 0 |  | --> | C33 ex SALTHILL | Salthill [T101,T102] | SALTHILL |  | 53.2551 | -9.109
255972 | MV/LV Substation VI***972 |  | 20 kV | _ | LV | 200 kVA :Pole Substation | 0.2 | --> | 0.2 | 0 | 0 | Constrained, otherwise capacity available =153 kVA | --> | 0.19 | 0 | 0.065 | 0 | 0 | Constrained, otherwise capacity available =135 kW | --> | E12 ex KILLYBEGS | Killybegs [T422] | BINBANE |  | 54.6328 | -8.3585
365564 | MV/LV Substation PU***564 |  | 10 kV | _ | LV | 630 kVA :Building Structure | 0.63 | --> | 0.63 | 0 | 0 | Constrained, otherwise capacity available =588 kVA | --> | 0.598 | 0 | 0 | 0.5 | 0 |  | --> | C17 ex BELGARD | Belgard [T41,T42] | COOKSTOWN |  | 53.2922 | -6.3761
281871Z | MV/LV Substation LI***871Z |  | 20 kV | _ | LV | 400 kVA :Kiosk Substation | 0.4 | --> | 0.4 | 0.344 | 17.47 |  | --> | 0.38 | 0 | 0.013 | 0.363 | 0 |  | --> | E13 ex COOLROE | Coolroe [T121,T122] | COOLROE |  | 51.8814 | -8.6249
0934058 | MV/LV Substation FR***4058 |  | 10 kV | _ | LV | 630 kVA :Kiosk Substation | 0.63 | --> | 0.63 | 0 | 0 | Constrained, otherwise capacity available =542 kVA | --> | 0.598 | 0 | 0.028 | 0.5 | 0 |  | --> | C21 ex GRANGE (DR) | Grange (dr) [T41,T42] | GRANGE (DR) |  | 53.4038 | -6.1555
152579 | MV/LV Substation DR***579 |  | 10 kV | _ | LV | 100 kVA :Pole Substation | 0.1 | --> | 0.1 | 0 | 0 | Constrained, otherwise capacity available =88 kVA | --> | 0.095 | 0 | 0 | 0 | 0 | Constrained, otherwise capacity available =93 kW | --> | C17 ex CAPPAMORE | Cappamore [T41,T42] | ARDNACRUSHA |  | 52.5779 | -8.4028
109163 | MV/LV Substation BA***163 |  | 10 kV | _ | LV | 50 kVA :Pole Substation | 0.05 | --> | 0.05 | 0.044 | 0.38 |  | --> | 0.048 | 0 | 0 | 0.047 | 0 |  | --> | C14 ex RINEANNA | Rineanna [T41,T42] | DRUMLINE |  | 52.7796 | -8.9062
2884055 | MV/LV Substation RA***4055 |  | 10 kV | _ | LV | 50 kVA :Pole Substation | 0.05 | --> | 0.05 | 0.041 | 0.04 | Constrained, otherwise capacity available =50 kVA | --> | 0.048 | 0 | 0 | 0.048 | 0 |  | --> | C16 ex LITTLE BRAY | Little Bray [T41,T42] | FASSAROE |  | 53.2342 | -6.1422
366012 | MV/LV Substation TR***012 |  | 20 kV | _ | LV | 200 kVA :Building Structure | 0.2 | --> | 0.2 | 0.148 | 0.45 |  | --> | 0.19 | 0 | 0 | 0 | 0 | Constrained, otherwise capacity available =183 kW | --> | C14 ex CARRAROE | Carraroe [T42] | SCREEB |  | 53.263 | -9.5653
036408X | MV/LV Substation OO***408X |  | 20 kV | _ | LV | 100 kVA :Pole Substation | 0.1 | --> | 0.1 | 0 | 0 | Constrained, otherwise capacity available =32 kVA | --> | 0.095 | 0 | 0.033 | 0 | 0 | Constrained, otherwise capacity available =61 kW | --> | E18 ex GARRANACANTY | Garranacanty [T421,T422] | TIPPERARY |  | 52.5286 | -8.2595
009492 | MV/LV Substation MU***492 |  | 10 kV | _ | LV | 100 kVA :Pole Substation | 0.1 | --> | 0.1 | 0 | 0 | Constrained, otherwise capacity available =40 kVA | --> | 0.095 | 0 | 0.013 | 0 | 0 | Constrained, otherwise capacity available =77 kW | --> | C14 ex BALLYHALE | Ballyhale [T42,T421] | KILKENNY |  | 52.3692 | -7.1714
118819X | MV/LV Substation BI***819X |  | 20 kV | _ | LV | 50 kVA :Pole Substation | 0.05 | --> | 0.05 | 0 | 0 | Constrained, otherwise capacity available =47 kVA | --> | 0.048 | 0 | 0 | 0 | 0 | Constrained, otherwise capacity available =47 kW | --> | E15 ex CREAGH | Creagh [T421,T422] | ATHLONE |  | 53.3286 | -8.1673
064113Y | MV/LV Substation RA***113Y |  | 20 kV | _ | LV | 50 kVA :Pole Substation | 0.05 | --> | 0.05 | 0 | 0 | Constrained, otherwise capacity available =46 kVA | --> | 0.048 | 0 | 0 | 0 | 0 | Constrained, otherwise capacity available =47 kW | --> | E21 ex SLANE | Slane [T421] | DRYBRIDGE |  | 53.6654 | -6.526
0084114 | MV/LV Substation HE***4114 |  | 10 kV | _ | LV | 50 kVA :Pole Substation | 0.05 | --> | 0.05 | 0.044 | 0.24 |  | --> | 0.048 | 0 | 0 | 0 | 0 | Constrained, otherwise capacity available =47 kW | --> | C14 ex ROSBERCON | Rosbercon [T41,T42] | WATERFORD |  | 52.4193 | -7.0069
0114391 | MV/LV Substation SU***4391 |  | 10 kV | _ | LV | 50 kVA :Pole Substation | 0.05 | --> | 0.05 | 0 | 0 | Constrained, otherwise capacity available =47 kVA | --> | 0.048 | 0 | 0.02 | 0 | 0 | Constrained, otherwise capacity available =32 kW | --> | C21 ex TALBOTS INCH | Talbots Inch [T41,T42] | KILKENNY |  | 52.7235 | -7.3036
288280X | MV/LV Substation HI***280X |  | 10 kV | _ | LV | 50 kVA :Pole Substation | 0.05 | --> | 0.05 | 0 | 0 | Constrained, otherwise capacity available =40 kVA | --> | 0.048 | 0 | 0 | 0.046 | 0 |  | --> | C13 ex SANDYFORD | Sandyford [T41,T42] | CARRICKMINES |  | 53.2596 | -6.2794
021437Z | MV/LV Substation CA***437Z |  | 20 kV | _ | LV | 100 kVA :Pole Substation | 0.1 | --> | 0.1 | 0 | 0 | Constrained, otherwise capacity available =79 kVA | --> | 0.095 | 0 | 0 | 0.092 | 0 |  | --> | C26 ex KILBARRY | Kilbarry [T101,T43] | KILBARRY |  | 51.9293 | -8.5212
033609Y | MV/LV Substation KN***609Y |  | 10 kV | _ | LV | 630 kVA :Building Structure | 0.63 | --> | 0.63 | 0 | 0 | Constrained, otherwise capacity available =579 kVA | --> | 0.598 | 0 | 0 | 0 | 0 | Constrained, otherwise capacity available =592 kW | --> | C15 ex DEERPARK | Deerpark [T41,T42] | BALLYDINE |  | 52.3452 | -7.4137
067290 | MV/LV Substation BA***290 |  | 20 kV | _ | LV | 50 kVA :Pole Substation | 0.05 | --> | 0.05 | 0 | 0 | Constrained, otherwise capacity available =46 kVA | --> | 0.048 | 0 | 0.005 | 0 | 0 | Constrained, otherwise capacity available =43 kW | --> | E21 ex CRATLOE | Cratloe [T421,T422] | ARDNACRUSHA |  | 52.6949 | -8.7725
054373Y | MV/LV Substation CO***373Y |  | 10 kV | _ | LV | 630 kVA :Kiosk Substation | 0.63 | --> | 0.63 | 0 | 0 | Constrained, otherwise capacity available =363 kVA | --> | 0.598 | 0 | 0.025 | 0 | 0 | Constrained, otherwise capacity available =542 kW | --> | C19 ex PALLAS | Pallas [T41,T42] | PORTLAOISE |  | 53.0366 | -7.3052
132374 | MV/LV Substation TY***374 |  | 20 kV | _ | LV | 630 kVA :Kiosk Substation | 0.63 | --> | 0.63 | 0.5 | 1.62 |  | --> | 0.598 | 0 | 0.025 | 0 | 0 | Constrained, otherwise capacity available =574 kW | --> | C17 ex CURRA | Curra [T41] | SOMERSET |  | 53.1534 | -8.3774
026846 | MV/LV Substation KI***846 |  | 10 kV | _ | LV | 100 kVA :Pole Substation | 0.1 | --> | 0.1 | 0 | 0 | Constrained, otherwise capacity available =80 kVA | --> | 0.095 | 0 | 0.011 | 0 | 0 | Constrained, otherwise capacity available =84 kW | --> | C13 ex TIMOLEAGUE | Timoleague [T41] | BANDON |  | 51.674 | -8.6938
293978 | MV/LV Substation LA***978 |  | 20 kV | _ | LV | 100 kVA :Pole Substation | 0.1 | --> | 0.1 | 0 | 0 | Constrained, otherwise capacity available =18 kVA | --> | 0.095 | 0 | 0 | 0 | 0 | Constrained, otherwise capacity available =83 kW | --> | E13 ex BALTINGLASS | Baltinglass [T421,T422] | STRATFORD |  | 52.9354 | -6.6952
069115 | MV/LV Substation MU***115 |  | 10 kV | _ | LV | 630 kVA :Kiosk Substation | 0.63 | --> | 0.63 | 0.41 | 0.91 |  | --> | 0.598 | 0 | 0.04 | 0.5 | 0 |  | --> | C13 ex KIMMAGE | Kimmage [T41,T42] | INCHICORE 220KV |  | 53.3111 | -6.316
0934161 | MV/LV Substation CA***4161 |  | 10 kV | _ | LV | 400 kVA :Building Structure | 0.4 | --> | 0.4 | 0 | 0 |  | --> | 0.38 | 0 | 0 | 0.361 | 0 |  | --> | C25 ex POPPINTREE | Poppintree [T101,T102] | FINGLAS |  | 53.4169 | -6.3176
3634052 | MV/LV Substation TO***4052 |  | 10 kV | _ | LV | 50 kVA :Pole Substation | 0.05 | --> | 0.05 | 0.032 | 3.25 |  | --> | 0.048 | 0 | 0 | 0 | 0 | Constrained, otherwise capacity available =45 kW | --> | E16 ex BALLYBUNION | Ballybunion [T421,T422] | TRIEN |  | 52.4575 | -9.5132
0224002 | MV/LV Substation WO***4002 |  | 10 kV | _ | LV | 200 kVA :Kiosk Substation | 0.2 | --> | 0.2 | 0 | 0 | Constrained, otherwise capacity available =118 kVA | --> | 0.19 | 0 | 0.017 | 0 | 0 | Constrained, otherwise capacity available =166 kW | --> | C21 ex SCARTEEN | Scarteen [T41,T42] | MALLOW |  | 52.1403 | -8.6594
149608 | MV/LV Substation TW***608 |  | 10 kV | _ | LV | 630 kVA :Building Structure | 0.63 | --> | 0.63 | 0 | 0 | Constrained, otherwise capacity available =551 kVA | --> | 0.598 | 0 | 0 | 0 | 0 | Constrained, otherwise capacity available =588 kW | --> | C13 ex DONEGAL | Donegal [T41,T42] | CATHALEENS FALL |  | 54.6558 | -8.1052
365787X | MV/LV Substation AV***787X |  | 10 kV | _ | LV | 400 kVA :Kiosk Substation | 0.4 | --> | 0.4 | 0 | 0 | Constrained, otherwise capacity available =268 kVA | --> | 0.38 | 0 | 0.011 | 0.353 | 0 |  | --> | C15 ex OLDBAWN | Oldbawn [T41,T42] | COOKSTOWN |  | 53.2859 | -6.3433
066793Z | MV/LV Substation MO***793Z |  | 10 kV | _ | LV | 400 kVA :Kiosk Substation | 0.4 | --> | 0.4 | 0 | 0 | Constrained, otherwise capacity available =400 kVA | --> | 0.38 | 0 | 0 | 0.38 | 0 |  | --> | C22 ex GRANGE (DR) | Grange (dr) [T41,T42] | GRANGE (DR) |  | 53.4044 | -6.2002
237406 | MV/LV Substation DU***406 |  | 10 kV | _ | LV | 200 kVA :Pole Substation | 0.2 | --> | 0.2 | 0 | 0 | Constrained, otherwise capacity available =107 kVA | --> | 0.19 | 0 | 0.003 | 0 | 0 | Constrained, otherwise capacity available =177 kW | --> | C16 ex DUNLEER | Dunleer [T41,T42] | DRYBRIDGE |  | 53.8354 | -6.3921
013481 | MV/LV Substation SA***481 |  | 20 kV | _ | LV | 100 kVA :Pole Substation | 0.1 | --> | 0.1 | 0.099 | 0.12 |  | --> | 0.095 | 0 | 0.046 | 0.061 | 0 |  | --> | E62 ex ATHY | Athy [T101,T102] | ATHY |  | 53.016 | -6.968
046280X | MV/LV Substation SC***280X |  | 10 kV | _ | LV | 100 kVA :Pole Substation | 0.1 | --> | 0.1 | 0.075 | 5.78 |  | --> | 0.095 | 0 | 0 | 0.092 | 0 |  | --> | C14 ex OAKFIELD | Oakfield [T41,T42] | SLIGO |  | 54.2286 | -8.4909
0114229 | MV/LV Substation CA***4229 |  | 10 kV | _ | LV | 200 kVA :Pole Substation | 0.2 | --> | 0.2 | 0.037 | 0.04 | Constrained, otherwise capacity available =185 kVA | --> | 0.19 | 0 | 0.01 | 0 | 0 | Constrained, otherwise capacity available =180 kW | --> | C11 ex CALLAN | Callan [T41,T42] | KILKENNY |  | 52.5451 | -7.3883
039106X | MV/LV Substation LA***106X |  | 10 kV | _ | LV | 100 kVA :Pole Substation | 0.1 | --> | 0.1 | 0.071 | 11.03 |  | --> | 0.095 | 0 | 0.024 | 0.073 | 0 |  | --> | C28 ex SALTHILL | Salthill [T101,T102] | SALTHILL |  | 53.249 | -9.1618
062135Y | MV/LV Substation TH***135Y |  | 10 kV | _ | LV | 200 kVA :Kiosk Substation | 0.2 | --> | 0.2 | 0.033 | 3.12 |  | --> | 0.19 | 0 | 0.062 | 0 | 0 | Constrained, otherwise capacity available =120 kW | --> | C21 ex MARSHES | Marshes [T41,T42] | DUNDALK |  | 53.9601 | -6.3683
167149Y | MV/LV Substation MO***149Y |  | 10 kV | _ | LV | 200 kVA :Kiosk Substation | 0.2 | --> | 0.2 | 0 | 0 | Constrained, otherwise capacity available =76 kVA | --> | 0.19 | 0 | 0.069 | 0 | 0 | Constrained, otherwise capacity available =121 kW | --> | E15 ex WHITECHURCH | Whitechurch [T421,T422] | KILBARRY |  | 51.9375 | -8.5647
046042 | MV/LV Substation MA***042 |  | 10 kV | _ | LV | 400 kVA :Kiosk Substation | 0.4 | --> | 0.4 | 0.262 | 5.48 |  | --> | 0.38 | 0 | 0 | 0.361 | 0 |  | --> | C14 ex BALLYTIVNAN | Ballytivnan [T41,T42] | SLIGO |  | 54.2767 | -8.4744
127371 | MV/LV Substation HO***371 |  | 20 kV | _ | LV | 200 kVA :Kiosk Substation | 0.2 | --> | 0.2 | 0 | 0 | Constrained, otherwise capacity available =146 kVA | --> | 0.19 | 0 | 0 | 0 | 0 | Constrained, otherwise capacity available =182 kW | --> | C16 ex HOLYCROSS ROAD | Holycross Road [T41,T42] | THURLES |  | 52.6415 | -7.8713
0654162 | MV/LV Substation SU***4162 |  | 10 kV | _ | LV | 400 kVA :Kiosk Substation | 0.4 | --> | 0.4 | 0 | 0 | Constrained, otherwise capacity available =396 kVA | --> | 0.38 | 0 | 0 | 0 | 0 | Constrained, otherwise capacity available =380 kW | --> | C14 ex BALBRIGGAN | Balbriggan [T42] | GLASMORE |  | 53.6056 | -6.1847
151032X | MV/LV Substation CA***032X |  | 20 kV | _ | LV | 50 kVA :Pole Substation | 0.05 | --> | 0.05 | 0 | 0 | Constrained, otherwise capacity available =29 kVA | --> | 0.048 | 0 | 0.01 | 0.037 | 0 |  | --> | E15 ex BRUFF | Bruff [T42,T421] | LIMERICK |  | 52.5686 | -8.4551
036739X | MV/LV Substation EX***739X |  | 10 kV | _ | LV | 400 kVA :Kiosk Substation | 0.4 | --> | 0.4 | 0 | 0 | Constrained, otherwise capacity available =295 kVA | --> | 0.38 | 0 | 0 | 0 | 0 | Constrained, otherwise capacity available =369 kW | --> | E17 ex GARRANACANTY | Garranacanty [T421,T422] | TIPPERARY |  | 52.4747 | -8.1603
059696Y | MV/LV Substation KE***696Y |  | 10 kV | _ | LV | 400 kVA :Kiosk Substation | 0.4 | --> | 0.4 | 0 | 0 | Constrained, otherwise capacity available =349 kVA | --> | 0.38 | 0 | 0 | 0 | 0 | Constrained, otherwise capacity available =373 kW | --> | C22 ex CAVAN | Cavan [T42,T421] | SHANKILL |  | 53.9982 | -7.3487
009321 | MV/LV Substation BA***321 |  | 10 kV | _ | LV | 100 kVA :Pole Substation | 0.1 | --> | 0.1 | 0 | 0 | Constrained, otherwise capacity available =99 kVA | --> | 0.095 | 0 | 0 | 0 | 0 | Constrained, otherwise capacity available =95 kW | --> | C14 ex BALLYHALE | Ballyhale [T42,T421] | KILKENNY |  | 52.3683 | -7.1756
062046Y | MV/LV Substation CL***046Y |  | 10 kV | _ | LV | 50 kVA :Pole Substation | 0.05 | --> | 0.05 | 0.05 | 1.03 |  | --> | 0.048 | 0 | 0 | 0 | 0 | Constrained, otherwise capacity available =47 kW | --> | C15 ex LITTLE MILLS | Little Mills [T41] | DUNDALK |  | 53.9615 | -6.4181
368352X | MV/LV Substation BR***352X |  | 20 kV | _ | LV | 200 kVA :Pole Substation | 0.2 | --> | 0.2 | 0 | 0 | Constrained, otherwise capacity available =199 kVA | --> | 0.19 | 0 | 0 | 0 | 0 | Constrained, otherwise capacity available =190 kW | --> | E17 ex DALTON | Dalton [T421,T422] | DALTON |  | 53.7689 | -8.8755
064045Z | MV/LV Substation MV***045Z |  | 20 kV | _ | LV | 400 kVA :Kiosk Substation | 0.4 | --> | 0.4 | 0 | 0 | Constrained, otherwise capacity available =326 kVA | --> | 0.38 | 0 | 0.025 | 0 | 0 | Constrained, otherwise capacity available =351 kW | --> | C21 ex TERMONFECKIN ROAD | Termonfeckin Road [T41,T42] | DRYBRIDGE |  | 53.7649 | -6.272
015405Z | MV/LV Substation M7***405Z |  | 10 kV | _ | LV | 630 kVA :Kiosk Substation | 0.63 | --> | 0.63 | 0.331 | 12.6 |  | --> | 0.598 | 0 | 0.031 | 0.5 | 0 |  | --> | C18 ex MONREAD | Monread [T101,T102] | MONREAD |  | 53.2153 | -6.7073
2104247 | MV/LV Substation DR***4247 |  | 10 kV | _ | LV | 100 kVA :Pole Substation | 0.1 | --> | 0.1 | 0 | 0 | Constrained, otherwise capacity available =68 kVA | --> | 0.095 | 0 | 0 | 0 | 0 | Constrained, otherwise capacity available =90 kW | --> | C19 ex CARRICKMACROSS | Carrickmacross [T41,T42] | MEATH HILL |  | 53.9513 | -6.7786
065240Z | MV/LV Substation BR***240Z |  | 10 kV | _ | LV | 400 kVA :Kiosk Substation | 0.4 | --> | 0.4 | 0 | 0 | Constrained, otherwise capacity available =301 kVA | --> | 0.38 | 0 | 0.006 | 0.362 | 0 |  | --> | C21 ex STEPHENSTOWN | Stephenstown [T101,T102] | FINGLAS |  | 53.6146 | -6.1996
006522 | MV/LV Substation CL***522 |  | 20 kV | _ | LV | 50 kVA :Pole Substation | 0.05 | --> | 0.05 | 0 | 0 | Constrained, otherwise capacity available =28 kVA | --> | 0.048 | 0 | 0 | 0 | 0 | Constrained, otherwise capacity available =44 kW | --> | E16 ex CLONROCHE | Clonroche [T421,T422] | WEXFORD |  | 52.4573 | -6.7122
158797X | MV/LV Substation AR***797X |  | 10 kV | _ | LV | 630 kVA :Kiosk Substation | 0.63 | --> | 0.63 | 0.351 | 0.83 |  | --> | 0.598 | 0 | 0.2 | 0 | 0 | Constrained, otherwise capacity available =444 kW | --> | C18 ex MILLTOWN MALBAY | Milltown Malbay [T42] | TULLABRACK |  | 52.8452 | -9.4375
1924009 | MV/LV Substation AI***4009 |  | 10 kV | _ | LV | 630 kVA :Building Structure | 0.63 | --> | 0.63 | 0.5 | 1.56 |  | --> | 0.598 | 0 | 0 | 0 | 0 | Constrained, otherwise capacity available =590 kW | --> | C14 ex DERRYBEG | Derrybeg [T41,T42] | ARDNAGAPPARY |  | 55.0645 | -8.2841
2884015 | MV/LV Substation SA***4015 |  | 10 kV | _ | LV | 630 kVA :Building Structure | 0.63 | --> | 0.63 | 0 | 0 | Constrained, otherwise capacity available =630 kVA | --> | 0.598 | 0 | 0 | 0.5 | 0 |  | --> | C17 ex CARRICKMINES | Carrickmines [T41,T42] | CARRICKMINES |  | 53.2571 | -6.1902
018323 | MV/LV Substation LA***323 |  | 20 kV | _ | LV | 50 kVA :Pole Substation | 0.05 | --> | 0.05 | 0.038 | 3.75 |  | --> | 0.048 | 0 | 0 | 0 | 0 | Constrained, otherwise capacity available =46 kW | --> | C14 ex SMEARLA | Smearla [T41,T42] | TRIEN |  | 52.5676 | -9.3458
008054 | MV/LV Substation MO***054 |  | 10 kV | _ | LV | 200 kVA :Pole Substation | 0.2 | --> | 0.2 | 0 | 0 | Constrained, otherwise capacity available =156 kVA | --> | 0.19 | 0 | 0 | 0 | 0 | Constrained, otherwise capacity available =184 kW | --> | C14 ex KNOCKMULLEN | Knockmullen [T42,T421] | GREAT ISLAND |  | 52.3997 | -6.9365
0754262 | MV/LV Substation KI***4262 |  | 20 kV | _ | LV | 100 kVA :Pole Substation | 0.1 | --> | 0.1 | 0.1 | 0.58 |  | --> | 0.095 | 0 | 0 | 0 | 0 | Constrained, otherwise capacity available =95 kW | --> | E11 ex FERNS | Ferns [T421] | CRANE |  | 52.6551 | -6.5606
118060 | MV/LV Substation PO***060 |  | 10 kV | _ | LV | 100 kVA :Pole Substation | 0.1 | --> | 0.1 | 0.092 | 2 |  | --> | 0.095 | 0 | 0 | 0 | 0 | Constrained, otherwise capacity available =94 kW | --> | C12 ex BALLINASLOE | Ballinasloe [T41,T42] | SOMERSET |  | 53.3222 | -8.2072
238102Y | MV/LV Substation TE***102Y |  | 20 kV | _ | LV | 630 kVA :Building Structure | 0.63 | --> | 0.63 | 0 | 0 | Constrained, otherwise capacity available =535 kVA | --> | 0.598 | 0 | 0 | 0 | 0 | Constrained, otherwise capacity available =585 kW | --> | E12 ex BALLINROBE | Ballinrobe [T421,T422] | DALTON |  | 53.627 | -9.2174
067338X | MV/LV Substation R.***338X |  | 10 kV | _ | LV | 100 kVA :Pole Substation | 0.1 | --> | 0.1 | 0 | 0 | Constrained, otherwise capacity available =98 kVA | --> | 0.095 | 0 | 0 | 0 | 0 | Constrained, otherwise capacity available =95 kW | --> | E16 ex CRATLOE | Cratloe [T421,T422] | ARDNACRUSHA |  | 52.7202 | -8.6914
034039X | MV/LV Substation RO***039X |  | 20 kV | _ | LV | 50 kVA :Pole Substation | 0.05 | --> | 0.05 | 0.043 | 0.57 |  | --> | 0.048 | 0 | 0 | 0 | 0 | Constrained, otherwise capacity available =46 kW | --> | E19 ex LAWLESSTOWN | Lawlesstown [T42,T421] | DOON |  | 52.4712 | -7.7014
065258Z | MV/LV Substation NE***258Z |  | 10 kV | _ | LV | 400 kVA :Kiosk Substation | 0.4 | --> | 0.4 | 0 | 0 | Constrained, otherwise capacity available =275 kVA | --> | 0.38 | 0 | 0.062 | 0.317 | 0 |  | --> | C22 ex STEPHENSTOWN | Stephenstown [T101,T102] | FINGLAS |  | 53.6161 | -6.2084
248445X | MV/LV Substation RA***445X |  | 20 kV | _ | LV | 50 kVA :Pole Substation | 0.05 | --> | 0.05 | 0 | 0 | Constrained, otherwise capacity available =50 kVA | --> | 0.048 | 0 | 0 | 0 | 0 | Constrained, otherwise capacity available =48 kW | --> | E19 ex KILCOCK | Kilcock [T421,T422] | GRIFFINRATH |  | 53.3468 | -6.6807
119607 | MV/LV Substation CO***607 |  | 20 kV | _ | LV | 50 kVA :Pole Substation | 0.05 | --> | 0.05 | 0.041 | 2.24 |  | --> | 0.048 | 0 | 0 | 0.046 | 0 |  | --> | E11 ex CLOONBANNIN | Cloonbannin [T421] | GLENLARA |  | 52.0785 | -9.0276
0954163 | MV/LV Substation SE***4163 |  | 10 kV | _ | LV | 100 kVA :Pole Substation | 0.1 | --> | 0.1 | 0.1 | 0.7 |  | --> | 0.095 | 0 | 0 | 0 | 0 | Constrained, otherwise capacity available =95 kW | --> | C14 ex KILRUSH | Kilrush [T41,T42] | TULLABRACK |  | 52.6353 | -9.4981
058447X | MV/LV Substation TO***447X |  | 20 kV | _ | LV | 50 kVA :Pole Substation | 0.05 | --> | 0.05 | 0.043 | 0.18 |  | --> | 0.048 | 0 | 0 | 0 | 0 | Constrained, otherwise capacity available =46 kW | --> | C18 ex TOOMEVARA | Toomevara [T42] | NENAGH |  | 52.8475 | -8.0499
014186Z | MV/LV Substation TH***186Z |  | 10 kV | _ | LV | 200 kVA :Kiosk Substation | 0.2 | --> | 0.2 | 0 | 0 | Constrained, otherwise capacity available =107 kVA | --> | 0.19 | 0 | 0.01 | 0 | 0 | Constrained, otherwise capacity available =170 kW | --> | C11 ex MORRISTOWN | Morristown [T41,T42] | NEWBRIDGE |  | 53.1715 | -6.8159
244298 | MV/LV Substation LA***298 |  | 20 kV | _ | LV | 200 kVA :Pole Substation | 0.2 | --> | 0.2 | 0 | 0 | Constrained, otherwise capacity available =102 kVA | --> | 0.19 | 0 | 0.02 | 0 | 0 | Constrained, otherwise capacity available =161 kW | --> | E16 ex MILLTOWN (SR) | Milltown (sr) [T421,T422] | OUGHTRAGH |  | 52.1041 | -9.7941
081569X | MV/LV Substation BR***569X |  | 10 kV | _ | LV | 200 kVA :Kiosk Substation | 0.2 | --> | 0.2 | 0.135 | 7.91 |  | --> | 0.19 | 0 | 0.051 | 0.143 | 0 |  | --> | C23 ex PELLETSTOWN | Pelletstown [T101,T102] | FINGLAS |  | 53.3724 | -6.3831
006471Y | MV/LV Substation AL***471Y |  | 10 kV | _ | LV | 50 kVA :Pole Substation | 0.05 | --> | 0.05 | 0.047 | 3.12 |  | --> | 0.048 | 0 | 0 | 0 | 0 | Constrained, otherwise capacity available =47 kW | --> | C11 ex BELLFIELD | Bellfield [T41,T42] | CRANE |  | 52.5053 | -6.5889
127275Z | MV/LV Substation MO***275Z |  | 10 kV | _ | LV | 50 kVA :Pole Substation | 0.05 | --> | 0.05 | 0 | 0 | Constrained, otherwise capacity available =50 kVA | --> | 0.048 | 0 | 0 | 0 | 0 | Constrained, otherwise capacity available =48 kW | --> | C17 ex HOLYCROSS ROAD | Holycross Road [T41,T42] | THURLES |  | 52.7145 | -7.9224
0614078 | MV/LV Substation CO***4078 |  | 10 kV | _ | LV | 50 kVA :Pole Substation | 0.05 | --> | 0.05 | 0.04 | 2.04 |  | --> | 0.048 | 0 | 0 | 0 | 0 | Constrained, otherwise capacity available =46 kW | --> | C18 ex BALLYBAY | Ballybay [T41,T42] | LISDRUM |  | 54.1368 | -6.9045
590173 | MV/LV Substation DE***173 |  | 20 kV | _ | LV | 100 kVA :Pole Substation | 0.1 | --> | 0.1 | 0 | 0 | Constrained, otherwise capacity available =84 kVA | --> | 0.095 | 0 | 0.005 | 0 | 0 | Constrained, otherwise capacity available =89 kW | --> | E15 ex CONG |  |  |  | 53.5427 | -9.2816
281362Z | MV/LV Substation IN***362Z |  | 10 kV | _ | LV | 200 kVA :Kiosk Substation | 0.2 | --> | 0.2 | 0 | 0 | Constrained, otherwise capacity available =194 kVA | --> | 0.19 | 0 | 0 | 0.189 | 0 |  | --> | C12 ex BALLINCOLLIG | Ballincollig [T41,T42] | KILBARRY |  | 51.8888 | -8.6087
0664297 | MV/LV Substation RA***4297 |  | 20 kV | _ | LV | 400 kVA :Kiosk Substation | 0.4 | --> | 0.4 | 0 | 0 | Constrained, otherwise capacity available =282 kVA | --> | 0.38 | 0 | 0 | 0 | 0 | Constrained, otherwise capacity available =364 kW | --> | E18 ex BALTRASNA | Baltrasna [T121,T122] | BALTRASNA |  | 53.5006 | -6.4674
052002Z | MV/LV Substation RA***002Z |  | 20 kV | _ | LV | 100 kVA :Pole Substation | 0.1 | --> | 0.1 | 0 | 0 | Constrained, otherwise capacity available =88 kVA | --> | 0.095 | 0 | 0 | 0 | 0 | Constrained, otherwise capacity available =93 kW | --> | E18 ex BALLINDERRY | Ballinderry [T41,T422] | MULLINGAR |  | 53.5063 | -7.1458
2934213 | MV/LV Substation CA***4213 |  | 20 kV | _ | LV | 50 kVA :Pole Substation | 0.05 | --> | 0.05 | 0 | 0 | Constrained, otherwise capacity available =50 kVA | --> | 0.048 | 0 | 0 | 0 | 0 | Constrained, otherwise capacity available =48 kW | --> | E13 ex BALTINGLASS | Baltinglass [T421,T422] | STRATFORD |  | 52.9196 | -6.7508
093183Z | MV/LV Substation PR***183Z |  | 10 kV | _ | LV | 630 kVA :Kiosk Substation | 0.63 | --> | 0.63 | 0 | 0 | Constrained, otherwise capacity available =509 kVA | --> | 0.598 | 0 | 0 | 0.5 | 0 |  | --> | C13 ex MERVILLE | Merville [T41,T42] | FINGLAS |  | 53.3816 | -6.2886
048007 | MV/LV Substation WA***007 |  | 20 kV | _ | LV | 100 kVA :Pole Substation | 0.1 | --> | 0.1 | 0.082 | 2.03 |  | --> | 0.095 | 0 | 0 | 0 | 0 | Constrained, otherwise capacity available =93 kW | --> | E15 ex MOHILL | Mohill [T421,T422] | CARRICK ON SHANNON |  | 54.0395 | -7.8301
010391 | MV/LV Substation ST***391 |  | 10 kV | _ | LV | 50 kVA :Pole Substation | 0.05 | --> | 0.05 | 0 | 0 | Constrained, otherwise capacity available =44 kVA | --> | 0.048 | 0 | 0 | 0 | 0 | Constrained, otherwise capacity available =47 kW | --> | C11 ex GRAIGUENAMANAGH | Graiguenamanagh [T41,T42] | KILKENNY |  | 52.4925 | -6.93
049874X | MV/LV Substation NE***874X |  | 20 kV | _ | LV | 200 kVA :Pole Substation | 0.2 | --> | 0.2 | 0.127 | 0.21 |  | --> | 0.19 | 0 | 0.026 | 0 | 0 | Constrained, otherwise capacity available =160 kW | --> | E21 ex LONGFORD | Longford [T421,T422] | RICHMOND |  | 53.7646 | -7.8347
0134054 | MV/LV Substation ME***4054 |  | 10 kV | _ | LV | 400 kVA :Kiosk Substation | 0.4 | --> | 0.4 | 0.121 | 0.12 | Constrained, otherwise capacity available =396 kVA | --> | 0.38 | 0 | 0 | 0.38 | 0 |  | --> | C19 ex ATHY | Athy [T101,T102] | ATHY |  | 52.9921 | -6.9818
006502X | MV/LV Substation GR***502X |  | 10 kV | _ | LV | 200 kVA :Building Structure | 0.2 | --> | 0.2 | 0.146 | 3.12 |  | --> | 0.19 | 0 | 0.018 | 0 | 0 | Constrained, otherwise capacity available =169 kW | --> | C14 ex BELLFIELD | Bellfield [T41,T42] | CRANE |  | 52.5108 | -6.5728
011833 | MV/LV Substation TU***833 |  | 10 kV | _ | LV | 50 kVA :Pole Substation | 0.05 | --> | 0.05 | 0 | 0 | Constrained, otherwise capacity available =36 kVA | --> | 0.048 | 0 | 0.031 | 0 | 0 | Constrained, otherwise capacity available =22 kW | --> | C15 ex TALBOTS INCH | Talbots Inch [T41,T42] | KILKENNY |  | 52.6721 | -7.425
209657X | MV/LV Substation CU***657X |  | 10 kV | _ | LV | 400 kVA :Kiosk Substation | 0.4 | --> | 0.4 | 0 | 0 | Constrained, otherwise capacity available =309 kVA | --> | 0.38 | 0 | 0.007 | 0 | 0 | Constrained, otherwise capacity available =362 kW | --> | C19 ex MILFORD (NR) | Milford (nr) [T41,T42] | LETTERKENNY |  | 55.033 | -7.6476
0034218 | MV/LV Substation RE***4218 |  | 10 kV | _ | LV | 200 kVA :Kiosk Substation | 0.2 | --> | 0.2 | 0.139 | 11.58 |  | --> | 0.19 | 0 | 0.015 | 0 | 0 | Constrained, otherwise capacity available =170 kW | --> | C25 ex BALLYBEG | Ballybeg [T101,T102] | CARRICKMINES |  | 52.9856 | -6.0489
015774X | MV/LV Substation AS***774X |  | 10 kV | _ | LV | 400 kVA :Kiosk Substation | 0.4 | --> | 0.4 | 0.369 | 12.6 |  | --> | 0.38 | 0 | 0.022 | 0.359 | 0 |  | --> | C12 ex MONREAD | Monread [T101,T102] | MONREAD |  | 53.2239 | -6.6564
046850 | MV/LV Substation CA***850 |  | 10 kV | _ | LV | 100 kVA :Building Structure | 0.1 | --> | 0.1 | 0 | 0 | Constrained, otherwise capacity available =89 kVA | --> | 0.095 | 0 | 0.005 | 0.09 | 0 |  | --> | C12 ex CRANMORE | Cranmore [T41,T42] | SLIGO |  | 54.2474 | -8.4541
250081X | MV/LV Substation DO***081X |  | 20 kV | _ | LV | 630 kVA :Kiosk Substation | 0.63 | --> | 0.63 | 0.5 | 1.26 |  | --> | 0.598 | 0 | 0.019 | 0 | 0 | Constrained, otherwise capacity available =580 kW | --> | E16 ex BALLYCROSSAUN | Ballycrossaun [T421,T422] | SOMERSET |  | 53.0932 | -8.2141
058458X | MV/LV Substation BA***458X |  | 10 kV | _ | LV | 50 kVA :Pole Substation | 0.05 | --> | 0.05 | 0 | 0 | Constrained, otherwise capacity available =37 kVA | --> | 0.048 | 0 | 0.015 | 0 | 0 | Constrained, otherwise capacity available =35 kW | --> | C26 ex KYLEERAGH | Kyleeragh [T41,T42] | NENAGH |  | 52.894 | -8.2511
063911 | MV/LV Substation OI***911 |  | 10 kV | _ | LV | 50 kVA :Pole Substation | 0.05 | --> | 0.05 | 0 | 0 | Constrained, otherwise capacity available =48 kVA | --> | 0.048 | 0 | 0 | 0 | 0 | Constrained, otherwise capacity available =47 kW | --> | C19 ex BALLYBAILIE | Ballybailie [T41,T42] | DUNDALK |  | 53.8656 | -6.5427
013486X | MV/LV Substation AR***486X |  | 20 kV | _ | LV | 50 kVA :Pole Substation | 0.05 | --> | 0.05 | 0.044 | 0.12 |  | --> | 0.048 | 0 | 0 | 0.047 | 0 |  | --> | E62 ex ATHY | Athy [T101,T102] | ATHY |  | 53.0276 | -6.9116
1204258 | MV/LV Substation KI***4258 |  | 20 kV | _ | LV | 100 kVA :Pole Substation | 0.1 | --> | 0.1 | 0 | 0 | Constrained, otherwise capacity available =77 kVA | --> | 0.095 | 0 | 0.04 | 0 | 0 | Constrained, otherwise capacity available =62 kW | --> | E19 ex EDENDERRY | Edenderry [T421,T422] | BLAKE |  | 53.4053 | -7.1279
007993Y | MV/LV Substation BO***993Y |  | 20 kV | _ | LV | 50 kVA :Pole Substation | 0.05 | --> | 0.05 | 0.038 | 1.4 |  | --> | 0.048 | 0 | 0.032 | 0 | 0 | Constrained, otherwise capacity available =22 kW | --> | E12 ex KILLINICK | Killinick [T421,T422] | WEXFORD |  | 52.24 | -6.3324
139591Y | MV/LV Substation CL***591Y |  | 10 kV | _ | LV | 200 kVA :Kiosk Substation | 0.2 | --> | 0.2 | 0.13 | 2.68 |  | --> | 0.19 | 0 | 0 | 0 | 0 | Constrained, otherwise capacity available =180 kW | --> | C13 ex OLDCASTLE | Oldcastle [T41,T422] | MULLINGAR |  | 53.7681 | -7.1535
064302Y | MV/LV Substation ST***302Y |  | 20 kV | _ | LV | 100 kVA :Pole Substation | 0.1 | --> | 0.1 | 0 | 0 | Constrained, otherwise capacity available =81 kVA | --> | 0.095 | 0 | 0.01 | 0 | 0 | Constrained, otherwise capacity available =85 kW | --> | C13 ex MORNINGTON ROAD | Mornington Road [T41,T42] | DRYBRIDGE |  | 53.7217 | -6.2534
2544021 | MV/LV Substation KI***4021 |  | 20 kV | _ | LV | 50 kVA :Pole Substation | 0.05 | --> | 0.05 | 0 | 0 | Constrained, otherwise capacity available =39 kVA | --> | 0.048 | 0 | 0 | 0 | 0 | Constrained, otherwise capacity available =46 kW | --> | E16 ex GLENAMADDY | Glenamaddy [T422] | ATHLONE |  | 53.5542 | -8.5605
069761 | MV/LV Substation AS***761 |  | 10 kV | _ | LV | 630 kVA :Kiosk Substation | 0.63 | --> | 0.63 | 0.5 | 7.75 |  | --> | 0.598 | 0 | 0 | 0.5 | 0 |  | --> | C15 ex MILLTOWN (DR) | Milltown (dr) [T101,T102] | POOLBEG |  | 53.3237 | -6.2523
0524004 | MV/LV Substation CU***4004 |  | 20 kV | _ | LV | 50 kVA :Pole Substation | 0.05 | --> | 0.05 | 0.048 | 10.9 |  | --> | 0.048 | 0 | 0 | 0.047 | 0 |  | --> | C24 ex MULLINGAR | Mullingar [T101,T102] | MULLINGAR |  | 53.5553 | -7.3538
093525Z | MV/LV Substation RA***525Z |  | 10 kV | _ | LV | 200 kVA :Kiosk Substation | 0.2 | --> | 0.2 | 0 | 0 | Constrained, otherwise capacity available =176 kVA | --> | 0.19 | 0 | 0 | 0.187 | 0 |  | --> | C16 ex HOWTH JUNCTION | Howth Junction [T41,T42] | GRANGE (DR) |  | 53.3986 | -6.1505
046008X | MV/LV Substation CA***008X |  | 10 kV | _ | LV | 400 kVA :Kiosk Substation | 0.4 | --> | 0.4 | 0.341 | 5.78 |  | --> | 0.38 | 0 | 0.005 | 0.368 | 0 |  | --> | C11 ex OAKFIELD | Oakfield [T41,T42] | SLIGO |  | 54.2598 | -8.4734
0624250 | MV/LV Substation MA***4250 |  | 10 kV | _ | LV | 400 kVA :Kiosk Substation | 0.4 | --> | 0.4 | 0.336 | 3.12 |  | --> | 0.38 | 0 | 0.159 | 0 | 0 | Constrained, otherwise capacity available =253 kW | --> | C21 ex MARSHES | Marshes [T41,T42] | DUNDALK |  | 53.9664 | -6.3958
006588X | MV/LV Substation RU***588X |  | 10 kV | _ | LV | 400 kVA :Kiosk Substation | 0.4 | --> | 0.4 | 0.393 | 3.12 |  | --> | 0.38 | 0 | 0 | 0 | 0 | Constrained, otherwise capacity available =379 kW | --> | C11 ex BELLFIELD | Bellfield [T41,T42] | CRANE |  | 52.5028 | -6.5804
030102X | MV/LV Substation CN***102X |  | 20 kV | _ | LV | 200 kVA :Kiosk Substation | 0.2 | --> | 0.2 | 0 | 0 | Constrained, otherwise capacity available =160 kVA | --> | 0.19 | 0 | 0.005 | 0 | 0 | Constrained, otherwise capacity available =181 kW | --> | E17 ex FOXHOLE | Foxhole [T421,T422] | DUNGARVAN |  | 51.9572 | -7.8619
039303 | MV/LV Substation CO***303 |  | 10 kV | _ | LV | 400 kVA :Building Structure | 0.4 | --> | 0.4 | 0.366 | 3.45 |  | --> | 0.38 | 0 | 0 | 0.375 | 0 |  | --> | C13 ex TRIMMS LANE | Trimms Lane [T41,T42] | SALTHILL |  | 53.2737 | -9.0534
116563 | MV/LV Substation OL***563 |  | 20 kV | _ | LV | 100 kVA :Pole Substation | 0.1 | --> | 0.1 | 0.083 | 8.1 |  | --> | 0.095 | 0 | 0 | 0 | 0 | Constrained, otherwise capacity available =93 kW | --> | E11 ex WESTPORT | Westport [T421,T422] | CASTLEBAR |  | 53.7755 | -9.7762
017014 | MV/LV Substation BA***014 |  | 10 kV | _ | LV | 50 kVA :Pole Substation | 0.05 | --> | 0.05 | 0.042 | 1.05 |  | --> | 0.048 | 0 | 0 | 0 | 0 | Constrained, otherwise capacity available =46 kW | --> | C19 ex NEWCASTLEWEST | Newcastlewest [T41,T42] | RATHKEALE |  | 52.4068 | -8.995
006777X | MV/LV Substation BA***777X |  | 10 kV | _ | LV | 50 kVA :Pole Substation | 0.05 | --> | 0.05 | 0.048 | 1.29 |  | --> | 0.048 | 0 | 0 | 0 | 0 | Constrained, otherwise capacity available =47 kW | --> | C13 ex MONFIN | Monfin [T41,T42] | WEXFORD |  | 52.4745 | -6.5937
281688X | MV/LV Substation AT***688X |  | 10 kV | _ | LV | 400 kVA :Kiosk Substation | 0.4 | --> | 0.4 | 0.272 | 7.88 |  | --> | 0.38 | 0 | 0.017 | 0.35 | 0 |  | --> | C17 ex LIBERTY STREET | Liberty Street [T101,T102] | LIBERTY STREET |  | 51.887 | -8.4827
075868X | MV/LV Substation RO***868X |  | 20 kV | _ | LV | 50 kVA :Pole Substation | 0.05 | --> | 0.05 | 0.035 | 17.8 |  | --> | 0.048 | 0 | 0.004 | 0.042 | 0 |  | --> | E13 ex BANOGE | Banoge [T121,T122] | BANOGE |  | 52.599 | -6.2143
081068Y | MV/LV Substation CR***068Y |  | 10 kV | _ | LV | 200 kVA :Kiosk Substation | 0.2 | --> | 0.2 | 0 | 0 | Constrained, otherwise capacity available =126 kVA | --> | 0.19 | 0 | 0.056 | 0 | 0 | Constrained, otherwise capacity available =138 kW | --> | C12 ex MONEYCOOLEY | Moneycooley [T41,T42,T44] | GRIFFINRATH |  | 53.3526 | -6.5447
0144277 | MV/LV Substation BR***4277 |  | 10 kV | _ | LV | 630 kVA :Kiosk Substation | 0.63 | --> | 0.63 | 0.5 | 0.63 |  | --> | 0.598 | 0 | 0.01 | 0 | 0 | Constrained, otherwise capacity available =581 kW | --> | C16 ex KILCULLEN | Kilcullen [T41,T42,T424] | STRATFORD |  | 53.1377 | -6.8411
120083 | MV/LV Substation RH***083 |  | 20 kV | _ | LV | 200 kVA :Pole Substation | 0.2 | --> | 0.2 | 0 | 0 | Constrained, otherwise capacity available =148 kVA | --> | 0.19 | 0 | 0 | 0 | 0 | Constrained, otherwise capacity available =183 kW | --> | E20 ex EDENDERRY | Edenderry [T421,T422] | BLAKE |  | 53.3334 | -7.2242
039464X | MV/LV Substation BI***464X |  | 10 kV | _ | LV | 400 kVA :Kiosk Substation | 0.4 | --> | 0.4 | 0.293 | 11.03 |  | --> | 0.38 | 0 | 0.02 | 0.35 | 0 |  | --> | C18 ex SALTHILL | Salthill [T101,T102] | SALTHILL |  | 53.2676 | -9.128
046362 | MV/LV Substation BL***362 |  | 10 kV | _ | LV | 630 kVA :Building Structure | 0.63 | --> | 0.63 | 0 | 0 | Constrained, otherwise capacity available =444 kVA | --> | 0.598 | 0 | 0.01 | 0.5 | 0 |  | --> | C17 ex CRANMORE | Cranmore [T41,T42] | SLIGO |  | 54.2713 | -8.4739
196089 | MV/LV Substation MI***089 |  | 10 kV | _ | LV | 100 kVA :Pole Substation | 0.1 | --> | 0.1 | 0 | 0 | Constrained, otherwise capacity available =88 kVA | --> | 0.095 | 0 | 0 | 0 | 0 | Constrained, otherwise capacity available =93 kW | --> | C18 ex ATHBOY | Athboy [T42] | NAVAN |  | 53.6119 | -6.8912
021016Z | MV/LV Substation RA***016Z |  | 10 kV | _ | LV | 50 kVA :Pole Substation | 0.05 | --> | 0.05 | 0.047 | 6.78 |  | --> | 0.048 | 0 | 0 | 0.047 | 0 |  | --> | C13 ex CASTLEVIEW | Castleview [T101,T102] | CASTLEVIEW |  | 51.9001 | -8.3702
036230X | MV/LV Substation OO***230X |  | 20 kV | _ | LV | 50 kVA :Pole Substation | 0.05 | --> | 0.05 | 0 | 0 | Constrained, otherwise capacity available =44 kVA | --> | 0.048 | 0 | 0 | 0 | 0 | Constrained, otherwise capacity available =47 kW | --> | E18 ex GARRANACANTY | Garranacanty [T421,T422] | TIPPERARY |  | 52.5299 | -8.264
011385Z | MV/LV Substation WE***385Z |  | 10 kV | _ | LV | 400 kVA :Kiosk Substation | 0.4 | --> | 0.4 | 0 | 0 | Constrained, otherwise capacity available =276 kVA | --> | 0.38 | 0 | 0.042 | 0 | 0 | Constrained, otherwise capacity available =332 kW | --> | C21 ex TALBOTS INCH | Talbots Inch [T41,T42] | KILKENNY |  | 52.6744 | -7.2554
281016X | MV/LV Substation HA***016X |  | 10 kV | _ | LV | 630 kVA :Kiosk Substation | 0.63 | --> | 0.63 | 0 | 0 | Constrained, otherwise capacity available =630 kVA | --> | 0.598 | 0 | 0 | 0 | 0 | Constrained, otherwise capacity available =598 kW | --> | C19 ex DENNEHYS CROSS | Dennehys Cross [T41,T42] | TRABEG |  | 51.882 | -8.4913
031035 | MV/LV Substation SO***035 |  | 10 kV | _ | LV | 400 kVA :Kiosk Substation | 0.4 | --> | 0.4 | 0 | 0 | Constrained, otherwise capacity available =306 kVA | --> | 0.38 | 0 | 0.05 | 0 | 0 | Constrained, otherwise capacity available =330 kW | --> | C11 ex COLLIGAN | Colligan [T41,T42] | DUNGARVAN |  | 52.0949 | -7.6162
0674232 | MV/LV Substation WA***4232 |  | 10 kV | _ | LV | 400 kVA :Kiosk Substation | 0.4 | --> | 0.4 | 0 | 0 | Constrained, otherwise capacity available =388 kVA | --> | 0.38 | 0 | 0 | 0.378 | 0 |  | --> | C11 ex GARRYOWEN | Garryowen [T41,T42] | LIMERICK |  | 52.6541 | -8.6184
021262Z | MV/LV Substation EA***262Z |  | 10 kV | _ | LV | 630 kVA :Building Structure | 0.63 | --> | 0.63 | 0.5 | 6.78 |  | --> | 0.598 | 0 | 0.049 | 0.5 | 0 |  | --> | C35 ex CASTLEVIEW | Castleview [T101,T102] | CASTLEVIEW |  | 51.902 | -8.3585
064095 | MV/LV Substation BR***095 |  | 10 kV | _ | LV | 400 kVA :Kiosk Substation | 0.4 | --> | 0.4 | 0 | 0 | Constrained, otherwise capacity available =298 kVA | --> | 0.38 | 0 | 0.029 | 0 | 0 | Constrained, otherwise capacity available =344 kW | --> | C20 ex DRYBRIDGE | Drybridge [T41,T42] | DRYBRIDGE |  | 53.7269 | -6.3449
058524 | MV/LV Substation LO***524 |  | 10 kV | _ | LV | 50 kVA :Pole Substation | 0.05 | --> | 0.05 | 0 | 0 | Constrained, otherwise capacity available =44 kVA | --> | 0.048 | 0 | 0 | 0 | 0 | Constrained, otherwise capacity available =47 kW | --> | C26 ex KYLEERAGH | Kyleeragh [T41,T42] | NENAGH |  | 52.9376 | -8.2309
013274 | MV/LV Substation KI***274 |  | 20 kV | _ | LV | 100 kVA :Pole Substation | 0.1 | --> | 0.1 | 0.057 | 0.12 |  | --> | 0.095 | 0 | 0 | 0.089 | 0 |  | --> | E62 ex ATHY | Athy [T101,T102] | ATHY |  | 53.036 | -6.8995
014757 | MV/LV Substation MO***757 |  | 20 kV | _ | LV | 100 kVA :Pole Substation | 0.1 | --> | 0.1 | 0.077 | 0.63 |  | --> | 0.095 | 0 | 0.005 | 0 | 0 | Constrained, otherwise capacity available =88 kW | --> | E11 ex KILCULLEN | Kilcullen [T41,T42,T424] | STRATFORD |  | 53.1181 | -6.6883
029413Y | MV/LV Substation BR***413Y |  | 10 kV | _ | LV | 100 kVA :Pole Substation | 0.1 | --> | 0.1 | 0 | 0 | Constrained, otherwise capacity available =88 kVA | --> | 0.095 | 0 | 0 | 0.093 | 0 |  | --> | C18 ex MIDLETON | Midleton [T101,T102] | MIDLETON |  | 51.9659 | -8.2648
055070Y | MV/LV Substation TA***070Y |  | 10 kV | _ | LV | 200 kVA :Kiosk Substation | 0.2 | --> | 0.2 | 0 | 0 | Constrained, otherwise capacity available =196 kVA | --> | 0.19 | 0 | 0 | 0 | 0 | Constrained, otherwise capacity available =190 kW | --> | C17 ex TEMPLEMORE | Templemore [T41,T42] | IKERRIN |  | 52.7921 | -7.8378
089089X | MV/LV Substation WE***089X |  | 20 kV | _ | LV | 400 kVA :Kiosk Substation | 0.4 | --> | 0.4 | 0.395 | 9.1 |  | --> | 0.38 | 0 | 0 | 0 | 0 | Constrained, otherwise capacity available =379 kW | --> | E19 ex ARDNAREE | Ardnaree [T42,T421] | MOY |  | 54.1193 | -9.13
365088 | MV/LV Substation HO***088 |  | 10 kV | _ | LV | 630 kVA :Building Structure | 0.63 | --> | 0.63 | 0 | 0 | Constrained, otherwise capacity available =479 kVA | --> | 0.598 | 0 | 0 | 0.5 | 0 |  | --> | C11 ex FORTUNESTOWN | Fortunestown [T101,T102] | INCHICORE 220KV |  | 53.2957 | -6.4295
281734Z | MV/LV Substation DU***734Z |  | 10 kV | _ | LV | 400 kVA :Kiosk Substation | 0.4 | --> | 0.4 | 0 | 0 | Constrained, otherwise capacity available =361 kVA | --> | 0.38 | 0 | 0.026 | 0 | 0 | Constrained, otherwise capacity available =355 kW | --> | C24 ex KILMONEY | Kilmoney [T41,T42] | TRABEG |  | 51.8197 | -8.4083
0084193 | MV/LV Substation CA***4193 |  | 10 kV | _ | LV | 400 kVA :Kiosk Substation | 0.4 | --> | 0.4 | 0 | 0 | Constrained, otherwise capacity available =400 kVA | --> | 0.38 | 0 | 0 | 0 | 0 | Constrained, otherwise capacity available =380 kW | --> | C14 ex KNOCKMULLEN | Knockmullen [T42,T421] | GREAT ISLAND |  | 52.4021 | -6.9306
014102 | MV/LV Substation DA***102 |  | 10 kV | _ | LV | 400 kVA :Kiosk Substation | 0.4 | --> | 0.4 | 0 | 0 | Constrained, otherwise capacity available =136 kVA | --> | 0.38 | 0 | 0.013 | 0 | 0 | Constrained, otherwise capacity available =333 kW | --> | C12 ex MORRISTOWN | Morristown [T41,T42] | NEWBRIDGE |  | 53.1803 | -6.809
053459 | MV/LV Substation TU***459 |  | 10 kV | _ | LV | 200 kVA :Pole Substation | 0.2 | --> | 0.2 | 0.191 | 2.39 |  | --> | 0.19 | 0 | 0 | 0 | 0 | Constrained, otherwise capacity available =189 kW | --> | C11 ex SRAH | Srah [T41,T42] | THORNSBERRY |  | 53.274 | -7.5051
1204082 | MV/LV Substation KI***4082 |  | 10 kV | _ | LV | 50 kVA :Pole Substation | 0.05 | --> | 0.05 | 0 | 0 | Constrained, otherwise capacity available =47 kVA | --> | 0.048 | 0 | 0 | 0 | 0 | Constrained, otherwise capacity available =47 kW | --> | C18 ex BLAKE | Blake [T41,T42] | BLAKE |  | 53.2577 | -6.8549
136955 | MV/LV Substation BA***955 |  | 10 kV | _ | LV | 200 kVA :Pole Substation | 0.2 | --> | 0.2 | 0.146 | 1.28 |  | --> | 0.19 | 0 | 0.005 | 0 | 0 | Constrained, otherwise capacity available =179 kW | --> | C21 ex CASTLEREA | Castlerea [T41,T42] | CARRICK ON SHANNON |  | 53.6935 | -8.4629
266730 | MV/LV Substation CA***730 |  | 20 kV | _ | LV | 50 kVA :Pole Substation | 0.05 | --> | 0.05 | 0 | 0 | Constrained, otherwise capacity available =47 kVA | --> | 0.048 | 0 | 0 | 0 | 0 | Constrained, otherwise capacity available =47 kW | --> | E18 ex CARNDONAGH | Carndonagh [T421,T422] | TRILLICK |  | 55.228 | -7.2671
0524287 | MV/LV Substation JO***4287 |  | 20 kV | _ | LV | 50 kVA :Pole Substation | 0.05 | --> | 0.05 | 0 | 0 | Constrained, otherwise capacity available =50 kVA | --> | 0.048 | 0 | 0 | 0 | 0 | Constrained, otherwise capacity available =48 kW | --> | E18 ex BALLINDERRY | Ballinderry [T41,T422] | MULLINGAR |  | 53.5238 | -7.1143
039925 | MV/LV Substation KE***925 |  | 20 kV | _ | LV | 50 kVA :Pole Substation | 0.05 | --> | 0.05 | 0.048 | 11.03 |  | --> | 0.048 | 0 | 0 | 0.047 | 0 |  | --> | C36 ex SALTHILL | Salthill [T101,T102] | SALTHILL |  | 53.3008 | -9.1006
0144106 | MV/LV Substation MO***4106 |  | 10 kV | _ | LV | 50 kVA :Pole Substation | 0.05 | --> | 0.05 | 0 | 0 | Constrained, otherwise capacity available =44 kVA | --> | 0.048 | 0 | 0 | 0 | 0 | Constrained, otherwise capacity available =47 kW | --> | C20 ex KILDARE | Kildare [T41,T42] | NEWBRIDGE |  | 53.1722 | -6.8484
067862Y | MV/LV Substation GR***862Y |  | 10 kV | _ | LV | 630 kVA :Kiosk Substation | 0.63 | --> | 0.63 | 0.5 | 13.8 |  | --> | 0.598 | 0 | 0 | 0.5 | 0 |  | --> | C19 ex SINGLAND | Singland [T101,T102] | SINGLAND |  | 52.6633 | -8.5762
137093X | MV/LV Substation CL***093X |  | 10 kV | _ | LV | 50 kVA :Pole Substation | 0.05 | --> | 0.05 | 0.037 | 2 |  | --> | 0.048 | 0 | 0 | 0 | 0 | Constrained, otherwise capacity available =46 kW | --> | C12 ex CAUSEWAY | Causeway [T41,T42] | TRALEE |  | 52.4708 | -9.6823
281673Z | MV/LV Substation O2***673Z |  | 20 kV | _ | LV | 50 kVA :Pole Substation | 0.05 | --> | 0.05 | 0 | 0 | Constrained, otherwise capacity available =46 kVA | --> | 0.048 | 0 | 0 | 0 | 0 | Constrained, otherwise capacity available =47 kW | --> | C15 ex KILMONEY | Kilmoney [T41,T42] | TRABEG |  | 51.8172 | -8.4502
160441Y | MV/LV Substation CA***441Y |  | 20 kV | _ | LV | 100 kVA :Pole Substation | 0.1 | --> | 0.1 | 0 | 0 | Constrained, otherwise capacity available =61 kVA | --> | 0.095 | 0 | 0.005 | 0 | 0 | Constrained, otherwise capacity available =86 kW | --> | E11 ex PORTLAOISE |  |  |  | 53.0967 | -7.1758
119999X | MV/LV Substation SC***999X |  | 10 kV | _ | LV | 50 kVA :Pole Substation | 0.05 | --> | 0.05 | 0.034 | 4.16 |  | --> | 0.048 | 0 | 0.005 | 0.042 | 0 |  | --> | C20 ex NEWMARKET (SR) | Newmarket (sr) [T41,T42] | GLENLARA |  | 52.2255 | -8.9912
014185 | MV/LV Substation AL***185 |  | 10 kV | _ | LV | 200 kVA :Kiosk Substation | 0.2 | --> | 0.2 | 0 | 0 | Constrained, otherwise capacity available =51 kVA | --> | 0.19 | 0 | 0.036 | 0 | 0 | Constrained, otherwise capacity available =142 kW | --> | C11 ex MORRISTOWN | Morristown [T41,T42] | NEWBRIDGE |  | 53.1781 | -6.8207
0844013 | MV/LV Substation TH***4013 |  | 20 kV | _ | LV | 50 kVA :Pole Substation | 0.05 | --> | 0.05 | 0 | 0 | Constrained, otherwise capacity available =31 kVA | --> | 0.048 | 0 | 0 | 0 | 0 | Constrained, otherwise capacity available =45 kW | --> | E11 ex KILCOLGAN | Kilcolgan [T42,T421] | GALWAY 110KV |  | 53.2012 | -8.8686
0354104 | MV/LV Substation CA***4104 |  | 20 kV | _ | LV | 50 kVA :Pole Substation | 0.05 | --> | 0.05 | 0.05 | 0.49 |  | --> | 0.048 | 0 | 0 | 0 | 0 | Constrained, otherwise capacity available =48 kW | --> | E11 ex ARDFINNAN | Ardfinnan [T421] | CAHIR |  | 52.3246 | -7.914
167584 | MV/LV Substation GR***584 |  | 20 kV | _ | LV | 50 kVA :Pole Substation | 0.05 | --> | 0.05 | 0 | 0 | Constrained, otherwise capacity available =47 kVA | --> | 0.048 | 0 | 0 | 0 | 0 | Constrained, otherwise capacity available =47 kW | --> | E12 ex WHITECHURCH | Whitechurch [T421,T422] | KILBARRY |  | 52.0444 | -8.4351
0384162 | MV/LV Substation WA***4162 |  | 10 kV | _ | LV | 400 kVA :Kiosk Substation | 0.4 | --> | 0.4 | 0 | 0 | Constrained, otherwise capacity available =336 kVA | --> | 0.38 | 0 | 0.006 | 0 | 0 | Constrained, otherwise capacity available =367 kW | --> | C15 ex GORT | Gort [T41,T42] | ENNIS |  | 53.0625 | -8.811
244562X | MV/LV Substation KI***562X |  | 20 kV | _ | LV | 50 kVA :Pole Substation | 0.05 | --> | 0.05 | 0 | 0 | Constrained, otherwise capacity available =31 kVA | --> | 0.048 | 0 | 0 | 0 | 0 | Constrained, otherwise capacity available =45 kW | --> | E16 ex MILLTOWN (SR) | Milltown (sr) [T421,T422] | OUGHTRAGH |  | 52.1344 | -9.74
068196X | MV/LV Substation HI***196X |  | 10 kV | _ | LV | 630 kVA :Building Structure | 0.63 | --> | 0.63 | 0 | 0 | Constrained, otherwise capacity available =527 kVA | --> | 0.598 | 0 | 0 | 0.5 | 0 |  | --> | C17 ex NEWMARKET (DR) | Newmarket (dr) [T41] | FRANCIS STREET |  | 53.3429 | -6.2741
288834 | MV/LV Substation MO***834 |  | 10 kV | _ | LV | 50 kVA :Pole Substation | 0.05 | --> | 0.05 | 0.028 | 0.04 |  | --> | 0.048 | 0 | 0.008 | 0.038 | 0 |  | --> | C21 ex LITTLE BRAY | Little Bray [T41,T42] | FASSAROE |  | 53.2004 | -6.1723
253975X | MV/LV Substation BR***975X |  | 20 kV | _ | LV | 50 kVA :Pole Substation | 0.05 | --> | 0.05 | 0 | 0 | Constrained, otherwise capacity available =45 kVA | --> | 0.048 | 0 | 0 | 0 | 0 | Constrained, otherwise capacity available =47 kW | --> | E16 ex GLENAMADDY | Glenamaddy [T422] | ATHLONE |  | 53.446 | -8.662
0314243 | MV/LV Substation SH***4243 |  | 20 kV | _ | LV | 50 kVA :Pole Substation | 0.05 | --> | 0.05 | 0 | 0 | Constrained, otherwise capacity available =50 kVA | --> | 0.048 | 0 | 0 | 0 | 0 | Constrained, otherwise capacity available =48 kW | --> | E18 ex SPRINGS | Springs [T421,T422] | DUNGARVAN |  | 52.0474 | -7.6379
066438Z | MV/LV Substation RA***438Z |  | 20 kV | _ | LV | 200 kVA :Kiosk Substation | 0.2 | --> | 0.2 | 0 | 0 | Constrained, otherwise capacity available =177 kVA | --> | 0.19 | 0 | 0.011 | 0 | 0 | Constrained, otherwise capacity available =179 kW | --> | E18 ex BALTRASNA | Baltrasna [T121,T122] | BALTRASNA |  | 53.5022 | -6.4664
0214350 | MV/LV Substation AN***4350 |  | 10 kV | _ | LV | 630 kVA :Building Structure | 0.63 | --> | 0.63 | 0.5 | 6.78 |  | --> | 0.598 | 0 | 0 | 0.5 | 0 |  | --> | C39 ex CASTLEVIEW | Castleview [T101,T102] | CASTLEVIEW |  | 51.9028 | -8.3273
065746 | MV/LV Substation RU***746 |  | 10 kV | _ | LV | 200 kVA :Kiosk Substation | 0.2 | --> | 0.2 | 0 | 0 | Constrained, otherwise capacity available =156 kVA | --> | 0.19 | 0 | 0 | 0 | 0 | Constrained, otherwise capacity available =184 kW | --> | C15 ex LOUGHSHINNY | Loughshinny [T41,T42] | GLASMORE |  | 53.5148 | -6.1028
012410X | MV/LV Substation CA***410X |  | 20 kV | _ | LV | 50 kVA :Pole Substation | 0.05 | --> | 0.05 | 0.029 | 1.99 |  | --> | 0.048 | 0 | 0.009 | 0 | 0 | Constrained, otherwise capacity available =38 kW | --> | C19 ex GRAIGUE | Graigue [T41,T42] | CARLOW |  | 52.772 | -6.9537
033027Y | MV/LV Substation CA***027Y |  | 10 kV | _ | LV | 200 kVA :Kiosk Substation | 0.2 | --> | 0.2 | 0 | 0 | Constrained, otherwise capacity available =129 kVA | --> | 0.19 | 0 | 0.01 | 0 | 0 | Constrained, otherwise capacity available =173 kW | --> | C15 ex DEERPARK | Deerpark [T41,T42] | BALLYDINE |  | 52.3409 | -7.4072
090929 | MV/LV Substation DE***929 |  | 10 kV | _ | LV | 50 kVA :Pole Substation | 0.05 | --> | 0.05 | 0.048 | 3.16 |  | --> | 0.048 | 0 | 0 | 0 | 0 | Constrained, otherwise capacity available =47 kW | --> | C22 ex ENNISKEANE | Enniskeane [T41,T42] | BANDON |  | 51.7351 | -8.9671
004495 | MV/LV Substation ST***495 |  | 20 kV | _ | LV | 50 kVA :Pole Substation | 0.05 | --> | 0.05 | 0 | 0 | Constrained, otherwise capacity available =22 kVA | --> | 0.048 | 0 | 0.007 | 0 | 0 | Constrained, otherwise capacity available =38 kW | --> | E13 ex SHILLELAGH | Shillelagh [T421,T422] | CARLOW |  | 52.7636 | -6.4559
109509 | MV/LV Substation MC***509 |  | 10 kV | _ | LV | 400 kVA :Kiosk Substation | 0.4 | --> | 0.4 | 0.283 | 0.38 |  | --> | 0.38 | 0 | 0 | 0.364 | 0 |  | --> | C20 ex RINEANNA | Rineanna [T41,T42] | DRUMLINE |  | 52.7127 | -8.8761
014714 | MV/LV Substation M/***714 |  | 10 kV | _ | LV | 100 kVA :Pole Substation | 0.1 | --> | 0.1 | 0 | 0 | Constrained, otherwise capacity available =77 kVA | --> | 0.095 | 0 | 0 | 0 | 0 | Constrained, otherwise capacity available =92 kW | --> | C16 ex MORRISTOWN | Morristown [T41,T42] | NEWBRIDGE |  | 53.2022 | -6.8519
2144099 | MV/LV Substation KI***4099 |  | 20 kV | _ | LV | 50 kVA :Pole Substation | 0.05 | --> | 0.05 | 0 | 0 | Constrained, otherwise capacity available =50 kVA | --> | 0.048 | 0 | 0 | 0 | 0 | Constrained, otherwise capacity available =48 kW | --> | C11 ex DRUMQUIN | Drumquin [T42] | ENNIS |  | 52.8051 | -9.0961
252480 | MV/LV Substation OB***480 |  | 10 kV | _ | LV | 50 kVA :Pole Substation | 0.05 | --> | 0.05 | 0.021 | 1.32 |  | --> | 0.048 | 0 | 0 | 0.044 | 0 |  | --> | C26 ex CLIFDEN | Clifden [T41,T42] | SCREEB |  | 53.4885 | -9.9994
006518X | MV/LV Substation TO***518X |  | 20 kV | _ | LV | 50 kVA :Pole Substation | 0.05 | --> | 0.05 | 0.041 | 4.38 |  | --> | 0.048 | 0 | 0 | 0.046 | 0 |  | --> | E13 ex CRANE | Crane [T122] | CRANE |  | 52.5017 | -6.5106
003008 | MV/LV Substation AS***008 |  | 10 kV | _ | LV | 200 kVA :Pole Substation | 0.2 | --> | 0.2 | 0.19 | 11.58 |  | --> | 0.19 | 0 | 0 | 0 | 0 | Constrained, otherwise capacity available =189 kW | --> | C19 ex BALLYBEG | Ballybeg [T101,T102] | CARRICKMINES |  | 53.0116 | -6.1089
156483Y | MV/LV Substation KN***483Y |  | 20 kV | _ | LV | 100 kVA :Pole Substation | 0.1 | --> | 0.1 | 0.094 | 2.47 |  | --> | 0.095 | 0 | 0 | 0 | 0 | Constrained, otherwise capacity available =94 kW | --> | E13 ex TELAYDON | Telaydon [T42,T421] | LISDRUM |  | 54.3076 | -7.1021
120484Y | MV/LV Substation MA***484Y |  | 20 kV | _ | LV | 50 kVA :Pole Substation | 0.05 | --> | 0.05 | 0.043 | 3.5 |  | --> | 0.048 | 0 | 0 | 0 | 0 | Constrained, otherwise capacity available =46 kW | --> | E12 ex DUNFIRTH | Dunfirth [T122] | DUNFIRTH |  | 53.4073 | -6.8254
233081 | MV/LV Substation FA***081 |  | 20 kV | _ | LV | 100 kVA :Pole Substation | 0.1 | --> | 0.1 | 0 | 0 | Constrained, otherwise capacity available =0 kVA | --> | 0.095 | 0 | 0.025 | 0 | 0 | Constrained, otherwise capacity available =62 kW | --> | C21 ex CASTLEISLAND | Castleisland [T41,T42] | TRALEE |  | 52.1727 | -9.551
009090 | MV/LV Substation CA***090 |  | 10 kV | _ | LV | 400 kVA :Kiosk Substation | 0.4 | --> | 0.4 | 0.173 | 0.53 |  | --> | 0.38 | 0 | 0 | 0 | 0 | Constrained, otherwise capacity available =348 kW | --> | C16 ex MANOR STREET | Manor Street [T41,T42] | WATERFORD |  | 52.2575 | -7.1035
065279Z | MV/LV Substation CL***279Z |  | 20 kV | _ | LV | 200 kVA :Pole Substation | 0.2 | --> | 0.2 | 0 | 0 | Constrained, otherwise capacity available =79 kVA | --> | 0.19 | 0 | 0 | 0 | 0 | Constrained, otherwise capacity available =173 kW | --> | E15 ex JULIANSTOWN | Julianstown [T421,T422] | DRYBRIDGE |  | 53.6209 | -6.2871
154290 | MV/LV Substation BR***290 |  | 10 kV | _ | LV | 400 kVA :Kiosk Substation | 0.4 | --> | 0.4 | 0 | 0 | Constrained, otherwise capacity available =186 kVA | --> | 0.38 | 0 | 0.024 | 0 | 0 | Constrained, otherwise capacity available =332 kW | --> | C20 ex COOLMINE | Coolmine [T41,T42] | FINGLAS |  | 53.3987 | -6.4057
068115X | MV/LV Substation RE***115X |  | 10 kV | _ | LV | 630 kVA :Kiosk Substation | 0.63 | --> | 0.63 | 0 | 0 | Constrained, otherwise capacity available =628 kVA | --> | 0.598 | 0 | 0 | 0.5 | 0 |  | --> | C23 ex PHIBSBORO | Phibsboro [T41,T42] | FINGLAS |  | 53.35 | -6.2785
1804262 | MV/LV Substation CO***4262 |  | 10 kV | _ | LV | 630 kVA :Kiosk Substation | 0.63 | --> | 0.63 | 0.5 | 1.4 |  | --> | 0.598 | 0 | 0 | 0 | 0 | Constrained, otherwise capacity available =598 kW | --> | C23 ex KELLS | Kells [T41,T42] | NAVAN |  | 53.72 | -6.8775
053251Z | MV/LV Substation RA***251Z |  | 20 kV | _ | LV | 50 kVA :Pole Substation | 0.05 | --> | 0.05 | 0 | 0 | Constrained, otherwise capacity available =50 kVA | --> | 0.048 | 0 | 0 | 0.047 | 0 |  | --> | E20 ex CLONMINCH | Clonminch [T41,T422] | THORNSBERRY |  | 53.3725 | -7.3412
1604378 | MV/LV Substation RA***4378 |  | 10 kV | _ | LV | 50 kVA :Pole Substation | 0.05 | --> | 0.05 | 0 | 0 | Constrained, otherwise capacity available =42 kVA | --> | 0.048 | 0 | 0.004 | 0 | 0 | Constrained, otherwise capacity available =43 kW | --> | C20 ex MOUNTMELLICK | Mountmellick [T41,T42] | PORTLAOISE |  | 53.0637 | -7.2846
051881 | MV/LV Substation NE***881 |  | 20 kV | _ | LV | 50 kVA :Pole Substation | 0.05 | --> | 0.05 | 0.05 | 2.22 |  | --> | 0.048 | 0 | 0 | 0.047 | 0 |  | --> | E12 ex CLARA | Clara [T421,T422] | THORNSBERRY |  | 53.3794 | -7.3854
068518X | MV/LV Substation FO***518X |  | 10 kV | _ | LV | 1000 kVA :Building Structure | 1 | --> | 1 | 0 | 0 | Constrained, otherwise capacity available =791 kVA | --> | 0.95 | 0 | 0 | 0.5 | 0 |  | --> | C12 ex GLOUCESTER PLACE | Gloucester Place [T41,T42] | MCDERMOTT |  | 53.3514 | -6.253
127288 | MV/LV Substation RA***288 |  | 10 kV | _ | LV | 50 kVA :Pole Substation | 0.05 | --> | 0.05 | 0 | 0 | Constrained, otherwise capacity available =42 kVA | --> | 0.048 | 0 | 0 | 0 | 0 | Constrained, otherwise capacity available =46 kW | --> | C18 ex LOUGHTAGALLA | Loughtagalla [T41,T42] | THURLES |  | 52.7045 | -7.7426
007627Y | MV/LV Substation TH***627Y |  | 10 kV | _ | LV | 200 kVA :Kiosk Substation | 0.2 | --> | 0.2 | 0.128 | 0.9 |  | --> | 0.19 | 0 | 0.013 | 0 | 0 | Constrained, otherwise capacity available =170 kW | --> | C15 ex CLONARD | Clonard [T41,T42] | WEXFORD |  | 52.3334 | -6.4843
006498Y | MV/LV Substation TH***498Y |  | 20 kV | _ | LV | 100 kVA :Pole Substation | 0.1 | --> | 0.1 | 0.063 | 4.38 |  | --> | 0.095 | 0 | 0 | 0.09 | 0 |  | --> | E18 ex CRANE | Crane [T122] | CRANE |  | 52.448 | -6.3487
0364034 | MV/LV Substation OD***4034 |  | 20 kV | _ | LV | 50 kVA :Pole Substation | 0.05 | --> | 0.05 | 0.047 | 1.4 |  | --> | 0.048 | 0 | 0 | 0 | 0 | Constrained, otherwise capacity available =47 kW | --> | E17 ex KILROSS ROAD | Kilross Road [T421] | TIPPERARY |  | 52.4554 | -8.3328
021481X | MV/LV Substation SU***481X |  | 20 kV | _ | LV | 50 kVA :Pole Substation | 0.05 | --> | 0.05 | 0 | 0 | Constrained, otherwise capacity available =50 kVA | --> | 0.048 | 0 | 0 | 0.048 | 0 |  | --> | C26 ex KILBARRY | Kilbarry [T101,T43] | KILBARRY |  | 51.9281 | -8.5175
137160 | MV/LV Substation TO***160 |  | 10 kV | _ | LV | 50 kVA :Pole Substation | 0.05 | --> | 0.05 | 0.037 | 2 |  | --> | 0.048 | 0 | 0 | 0 | 0 | Constrained, otherwise capacity available =46 kW | --> | C14 ex CAUSEWAY | Causeway [T41,T42] | TRALEE |  | 52.457 | -9.6601
093103Y | MV/LV Substation EL***103Y |  | 10 kV | _ | LV | 400 kVA :Kiosk Substation | 0.4 | --> | 0.4 | 0 | 0 | Constrained, otherwise capacity available =218 kVA | --> | 0.38 | 0 | 0.02 | 0.34 | 0 |  | --> | C19 ex GRANGE (DR) | Grange (dr) [T41,T42] | GRANGE (DR) |  | 53.3994 | -6.1701
077107 | MV/LV Substation DU***107 |  | 20 kV | _ | LV | 200 kVA :Pole Substation | 0.2 | --> | 0.2 | 0 | 0 | Constrained, otherwise capacity available =120 kVA | --> | 0.19 | 0 | 0 | 0 | 0 | Constrained, otherwise capacity available =179 kW | --> | E16 ex PATRICKSWELL | Patrickswell [T421,T422] | LIMERICK |  | 52.566 | -8.7876
154099Y | MV/LV Substation BL***099Y |  | 20 kV | _ | LV | 100 kVA :Pole Substation | 0.1 | --> | 0.1 | 0 | 0 | Constrained, otherwise capacity available =33 kVA | --> | 0.095 | 0 | 0 | 0 | 0 | Constrained, otherwise capacity available =85 kW | --> | E12 ex KILCOCK | Kilcock [T421,T422] | GRIFFINRATH |  | 53.445 | -6.56
0244001 | MV/LV Substation SE***4001 |  | 10 kV | _ | LV | 50 kVA :Pole Substation | 0.05 | --> | 0.05 | 0.05 | 2.14 |  | --> | 0.048 | 0 | 0 | 0 | 0 | Constrained, otherwise capacity available =48 kW | --> | C18 ex BUTTEVANT | Buttevant [T41,T42] | MALLOW |  | 52.2382 | -8.6755
074967 | MV/LV Substation D ***967 |  | 20 kV | _ | LV | 50 kVA :Pole Substation | 0.05 | --> | 0.05 | 0.032 | 8.5 |  | --> | 0.048 | 0 | 0.004 | 0 | 0 | Constrained, otherwise capacity available =42 kW | --> | E14 ex ARIGNA | Arigna [T121] | ARIGNA |  | 54.0489 | -8.0496
071859 | MV/LV Substation KI***859 |  | 10 kV | _ | LV | 400 kVA :Kiosk Substation | 0.4 | --> | 0.4 | 0.327 | 5.58 |  | --> | 0.38 | 0 | 0.006 | 0.366 | 0 |  | --> | C11 ex KILCOOLE | Kilcoole [T41,T42] | FASSAROE |  | 53.0862 | -6.1044
069742 | MV/LV Substation TE***742 |  | 10 kV | _ | LV | 630 kVA :Kiosk Substation | 0.63 | --> | 0.63 | 0.5 | 4.47 |  | --> | 0.598 | 0 | 0.03 | 0.5 | 0 |  | --> | C11 ex TEMPLEOGUE | Templeogue [T41,T42] | MILLTOWN (DR) |  | 53.2982 | -6.304
068426 | MV/LV Substation CO***426 |  | 10 kV | _ | LV | 630 kVA :Building Structure | 0.63 | --> | 0.63 | 0 | 0 | Constrained, otherwise capacity available =450 kVA | --> | 0.598 | 0 | 0 | 0.5 | 0 |  | --> | C14 ex PHIBSBORO | Phibsboro [T41,T42] | FINGLAS |  | 53.3519 | -6.274
2654013 | MV/LV Substation DR***4013 |  | 20 kV | _ | LV | 50 kVA :Pole Substation | 0.05 | --> | 0.05 | 0.05 | 2.56 |  | --> | 0.048 | 0 | 0 | 0.048 | 0 |  | --> | C18 ex KILLESHANDRA | Killeshandra [T41,T42] | GORTAWEE |  | 53.9951 | -7.5277
068107 | MV/LV Substation CL***107 |  | 10 kV | _ | LV | 630 kVA :Building Structure | 0.63 | --> | 0.63 | 0.306 | 1.86 |  | --> | 0.598 | 0 | 0.041 | 0.5 | 0 |  | --> | C12 ex FAIRVIEW | Fairview [T41] | MCDERMOTT |  | 53.3605 | -6.205
192937 | MV/LV Substation TO***937 |  | 10 kV | _ | LV | 100 kVA :Pole Substation | 0.1 | --> | 0.1 | 0.1 | 1.7 |  | --> | 0.095 | 0 | 0 | 0 | 0 | Constrained, otherwise capacity available =95 kW | --> | E16 ex GWEEDORE | Gweedore [T421] | ARDNAGAPPARY |  | 55.0546 | -8.2583
281995Z | MV/LV Substation DO***995Z |  | 10 kV | _ | LV | 630 kVA :Kiosk Substation | 0.63 | --> | 0.63 | 0.476 | 5.49 |  | --> | 0.598 | 0 | 0 | 0.5 | 0 |  | --> | C20 ex TRABEG | Trabeg [T101,T102] | TRABEG |  | 51.8778 | -8.4385
041075Y | MV/LV Substation TO***075Y |  | 10 kV | _ | LV | 100 kVA :Pole Substation | 0.1 | --> | 0.1 | 0 | 0 | Constrained, otherwise capacity available =86 kVA | --> | 0.095 | 0 | 0 | 0 | 0 | Constrained, otherwise capacity available =93 kW | --> | E13 ex DALTON | Dalton [T421,T422] | DALTON |  | 53.7206 | -8.9813
0644357 | MV/LV Substation NE***4357 |  | 10 kV | _ | LV | 630 kVA :Kiosk Substation | 0.63 | --> | 0.63 | 0 | 0 | Constrained, otherwise capacity available =475 kVA | --> | 0.598 | 0 | 0.013 | 0 | 0 | Constrained, otherwise capacity available =567 kW | --> | C20 ex TERMONFECKIN ROAD | Termonfeckin Road [T41,T42] | DRYBRIDGE |  | 53.7269 | -6.3212
068009X | MV/LV Substation MA***009X |  | 10 kV | _ | LV | 630 kVA :Building Structure | 0.63 | --> | 0.63 | 0 | 0 | Constrained, otherwise capacity available =350 kVA | --> | 0.598 | 0 | 0 | 0.5 | 0 |  | --> | C14 ex GLOUCESTER PLACE | Gloucester Place [T41,T42] | MCDERMOTT |  | 53.3516 | -6.2579
0734154 | MV/LV Substation GO***4154 |  | 20 kV | _ | LV | 400 kVA :Building Structure | 0.4 | --> | 0.4 | 0 | 0 | Constrained, otherwise capacity available =390 kVA | --> | 0.38 | 0 | 0.012 | 0 | 0 | Constrained, otherwise capacity available =370 kW | --> | C15 ex MOATE | Moate [T41,T42] | ATHLONE |  | 53.3995 | -7.7232
138676 | MV/LV Substation IR***676 |  | 10 kV | _ | LV | 1000 kVA :Building Structure | 1 | --> | 1 | 0.5 | 2.18 |  | --> | 0.95 | 0 | 0.005 | 0 | 0 | Constrained, otherwise capacity available =944 kW | --> | C19 ex BAILIEBORO | Bailieboro [T41,T42] | MEATH HILL |  | 53.9272 | -7.0045
068959 | MV/LV Substation HA***959 |  | 10 kV | _ | LV | 1000 kVA :Building Structure | 1 | --> | 1 | 0.299 | 14.34 |  | --> | 0.95 | 0 | 0 | 0.5 | 0 |  | --> | C37 ex NORTH QUAYS | North Quays [T101,T102,T103] | POOLBEG |  | 53.3505 | -6.2492
065630 | MV/LV Substation AR***630 |  | 10 kV | _ | LV | 50 kVA :Pole Substation | 0.05 | --> | 0.05 | 0 | 0 | Constrained, otherwise capacity available =26 kVA | --> | 0.048 | 0 | 0.005 | 0 | 0 | Constrained, otherwise capacity available =40 kW | --> | C15 ex LOUGHSHINNY | Loughshinny [T41,T42] | GLASMORE |  | 53.5286 | -6.0886
053112 | MV/LV Substation HI***112 |  | 10 kV | _ | LV | 200 kVA :Pole Substation | 0.2 | --> | 0.2 | 0 | 0 | Constrained, otherwise capacity available =172 kVA | --> | 0.19 | 0 | 0 | 0.186 | 0 |  | --> | C23 ex CLONMINCH | Clonminch [T41,T422] | THORNSBERRY |  | 53.2751 | -7.4646
164405X | MV/LV Substation RU***405X |  | 10 kV | _ | LV | 50 kVA :Pole Substation | 0.05 | --> | 0.05 | 0.047 | 0.88 |  | --> | 0.048 | 0 | 0 | 0 | 0 | Constrained, otherwise capacity available =47 kW | --> | C22 ex ROSS CARBERY | Ross Carbery [T41,T42] | DUNMANWAY |  | 51.5689 | -9.1109
008063 | MV/LV Substation CL***063 |  | 20 kV | _ | LV | 50 kVA :Pole Substation | 0.05 | --> | 0.05 | 0 | 0 | Constrained, otherwise capacity available =38 kVA | --> | 0.048 | 0 | 0 | 0 | 0 | Constrained, otherwise capacity available =46 kW | --> | E15 ex CLONROCHE | Clonroche [T421,T422] | WEXFORD |  | 52.434 | -6.7439
365187X | MV/LV Substation DO***187X |  | 10 kV | _ | LV | 200 kVA :Kiosk Substation | 0.2 | --> | 0.2 | 0 | 0 | Constrained, otherwise capacity available =136 kVA | --> | 0.19 | 0 | 0.003 | 0.179 | 0 |  | --> | C18 ex WHITESTOWN | Whitestown [T41,T42] | COOKSTOWN |  | 53.2742 | -6.3887
082969X | MV/LV Substation LI***969X |  | 10 kV | _ | LV | 50 kVA :Pole Substation | 0.05 | --> | 0.05 | 0.003 | 1.82 |  | --> | 0.048 | 0 | 0 | 0 | 0 | Constrained, otherwise capacity available =41 kW | --> | C15 ex RANDALSTOWN | Randalstown [T41] | NAVAN |  | 53.6696 | -6.7586
069047 | MV/LV Substation MO***047 |  | 10 kV | _ | LV | 1000 kVA :Building Structure | 1 | --> | 1 | 0.5 | 7.75 |  | --> | 0.95 | 0 | 0.141 | 0.5 | 0 |  | --> | C13 ex MILLTOWN (DR) | Milltown (dr) [T101,T102] | POOLBEG |  | 53.3189 | -6.2516
036594 | MV/LV Substation EM***594 |  | 20 kV | _ | LV | 100 kVA :Pole Substation | 0.1 | --> | 0.1 | 0.041 | 1.4 |  | --> | 0.095 | 0 | 0 | 0 | 0 | Constrained, otherwise capacity available =87 kW | --> | E17 ex KILROSS ROAD | Kilross Road [T421] | TIPPERARY |  | 52.4626 | -8.3499
192915 | MV/LV Substation SH***915 |  | 20 kV | _ | LV | 200 kVA :Pole Substation | 0.2 | --> | 0.2 | 0.2 | 1.86 |  | --> | 0.19 | 0 | 0 | 0 | 0 | Constrained, otherwise capacity available =190 kW | --> | E17 ex CREESLOUGH | Creeslough [T421] | ARDNAGAPPARY |  | 55.1465 | -8.0787
253204 | MV/LV Substation MO***204 |  | 10 kV | _ | LV | 50 kVA :Pole Substation | 0.05 | --> | 0.05 | 0 | 0 | Constrained, otherwise capacity available =45 kVA | --> | 0.048 | 0 | 0.005 | 0 | 0 | Constrained, otherwise capacity available =43 kW | --> | C14 ex HEADFORD | Headford [T41,T42] | CLOON |  | 53.5022 | -9.0236
039362 | MV/LV Substation CR***362 |  | 10 kV | _ | LV | 400 kVA :Kiosk Substation | 0.4 | --> | 0.4 | 0 | 0 | Constrained, otherwise capacity available =309 kVA | --> | 0.38 | 0 | 0.035 | 0 | 0 | Constrained, otherwise capacity available =341 kW | --> | C18 ex HEADFORD ROAD | Headford Road [T41,T42] | GALWAY 110KV |  | 53.2926 | -9.0503
209567 | MV/LV Substation NE***567 |  | 10 kV | _ | LV | 50 kVA :Pole Substation | 0.05 | --> | 0.05 | 0 | 0 | Constrained, otherwise capacity available =43 kVA | --> | 0.048 | 0 | 0 | 0 | 0 | Constrained, otherwise capacity available =46 kW | --> | C14 ex MILFORD (NR) | Milford (nr) [T41,T42] | LETTERKENNY |  | 55.1064 | -7.6854
066677 | MV/LV Substation BA***677 |  | 10 kV | _ | LV | 50 kVA :Pole Substation | 0.05 | --> | 0.05 | 0 | 0 | Constrained, otherwise capacity available =43 kVA | --> | 0.048 | 0 | 0 | 0.046 | 0 |  | --> | C17 ex MOUNTGORRY | Mountgorry [T41,T42] | GRANGE (DR) |  | 53.4553 | -6.1761
015012Z | MV/LV Substation CO***012Z |  | 10 kV | _ | LV | 400 kVA :Kiosk Substation | 0.4 | --> | 0.4 | 0 | 0 | Constrained, otherwise capacity available =305 kVA | --> | 0.38 | 0 | 0.042 | 0 | 0 | Constrained, otherwise capacity available =336 kW | --> | C17 ex SALLINS | Sallins [T41,T42] | GRIFFINRATH |  | 53.2969 | -6.6986
093001 | MV/LV Substation AR***001 |  | 10 kV | _ | LV | 400 kVA :Building Structure | 0.4 | --> | 0.4 | 0 | 0 | Constrained, otherwise capacity available =378 kVA | --> | 0.38 | 0 | 0 | 0.377 | 0 |  | --> | C16 ex HOWTH JUNCTION | Howth Junction [T41,T42] | GRANGE (DR) |  | 53.3903 | -6.1551
021547 | MV/LV Substation TH***547 |  | 10 kV | _ | LV | 100 kVA :Pole Substation | 0.1 | --> | 0.1 | 0 | 0 | Constrained, otherwise capacity available =49 kVA | --> | 0.095 | 0 | 0.005 | 0 | 0 | Constrained, otherwise capacity available =84 kW | --> | E15 ex WHITECHURCH | Whitechurch [T421,T422] | KILBARRY |  | 51.9311 | -8.5634
065424 | MV/LV Substation MA***424 |  | 10 kV | _ | LV | 50 kVA :Pole Substation | 0.05 | --> | 0.05 | 0 | 0 | Constrained, otherwise capacity available =6 kVA | --> | 0.048 | 0 | 0 | 0 | 0 | Constrained, otherwise capacity available =41 kW | --> | C16 ex LOUGHSHINNY | Loughshinny [T41,T42] | GLASMORE |  | 53.5623 | -6.1839
122858 | MV/LV Substation CL***858 |  | 10 kV | _ | LV | 50 kVA :Pole Substation | 0.05 | --> | 0.05 | 0.049 | 4.18 |  | --> | 0.048 | 0 | 0 | 0 | 0 | Constrained, otherwise capacity available =47 kW | --> | C20 ex KINGSCOURT | Kingscourt [T41,T42] | MEATH HILL |  | 53.8527 | -6.7146
0494357 | MV/LV Substation GO***4357 |  | 10 kV | _ | LV | 50 kVA :Pole Substation | 0.05 | --> | 0.05 | 0 | 0 | Constrained, otherwise capacity available =48 kVA | --> | 0.048 | 0 | 0 | 0 | 0 | Constrained, otherwise capacity available =47 kW | --> | C17 ex AGHAMORE | Aghamore [T41,T42] | LANESBORO |  | 53.6913 | -7.8517
365937 | MV/LV Substation KI***937 |  | 10 kV | _ | LV | 200 kVA :Kiosk Substation | 0.2 | --> | 0.2 | 0 | 0 | Constrained, otherwise capacity available =145 kVA | --> | 0.19 | 0 | 0 | 0.182 | 0 |  | --> | C17 ex WHITESTOWN | Whitestown [T41,T42] | COOKSTOWN |  | 53.2921 | -6.3948
039151 | MV/LV Substation CR***151 |  | 10 kV | _ | LV | 630 kVA :Building Structure | 0.63 | --> | 0.63 | 0 | 0 | Constrained, otherwise capacity available =630 kVA | --> | 0.598 | 0 | 0 | 0.5 | 0 |  | --> | C24 ex GALWAY 110KV | Galway 110kv [T102,T103] | GALWAY 110KV |  | 53.2736 | -8.9972
049863Y | MV/LV Substation MI***863Y |  | 20 kV | _ | LV | 50 kVA :Pole Substation | 0.05 | --> | 0.05 | 0.025 | 0.21 |  | --> | 0.048 | 0 | 0 | 0 | 0 | Constrained, otherwise capacity available =44 kW | --> | E12 ex LONGFORD | Longford [T421,T422] | RICHMOND |  | 53.8257 | -7.7654
118547Y | MV/LV Substation BE***547Y |  | 10 kV | _ | LV | 400 kVA :Kiosk Substation | 0.4 | --> | 0.4 | 0.34 | 2 |  | --> | 0.38 | 0 | 0.035 | 0 | 0 | Constrained, otherwise capacity available =346 kW | --> | C17 ex BALLINASLOE | Ballinasloe [T41,T42] | SOMERSET |  | 53.3207 | -8.2243
0684532 | MV/LV Substation GL***4532 |  | 10 kV | _ | LV | 1000 kVA :Building Structure | 1 | --> | 1 | 0.5 | 6.65 |  | --> | 0.95 | 0 | 0 | 0.5 | 0 |  | --> | C11 ex EAST WALL ROAD | East Wall Road [T41,T42] | MCDERMOTT |  | 53.3497 | -6.2333
093100 | MV/LV Substation TE***100 |  | 10 kV | _ | LV | 400 kVA :Kiosk Substation | 0.4 | --> | 0.4 | 0.261 | 12.96 |  | --> | 0.38 | 0 | 0.046 | 0.326 | 0 |  | --> | C30 ex ARTANE | Artane [T101,T102] | FINGLAS |  | 53.3819 | -6.1982
281240Z | MV/LV Substation WO***240Z |  | 10 kV | _ | LV | 200 kVA :Kiosk Substation | 0.2 | --> | 0.2 | 0 | 0 | Constrained, otherwise capacity available =165 kVA | --> | 0.19 | 0 | 0.009 | 0.178 | 0 |  | --> | C11 ex BALLINCOLLIG | Ballincollig [T41,T42] | KILBARRY |  | 51.8545 | -8.5641
117865X | MV/LV Substation MU***865X |  | 20 kV | _ | LV | 50 kVA :Pole Substation | 0.05 | --> | 0.05 | 0 | 0 | Constrained, otherwise capacity available =50 kVA | --> | 0.048 | 0 | 0 | 0.048 | 0 |  | --> | E17 ex MANORHAMILTON | Manorhamilton [T422] | SLIGO |  | 54.2316 | -8.324
042088 | MV/LV Substation PO***088 |  | 10 kV | _ | LV | 200 kVA :Pole Substation | 0.2 | --> | 0.2 | 0.127 | 1.93 |  | --> | 0.19 | 0 | 0.033 | 0 | 0 | Constrained, otherwise capacity available =155 kW | --> | C16 ex TURLOUGH ROAD | Turlough Road [T41,T42] | CASTLEBAR |  | 53.8658 | -9.3004
068206X | MV/LV Substation CO***206X |  | 10 kV | _ | LV | 630 kVA :Building Structure | 0.63 | --> | 0.63 | 0.5 | 1.47 |  | --> | 0.598 | 0 | 0 | 0.5 | 0 |  | --> | C11 ex MARROWBONE LANE | Marrowbone Lane [T42] | INCHICORE 220KV |  | 53.3353 | -6.29
207527 | MV/LV Substation NE***527 |  | 10 kV | _ | LV | 100 kVA :Pole Substation | 0.1 | --> | 0.1 | 0.086 | 3.38 |  | --> | 0.095 | 0 | 0 | 0 | 0 | Constrained, otherwise capacity available =93 kW | --> | C19 ex GLENGOOLE | Glengoole [T41] | THURLES |  | 52.6383 | -7.536
060368 | MV/LV Substation LA***368 |  | 20 kV | _ | LV | 50 kVA :Pole Substation | 0.05 | --> | 0.05 | 0 | 0 | Constrained, otherwise capacity available =41 kVA | --> | 0.048 | 0 | 0 | 0 | 0 | Constrained, otherwise capacity available =46 kW | --> | C17 ex CLONES | Clones [T41,T42] | SHANKILL |  | 54.1712 | -7.1632
093109 | MV/LV Substation BR***109 |  | 10 kV | _ | LV | 400 kVA :Building Structure | 0.4 | --> | 0.4 | 0.131 | 12.96 |  | --> | 0.38 | 0 | 0.112 | 0.259 | 0 |  | --> | C30 ex ARTANE | Artane [T101,T102] | FINGLAS |  | 53.379 | -6.1977
293596X | MV/LV Substation PA***596X |  | 20 kV | _ | LV | 200 kVA :Pole Substation | 0.2 | --> | 0.2 | 0 | 0 | Constrained, otherwise capacity available =156 kVA | --> | 0.19 | 0 | 0 | 0 | 0 | Constrained, otherwise capacity available =184 kW | --> | E13 ex BALTINGLASS | Baltinglass [T421,T422] | STRATFORD |  | 52.9349 | -6.7023
093359Z | MV/LV Substation BE***359Z |  | 10 kV | _ | LV | 400 kVA :Building Structure | 0.4 | --> | 0.4 | 0 | 0 | Constrained, otherwise capacity available =395 kVA | --> | 0.38 | 0 | 0 | 0.379 | 0 |  | --> | C21 ex GRANGE (DR) | Grange (dr) [T41,T42] | GRANGE (DR) |  | 53.4019 | -6.1517
037199Y | MV/LV Substation KN***199Y |  | 10 kV | _ | LV | 50 kVA :Pole Substation | 0.05 | --> | 0.05 | 0 | 0 | Constrained, otherwise capacity available =42 kVA | --> | 0.048 | 0 | 0 | 0 | 0 | Constrained, otherwise capacity available =46 kW | --> | C20 ex CAHIRCALLA | Cahircalla [T41,T42] | ENNIS |  | 52.8122 | -9.0514
0934330 | MV/LV Substation WH***4330 |  | 10 kV | _ | LV | 630 kVA :Building Structure | 0.63 | --> | 0.63 | 0 | 0 | Constrained, otherwise capacity available =630 kVA | --> | 0.598 | 0 | 0 | 0.5 | 0 |  | --> | C33 ex KILMORE | Kilmore [T101,T102,T103] | FINGLAS |  | 53.4044 | -6.2557
0934178 | MV/LV Substation NO***4178 |  | 10 kV | _ | LV | 630 kVA :Building Structure | 0.63 | --> | 0.63 | 0 | 0 | Constrained, otherwise capacity available =467 kVA | --> | 0.598 | 0 | 0 | 0.5 | 0 |  | --> | C28 ex KILMORE | Kilmore [T101,T102,T103] | FINGLAS |  | 53.4058 | -6.1959
061345 | MV/LV Substation SH***345 |  | 10 kV | _ | LV | 50 kVA :Pole Substation | 0.05 | --> | 0.05 | 0.049 | 2.04 |  | --> | 0.048 | 0 | 0 | 0 | 0 | Constrained, otherwise capacity available =47 kW | --> | C18 ex BALLYBAY | Ballybay [T41,T42] | LISDRUM |  | 54.1371 | -6.9287
209390 | MV/LV Substation PU***390 |  | 20 kV | _ | LV | 50 kVA :Pole Substation | 0.05 | --> | 0.05 | 0 | 0 | Constrained, otherwise capacity available =46 kVA | --> | 0.048 | 0 | 0 | 0 | 0 | Constrained, otherwise capacity available =47 kW | --> | C14 ex MILFORD (NR) | Milford (nr) [T41,T42] | LETTERKENNY |  | 55.2461 | -7.69
081627Z | MV/LV Substation HA***627Z |  | 10 kV | _ | LV | 400 kVA :Building Structure | 0.4 | --> | 0.4 | 0 | 0 | Constrained, otherwise capacity available =363 kVA | --> | 0.38 | 0 | 0.004 | 0 | 0 | Constrained, otherwise capacity available =372 kW | --> | C18 ex CELBRIDGE | Celbridge [T41,T42] | GRIFFINRATH |  | 53.3231 | -6.524
266231X | MV/LV Substation RA***231X |  | 20 kV | _ | LV | 50 kVA :Pole Substation | 0.05 | --> | 0.05 | 0 | 0 | Constrained, otherwise capacity available =42 kVA | --> | 0.048 | 0 | 0.01 | 0 | 0 | Constrained, otherwise capacity available =39 kW | --> | E12 ex CARNDONAGH | Carndonagh [T421,T422] | TRILLICK |  | 55.278 | -7.344
180065Y | MV/LV Substation MU***065Y |  | 10 kV | _ | LV | 100 kVA :Pole Substation | 0.1 | --> | 0.1 | 0.059 | 0.68 |  | --> | 0.095 | 0 | 0 | 0 | 0 | Constrained, otherwise capacity available =89 kW | --> | C24 ex MULLAGH | Mullagh [T44] | MEATH HILL |  | 53.8086 | -6.9381
005082 | MV/LV Substation MO***082 |  | 20 kV | _ | LV | 50 kVA :Pole Substation | 0.05 | --> | 0.05 | 0.048 | 17.8 |  | --> | 0.048 | 0 | 0 | 0.047 | 0 |  | --> | E22 ex BANOGE | Banoge [T121,T122] | BANOGE |  | 52.6419 | -6.3281
0014058 | MV/LV Substation CL***4058 |  | 10 kV | _ | LV | 400 kVA :Kiosk Substation | 0.4 | --> | 0.4 | 0.4 | 13.42 |  | --> | 0.38 | 0 | 0 | 0.38 | 0 |  | --> | C18 ex POTTERY ROAD | Pottery Road [T101,T102] | CARRICKMINES |  | 53.2716 | -6.1256
009216X | MV/LV Substation WI***216X |  | 20 kV | _ | LV | 200 kVA :Kiosk Substation | 0.2 | --> | 0.2 | 0 | 0 | Constrained, otherwise capacity available =107 kVA | --> | 0.19 | 0 | 0.084 | 0 | 0 | Constrained, otherwise capacity available =115 kW | --> | E12 ex KILCARRAGH | Kilcarragh [T421,T422] | BUTLERSTOWN |  | 52.2377 | -7.0957
068661X | MV/LV Substation TH***661X |  | 10 kV | _ | LV | 1000 kVA :Building Structure | 1 | --> | 1 | 0.5 | 7.91 |  | --> | 0.95 | 0 | 0 | 0.5 | 0 |  | --> | C24 ex PELLETSTOWN | Pelletstown [T101,T102] | FINGLAS |  | 53.3764 | -6.3334
127277 | MV/LV Substation GO***277 |  | 10 kV | _ | LV | 50 kVA :Pole Substation | 0.05 | --> | 0.05 | 0 | 0 | Constrained, otherwise capacity available =45 kVA | --> | 0.048 | 0 | 0.006 | 0 | 0 | Constrained, otherwise capacity available =42 kW | --> | C17 ex HOLYCROSS ROAD | Holycross Road [T41,T42] | THURLES |  | 52.7458 | -7.961
031688X | MV/LV Substation LI***688X |  | 10 kV | _ | LV | 200 kVA :Kiosk Substation | 0.2 | --> | 0.2 | 0 | 0 | Constrained, otherwise capacity available =97 kVA | --> | 0.19 | 0 | 0.03 | 0 | 0 | Constrained, otherwise capacity available =153 kW | --> | C20 ex COLLIGAN | Colligan [T41,T42] | DUNGARVAN |  | 52.0868 | -7.6403
033127Y | MV/LV Substation RA***127Y |  | 10 kV | _ | LV | 50 kVA :Pole Substation | 0.05 | --> | 0.05 | 0 | 0 | Constrained, otherwise capacity available =46 kVA | --> | 0.048 | 0 | 0.005 | 0 | 0 | Constrained, otherwise capacity available =43 kW | --> | C11 ex DEERPARK | Deerpark [T41,T42] | BALLYDINE |  | 52.3058 | -7.5003
093288Z | MV/LV Substation TI***288Z |  | 10 kV | _ | LV | 630 kVA :Building Structure | 0.63 | --> | 0.63 | 0.5 | 12.96 |  | --> | 0.598 | 0 | 0 | 0.5 | 0 |  | --> | C23 ex ARTANE | Artane [T101,T102] | FINGLAS |  | 53.3836 | -6.2123
053991Y | MV/LV Substation DR***991Y |  | 10 kV | _ | LV | 200 kVA :Kiosk Substation | 0.2 | --> | 0.2 | 0.138 | 2.39 |  | --> | 0.19 | 0 | 0 | 0 | 0 | Constrained, otherwise capacity available =181 kW | --> | C12 ex SRAH | Srah [T41,T42] | THORNSBERRY |  | 53.2899 | -7.5069
069896 | MV/LV Substation HA***896 |  | 10 kV | _ | LV | 400 kVA :Kiosk Substation | 0.4 | --> | 0.4 | 0.261 | 2.93 |  | --> | 0.38 | 0 | 0.025 | 0.342 | 0 |  | --> | C20 ex DODDER ROAD | Dodder Road [T42] | MILLTOWN (DR) |  | 53.2934 | -6.2682
068955 | MV/LV Substation WE***955 |  | 10 kV | _ | LV | 1000 kVA :Building Structure | 1 | --> | 1 | 0.5 | 7.2 |  | --> | 0.95 | 0 | 0 | 0.5 | 0 |  | --> | C13 ex TRINITY | Trinity [T101,T102] | POOLBEG |  | 53.3439 | -6.247
167944Y | MV/LV Substation CO***944Y |  | 20 kV | _ | LV | 50 kVA :Pole Substation | 0.05 | --> | 0.05 | 0 | 0 | Constrained, otherwise capacity available =47 kVA | --> | 0.048 | 0 | 0 | 0 | 0 | Constrained, otherwise capacity available =47 kW | --> | E12 ex WHITECHURCH | Whitechurch [T421,T422] | KILBARRY |  | 52.0523 | -8.4185
1624067 | MV/LV Substation LI***4067 |  | 10 kV | _ | LV | 50 kVA :Pole Substation | 0.05 | --> | 0.05 | 0.029 | 0.25 |  | --> | 0.048 | 0 | 0 | 0 | 0 | Constrained, otherwise capacity available =45 kW | --> | C16 ex ROSSGEIR | Rossgeir [T41,T42] | LETTERKENNY |  | 54.8873 | -7.509
033916 | MV/LV Substation CL***916 |  | 20 kV | _ | LV | 50 kVA :Pole Substation | 0.05 | --> | 0.05 | 0 | 0 | Constrained, otherwise capacity available =44 kVA | --> | 0.048 | 0 | 0 | 0 | 0 | Constrained, otherwise capacity available =47 kW | --> | E17 ex KILMACTHOMAS | Kilmacthomas [T421,T422] | DUNGARVAN |  | 52.279 | -7.4373
065923 | MV/LV Substation LO***923 |  | 10 kV | _ | LV | 100 kVA :Pole Substation | 0.1 | --> | 0.1 | 0 | 0 | Constrained, otherwise capacity available =95 kVA | --> | 0.095 | 0 | 0.004 | 0 | 0 | Constrained, otherwise capacity available =91 kW | --> | C16 ex LOUGHSHINNY | Loughshinny [T41,T42] | GLASMORE |  | 53.5609 | -6.1609
365956 | MV/LV Substation DR***956 |  | 10 kV | _ | LV | 400 kVA :Kiosk Substation | 0.4 | --> | 0.4 | 0.286 | 13.91 |  | --> | 0.38 | 0 | 0 | 0.364 | 0 |  | --> | C23 ex COOKSTOWN | Cookstown [T101,T102] | CARRICKMINES |  | 53.2817 | -6.3957
161942X | MV/LV Substation TE***942X |  | 10 kV | _ | LV | 200 kVA :Kiosk Substation | 0.2 | --> | 0.2 | 0 | 0 | Constrained, otherwise capacity available =168 kVA | --> | 0.19 | 0 | 0 | 0 | 0 | Constrained, otherwise capacity available =186 kW | --> | C13 ex SPIDDAL |  |  |  | 53.2469 | -9.2826
039617X | MV/LV Substation B ***617X |  | 10 kV | _ | LV | 400 kVA :Kiosk Substation | 0.4 | --> | 0.4 | 0 | 0 | Constrained, otherwise capacity available =382 kVA | --> | 0.38 | 0 | 0 | 0.378 | 0 |  | --> | C22 ex GALWAY 110KV | Galway 110kv [T102,T103] | GALWAY 110KV |  | 53.2859 | -9.0005
122913 | MV/LV Substation BA***913 |  | 10 kV | _ | LV | 200 kVA :Pole Substation | 0.2 | --> | 0.2 | 0.154 | 4.18 |  | --> | 0.19 | 0 | 0 | 0 | 0 | Constrained, otherwise capacity available =184 kW | --> | C17 ex KINGSCOURT | Kingscourt [T41,T42] | MEATH HILL |  | 53.9013 | -6.6959
065041Z | MV/LV Substation LA***041Z |  | 10 kV | _ | LV | 200 kVA :Kiosk Substation | 0.2 | --> | 0.2 | 0 | 0 | Constrained, otherwise capacity available =109 kVA | --> | 0.19 | 0 | 0.055 | 0 | 0 | Constrained, otherwise capacity available =136 kW | --> | C15 ex LOUGHSHINNY | Loughshinny [T41,T42] | GLASMORE |  | 53.536 | -6.0932
049370X | MV/LV Substation CU***370X |  | 10 kV | _ | LV | 50 kVA :Pole Substation | 0.05 | --> | 0.05 | 0.045 | 0.13 |  | --> | 0.048 | 0 | 0 | 0 | 0 | Constrained, otherwise capacity available =47 kW | --> | C14 ex BALLYMAHON | Ballymahon [T41,T42] | ATHLONE |  | 53.6221 | -7.7646
250338 | MV/LV Substation DE***338 |  | 10 kV | _ | LV | 50 kVA :Pole Substation | 0.05 | --> | 0.05 | 0.034 | 1.26 |  | --> | 0.048 | 0 | 0 | 0 | 0 | Constrained, otherwise capacity available =45 kW | --> | C27 ex BALLYCROSSAUN | Ballycrossaun [T421,T422] | SOMERSET |  | 53.1635 | -8.2148
019024X | MV/LV Substation BA***024X |  | 10 kV | _ | LV | 50 kVA :Pole Substation | 0.05 | --> | 0.05 | 0.047 | 0.05 | Constrained, otherwise capacity available =48 kVA | --> | 0.048 | 0 | 0 | 0 | 0 | Constrained, otherwise capacity available =47 kW | --> | C12 ex BALLYBEGGAN | Ballybeggan [T43,T44] | TRALEE |  | 52.2554 | -9.5911
238005 | MV/LV Substation SE***005 |  | 20 kV | _ | LV | 200 kVA :Pole Substation | 0.2 | --> | 0.2 | 0 | 0 | Constrained, otherwise capacity available =200 kVA | --> | 0.19 | 0 | 0 | 0 | 0 | Constrained, otherwise capacity available =190 kW | --> | E13 ex BALLINROBE | Ballinrobe [T421,T422] | DALTON |  | 53.6249 | -9.235
051456X | MV/LV Substation TE***456X |  | 20 kV | _ | LV | 200 kVA :Pole Substation | 0.2 | --> | 0.2 | 0.172 | 2.22 |  | --> | 0.19 | 0 | 0 | 0.186 | 0 |  | --> | E13 ex CLARA | Clara [T421,T422] | THORNSBERRY |  | 53.4061 | -7.602
052861Z | MV/LV Substation FO***861Z |  | 10 kV | _ | LV | 630 kVA :Building Structure | 0.63 | --> | 0.63 | 0 | 0 | Constrained, otherwise capacity available =442 kVA | --> | 0.598 | 0 | 0.091 | 0 | 0 | Constrained, otherwise capacity available =505 kW | --> | C16 ex NEWBROOK | Newbrook [T42] | MULLINGAR |  | 53.5168 | -7.3655
064331Z | MV/LV Substation WH***331Z |  | 20 kV | _ | LV | 200 kVA :Kiosk Substation | 0.2 | --> | 0.2 | 0 | 0 | Constrained, otherwise capacity available =68 kVA | --> | 0.19 | 0 | 0.045 | 0 | 0 | Constrained, otherwise capacity available =138 kW | --> | E17 ex JULIANSTOWN | Julianstown [T421,T422] | DRYBRIDGE |  | 53.7035 | -6.2652
001059 | MV/LV Substation BR***059 |  | 10 kV | _ | LV | 400 kVA :Kiosk Substation | 0.4 | --> | 0.4 | 0.33 | 1.55 |  | --> | 0.38 | 0 | 0.011 | 0.362 | 0 |  | --> | C20 ex MONKSTOWN | Monkstown [T41,T42] | BLACKROCK |  | 53.3012 | -6.1861
007082 | MV/LV Substation H ***082 |  | 10 kV | _ | LV | 200 kVA :Pole Substation | 0.2 | --> | 0.2 | 0.128 | 0.9 |  | --> | 0.19 | 0 | 0.005 | 0 | 0 | Constrained, otherwise capacity available =176 kW | --> | C15 ex CLONARD | Clonard [T41,T42] | WEXFORD |  | 52.3312 | -6.4801
052318Z | MV/LV Substation CU***318Z |  | 20 kV | _ | LV | 200 kVA :Pole Substation | 0.2 | --> | 0.2 | 0.2 | 10.9 |  | --> | 0.19 | 0 | 0 | 0.19 | 0 |  | --> | C24 ex MULLINGAR | Mullingar [T101,T102] | MULLINGAR |  | 53.5495 | -7.3535
110377 | MV/LV Substation SE***377 |  | 10 kV | _ | LV | 200 kVA :Kiosk Substation | 0.2 | --> | 0.2 | 0.192 | 0.76 |  | --> | 0.19 | 0 | 0 | 0 | 0 | Constrained, otherwise capacity available =189 kW | --> | C16 ex KENMARE | Kenmare [T42] | KNOCKEARAGH |  | 51.8799 | -9.5865
156607X | MV/LV Substation SL***607X |  | 10 kV | _ | LV | 50 kVA :Pole Substation | 0.05 | --> | 0.05 | 0.043 | 2.04 |  | --> | 0.048 | 0 | 0.01 | 0 | 0 | Constrained, otherwise capacity available =39 kW | --> | C18 ex BALLYBAY | Ballybay [T41,T42] | LISDRUM |  | 54.1726 | -6.9875
176818X | MV/LV Substation SA***818X |  | 20 kV | _ | LV | 100 kVA :Pole Substation | 0.1 | --> | 0.1 | 0 | 0 | Constrained, otherwise capacity available =82 kVA | --> | 0.095 | 0 | 0 | 0 | 0 | Constrained, otherwise capacity available =93 kW | --> | E11 ex MACROOM | Macroom [T422] | MACROOM |  | 51.8974 | -8.8624
068044 | MV/LV Substation SW***044 |  | 10 kV | _ | LV | 200 kVA :Kiosk Substation | 0.2 | --> | 0.2 | 0.196 | 20.78 |  | --> | 0.19 | 0 | 0 | 0.19 | 0 |  | --> | C21 ex HEUSTON SQUARE | Heuston Square [T101,T102] | INCHICORE 220KV |  | 53.3623 | -6.33
062021 | MV/LV Substation AR***021 |  | 10 kV | _ | LV | 200 kVA :Pole Substation | 0.2 | --> | 0.2 | 0.153 | 1.03 |  | --> | 0.19 | 0 | 0 | 0 | 0 | Constrained, otherwise capacity available =184 kW | --> | C15 ex LITTLE MILLS | Little Mills [T41] | DUNDALK |  | 53.9912 | -6.4255
062492 | MV/LV Substation RA***492 |  | 20 kV | _ | LV | 50 kVA :Pole Substation | 0.05 | --> | 0.05 | 0.009 | 4.25 |  | --> | 0.048 | 0 | 0 | 0 | 0 | Constrained, otherwise capacity available =42 kW | --> | E15 ex JENKINSTOWN | Jenkinstown [T421,T422] | DUNDALK |  | 54.0558 | -6.3378
192836 | MV/LV Substation WA***836 |  | 10 kV | _ | LV | 100 kVA :Pole Substation | 0.1 | --> | 0.1 | 0.099 | 1.56 |  | --> | 0.095 | 0 | 0 | 0 | 0 | Constrained, otherwise capacity available =95 kW | --> | C15 ex DERRYBEG | Derrybeg [T41,T42] | ARDNAGAPPARY |  | 55.0632 | -8.2767
293437Z | MV/LV Substation SL***437Z |  | 20 kV | _ | LV | 400 kVA :Kiosk Substation | 0.4 | --> | 0.4 | 0 | 0 | Constrained, otherwise capacity available =379 kVA | --> | 0.38 | 0 | 0.008 | 0 | 0 | Constrained, otherwise capacity available =371 kW | --> | E17 ex BALTINGLASS | Baltinglass [T421,T422] | STRATFORD |  | 52.8774 | -6.6994
067142X | MV/LV Substation TH***142X |  | 10 kV | _ | LV | 1000 kVA :Kiosk Substation | 1 | --> | 1 | 0 | 0 |  | --> | 0.95 | 0 | 0 | 0.5 | 0 |  | --> | C15 ex ROCHES STREET | Roches Street [T41,T42] | LIMERICK |  | 52.6625 | -8.6311
365939X | MV/LV Substation BO***939X |  | 10 kV | _ | LV | 400 kVA :Kiosk Substation | 0.4 | --> | 0.4 | 0 | 0 | Constrained, otherwise capacity available =390 kVA | --> | 0.38 | 0 | 0 | 0.379 | 0 |  | --> | C15 ex OLDBAWN | Oldbawn [T41,T42] | COOKSTOWN |  | 53.2861 | -6.3426
068599X | MV/LV Substation GL***599X |  | 10 kV | _ | LV | 1000 kVA :Building Structure | 1 | --> | 1 | 0 | 0 | Constrained, otherwise capacity available =539 kVA | --> | 0.95 | 0 | 0.005 | 0.5 | 0 |  | --> | C12 ex GLOUCESTER PLACE | Gloucester Place [T41,T42] | MCDERMOTT |  | 53.3526 | -6.2547
276269 | MV/LV Substation DR***269 |  | 10 kV | _ | LV | 200 kVA :Kiosk Substation | 0.2 | --> | 0.2 | 0.062 | 0.76 |  | --> | 0.19 | 0 | 0.02 | 0 | 0 | Constrained, otherwise capacity available =156 kW | --> | C18 ex WOODFORD | Woodford [T41,T42] | KNOCKEARAGH |  | 52.0526 | -9.506
001205 | MV/LV Substation CA***205 |  | 10 kV | _ | LV | 630 kVA :Kiosk Substation | 0.63 | --> | 0.63 | 0 | 0.86 |  | --> | 0.598 | 0 | 0.008 | 0.415 | 0 |  | --> | C15 ex BELFIELD | Belfield [T41,T42] | BLACKROCK |  | 53.3044 | -6.1887
075420X | MV/LV Substation CA***420X |  | 20 kV | _ | LV | 100 kVA :Pole Substation | 0.1 | --> | 0.1 | 0.096 | 4.38 |  | --> | 0.095 | 0 | 0 | 0.094 | 0 |  | --> | E18 ex CRANE | Crane [T122] | CRANE |  | 52.5113 | -6.2463
082762X | MV/LV Substation WE***762X |  | 10 kV | _ | LV | 100 kVA :Pole Substation | 0.1 | --> | 0.1 | 0.081 | 2.01 |  | --> | 0.095 | 0 | 0 | 0 | 0 | Constrained, otherwise capacity available =92 kW | --> | C16 ex ABBEYLAND | Abbeyland [T41,T42] | NAVAN |  | 53.6553 | -6.696
116063 | MV/LV Substation TE***063 |  | 10 kV | _ | LV | 630 kVA :Building Structure | 0.63 | --> | 0.63 | 0.5 | 7.32 |  | --> | 0.598 | 0 | 0 | 0.5 | 0 |  | --> | C13 ex CARROWBEG | Carrowbeg [T41,T42] | CARROWBEG |  | 53.8006 | -9.5196
082332Y | MV/LV Substation KI***332Y |  | 20 kV | _ | LV | 50 kVA :Pole Substation | 0.05 | --> | 0.05 | 0 | 0 | Constrained, otherwise capacity available =20 kVA | --> | 0.048 | 0 | 0.01 | 0 | 0 | Constrained, otherwise capacity available =36 kW | --> | E11 ex ACADEMY STREET | Academy Street [T421,T422,T44] | NAVAN |  | 53.5529 | -6.5834
068831 | MV/LV Substation NA***831 |  | 10 kV | _ | LV | 400 kVA :Building Structure | 0.4 | --> | 0.4 | 0.242 | 11.14 |  | --> | 0.38 | 0 | 0.1 | 0.284 | 0 |  | --> | C11 ex CABRA | Cabra [T101,T102] | FINGLAS |  | 53.3625 | -6.3025
001347 | MV/LV Substation PA***347 |  | 10 kV | _ | LV | 400 kVA :Kiosk Substation | 0.4 | --> | 0.4 | 0.343 | 4.37 |  | --> | 0.38 | 0 | 0.002 | 0.371 | 0 |  | --> | C14 ex DUN LAOGHAIRE | Dun Laoghaire [T41,T42] | BLACKROCK |  | 53.2921 | -6.1521
210712X | MV/LV Substation BR***712X |  | 10 kV | _ | LV | 50 kVA :Pole Substation | 0.05 | --> | 0.05 | 0.047 | 1.15 |  | --> | 0.048 | 0 | 0 | 0 | 0 | Constrained, otherwise capacity available =47 kW | --> | C18 ex TULLYNAMALRA | Tullynamalra [T41,T42] | MEATH HILL |  | 54.075 | -6.8208
050215X | MV/LV Substation MI***215X |  | 20 kV | _ | LV | 200 kVA :Kiosk Substation | 0.2 | --> | 0.2 | 0 | 0 | Constrained, otherwise capacity available =80 kVA | --> | 0.19 | 0 | 0.03 | 0 | 0 | Constrained, otherwise capacity available =151 kW | --> | C22 ex ATHLONE | Athlone [T41,T42] | ATHLONE |  | 53.4232 | -7.9824
122436 | MV/LV Substation BA***436 |  | 10 kV | _ | LV | 50 kVA :Pole Substation | 0.05 | --> | 0.05 | 0.043 | 4.18 |  | --> | 0.048 | 0 | 0.005 | 0 | 0 | Constrained, otherwise capacity available =43 kW | --> | C17 ex KINGSCOURT | Kingscourt [T41,T42] | MEATH HILL |  | 53.8901 | -6.7052
093440Z | MV/LV Substation BU***440Z |  | 10 kV | _ | LV | 630 kVA :Building Structure | 0.63 | --> | 0.63 | 0 | 0 | Constrained, otherwise capacity available =434 kVA | --> | 0.598 | 0 | 0 | 0.5 | 0 |  | --> | C22 ex GRANGE (DR) | Grange (dr) [T41,T42] | GRANGE (DR) |  | 53.4045 | -6.1803
033952 | MV/LV Substation BA***952 |  | 10 kV | _ | LV | 100 kVA :Pole Substation | 0.1 | --> | 0.1 | 0 | 0 | Constrained, otherwise capacity available =83 kVA | --> | 0.095 | 0 | 0.01 | 0 | 0 | Constrained, otherwise capacity available =85 kW | --> | C16 ex DEERPARK | Deerpark [T41,T42] | BALLYDINE |  | 52.3931 | -7.5487
001044X | MV/LV Substation BE***044X |  | 10 kV | _ | LV | 1000 kVA :Building Structure | 1 | --> | 1 | 0.5 | 4.37 |  | --> | 0.95 | 0 | 0 | 0.5 | 0 |  | --> | C18 ex DUN LAOGHAIRE | Dun Laoghaire [T41,T42] | BLACKROCK |  | 53.2959 | -6.1434
093524Z | MV/LV Substation BE***524Z |  | 10 kV | _ | LV | 630 kVA :Kiosk Substation | 0.63 | --> | 0.63 | 0 | 0 | Constrained, otherwise capacity available =595 kVA | --> | 0.598 | 0 | 0.005 | 0.5 | 0 |  | --> | C28 ex KILMORE | Kilmore [T101,T102,T103] | FINGLAS |  | 53.4049 | -6.1724
1104128 | MV/LV Substation DR***4128 |  | 20 kV | _ | LV | 50 kVA :Pole Substation | 0.05 | --> | 0.05 | 0.046 | 0.76 |  | --> | 0.048 | 0 | 0 | 0 | 0 | Constrained, otherwise capacity available =47 kW | --> | E11 ex KILGARVAN | Kilgarvan [T421] | KNOCKEARAGH |  | 51.8535 | -9.5222
160695Y | MV/LV Substation GL***695Y |  | 20 kV | _ | LV | 50 kVA :Pole Substation | 0.05 | --> | 0.05 | 0 | 0 | Constrained, otherwise capacity available =48 kVA | --> | 0.048 | 0 | 0 | 0 | 0 | Constrained, otherwise capacity available =47 kW | --> | E11 ex PORTLAOISE |  |  |  | 53.1134 | -7.1434
1764266 | MV/LV Substation KI***4266 |  | 20 kV | _ | LV | 50 kVA :Pole Substation | 0.05 | --> | 0.05 | 0.05 | 18.78 |  | --> | 0.048 | 0 | 0 | 0.048 | 0 |  | --> | E13 ex HARTNETTS CROSS | Hartnetts Cross [T121,T422] | HARTNETTS CROSS |  | 51.8566 | -9.054
2884031 | MV/LV Substation GL***4031 |  | 10 kV | _ | LV | 50 kVA :Pole Substation | 0.05 | --> | 0.05 | 0 | 0 | Constrained, otherwise capacity available =49 kVA | --> | 0.048 | 0 | 0 | 0.047 | 0 |  | --> | C17 ex CARRICKMINES | Carrickmines [T41,T42] | CARRICKMINES |  | 53.2164 | -6.2203
018240 | MV/LV Substation KN***240 |  | 20 kV | _ | LV | 50 kVA :Pole Substation | 0.05 | --> | 0.05 | 0.037 | 3.75 |  | --> | 0.048 | 0 | 0.006 | 0 | 0 | Constrained, otherwise capacity available =41 kW | --> | C14 ex SMEARLA | Smearla [T41,T42] | TRIEN |  | 52.4614 | -9.3725
2884009 | MV/LV Substation CU***4009 |  | 10 kV | _ | LV | 50 kVA :Pole Substation | 0.05 | --> | 0.05 | 0.041 | 2.36 |  | --> | 0.048 | 0 | 0 | 0.046 | 0 |  | --> | C11 ex BRAY | Bray [T41,T42] | FASSAROE |  | 53.1864 | -6.2135
157488 | MV/LV Substation BR***488 |  | 20 kV | _ | LV | 50 kVA :Pole Substation | 0.05 | --> | 0.05 | 0.049 | 1.55 |  | --> | 0.048 | 0 | 0 | 0 | 0 | Constrained, otherwise capacity available =47 kW | --> | E17 ex CARRIGALLEN | Carrigallen [T421] | CARRICK ON SHANNON |  | 53.9373 | -7.7859
054928X | MV/LV Substation GR***928X |  | 10 kV | _ | LV | 50 kVA :Pole Substation | 0.05 | --> | 0.05 | 0.042 | 2.78 |  | --> | 0.048 | 0 | 0 | 0 | 0 | Constrained, otherwise capacity available =46 kW | --> | E16 ex BALLYRAGGET | Ballyragget [T421,T422] | BALLYRAGGET |  | 52.848 | -7.3594
074346 | MV/LV Substation HA***346 |  | 10 kV | _ | LV | 50 kVA :Pole Substation | 0.05 | --> | 0.05 | 0 | 0 | Constrained, otherwise capacity available =42 kVA | --> | 0.048 | 0 | 0 | 0 | 0 | Constrained, otherwise capacity available =46 kW | --> | C17 ex CARRICK ON SHANNON | Carrick On Shannon [T41,T42] | CARRICK ON SHANNON |  | 53.9446 | -8.0809
021110Z | MV/LV Substation KI***110Z |  | 10 kV | _ | LV | 100 kVA :Pole Substation | 0.1 | --> | 0.1 | 0 | 0 | Constrained, otherwise capacity available =89 kVA | --> | 0.095 | 0 | 0 | 0.094 | 0 |  | --> | C31 ex KILBARRY | Kilbarry [T101,T43] | KILBARRY |  | 51.9275 | -8.4812
065031 | MV/LV Substation AN***031 |  | 10 kV | _ | LV | 400 kVA :Kiosk Substation | 0.4 | --> | 0.4 | 0 | 0 | Constrained, otherwise capacity available =311 kVA | --> | 0.38 | 0 | 0.04 | 0 | 0 | Constrained, otherwise capacity available =338 kW | --> | C15 ex LOUGHSHINNY | Loughshinny [T41,T42] | GLASMORE |  | 53.5207 | -6.1019
1364062 | MV/LV Substation BA***4062 |  | 20 kV | _ | LV | 50 kVA :Pole Substation | 0.05 | --> | 0.05 | 0 | 0 | Constrained, otherwise capacity available =46 kVA | --> | 0.048 | 0 | 0 | 0 | 0 | Constrained, otherwise capacity available =47 kW | --> | C20 ex ROSCOMMON | Roscommon [T41,T42] | LANESBORO |  | 53.7473 | -8.2766
206452 | MV/LV Substation BA***452 |  | 20 kV | _ | LV | 50 kVA :Pole Substation | 0.05 | --> | 0.05 | 0.04 | 7.61 |  | --> | 0.048 | 0 | 0 | 0 | 0 | Constrained, otherwise capacity available =46 kW | --> | E14 ex BELLACORICK | Bellacorick [T122] | BELLACORICK |  | 54.1474 | -9.746
051922 | MV/LV Substation HO***922 |  | 20 kV | _ | LV | 50 kVA :Pole Substation | 0.05 | --> | 0.05 | 0.046 | 2.22 |  | --> | 0.048 | 0 | 0.005 | 0.043 | 0 |  | --> | E13 ex CLARA | Clara [T421,T422] | THORNSBERRY |  | 53.3908 | -7.586
0664094 | MV/LV Substation CO***4094 |  | 10 kV | _ | LV | 200 kVA :Kiosk Substation | 0.2 | --> | 0.2 | 0 | 0 | Constrained, otherwise capacity available =131 kVA | --> | 0.19 | 0 | 0.063 | 0 | 0 | Constrained, otherwise capacity available =134 kW | --> | C13 ex MALAHIDE | Malahide [T41,T42] | GLASMORE |  | 53.4247 | -6.1719
139946Y | MV/LV Substation CO***946Y |  | 20 kV | _ | LV | 400 kVA :Kiosk Substation | 0.4 | --> | 0.4 | 0 | 0 | Constrained, otherwise capacity available =365 kVA | --> | 0.38 | 0 | 0 | 0 | 0 | Constrained, otherwise capacity available =375 kW | --> | E21 ex FINEA | Finea [T421,T422] | SHANKILL |  | 53.8583 | -7.3252
405690 | MV/LV Substation TU***690 |  | 20 kV | _ | LV | 50 kVA :Pole Substation | 0.05 | --> | 0.05 | 0.046 | 3.03 |  | --> | 0.048 | 0 | 0.016 | 0 | 0 | Constrained, otherwise capacity available =35 kW | --> | E14 ex MOVILLE | Moville [T421,T422] | TRILLICK |  | 55.1651 | -7.1079
0014201 | MV/LV Substation AL***4201 |  | 10 kV | _ | LV | 1000 kVA :Building Structure | 1 | --> | 1 | 0.5 | 1.55 |  | --> | 0.95 | 0 | 0 | 0.5 | 0 |  | --> | C20 ex MONKSTOWN | Monkstown [T41,T42] | BLACKROCK |  | 53.3022 | -6.1907
365257X | MV/LV Substation OL***257X |  | 10 kV | _ | LV | 400 kVA :Kiosk Substation | 0.4 | --> | 0.4 | 0 | 0 | Constrained, otherwise capacity available =299 kVA | --> | 0.38 | 0 | 0.005 | 0.362 | 0 |  | --> | C16 ex CLONDALKIN | Clondalkin [T41,T42,T44] | INCHICORE 220KV |  | 53.3197 | -6.4186
253369X | MV/LV Substation AI***369X |  | 10 kV | _ | LV | 50 kVA :Pole Substation | 0.05 | --> | 0.05 | 0 | 0 | Constrained, otherwise capacity available =30 kVA | --> | 0.048 | 0 | 0 | 0 | 0 | Constrained, otherwise capacity available =45 kW | --> | C16 ex TUAM NORTH | Tuam North [T41,T42] | CLOON |  | 53.5299 | -8.8737
052907X | MV/LV Substation BA***907X |  | 20 kV | _ | LV | 50 kVA :Pole Substation | 0.05 | --> | 0.05 | 0.014 | 10.9 |  | --> | 0.048 | 0 | 0.005 | 0.039 | 0 |  | --> | C24 ex MULLINGAR | Mullingar [T101,T102] | MULLINGAR |  | 53.6274 | -7.4678
064816X | MV/LV Substation MO***816X |  | 10 kV | _ | LV | 400 kVA :Kiosk Substation | 0.4 | --> | 0.4 | 0 | 0 | Constrained, otherwise capacity available =301 kVA | --> | 0.38 | 0 | 0.009 | 0 | 0 | Constrained, otherwise capacity available =360 kW | --> | C19 ex DRYBRIDGE | Drybridge [T41,T42] | DRYBRIDGE |  | 53.7278 | -6.3524
196252X | MV/LV Substation ME***252X |  | 10 kV | _ | LV | 630 kVA :Kiosk Substation | 0.63 | --> | 0.63 | 0 | 0 | Constrained, otherwise capacity available =532 kVA | --> | 0.598 | 0 | 0 | 0 | 0 | Constrained, otherwise capacity available =585 kW | --> | C17 ex TRIM | Trim [T41,T42] | NAVAN |  | 53.5631 | -6.7672
0684211 | MV/LV Substation LI***4211 |  | 10 kV | _ | LV | 1000 kVA :Building Structure | 1 | --> | 1 | 0.5 | 9.02 |  | --> | 0.95 | 0 | 0 | 0.5 | 0 |  | --> | C14 ex MISERY HILL | Misery Hill [T101,T102] | POOLBEG |  | 53.3452 | -6.2314
062845 | MV/LV Substation MA***845 |  | 10 kV | _ | LV | 100 kVA :Pole Substation | 0.1 | --> | 0.1 | 0.074 | 1.03 |  | --> | 0.095 | 0 | 0.004 | 0 | 0 | Constrained, otherwise capacity available =88 kW | --> | C18 ex LITTLE MILLS | Little Mills [T41] | DUNDALK |  | 53.9341 | -6.3822
244907 | MV/LV Substation CO***907 |  | 20 kV | _ | LV | 100 kVA :Pole Substation | 0.1 | --> | 0.1 | 0 | 0 | Constrained, otherwise capacity available =93 kVA | --> | 0.095 | 0 | 0 | 0 | 0 | Constrained, otherwise capacity available =94 kW | --> | E21 ex MILLTOWN (SR) | Milltown (sr) [T421,T422] | OUGHTRAGH |  | 52.1017 | -9.6891
157123 | MV/LV Substation NE***123 |  | 20 kV | _ | LV | 100 kVA :Pole Substation | 0.1 | --> | 0.1 | 0.084 | 1.55 |  | --> | 0.095 | 0 | 0 | 0 | 0 | Constrained, otherwise capacity available =93 kW | --> | E11 ex CARRIGALLEN | Carrigallen [T421] | CARRICK ON SHANNON |  | 54.0423 | -7.6746
1274244 | MV/LV Substation AU***4244 |  | 10 kV | _ | LV | 50 kVA :Pole Substation | 0.05 | --> | 0.05 | 0 | 0 | Constrained, otherwise capacity available =50 kVA | --> | 0.048 | 0 | 0 | 0 | 0 | Constrained, otherwise capacity available =48 kW | --> | C14 ex TEMPLEMORE | Templemore [T41,T42] | IKERRIN |  | 52.7941 | -7.8083
049184Z | MV/LV Substation CO***184Z |  | 20 kV | _ | LV | 200 kVA :Pole Substation | 0.2 | --> | 0.2 | 0.173 | 0.21 |  | --> | 0.19 | 0 | 0 | 0 | 0 | Constrained, otherwise capacity available =186 kW | --> | E12 ex LONGFORD | Longford [T421,T422] | RICHMOND |  | 53.8239 | -7.7754
068041 | MV/LV Substation AR***041 |  | 10 kV | _ | LV | 400 kVA :Building Structure | 0.4 | --> | 0.4 | 0.272 | 11.14 |  | --> | 0.38 | 0 | 0 | 0.362 | 0 |  | --> | C28 ex CABRA | Cabra [T101,T102] | FINGLAS |  | 53.3595 | -6.3162
066073Y | MV/LV Substation KI***073Y |  | 10 kV | _ | LV | 200 kVA :Kiosk Substation | 0.2 | --> | 0.2 | 0 | 0 | Constrained, otherwise capacity available =108 kVA | --> | 0.19 | 0 | 0.033 | 0.153 | 0 |  | --> | C18 ex MOUNTGORRY | Mountgorry [T41,T42] | GRANGE (DR) |  | 53.4497 | -6.1798
265472X | MV/LV Substation KI***472X |  | 20 kV | _ | LV | 50 kVA :Pole Substation | 0.05 | --> | 0.05 | 0.033 | 0.07 |  | --> | 0.048 | 0 | 0 | 0 | 0 | Constrained, otherwise capacity available =45 kW | --> | E17 ex BALLYCONNELL | Ballyconnell [T421,T422] | GORTAWEE |  | 54.1102 | -7.6829
164044X | MV/LV Substation LI***044X |  | 10 kV | _ | LV | 50 kVA :Pole Substation | 0.05 | --> | 0.05 | 0 | 0 | Constrained, otherwise capacity available =48 kVA | --> | 0.048 | 0 | 0 | 0 | 0 | Constrained, otherwise capacity available =47 kW | --> | C15 ex SKIBBEREEN | Skibbereen [T41,T42] | DUNMANWAY |  | 51.5355 | -9.2869
015697Z | MV/LV Substation MA***697Z |  | 10 kV | _ | LV | 400 kVA :Kiosk Substation | 0.4 | --> | 0.4 | 0.289 | 12.6 |  | --> | 0.38 | 0 | 0 | 0.365 | 0 |  | --> | C20 ex MONREAD | Monread [T101,T102] | MONREAD |  | 53.2367 | -6.6473
0174221 | MV/LV Substation CU***4221 |  | 20 kV | _ | LV | 50 kVA :Pole Substation | 0.05 | --> | 0.05 | 0.05 | 7.48 |  | --> | 0.048 | 0 | 0 | 0 | 0 | Constrained, otherwise capacity available =48 kW | --> | E12 ex CHURCHTOWN | Churchtown [T422] | RATHKEALE |  | 52.446 | -9.0733
152707X | MV/LV Substation AS***707X |  | 10 kV | _ | LV | 50 kVA :Pole Substation | 0.05 | --> | 0.05 | 0 | 0 | Constrained, otherwise capacity available =49 kVA | --> | 0.048 | 0 | 0 | 0 | 0 | Constrained, otherwise capacity available =47 kW | --> | C12 ex CAPPAMORE | Cappamore [T41,T42] | ARDNACRUSHA |  | 52.6785 | -8.4059
066546X | MV/LV Substation JO***546X |  | 20 kV | _ | LV | 50 kVA :Pole Substation | 0.05 | --> | 0.05 | 0 | 0 | Constrained, otherwise capacity available =23 kVA | --> | 0.048 | 0 | 0 | 0 | 0 | Constrained, otherwise capacity available =44 kW | --> | E17 ex BALTRASNA | Baltrasna [T121,T122] | BALTRASNA |  | 53.5018 | -6.5495
039338 | MV/LV Substation LI***338 |  | 10 kV | _ | LV | 400 kVA :Building Structure | 0.4 | --> | 0.4 | 0 | 0 | Constrained, otherwise capacity available =285 kVA | --> | 0.38 | 0 | 0 | 0.364 | 0 |  | --> | C23 ex GALWAY 110KV | Galway 110kv [T102,T103] | GALWAY 110KV |  | 53.2865 | -9.0336
037976 | MV/LV Substation FR***976 |  | 10 kV | _ | LV | 400 kVA :Kiosk Substation | 0.4 | --> | 0.4 | 0.015 | 13.05 |  | --> | 0.38 | 0 | 0 | 0.324 | 0 |  | --> | C12 ex ENNIS | Ennis [T101,T102] | ENNIS |  | 52.8442 | -8.9815
0054122 | MV/LV Substation AR***4122 |  | 20 kV | _ | LV | 100 kVA :Pole Substation | 0.1 | --> | 0.1 | 0.1 | 17.8 |  | --> | 0.095 | 0 | 0 | 0.095 | 0 |  | --> | E13 ex BANOGE | Banoge [T121,T122] | BANOGE |  | 52.6271 | -6.237
032650 | MV/LV Substation FE***650 |  | 20 kV | _ | LV | 50 kVA :Pole Substation | 0.05 | --> | 0.05 | 0 | 0 | Constrained, otherwise capacity available =28 kVA | --> | 0.048 | 0 | 0.007 | 0 | 0 | Constrained, otherwise capacity available =39 kW | --> | C21 ex TRAMORE | Tramore [T41,T42] | BUTLERSTOWN |  | 52.1615 | -7.2262
082656Y | MV/LV Substation CA***656Y |  | 10 kV | _ | LV | 400 kVA :Kiosk Substation | 0.4 | --> | 0.4 | 0 | 0 | Constrained, otherwise capacity available =260 kVA | --> | 0.38 | 0 | 0.046 | 0 | 0 | Constrained, otherwise capacity available =326 kW | --> | C30 ex ACADEMY STREET | Academy Street [T421,T422,T44] | NAVAN |  | 53.652 | -6.6664
152185 | MV/LV Substation CA***185 |  | 20 kV | _ | LV | 50 kVA :Pole Substation | 0.05 | --> | 0.05 | 0 | 0 | Constrained, otherwise capacity available =47 kVA | --> | 0.048 | 0 | 0.01 | 0 | 0 | Constrained, otherwise capacity available =40 kW | --> | C16 ex CAPPAMORE | Cappamore [T41,T42] | ARDNACRUSHA |  | 52.5752 | -8.2485
028976X | MV/LV Substation TH***976X |  | 10 kV | _ | LV | 400 kVA :Kiosk Substation | 0.4 | --> | 0.4 | 0.383 | 19.7 |  | --> | 0.38 | 0 | 0 | 0.378 | 0 |  | --> | C11 ex COW CROSS | Cow Cross [T102,T41] | N/A |  | 51.8516 | -8.2855
093016 | MV/LV Substation CL***016 |  | 10 kV | _ | LV | 400 kVA :Building Structure | 0.4 | --> | 0.4 | 0 | 0 | Constrained, otherwise capacity available =192 kVA | --> | 0.38 | 0 | 0.068 | 0.3 | 0 |  | --> | C22 ex POPPINTREE | Poppintree [T101,T102] | FINGLAS |  | 53.3929 | -6.2926
025183 | MV/LV Substation KI***183 |  | 10 kV | _ | LV | 200 kVA :Pole Substation | 0.2 | --> | 0.2 | 0 | 0 | Constrained, otherwise capacity available =150 kVA | --> | 0.19 | 0 | 0.01 | 0 | 0 | Constrained, otherwise capacity available =176 kW | --> | C17 ex KILMALLOCK | Kilmallock [T41,T42] | CHARLEVILLE |  | 52.4066 | -8.5818
014183Z | MV/LV Substation RU***183Z |  | 10 kV | _ | LV | 400 kVA :Kiosk Substation | 0.4 | --> | 0.4 | 0 | 0 | Constrained, otherwise capacity available =265 kVA | --> | 0.38 | 0 | 0.038 | 0 | 0 | Constrained, otherwise capacity available =333 kW | --> | C17 ex KILDARE | Kildare [T41,T42] | NEWBRIDGE |  | 53.1557 | -6.8926
156881 | MV/LV Substation LI***881 |  | 20 kV | _ | LV | 50 kVA :Pole Substation | 0.05 | --> | 0.05 | 0 | 0 | Constrained, otherwise capacity available =45 kVA | --> | 0.048 | 0 | 0 | 0 | 0 | Constrained, otherwise capacity available =47 kW | --> | C17 ex CLONES | Clones [T41,T42] | SHANKILL |  | 54.1986 | -7.1182
049077Y | MV/LV Substation DR***077Y |  | 10 kV | _ | LV | 50 kVA :Pole Substation | 0.05 | --> | 0.05 | 0.046 | 1.31 |  | --> | 0.048 | 0 | 0 | 0 | 0 | Constrained, otherwise capacity available =47 kW | --> | C14 ex ROOSKY | Roosky [T41] | RICHMOND |  | 53.8472 | -7.918
065036 | MV/LV Substation CO***036 |  | 10 kV | _ | LV | 400 kVA :Kiosk Substation | 0.4 | --> | 0.4 | 0 | 0 | Constrained, otherwise capacity available =260 kVA | --> | 0.38 | 0 | 0.031 | 0 | 0 | Constrained, otherwise capacity available =338 kW | --> | C14 ex BALBRIGGAN | Balbriggan [T42] | GLASMORE |  | 53.6056 | -6.1852
034185Y | MV/LV Substation LA***185Y |  | 20 kV | _ | LV | 400 kVA :Kiosk Substation | 0.4 | --> | 0.4 | 0.373 | 0.57 |  | --> | 0.38 | 0 | 0 | 0 | 0 | Constrained, otherwise capacity available =376 kW | --> | E19 ex LAWLESSTOWN | Lawlesstown [T42,T421] | DOON |  | 52.3741 | -7.7281
0934055 | MV/LV Substation HA***4055 |  | 10 kV | _ | LV | 630 kVA :Kiosk Substation | 0.63 | --> | 0.63 | 0 | 0 | Constrained, otherwise capacity available =431 kVA | --> | 0.598 | 0 | 0.018 | 0.5 | 0 |  | --> | C24 ex POPPINTREE | Poppintree [T101,T102] | FINGLAS |  | 53.4048 | -6.2825
034991X | MV/LV Substation TH***991X |  | 10 kV | _ | LV | 100 kVA :Pole Substation | 0.1 | --> | 0.1 | 0.071 | 5.88 |  | --> | 0.095 | 0 | 0.028 | 0 | 0 | Constrained, otherwise capacity available =70 kW | --> | C12 ex ARDGEEHA | Ardgeeha [T41,T42] | DOON |  | 52.3695 | -7.6997
118631X | MV/LV Substation LA***631X |  | 20 kV | _ | LV | 100 kVA :Pole Substation | 0.1 | --> | 0.1 | 0.063 | 0.3 |  | --> | 0.095 | 0 | 0.005 | 0 | 0 | Constrained, otherwise capacity available =86 kW | --> | C17 ex BANAGHER | Banagher [T41,T42] | DALLOW |  | 53.2358 | -8.1771
026327 | MV/LV Substation IN***327 |  | 10 kV | _ | LV | 50 kVA :Pole Substation | 0.05 | --> | 0.05 | 0.033 | 8.66 |  | --> | 0.048 | 0 | 0 | 0 | 0 | Constrained, otherwise capacity available =45 kW | --> | C14 ex BANDON | Bandon [T101,T42] | BANDON |  | 51.7629 | -8.6689
180748X | MV/LV Substation MA***748X |  | 10 kV | _ | LV | 200 kVA :Pole Substation | 0.2 | --> | 0.2 | 0.134 | 3.27 |  | --> | 0.19 | 0 | 0 | 0 | 0 | Constrained, otherwise capacity available =181 kW | --> | C11 ex LLOYD | Lloyd [T41,T42] | NAVAN |  | 53.7298 | -6.8768
281844X | MV/LV Substation WY***844X |  | 10 kV | _ | LV | 400 kVA :Kiosk Substation | 0.4 | --> | 0.4 | 0 | 0 | Constrained, otherwise capacity available =323 kVA | --> | 0.38 | 0 | 0.045 | 0.336 | 0 |  | --> | C12 ex BALLINCOLLIG | Ballincollig [T41,T42] | KILBARRY |  | 51.8861 | -8.62
021039X | MV/LV Substation SU***039X |  | 10 kV | _ | LV | 400 kVA :Kiosk Substation | 0.4 | --> | 0.4 | 0.224 | 4.67 |  | --> | 0.38 | 0 | 0.01 | 0.348 | 0 |  | --> | C17 ex CENTRE PARK ROAD | Marina [T105,T106] | MARINA |  | 51.9021 | -8.4633
068118X | MV/LV Substation MO***118X |  | 10 kV | _ | LV | 630 kVA :Building Structure | 0.63 | --> | 0.63 | 0 | 0 | Constrained, otherwise capacity available =607 kVA | --> | 0.598 | 0 | 0 | 0.5 | 0 |  | --> | C14 ex PHIBSBORO | Phibsboro [T41,T42] | FINGLAS |  | 53.3521 | -6.2775
081151X | MV/LV Substation CL***151X |  | 10 kV | _ | LV | 400 kVA :Kiosk Substation | 0.4 | --> | 0.4 | 0 | 0 | Constrained, otherwise capacity available =321 kVA | --> | 0.38 | 0 | 0.009 | 0.362 | 0 |  | --> | C12 ex SEMPERIT | Semperit [T41,T42,T43] | GRANGE CASTLE |  | 53.3391 | -6.3679
055799X | MV/LV Substation BA***799X |  | 10 kV | _ | LV | 100 kVA :Pole Substation | 0.1 | --> | 0.1 | 0 | 0 | Constrained, otherwise capacity available =79 kVA | --> | 0.095 | 0 | 0 | 0 | 0 | Constrained, otherwise capacity available =92 kW | --> | C18 ex TEMPLEMORE | Templemore [T41,T42] | IKERRIN |  | 52.833 | -7.7473
0674030 | MV/LV Substation SH***4030 |  | 20 kV | _ | LV | 50 kVA :Pole Substation | 0.05 | --> | 0.05 | 0 | 0 | Constrained, otherwise capacity available =45 kVA | --> | 0.048 | 0 | 0 | 0 | 0 | Constrained, otherwise capacity available =47 kW | --> | E09 ex BRUFF |  |  |  | 52.5749 | -8.5409
0824051 | MV/LV Substation SI***4051 |  | 20 kV | _ | LV | 100 kVA :Pole Substation | 0.1 | --> | 0.1 | 0.085 | 0.64 |  | --> | 0.095 | 0 | 0 | 0 | 0 | Constrained, otherwise capacity available =93 kW | --> | E14 ex RANDALSTOWN | Randalstown [T422] | NAVAN |  | 53.7002 | -6.7014
041194Y | MV/LV Substation CO***194Y |  | 20 kV | _ | LV | 630 kVA :Building Structure | 0.63 | --> | 0.63 | 0 | 0 | Constrained, otherwise capacity available =469 kVA | --> | 0.598 | 0 | 0 | 0 | 0 | Constrained, otherwise capacity available =576 kW | --> | E21 ex DALTON | Dalton [T421,T422] | DALTON |  | 53.7388 | -9.0031
281137 | MV/LV Substation TU***137 |  | 10 kV | _ | LV | 630 kVA :Kiosk Substation | 0.63 | --> | 0.63 | 0.305 | 5.49 |  | --> | 0.598 | 0 | 0.031 | 0.5 | 0 |  | --> | C12 ex TRABEG | Trabeg [T101,T102] | TRABEG |  | 51.8882 | -8.4668
031388Y | MV/LV Substation SH***388Y |  | 10 kV | _ | LV | 400 kVA :Building Structure | 0.4 | --> | 0.4 | 0 | 0 | Constrained, otherwise capacity available =338 kVA | --> | 0.38 | 0 | 0 | 0 | 0 | Constrained, otherwise capacity available =371 kW | --> | C12 ex COLLIGAN | Colligan [T41,T42] | DUNGARVAN |  | 52.0919 | -7.6231
120608X | MV/LV Substation KN***608X |  | 20 kV | _ | LV | 200 kVA :Pole Substation | 0.2 | --> | 0.2 | 0.191 | 3.5 |  | --> | 0.19 | 0 | 0 | 0 | 0 | Constrained, otherwise capacity available =189 kW | --> | E12 ex DUNFIRTH | Dunfirth [T122] | DUNFIRTH |  | 53.413 | -6.7906
184132 | MV/LV Substation LA***132 |  | 10 kV | _ | LV | 100 kVA :Pole Substation | 0.1 | --> | 0.1 | 0.082 | 3.38 |  | --> | 0.095 | 0 | 0 | 0 | 0 | Constrained, otherwise capacity available =93 kW | --> | C21 ex CASTLEBLAYNEY | Castleblayney [T41,T42] | DUNDALK |  | 54.1606 | -6.7937
063709X | MV/LV Substation CO***709X |  | 10 kV | _ | LV | 50 kVA :Pole Substation | 0.05 | --> | 0.05 | 0 | 0 | Constrained, otherwise capacity available =36 kVA | --> | 0.048 | 0 | 0 | 0 | 0 | Constrained, otherwise capacity available =46 kW | --> | C19 ex BALLYBAILIE | Ballybailie [T41,T42] | DUNDALK |  | 53.8549 | -6.5466
014151Z | MV/LV Substation BR***151Z |  | 10 kV | _ | LV | 200 kVA :Pole Substation | 0.2 | --> | 0.2 | 0.2 | 0.63 |  | --> | 0.19 | 0 | 0 | 0 | 0 | Constrained, otherwise capacity available =190 kW | --> | C17 ex KILCULLEN | Kilcullen [T41,T42,T424] | STRATFORD |  | 53.1468 | -6.718
052941 | MV/LV Substation GR***941 |  | 10 kV | _ | LV | 200 kVA :Pole Substation | 0.2 | --> | 0.2 | 0.017 | 1.25 |  | --> | 0.19 | 0 | 0 | 0 | 0 | Constrained, otherwise capacity available =163 kW | --> | C17 ex LOUGHANALLA | Loughanalla [T41,T42] | MULLINGAR |  | 53.6804 | -7.3004
065895 | MV/LV Substation BA***895 |  | 20 kV | _ | LV | 50 kVA :Pole Substation | 0.05 | --> | 0.05 | 0 | 0 | Constrained, otherwise capacity available =41 kVA | --> | 0.048 | 0 | 0 | 0.046 | 0 |  | --> | C22 ex STEPHENSTOWN | Stephenstown [T101,T102] | FINGLAS |  | 53.6206 | -6.2256
158055X | MV/LV Substation CA***055X |  | 10 kV | _ | LV | 50 kVA :Pole Substation | 0.05 | --> | 0.05 | 0.041 | 0.83 |  | --> | 0.048 | 0 | 0 | 0 | 0 | Constrained, otherwise capacity available =46 kW | --> | C15 ex MILLTOWN MALBAY | Milltown Malbay [T42] | TULLABRACK |  | 52.8083 | -9.4533
078109X | MV/LV Substation SE***109X |  | 10 kV | _ | LV | 50 kVA :Pole Substation | 0.05 | --> | 0.05 | 0 | 0 | Constrained, otherwise capacity available =50 kVA | --> | 0.048 | 0 | 0 | 0 | 0 | Constrained, otherwise capacity available =48 kW | --> | C13 ex CHARLESTOWN | Charlestown [T41] | TONROE |  | 53.9168 | -8.8028
0464063 | MV/LV Substation F.***4063 |  | 10 kV | _ | LV | 50 kVA :Pole Substation | 0.05 | --> | 0.05 | 0.048 | 5.48 |  | --> | 0.048 | 0 | 0 | 0.047 | 0 |  | --> | C11 ex BALLYTIVNAN | Ballytivnan [T41,T42] | SLIGO |  | 54.2839 | -8.463
037550X | MV/LV Substation FE***550X |  | 10 kV | _ | LV | 200 kVA :Kiosk Substation | 0.2 | --> | 0.2 | 0.108 | 13.05 |  | --> | 0.19 | 0 | 0.014 | 0.167 | 0 |  | --> | C12 ex ENNIS | Ennis [T101,T102] | ENNIS |  | 52.845 | -8.9723
071898 | MV/LV Substation MO***898 |  | 10 kV | _ | LV | 1000 kVA :Building Structure | 1 | --> | 1 | 0.5 | 5.58 |  | --> | 0.95 | 0 | 0.015 | 0.5 | 0 |  | --> | C11 ex KILCOOLE | Kilcoole [T41,T42] | FASSAROE |  | 53.0851 | -6.1077
154179Z | MV/LV Substation VI***179Z |  | 10 kV | _ | LV | 630 kVA :Building Structure | 0.63 | --> | 0.63 | 0 | 0 | Constrained, otherwise capacity available =532 kVA | --> | 0.598 | 0 | 0 | 0 | 0 | Constrained, otherwise capacity available =585 kW | --> | C17 ex BALLYCOOLIN | Ballycoolin [T41,T42,T43] | FINGLAS |  | 53.3989 | -6.343
021722Z | MV/LV Substation AS***722Z |  | 10 kV | _ | LV | 400 kVA :Kiosk Substation | 0.4 | --> | 0.4 | 0 | 0 | Constrained, otherwise capacity available =367 kVA | --> | 0.38 | 0 | 0 | 0.376 | 0 |  | --> | C11 ex MAYFIELD | Mayfield [T41,T42] | KILBARRY |  | 51.9059 | -8.4236
021470 | MV/LV Substation BR***470 |  | 10 kV | _ | LV | 200 kVA :Pole Substation | 0.2 | --> | 0.2 | 0 | 0 | Constrained, otherwise capacity available =154 kVA | --> | 0.19 | 0 | 0.023 | 0.167 | 0 |  | --> | C15 ex RIVERSTOWN | Riverstown [T41,T42] | KILBARRY |  | 51.9342 | -8.3637
305243 | MV/LV Substation BA***243 |  | 20 kV | _ | LV | 50 kVA :Pole Substation | 0.05 | --> | 0.05 | 0.049 | 4.61 |  | --> | 0.048 | 0 | 0 | 0 | 0 | Constrained, otherwise capacity available =47 kW | --> | E12 ex LUMCLOON | Lumcloon [T421,T422] | DALLOW |  | 53.25 | -7.8898
0684227 | MV/LV Substation NE***4227 |  | 10 kV | _ | LV | 630 kVA :Building Structure | 0.63 | --> | 0.63 | 0 | 0 | Constrained, otherwise capacity available =523 kVA | --> | 0.598 | 0 | 0.011 | 0.5 | 0 |  | --> | C17 ex NEWMARKET (DR) | Newmarket (dr) [T41] | FRANCIS STREET |  | 53.3382 | -6.2722
039231 | MV/LV Substation HI***231 |  | 10 kV | _ | LV | 1000 kVA :Building Structure | 1 | --> | 1 | 0 | 0 | Constrained, otherwise capacity available =883 kVA | --> | 0.95 | 0 | 0 | 0 | 0 | Constrained, otherwise capacity available =934 kW | --> | C12 ex HEADFORD ROAD | Headford Road [T41,T42] | GALWAY 110KV |  | 53.2755 | -9.0497
253623Z | MV/LV Substation QU***623Z |  | 20 kV | _ | LV | 1000 kVA :Building Structure | 1 | --> | 1 | 0 | 0 | Constrained, otherwise capacity available =1000 kVA | --> | 0.95 | 0 | 0 | 0 | 0 | Constrained, otherwise capacity available =950 kW | --> | E15 ex GLENAMADDY | Glenamaddy [T422] | ATHLONE |  | 53.6769 | -8.6301
050720Y | MV/LV Substation AN***720Y |  | 10 kV | _ | LV | 630 kVA :Kiosk Substation | 0.63 | --> | 0.63 | 0.5 | 7.61 |  | --> | 0.598 | 0 | 0.005 | 0 | 0 | Constrained, otherwise capacity available =592 kW | --> | C11 ex GARRYCASTLE | Garrycastle [T41,T42] | ATHLONE |  | 53.4197 | -7.9264
068414X | MV/LV Substation AD***414X |  | 10 kV | _ | LV | 1000 kVA :Building Structure | 1 | --> | 1 | 0.5 | 9.99 |  | --> | 0.95 | 0 | 0 | 0.5 | 0 |  | --> | C24 ex HAROLDS CROSS | Harolds Cross [T101,T102] | POOLBEG |  | 53.3326 | -6.2622
006987X | MV/LV Substation RI***987X |  | 10 kV | _ | LV | 400 kVA :Building Structure | 0.4 | --> | 0.4 | 0.107 | 3.12 |  | --> | 0.38 | 0 | 0.023 | 0 | 0 | Constrained, otherwise capacity available =321 kW | --> | C22 ex BELLFIELD | Bellfield [T41,T42] | CRANE |  | 52.4972 | -6.5668
305242 | MV/LV Substation BE***242 |  | 20 kV | _ | LV | 50 kVA :Pole Substation | 0.05 | --> | 0.05 | 0.037 | 4.61 |  | --> | 0.048 | 0 | 0.008 | 0 | 0 | Constrained, otherwise capacity available =40 kW | --> | E12 ex LUMCLOON | Lumcloon [T421,T422] | DALLOW |  | 53.2468 | -7.8887
049234Z | MV/LV Substation TA***234Z |  | 10 kV | _ | LV | 200 kVA :Kiosk Substation | 0.2 | --> | 0.2 | 0 | 0 | Constrained, otherwise capacity available =166 kVA | --> | 0.19 | 0 | 0 | 0 | 0 | Constrained, otherwise capacity available =185 kW | --> | C17 ex AGHAMORE | Aghamore [T41,T42] | LANESBORO |  | 53.7392 | -7.9229
070750X | MV/LV Substation RA***750X |  | 10 kV | _ | LV | 50 kVA :Pole Substation | 0.05 | --> | 0.05 | 0.043 | 0.76 |  | --> | 0.048 | 0 | 0.005 | 0 | 0 | Constrained, otherwise capacity available =43 kW | --> | C11 ex RATHMORE | Rathmore [T42,T421] | KNOCKEARAGH |  | 52.0669 | -9.241
1394044 | MV/LV Substation DR***4044 |  | 20 kV | _ | LV | 200 kVA :Pole Substation | 0.2 | --> | 0.2 | 0 | 0 | Constrained, otherwise capacity available =189 kVA | --> | 0.19 | 0 | 0.132 | 0 | 0 | Constrained, otherwise capacity available =91 kW | --> | E16 ex FINEA | Finea [T421,T422] | SHANKILL |  | 53.8693 | -7.4402
034045 | MV/LV Substation ST***045 |  | 10 kV | _ | LV | 400 kVA :Building Structure | 0.4 | --> | 0.4 | 0.308 | 0.57 |  | --> | 0.38 | 0 | 0 | 0 | 0 | Constrained, otherwise capacity available =367 kW | --> | C16 ex LAWLESSTOWN | Lawlesstown [T42,T421] | DOON |  | 52.3548 | -7.7172
2444016 | MV/LV Substation CL***4016 |  | 20 kV | _ | LV | 50 kVA :Pole Substation | 0.05 | --> | 0.05 | 0 | 0 | Constrained, otherwise capacity available =21 kVA | --> | 0.048 | 0 | 0 | 0 | 0 | Constrained, otherwise capacity available =43 kW | --> | E18 ex MILLTOWN (SR) | Milltown (sr) [T421,T422] | OUGHTRAGH |  | 52.1768 | -9.6106
2814039 | MV/LV Substation DO***4039 |  | 10 kV | _ | LV | 50 kVA :Pole Substation | 0.05 | --> | 0.05 | 0 | 0 | Constrained, otherwise capacity available =50 kVA | --> | 0.048 | 0 | 0 | 0 | 0 | Constrained, otherwise capacity available =48 kW | --> | C21 ex KILMONEY | Kilmoney [T41,T42] | TRABEG |  | 51.7544 | -8.3091
0594248 | MV/LV Substation 3G***4248 |  | 10 kV | _ | LV | 100 kVA :Pole Substation | 0.1 | --> | 0.1 | 0 | 0 | Constrained, otherwise capacity available =100 kVA | --> | 0.095 | 0 | 0 | 0 | 0 | Constrained, otherwise capacity available =95 kW | --> | C16 ex DERRYCRAMPH | Derrycramph [T41,T42] | SHANKILL |  | 53.9799 | -7.3623
062976X | MV/LV Substation KN***976X |  | 20 kV | _ | LV | 50 kVA :Pole Substation | 0.05 | --> | 0.05 | 0.036 | 19.76 |  | --> | 0.048 | 0 | 0 | 0.046 | 0 |  | --> | E19 ex MULLAGHARLIN | Mullagharlin [T121,T122] | MULLAGHARLIN |  | 53.9687 | -6.4939
062547 | MV/LV Substation OM***547 |  | 20 kV | _ | LV | 400 kVA :Kiosk Substation | 0.4 | --> | 0.4 | 0.31 | 4.25 |  | --> | 0.38 | 0 | 0.01 | 0 | 0 | Constrained, otherwise capacity available =360 kW | --> | E18 ex JENKINSTOWN | Jenkinstown [T421,T422] | DUNDALK |  | 54.088 | -6.257
010206 | MV/LV Substation MA***206 |  | 10 kV | _ | LV | 50 kVA :Pole Substation | 0.05 | --> | 0.05 | 0 | 0 | Constrained, otherwise capacity available =42 kVA | --> | 0.048 | 0 | 0 | 0 | 0 | Constrained, otherwise capacity available =46 kW | --> | C11 ex GRAIGUENAMANAGH | Graiguenamanagh [T41,T42] | KILKENNY |  | 52.5233 | -6.8941
237491 | MV/LV Substation BO***491 |  | 10 kV | _ | LV | 50 kVA :Pole Substation | 0.05 | --> | 0.05 | 0 | 0 | Constrained, otherwise capacity available =36 kVA | --> | 0.048 | 0 | 0 | 0 | 0 | Constrained, otherwise capacity available =46 kW | --> | C11 ex KILSARAN | Kilsaran [T42] | DRYBRIDGE |  | 53.8798 | -6.418
078055X | MV/LV Substation ST***055X |  | 10 kV | _ | LV | 200 kVA :Pole Substation | 0.2 | --> | 0.2 | 0 | 0 | Constrained, otherwise capacity available =185 kVA | --> | 0.19 | 0 | 0 | 0 | 0 | Constrained, otherwise capacity available =188 kW | --> | C13 ex CHARLESTOWN | Charlestown [T41] | TONROE |  | 53.935 | -8.7931
009704X | MV/LV Substation CU***704X |  | 20 kV | _ | LV | 50 kVA :Pole Substation | 0.05 | --> | 0.05 | 0.034 | 8.16 |  | --> | 0.048 | 0 | 0.531 | 0 | 0 |  | --> | C17 ex MOUNT MISERY | Mount Misery [T41,T42] | WATERFORD |  | 52.3028 | -7.0544
063748X | MV/LV Substation HU***748X |  | 10 kV | _ | LV | 400 kVA :Kiosk Substation | 0.4 | --> | 0.4 | 0 | 0 | Constrained, otherwise capacity available =372 kVA | --> | 0.38 | 0 | 0 | 0 | 0 | Constrained, otherwise capacity available =376 kW | --> | C15 ex STICKILLEN | Stickillen [T41,T42] | DRYBRIDGE |  | 53.8264 | -6.5321
1274269 | MV/LV Substation IR***4269 |  | 10 kV | _ | LV | 200 kVA :Pole Substation | 0.2 | --> | 0.2 | 0 | 0 | Constrained, otherwise capacity available =200 kVA | --> | 0.19 | 0 | 0 | 0 | 0 | Constrained, otherwise capacity available =190 kW | --> | C14 ex TEMPLEMORE | Templemore [T41,T42] | IKERRIN |  | 52.7978 | -7.6097
006713X | MV/LV Substation SP***713X |  | 10 kV | _ | LV | 400 kVA :Kiosk Substation | 0.4 | --> | 0.4 | 0.336 | 3.12 |  | --> | 0.38 | 0 | 0.018 | 0 | 0 | Constrained, otherwise capacity available =358 kW | --> | C14 ex BELLFIELD | Bellfield [T41,T42] | CRANE |  | 52.5108 | -6.5698
099412X | MV/LV Substation TH***412X |  | 10 kV | _ | LV | 630 kVA :Kiosk Substation | 0.63 | --> | 0.63 | 0.5 | 5.45 |  | --> | 0.598 | 0 | 0 | 0 | 0 | Constrained, otherwise capacity available =589 kW | --> | C14 ex GORTLEE | Gortlee [T41,T42] | LETTERKENNY |  | 54.9476 | -7.766
063413 | MV/LV Substation BA***413 |  | 10 kV | _ | LV | 50 kVA :Pole Substation | 0.05 | --> | 0.05 | 0 | 0 | Constrained, otherwise capacity available =40 kVA | --> | 0.048 | 0 | 0 | 0 | 0 | Constrained, otherwise capacity available =46 kW | --> | C18 ex BALLYBAILIE | Ballybailie [T41,T42] | DUNDALK |  | 53.8813 | -6.5213
176786X | MV/LV Substation BA***786X |  | 20 kV | _ | LV | 50 kVA :Pole Substation | 0.05 | --> | 0.05 | 0.037 | 18.78 |  | --> | 0.048 | 0 | 0 | 0.046 | 0 |  | --> | E14 ex HARTNETTS CROSS | Hartnetts Cross [T121,T422] | MACROOM |  | 51.9351 | -9.1354
153296X | MV/LV Substation CA***296X |  | 20 kV | _ | LV | 400 kVA :Kiosk Substation | 0.4 | --> | 0.4 | 0 | 0 | Constrained, otherwise capacity available =355 kVA | --> | 0.38 | 0 | 0.013 | 0 | 0 | Constrained, otherwise capacity available =364 kW | --> | E18 ex BIRDHILL | Birdhill [T421,T422] | ARDNACRUSHA |  | 52.7067 | -8.501
160946Y | MV/LV Substation TH***946Y |  | 10 kV | _ | LV | 400 kVA :Kiosk Substation | 0.4 | --> | 0.4 | 0 | 0 | Constrained, otherwise capacity available =355 kVA | --> | 0.38 | 0 | 0.008 | 0 | 0 | Constrained, otherwise capacity available =368 kW | --> | C15 ex PORTARLINGTON | Portarlington [T41,T42] | PORTLAOISE |  | 53.1585 | -7.1774
063953 | MV/LV Substation OB***953 |  | 10 kV | _ | LV | 100 kVA :Pole Substation | 0.1 | --> | 0.1 | 0 | 0 | Constrained, otherwise capacity available =53 kVA | --> | 0.095 | 0 | 0.05 | 0 | 0 | Constrained, otherwise capacity available =51 kW | --> | C15 ex STICKILLEN | Stickillen [T41,T42] | DRYBRIDGE |  | 53.8387 | -6.5523
021238X | MV/LV Substation SH***238X |  | 10 kV | _ | LV | 400 kVA :Kiosk Substation | 0.4 | --> | 0.4 | 0 | 0 | Constrained, otherwise capacity available =294 kVA | --> | 0.38 | 0 | 0.028 | 0 | 0 | Constrained, otherwise capacity available =344 kW | --> | E15 ex WHITECHURCH | Whitechurch [T421,T422] | KILBARRY |  | 51.9409 | -8.559
139364X | MV/LV Substation FI***364X |  | 10 kV | _ | LV | 50 kVA :Pole Substation | 0.05 | --> | 0.05 | 0.05 | 4 |  | --> | 0.048 | 0 | 0 | 0 | 0 | Constrained, otherwise capacity available =48 kW | --> | C18 ex BALLYJAMESDUFF | Ballyjamesduff [T41,T42] | SHANKILL |  | 53.8837 | -7.1573
161463 | MV/LV Substation SO***463 |  | 10 kV | _ | LV | 400 kVA :Building Structure | 0.4 | --> | 0.4 | 0 | 0 | Constrained, otherwise capacity available =298 kVA | --> | 0.38 | 0 | 0 | 0 | 0 | Constrained, otherwise capacity available =366 kW | --> | C13 ex SPIDDAL |  |  |  | 53.2472 | -9.2693
034041 | MV/LV Substation WE***041 |  | 10 kV | _ | LV | 400 kVA :Kiosk Substation | 0.4 | --> | 0.4 | 0.273 | 0.57 |  | --> | 0.38 | 0 | 0.008 | 0 | 0 | Constrained, otherwise capacity available =356 kW | --> | C16 ex LAWLESSTOWN | Lawlesstown [T42,T421] | DOON |  | 52.3543 | -7.7113
3654141 | MV/LV Substation TH***4141 |  | 10 kV | _ | LV | 400 kVA :Kiosk Substation | 0.4 | --> | 0.4 | 0 | 0 | Constrained, otherwise capacity available =400 kVA | --> | 0.38 | 0 | 0 | 0.38 | 0 |  | --> | C20 ex FORTUNESTOWN | Fortunestown [T101,T102] | INCHICORE 220KV |  | 53.2838 | -6.4193
119130Y | MV/LV Substation BR***130Y |  | 20 kV | _ | LV | 50 kVA :Pole Substation | 0.05 | --> | 0.05 | 0 | 0 | Constrained, otherwise capacity available =50 kVA | --> | 0.048 | 0 | 0 | 0 | 0 | Constrained, otherwise capacity available =48 kW | --> | C18 ex KANTURK | Kanturk [T41,T42] | GLENLARA |  | 52.0436 | -8.9679
009575Y | MV/LV Substation GR***575Y |  | 10 kV | _ | LV | 630 kVA :Building Structure | 0.63 | --> | 0.63 | 0.5 | 0.53 | Constrained, otherwise capacity available =611 kVA | --> | 0.598 | 0 | 0 | 0 | 0 | Constrained, otherwise capacity available =596 kW | --> | C19 ex MANOR STREET | Manor Street [T41,T42] | WATERFORD |  | 52.2563 | -7.1118
009763 | MV/LV Substation CI***763 |  | 10 kV | _ | LV | 50 kVA :Pole Substation | 0.05 | --> | 0.05 | 0 | 0 | Constrained, otherwise capacity available =45 kVA | --> | 0.048 | 0 | 0 | 0 | 0 | Constrained, otherwise capacity available =47 kW | --> | C21 ex WATERFORD IND EST | Waterford Ind Est [T41,T42,T44] | BUTLERSTOWN |  | 52.2441 | -7.1302
012475X | MV/LV Substation TU***475X |  | 20 kV | _ | LV | 200 kVA :Pole Substation | 0.2 | --> | 0.2 | 0.179 | 2.83 |  | --> | 0.19 | 0 | 0 | 0 | 0 | Constrained, otherwise capacity available =187 kW | --> | E17 ex BAGENALSTOWN | Bagenalstown [T421,T422] | CARLOW |  | 52.7099 | -6.9359
161462 | MV/LV Substation PA***462 |  | 10 kV | _ | LV | 100 kVA :Pole Substation | 0.1 | --> | 0.1 | 0 | 0 | Constrained, otherwise capacity available =62 kVA | --> | 0.095 | 0 | 0 | 0 | 0 | Constrained, otherwise capacity available =90 kW | --> | C13 ex SPIDDAL |  |  |  | 53.2479 | -9.2653
036213X | MV/LV Substation RA***213X |  | 10 kV | _ | LV | 100 kVA :Pole Substation | 0.1 | --> | 0.1 | 0.094 | 2.76 |  | --> | 0.095 | 0 | 0 | 0 | 0 | Constrained, otherwise capacity available =94 kW | --> | C18 ex KILROSS ROAD | Kilross Road [T42] | TIPPERARY |  | 52.4619 | -8.1602
077618 | MV/LV Substation CL***618 |  | 20 kV | _ | LV | 100 kVA :Pole Substation | 0.1 | --> | 0.1 | 0 | 0 | Constrained, otherwise capacity available =51 kVA | --> | 0.095 | 0 | 0.008 | 0 | 0 | Constrained, otherwise capacity available =82 kW | --> | E25 ex PATRICKSWELL | Patrickswell [T421,T422] | LIMERICK |  | 52.633 | -8.7296
503760 | MV/LV Substation KI***760 |  | 10 kV | _ | LV | 100 kVA :Pole Substation | 0.1 | --> | 0.1 | 0.083 | 1.69 |  | --> | 0.095 | 0 | 0 | 0 | 0 | Constrained, otherwise capacity available =93 kW | --> | C16 ex NEWTOWNCUNNINGHAM | Newtowncunningham [T41,T42] | LETTERKENNY |  | 54.9869 | -7.5543
037261Y | MV/LV Substation CL***261Y |  | 10 kV | _ | LV | 400 kVA :Kiosk Substation | 0.4 | --> | 0.4 | 0.284 | 13.05 |  | --> | 0.38 | 0 | 0.019 | 0.35 | 0 |  | --> | C18 ex ENNIS | Ennis [T101,T102] | ENNIS |  | 52.8589 | -8.9588
011305 | MV/LV Substation CA***305 |  | 10 kV | _ | LV | 50 kVA :Pole Substation | 0.05 | --> | 0.05 | 0.037 | 0.04 | Constrained, otherwise capacity available =39 kVA | --> | 0.048 | 0 | 0.022 | 0 | 0 | Constrained, otherwise capacity available =30 kW | --> | C16 ex CALLAN | Callan [T41,T42] | KILKENNY |  | 52.5435 | -7.3263
035441 | MV/LV Substation ST***441 |  | 10 kV | _ | LV | 100 kVA :Pole Substation | 0.1 | --> | 0.1 | 0.088 | 6.17 |  | --> | 0.095 | 0 | 0 | 0 | 0 | Constrained, otherwise capacity available =93 kW | --> | C24 ex CAHIR | Cahir [T41,T42] | CAHIR |  | 52.4626 | -7.8978
405171 | MV/LV Substation BA***171 |  | 20 kV | _ | LV | 50 kVA :Pole Substation | 0.05 | --> | 0.05 | 0.026 | 3.03 |  | --> | 0.048 | 0 | 0.015 | 0 | 0 | Constrained, otherwise capacity available =33 kW | --> | E14 ex MOVILLE | Moville [T421,T422] | TRILLICK |  | 55.1544 | -7.1506
355018X | MV/LV Substation AC***018X |  | 10 kV | _ | LV | 630 kVA :Building Structure | 0.63 | --> | 0.63 | 0.429 | 0.43 | Constrained, otherwise capacity available =543 kVA | --> | 0.598 | 0 | 0 | 0 | 0 | Constrained, otherwise capacity available =586 kW | --> | C14 ex SWINFORD | Swinford [T41,T42] | CASTLEBAR |  | 54.0374 | -8.8943
052560Y | MV/LV Substation GR***560Y |  | 10 kV | _ | LV | 200 kVA :Kiosk Substation | 0.2 | --> | 0.2 | 0 | 0 | Constrained, otherwise capacity available =93 kVA | --> | 0.19 | 0 | 0.037 | 0 | 0 | Constrained, otherwise capacity available =147 kW | --> | C18 ex NEWBROOK | Newbrook [T42] | MULLINGAR |  | 53.5187 | -7.3782
069212 | MV/LV Substation AR***212 |  | 10 kV | _ | LV | 630 kVA :Building Structure | 0.63 | --> | 0.63 | 0.378 | 9.99 |  | --> | 0.598 | 0 | 0 | 0.5 | 0 |  | --> | C14 ex HAROLDS CROSS | Harolds Cross [T101,T102] | POOLBEG |  | 53.3265 | -6.2673
288327X | MV/LV Substation CE***327X |  | 10 kV | _ | LV | 1000 kVA :Building Structure | 1 | --> | 1 | 0.5 | 19.52 |  | --> | 0.95 | 0 | 0 | 0.5 | 0 |  | --> | C13 ex TANEY | Taney [T101,T102] | CARRICKMINES |  | 53.2797 | -6.2153
119829X | MV/LV Substation MA***829X |  | 10 kV | _ | LV | 50 kVA :Pole Substation | 0.05 | --> | 0.05 | 0 | 0 | Constrained, otherwise capacity available =31 kVA | --> | 0.048 | 0 | 0.015 | 0 | 0 | Constrained, otherwise capacity available =34 kW | --> | C11 ex KANTURK | Kanturk [T41,T42] | GLENLARA |  | 52.1692 | -8.8018
011430Z | MV/LV Substation LA***430Z |  | 10 kV | _ | LV | 400 kVA :Building Structure | 0.4 | --> | 0.4 | 0.273 | 5.05 |  | --> | 0.38 | 0 | 0 | 0 | 0 | Constrained, otherwise capacity available =362 kW | --> | C19 ex MCDONAGH | Mcdonagh [T41,T42] | KILKENNY |  | 52.6531 | -7.2471
151108X | MV/LV Substation CA***108X |  | 20 kV | _ | LV | 50 kVA :Pole Substation | 0.05 | --> | 0.05 | 0 | 0 | Constrained, otherwise capacity available =45 kVA | --> | 0.048 | 0 | 0.01 | 0.039 | 0 |  | --> | E17 ex BRUFF | Bruff [T42,T421] | LIMERICK |  | 52.5287 | -8.6821
015570Z | MV/LV Substation GI***570Z |  | 10 kV | _ | LV | 400 kVA :Kiosk Substation | 0.4 | --> | 0.4 | 0.298 | 12.6 |  | --> | 0.38 | 0 | 0.058 | 0.323 | 0 |  | --> | C23 ex MONREAD | Monread [T101,T102] | MONREAD |  | 53.2361 | -6.7248
030040X | MV/LV Substation SH***040X |  | 20 kV | _ | LV | 400 kVA :Kiosk Substation | 0.4 | --> | 0.4 | 0 | 0 | Constrained, otherwise capacity available =324 kVA | --> | 0.38 | 0 | 0.016 | 0 | 0 | Constrained, otherwise capacity available =358 kW | --> | E17 ex FOXHOLE | Foxhole [T421,T422] | DUNGARVAN |  | 51.9418 | -7.8608
250640 | MV/LV Substation KI***640 |  | 20 kV | _ | LV | 100 kVA :Pole Substation | 0.1 | --> | 0.1 | 0.084 | 0.3 |  | --> | 0.095 | 0 | 0 | 0 | 0 | Constrained, otherwise capacity available =93 kW | --> | C17 ex BANAGHER | Banagher [T41,T42] | DALLOW |  | 53.2375 | -8.1611
132314 | MV/LV Substation CO***314 |  | 20 kV | _ | LV | 100 kVA :Pole Substation | 0.1 | --> | 0.1 | 0.098 | 1.62 |  | --> | 0.095 | 0 | 0 | 0 | 0 | Constrained, otherwise capacity available =95 kW | --> | C16 ex CURRA | Curra [T41] | SOMERSET |  | 52.9883 | -8.372
001651 | MV/LV Substation CO***651 |  | 10 kV | _ | LV | 200 kVA :Kiosk Substation | 0.2 | --> | 0.2 | 0.041 | 0.04 | Constrained, otherwise capacity available =95 kVA | --> | 0.19 | 0 | 0.053 | 0.136 | 0 |  | --> | C11 ex LITTLE BRAY | Little Bray [T41,T42] | FASSAROE |  | 53.2338 | -6.1138
014348Z | MV/LV Substation CR***348Z |  | 20 kV | _ | LV | 50 kVA :Pole Substation | 0.05 | --> | 0.05 | 0.014 | 0.63 |  | --> | 0.048 | 0 | 0 | 0 | 0 | Constrained, otherwise capacity available =42 kW | --> | E12 ex KILCULLEN | Kilcullen [T41,T42,T424] | STRATFORD |  | 53.0201 | -6.7978
062699X | MV/LV Substation CL***699X |  | 10 kV | _ | LV | 400 kVA :Building Structure | 0.4 | --> | 0.4 | 0.316 | 4.25 |  | --> | 0.38 | 0 | 0 | 0 | 0 | Constrained, otherwise capacity available =368 kW | --> | E15 ex JENKINSTOWN | Jenkinstown [T421,T422] | DUNDALK |  | 54.0801 | -6.3211
252602 | MV/LV Substation SR***602 |  | 20 kV | _ | LV | 100 kVA :Pole Substation | 0.1 | --> | 0.1 | 0.043 | 1.32 |  | --> | 0.095 | 0 | 0.025 | 0.068 | 0 |  | --> | C24 ex CLIFDEN | Clifden [T41,T42] | SCREEB |  | 53.5962 | -9.9761
025762Y | MV/LV Substation KN***762Y |  | 10 kV | _ | LV | 50 kVA :Pole Substation | 0.05 | --> | 0.05 | 0 | 0 | Constrained, otherwise capacity available =46 kVA | --> | 0.048 | 0 | 0.011 | 0 | 0 | Constrained, otherwise capacity available =39 kW | --> | C11 ex KILMALLOCK | Kilmallock [T41,T42] | CHARLEVILLE |  | 52.4346 | -8.4285
069195 | MV/LV Substation RU***195 |  | 10 kV | _ | LV | 630 kVA :Building Structure | 0.63 | --> | 0.63 | 0.33 | 9.99 |  | --> | 0.598 | 0 | 0.031 | 0.5 | 0 |  | --> | C21 ex HAROLDS CROSS | Harolds Cross [T101,T102] | POOLBEG |  | 53.3274 | -6.2886
281933 | MV/LV Substation IN***933 |  | 10 kV | _ | LV | 50 kVA :Pole Substation | 0.05 | --> | 0.05 | 0 | 0 | Constrained, otherwise capacity available =21 kVA | --> | 0.048 | 0 | 0.017 | 0.031 | 0 |  | --> | C11 ex BALLINCOLLIG | Ballincollig [T41,T42] | KILBARRY |  | 51.8542 | -8.5534
063669X | MV/LV Substation CL***669X |  | 10 kV | _ | LV | 400 kVA :Kiosk Substation | 0.4 | --> | 0.4 | 0 | 0 | Constrained, otherwise capacity available =209 kVA | --> | 0.38 | 0 | 0.02 | 0 | 0 | Constrained, otherwise capacity available =338 kW | --> | C18 ex STICKILLEN | Stickillen [T41,T42] | DRYBRIDGE |  | 53.8508 | -6.5434
053584Y | MV/LV Substation FI***584Y |  | 20 kV | _ | LV | 50 kVA :Pole Substation | 0.05 | --> | 0.05 | 0 | 0 | Constrained, otherwise capacity available =28 kVA | --> | 0.048 | 0 | 0 | 0.044 | 0 |  | --> | E18 ex CLONMINCH | Clonminch [T41,T422] | THORNSBERRY |  | 53.2555 | -7.5133
037909 | MV/LV Substation KN***909 |  | 20 kV | _ | LV | 200 kVA :Pole Substation | 0.2 | --> | 0.2 | 0.188 | 13.05 |  | --> | 0.19 | 0 | 0 | 0.188 | 0 |  | --> | C19 ex ENNIS | Ennis [T101,T102] | ENNIS |  | 52.7942 | -8.8315
014428Z | MV/LV Substation LO***428Z |  | 10 kV | _ | LV | 400 kVA :Kiosk Substation | 0.4 | --> | 0.4 | 0 | 0 | Constrained, otherwise capacity available =268 kVA | --> | 0.38 | 0 | 0.022 | 0 | 0 | Constrained, otherwise capacity available =345 kW | --> | C18 ex KILDARE | Kildare [T41,T42] | NEWBRIDGE |  | 53.162 | -6.9244
058794 | MV/LV Substation CA***794 |  | 20 kV | _ | LV | 50 kVA :Pole Substation | 0.05 | --> | 0.05 | 0.038 | 0.18 |  | --> | 0.048 | 0 | 0 | 0 | 0 | Constrained, otherwise capacity available =46 kW | --> | C18 ex TOOMEVARA | Toomevara [T42] | NENAGH |  | 52.8244 | -8.074
058102X | MV/LV Substation CL***102X |  | 10 kV | _ | LV | 100 kVA :Pole Substation | 0.1 | --> | 0.1 | 0.074 | 0.18 |  | --> | 0.095 | 0 | 0 | 0 | 0 | Constrained, otherwise capacity available =91 kW | --> | C16 ex TOOMEVARA | Toomevara [T42] | NENAGH |  | 52.8825 | -7.9886
026515Y | MV/LV Substation DE***515Y |  | 10 kV | _ | LV | 50 kVA :Pole Substation | 0.05 | --> | 0.05 | 0 | 0 | Constrained, otherwise capacity available =46 kVA | --> | 0.048 | 0 | 0 | 0 | 0 | Constrained, otherwise capacity available =47 kW | --> | C17 ex KINSALE | Kinsale [T41,T42] | BANDON |  | 51.7485 | -8.5882
0014148 | MV/LV Substation FR***4148 |  | 10 kV | _ | LV | 630 kVA :Building Structure | 0.63 | --> | 0.63 | 0.5 | 1.55 |  | --> | 0.598 | 0 | 0 | 0.5 | 0 |  | --> | C20 ex MONKSTOWN | Monkstown [T41,T42] | BLACKROCK |  | 53.3017 | -6.1821
043471X | MV/LV Substation CO***471X |  | 10 kV | _ | LV | 50 kVA :Pole Substation | 0.05 | --> | 0.05 | 0.05 | 0.43 |  | --> | 0.048 | 0 | 0 | 0 | 0 | Constrained, otherwise capacity available =48 kW | --> | C14 ex SWINFORD | Swinford [T41,T42] | CASTLEBAR |  | 53.9836 | -8.8781
064797Y | MV/LV Substation GR***797Y |  | 20 kV | _ | LV | 200 kVA :Kiosk Substation | 0.2 | --> | 0.2 | 0 | 0 | Constrained, otherwise capacity available =122 kVA | --> | 0.19 | 0 | 0.071 | 0 | 0 | Constrained, otherwise capacity available =126 kW | --> | E15 ex JULIANSTOWN | Julianstown [T421,T422] | DRYBRIDGE |  | 53.6303 | -6.2686
0684744 | MV/LV Substation TO***4744 |  | 10 kV | _ | LV | 630 kVA :Kiosk Substation | 0.63 | --> | 0.63 | 0.5 | 11.14 |  | --> | 0.598 | 0 | 0 | 0.5 | 0 |  | --> | C14 ex CABRA | Cabra [T101,T102] | FINGLAS |  | 53.3679 | -6.276
063001 | MV/LV Substation ST***001 |  | 10 kV | _ | LV | 400 kVA :Building Structure | 0.4 | --> | 0.4 | 0 | 0 | Constrained, otherwise capacity available =313 kVA | --> | 0.38 | 0 | 0.01 | 0 | 0 | Constrained, otherwise capacity available =360 kW | --> | C19 ex BALLYBAILIE | Ballybailie [T41,T42] | DUNDALK |  | 53.8579 | -6.5494
417798 | MV/LV Substation D/***798 |  | 20 kV | _ | LV | 50 kVA :Pole Substation | 0.05 | --> | 0.05 | 0.043 | 8.5 |  | --> | 0.048 | 0 | 0 | 0 | 0 | Constrained, otherwise capacity available =47 kW | --> | E12 ex ARIGNA | Arigna [T121] | ARIGNA |  | 54.1685 | -8.1477
288129X | MV/LV Substation DI***129X |  | 10 kV | _ | LV | 630 kVA :Building Structure | 0.63 | --> | 0.63 | 0.041 | 0.04 | Constrained, otherwise capacity available =491 kVA | --> | 0.598 | 0 | 0 | 0.5 | 0 |  | --> | C14 ex LITTLE BRAY | Little Bray [T41,T42] | FASSAROE |  | 53.2016 | -6.1284
012501Y | MV/LV Substation TA***501Y |  | 10 kV | _ | LV | 400 kVA :Kiosk Substation | 0.4 | --> | 0.4 | 0 | 0 | Constrained, otherwise capacity available =400 kVA | --> | 0.38 | 0 | 0 | 0 | 0 | Constrained, otherwise capacity available =380 kW | --> | C17 ex POLLERTON | Pollerton [T41,T42] | CARLOW |  | 52.8457 | -6.9261
0014155 | MV/LV Substation BI***4155 |  | 10 kV | _ | LV | 1000 kVA :Building Structure | 1 | --> | 1 | 0 | 0 | Constrained, otherwise capacity available =941 kVA | --> | 0.95 | 0 | 0 | 0.5 | 0 |  | --> | C19 ex LOUGHLINSTOWN | Loughlinstown [T41,T42] | CARRICKMINES |  | 53.2456 | -6.144
004056 | MV/LV Substation MA***056 |  | 10 kV | _ | LV | 400 kVA :Kiosk Substation | 0.4 | --> | 0.4 | 0.322 | 18.08 |  | --> | 0.38 | 0 | 0.02 | 0.354 | 0 |  | --> | C22 ex ARKLOW | Arklow [T101,T102] | ARKLOW |  | 52.7953 | -6.1678
0544166 | MV/LV Substation AL***4166 |  | 20 kV | _ | LV | 200 kVA :Pole Substation | 0.2 | --> | 0.2 | 0 | 0 | Constrained, otherwise capacity available =164 kVA | --> | 0.19 | 0 | 0 | 0 | 0 | Constrained, otherwise capacity available =185 kW | --> | E13 ex ABBEYLEIX | Abbeyleix [T422] | PORTLAOISE |  | 52.9142 | -7.3684
368857 | MV/LV Substation BR***857 |  | 20 kV | _ | LV | 50 kVA :Pole Substation | 0.05 | --> | 0.05 | 0 | 0 | Constrained, otherwise capacity available =31 kVA | --> | 0.048 | 0 | 0.04 | 0 | 0 | Constrained, otherwise capacity available =15 kW | --> | E17 ex DALTON | Dalton [T421,T422] | DALTON |  | 53.7651 | -8.8522
036025Y | MV/LV Substation CU***025Y |  | 20 kV | _ | LV | 200 kVA :Kiosk Substation | 0.2 | --> | 0.2 | 0 | 0 | Constrained, otherwise capacity available =145 kVA | --> | 0.19 | 0 | 0.01 | 0 | 0 | Constrained, otherwise capacity available =175 kW | --> | E18 ex GARRANACANTY | Garranacanty [T421,T422] | TIPPERARY |  | 52.5117 | -8.2222
093111Z | MV/LV Substation CL***111Z |  | 10 kV | _ | LV | 200 kVA :Kiosk Substation | 0.2 | --> | 0.2 | 0 | 0 | Constrained, otherwise capacity available =165 kVA | --> | 0.19 | 0 | 0.012 | 0 | 0 | Constrained, otherwise capacity available =176 kW | --> | C31 ex CLONSHAUGH | Clonshaugh [T41,T42] | FINGLAS |  | 53.4022 | -6.2067
009842Y | MV/LV Substation CO***842Y |  | 10 kV | _ | LV | 100 kVA :Pole Substation | 0.1 | --> | 0.1 | 0 | 0 | Constrained, otherwise capacity available =84 kVA | --> | 0.095 | 0 | 0 | 0 | 0 | Constrained, otherwise capacity available =93 kW | --> | C12 ex GRANAGH | Granagh [T41,T42] | WATERFORD |  | 52.3188 | -7.2579
238002 | MV/LV Substation RE***002 |  | 20 kV | _ | LV | 100 kVA :Pole Substation | 0.1 | --> | 0.1 | 0 | 0 | Constrained, otherwise capacity available =93 kVA | --> | 0.095 | 0 | 0 | 0 | 0 | Constrained, otherwise capacity available =94 kW | --> | E12 ex BALLINROBE | Ballinrobe [T421,T422] | DALTON |  | 53.614 | -9.2202
363658 | MV/LV Substation BA***658 |  | 20 kV | _ | LV | 100 kVA :Pole Substation | 0.1 | --> | 0.1 | 0.098 | 3.25 |  | --> | 0.095 | 0 | 0 | 0 | 0 | Constrained, otherwise capacity available =95 kW | --> | E16 ex BALLYBUNION | Ballybunion [T421,T422] | TRIEN |  | 52.4877 | -9.6157
038542X | MV/LV Substation CU***542X |  | 20 kV | _ | LV | 50 kVA :Pole Substation | 0.05 | --> | 0.05 | 0 | 0 | Constrained, otherwise capacity available =50 kVA | --> | 0.048 | 0 | 0 | 0 | 0 | Constrained, otherwise capacity available =48 kW | --> | E15 ex GORT | Gort [T41,T42] | ENNIS |  | 53.1067 | -8.8051
036380X | MV/LV Substation FI***380X |  | 10 kV | _ | LV | 50 kVA :Pole Substation | 0.05 | --> | 0.05 | 0 | 0 | Constrained, otherwise capacity available =48 kVA | --> | 0.048 | 0 | 0 | 0 | 0 | Constrained, otherwise capacity available =47 kW | --> | E16 ex GARRANACANTY | Garranacanty [T421,T422] | TIPPERARY |  | 52.4717 | -8.1539
074413 | MV/LV Substation IN***413 |  | 10 kV | _ | LV | 400 kVA :Building Structure | 0.4 | --> | 0.4 | 0 | 0 | Constrained, otherwise capacity available =228 kVA | --> | 0.38 | 0 | 0 | 0 | 0 | Constrained, otherwise capacity available =356 kW | --> | C17 ex CARRICK ON SHANNON | Carrick On Shannon [T41,T42] | CARRICK ON SHANNON |  | 53.9459 | -8.0734
255953 | MV/LV Substation GL***953 |  | 20 kV | _ | LV | 400 kVA :Kiosk Substation | 0.4 | --> | 0.4 | 0 | 0 | Constrained, otherwise capacity available =376 kVA | --> | 0.38 | 0 | 0 | 0 | 0 | Constrained, otherwise capacity available =377 kW | --> | E12 ex KILLYBEGS | Killybegs [T422] | BINBANE |  | 54.6597 | -8.3985
3774144 | MV/LV Substation AL***4144 |  | 20 kV | _ | LV | 400 kVA :Building Structure | 0.4 | --> | 0.4 | 0 | 0 | Constrained, otherwise capacity available =400 kVA | --> | 0.38 | 0 | 0 | 0 | 0 | Constrained, otherwise capacity available =380 kW | --> | E15 ex GURRANEBANE | Gurranebane [T421,T422] | OUGHTRAGH |  | 51.9457 | -10.2294
004508X | MV/LV Substation TI***508X |  | 20 kV | _ | LV | 50 kVA :Pole Substation | 0.05 | --> | 0.05 | 0 | 0 | Constrained, otherwise capacity available =50 kVA | --> | 0.048 | 0 | 0 | 0 | 0 | Constrained, otherwise capacity available =48 kW | --> | E13 ex SHILLELAGH | Shillelagh [T421,T422] | CARLOW |  | 52.7904 | -6.4524
021153Y | MV/LV Substation CO***153Y |  | 20 kV | _ | LV | 50 kVA :Pole Substation | 0.05 | --> | 0.05 | 0 | 0 | Constrained, otherwise capacity available =42 kVA | --> | 0.048 | 0 | 0.003 | 0 | 0 | Constrained, otherwise capacity available =44 kW | --> | E16 ex CURRALEIGH | Curraleigh [T421,T422] | KILBARRY |  | 51.9953 | -8.7647
014836 | MV/LV Substation BA***836 |  | 10 kV | _ | LV | 50 kVA :Pole Substation | 0.05 | --> | 0.05 | 0 | 0 | Constrained, otherwise capacity available =43 kVA | --> | 0.048 | 0 | 0 | 0 | 0 | Constrained, otherwise capacity available =47 kW | --> | C16 ex MORRISTOWN | Morristown [T41,T42] | NEWBRIDGE |  | 53.2166 | -6.864
039722X | MV/LV Substation DU***722X |  | 10 kV | _ | LV | 400 kVA :Kiosk Substation | 0.4 | --> | 0.4 | 0 | 0 | Constrained, otherwise capacity available =344 kVA | --> | 0.38 | 0 | 0 | 0.372 | 0 |  | --> | C21 ex GALWAY 110KV | Galway 110kv [T102,T103] | GALWAY 110KV |  | 53.2873 | -9.0109
066656Z | MV/LV Substation TU***656Z |  | 10 kV | _ | LV | 1000 kVA :Building Structure | 1 | --> | 1 | 0 | 0 | Constrained, otherwise capacity available =792 kVA | --> | 0.95 | 0 | 0 | 0.5 | 0 |  | --> | C20 ex MOUNTGORRY | Mountgorry [T41,T42] | GRANGE (DR) |  | 53.4445 | -6.2262
139336Y | MV/LV Substation GL***336Y |  | 10 kV | _ | LV | 400 kVA :Building Structure | 0.4 | --> | 0.4 | 0.389 | 2.68 |  | --> | 0.38 | 0 | 0 | 0 | 0 | Constrained, otherwise capacity available =378 kW | --> | C17 ex OLDCASTLE | Oldcastle [T41,T422] | MULLINGAR |  | 53.772 | -7.1576
081159Y | MV/LV Substation OR***159Y |  | 10 kV | _ | LV | 100 kVA :Pole Substation | 0.1 | --> | 0.1 | 0 | 0 | Constrained, otherwise capacity available =89 kVA | --> | 0.095 | 0 | 0.02 | 0 | 0 | Constrained, otherwise capacity available =79 kW | --> | C16 ex LEIXLIP | Leixlip [T41,T42] | GRIFFINRATH |  | 53.3404 | -6.5102
067044 | MV/LV Substation DR***044 |  | 20 kV | _ | LV | 100 kVA :Pole Substation | 0.1 | --> | 0.1 | 0.069 | 13.8 |  | --> | 0.095 | 0 | 0.006 | 0.086 | 0 |  | --> | C14 ex SINGLAND | Singland [T101,T102] | SINGLAND |  | 52.6246 | -8.5733
136453X | MV/LV Substation CA***453X |  | 10 kV | _ | LV | 50 kVA :Pole Substation | 0.05 | --> | 0.05 | 0 | 0 | Constrained, otherwise capacity available =46 kVA | --> | 0.048 | 0 | 0.005 | 0 | 0 | Constrained, otherwise capacity available =43 kW | --> | C17 ex ROSCOMMON | Roscommon [T41,T42] | LANESBORO |  | 53.6189 | -8.1615
2484298 | MV/LV Substation MI***4298 |  | 20 kV | _ | LV | 400 kVA :Kiosk Substation | 0.4 | --> | 0.4 | 0 | 0 | Constrained, otherwise capacity available =393 kVA | --> | 0.38 | 0 | 0 | 0 | 0 | Constrained, otherwise capacity available =379 kW | --> | E19 ex KILCOCK | Kilcock [T421,T422] | GRIFFINRATH |  | 53.4001 | -6.662
340922 | MV/LV Substation ME***922 |  | 10 kV | _ | LV | 50 kVA :Pole Substation | 0.05 | --> | 0.05 | 0 | 0 | Constrained, otherwise capacity available =42 kVA | --> | 0.048 | 0 | 0 | 0 | 0 | Constrained, otherwise capacity available =46 kW | --> | C16 ex DUNGLOE | Dungloe [T41,T42] | ARDNAGAPPARY |  | 54.9561 | -8.3811
144102X | MV/LV Substation SW***102X |  | 10 kV | _ | LV | 200 kVA :Pole Substation | 0.2 | --> | 0.2 | 0 | 0 | Constrained, otherwise capacity available =157 kVA | --> | 0.19 | 0 | 0.017 | 0 | 0 | Constrained, otherwise capacity available =171 kW | --> | C15 ex CASTLECOMER | Castlecomer [T41,T42] | BALLYRAGGET |  | 52.8867 | -7.1578
0714069 | MV/LV Substation AR***4069 |  | 10 kV | _ | LV | 630 kVA :Kiosk Substation | 0.63 | --> | 0.63 | 0 | 0 | Constrained, otherwise capacity available =467 kVA | --> | 0.598 | 0 | 0.043 | 0.5 | 0 |  | --> | C22 ex GREYSTONES | Greystones [T41,T42] | FASSAROE |  | 53.1265 | -6.0781
005070Y | MV/LV Substation RA***070Y |  | 20 kV | _ | LV | 50 kVA :Pole Substation | 0.05 | --> | 0.05 | 0.015 | 17.8 |  | --> | 0.048 | 0 | 0 | 0.042 | 0 |  | --> | E21 ex BANOGE | Banoge [T121,T122] | BANOGE |  | 52.669 | -6.3069
165916X | MV/LV Substation SH***916X |  | 10 kV | _ | LV | 100 kVA :Pole Substation | 0.1 | --> | 0.1 | 0 | 0 | Constrained, otherwise capacity available =78 kVA | --> | 0.095 | 0 | 0 | 0 | 0 | Constrained, otherwise capacity available =92 kW | --> | C11 ex CLONAKILTY | Clonakilty [T41,T42] | DUNMANWAY |  | 51.6469 | -8.8825
074328X | MV/LV Substation CO***328X |  | 20 kV | _ | LV | 100 kVA :Pole Substation | 0.1 | --> | 0.1 | 0.088 | 2.03 |  | --> | 0.095 | 0 | 0.025 | 0 | 0 | Constrained, otherwise capacity available =75 kW | --> | E16 ex MOHILL | Mohill [T421,T422] | CARRICK ON SHANNON |  | 53.9104 | -8.0134
023682 | MV/LV Substation BA***682 |  | 20 kV | _ | LV | 100 kVA :Pole Substation | 0.1 | --> | 0.1 | 0 | 0 | Constrained, otherwise capacity available =71 kVA | --> | 0.095 | 0 | 0 | 0 | 0 | Constrained, otherwise capacity available =91 kW | --> | C14 ex FERMOY NORTH | Fermoy North [T41,T42] | BARRYMORE |  | 52.159 | -8.2251
009712X | MV/LV Substation PA***712X |  | 10 kV | _ | LV | 400 kVA :Kiosk Substation | 0.4 | --> | 0.4 | 0 | 0 | Constrained, otherwise capacity available =312 kVA | --> | 0.38 | 0 | 0.097 | 0 | 0 | Constrained, otherwise capacity available =296 kW | --> | E12 ex KILCARRAGH | Kilcarragh [T421,T422] | BUTLERSTOWN |  | 52.2351 | -7.0641
008016X | MV/LV Substation BA***016X |  | 20 kV | _ | LV | 200 kVA :Pole Substation | 0.2 | --> | 0.2 | 0.139 | 0.2 |  | --> | 0.19 | 0 | 0 | 0 | 0 | Constrained, otherwise capacity available =182 kW | --> | E15 ex BEALISTOWN | Bealistown [T421,T422] | GREAT ISLAND |  | 52.2691 | -6.7547
266192X | MV/LV Substation DR***192X |  | 20 kV | _ | LV | 50 kVA :Pole Substation | 0.05 | --> | 0.05 | 0 | 0 | Constrained, otherwise capacity available =43 kVA | --> | 0.048 | 0 | 0 | 0 | 0 | Constrained, otherwise capacity available =46 kW | --> | E17 ex CARNDONAGH | Carndonagh [T421,T422] | TRILLICK |  | 55.2924 | -7.2564
1274417 | MV/LV Substation HE***4417 |  | 10 kV | _ | LV | 630 kVA :Kiosk Substation | 0.63 | --> | 0.63 | 0 | 0 | Constrained, otherwise capacity available =555 kVA | --> | 0.598 | 0 | 0 | 0 | 0 | Constrained, otherwise capacity available =588 kW | --> | C17 ex LOUGHTAGALLA | Loughtagalla [T41,T42] | THURLES |  | 52.6821 | -7.8042
062810Y | MV/LV Substation MA***810Y |  | 10 kV | _ | LV | 630 kVA :Building Structure | 0.63 | --> | 0.63 | 0.5 | 5.69 |  | --> | 0.598 | 0 | 0 | 0 | 0 | Constrained, otherwise capacity available =590 kW | --> | C18 ex RAMPARTS | Ramparts [T41,T42] | DUNDALK |  | 54.0024 | -6.3999
182243 | MV/LV Substation WH***243 |  | 20 kV | _ | LV | 50 kVA :Pole Substation | 0.05 | --> | 0.05 | 0 | 0 | Constrained, otherwise capacity available =44 kVA | --> | 0.048 | 0 | 0 | 0 | 0 | Constrained, otherwise capacity available =47 kW | --> | C12 ex SCARIFF | Scariff [T42] | ENNIS |  | 52.9437 | -8.4046
256994 | MV/LV Substation DE***994 |  | 10 kV | _ | LV | 50 kVA :Pole Substation | 0.05 | --> | 0.05 | 0.046 | 1.28 |  | --> | 0.048 | 0 | 0 | 0 | 0 | Constrained, otherwise capacity available =47 kW | --> | C17 ex CASTLEREA | Castlerea [T41,T42] | CARRICK ON SHANNON |  | 53.7556 | -8.4896
165597 | MV/LV Substation BE***597 |  | 10 kV | _ | LV | 50 kVA :Pole Substation | 0.05 | --> | 0.05 | 0 | 0 | Constrained, otherwise capacity available =37 kVA | --> | 0.048 | 0 | 0 | 0 | 0 | Constrained, otherwise capacity available =46 kW | --> | C14 ex CLONAKILTY | Clonakilty [T41,T42] | DUNMANWAY |  | 51.6132 | -8.9287
052019Z | MV/LV Substation MY***019Z |  | 20 kV | _ | LV | 50 kVA :Pole Substation | 0.05 | --> | 0.05 | 0 | 0 | Constrained, otherwise capacity available =36 kVA | --> | 0.048 | 0 | 0 | 0 | 0 | Constrained, otherwise capacity available =46 kW | --> | C15 ex DELVIN | Delvin [T41,T42] | MULLINGAR |  | 53.532 | -7.1292
001034X | MV/LV Substation MO***034X |  | 10 kV | _ | LV | 400 kVA :Kiosk Substation | 0.4 | --> | 0.4 | 0.4 | 4.37 |  | --> | 0.38 | 0 | 0 | 0.38 | 0 |  | --> | C14 ex DUN LAOGHAIRE | Dun Laoghaire [T41,T42] | BLACKROCK |  | 53.2861 | -6.1542
052393 | MV/LV Substation TY***393 |  | 20 kV | _ | LV | 50 kVA :Pole Substation | 0.05 | --> | 0.05 | 0 | 0 | Constrained, otherwise capacity available =37 kVA | --> | 0.048 | 0 | 0 | 0 | 0 | Constrained, otherwise capacity available =46 kW | --> | E20 ex BALLINDERRY | Ballinderry [T41,T422] | MULLINGAR |  | 53.3927 | -7.3706
154335 | MV/LV Substation LO***335 |  | 10 kV | _ | LV | 400 kVA :Kiosk Substation | 0.4 | --> | 0.4 | 0 | 0 | Constrained, otherwise capacity available =295 kVA | --> | 0.38 | 0 | 0.038 | 0 | 0 | Constrained, otherwise capacity available =337 kW | --> | C15 ex COOLMINE | Coolmine [T41,T42] | FINGLAS |  | 53.3876 | -6.4111
050044 | MV/LV Substation CA***044 |  | 10 kV | _ | LV | 400 kVA :Kiosk Substation | 0.4 | --> | 0.4 | 0 | 0 | Constrained, otherwise capacity available =343 kVA | --> | 0.38 | 0 | 0 | 0 | 0 | Constrained, otherwise capacity available =372 kW | --> | C14 ex ATHLONE | Athlone [T41,T42] | ATHLONE |  | 53.4179 | -7.949
034406X | MV/LV Substation BA***406X |  | 20 kV | _ | LV | 50 kVA :Pole Substation | 0.05 | --> | 0.05 | 0.04 | 0.57 |  | --> | 0.048 | 0 | 0 | 0 | 0 | Constrained, otherwise capacity available =46 kW | --> | E23 ex LAWLESSTOWN | Lawlesstown [T42,T421] | DOON |  | 52.3644 | -7.7452
059565 | MV/LV Substation LA***565 |  | 10 kV | _ | LV | 100 kVA :Pole Substation | 0.1 | --> | 0.1 | 0.062 | 2.57 |  | --> | 0.095 | 0 | 0.005 | 0 | 0 | Constrained, otherwise capacity available =86 kW | --> | C13 ex ERRIGAL | Errigal [T41,T422] | SHANKILL |  | 53.9936 | -7.2167
007815Z | MV/LV Substation FA***815Z |  | 10 kV | _ | LV | 630 kVA :Kiosk Substation | 0.63 | --> | 0.63 | 0 | 0 | Constrained, otherwise capacity available =612 kVA | --> | 0.598 | 0 | 0.011 | 0 | 0 | Constrained, otherwise capacity available =588 kW | --> | C20 ex MULGANNON | Mulgannon [T41,T42] | WEXFORD |  | 52.3054 | -6.4631
281038X | MV/LV Substation RO***038X |  | 10 kV | _ | LV | 400 kVA :Kiosk Substation | 0.4 | --> | 0.4 | 0 | 0 | Constrained, otherwise capacity available =254 kVA | --> | 0.38 | 0 | 0.058 | 0.317 | 0 |  | --> | C17 ex BISHOPSTOWN | Bishopstown [T41,T42] | KILBARRY |  | 51.8881 | -8.5762
590375 | MV/LV Substation CO***375 |  | 20 kV | _ | LV | 100 kVA :Pole Substation | 0.1 | --> | 0.1 | 0 | 0 | Constrained, otherwise capacity available =98 kVA | --> | 0.095 | 0 | 0 | 0 | 0 | Constrained, otherwise capacity available =95 kW | --> | E15 ex CONG |  |  |  | 53.5109 | -9.4611
281816 | MV/LV Substation TR***816 |  | 10 kV | _ | LV | 50 kVA :Pole Substation | 0.05 | --> | 0.05 | 0 | 0 | Constrained, otherwise capacity available =34 kVA | --> | 0.048 | 0 | 0.006 | 0 | 0 | Constrained, otherwise capacity available =41 kW | --> | C21 ex KILMONEY | Kilmoney [T41,T42] | TRABEG |  | 51.7637 | -8.3976
281702 | MV/LV Substation RO***702 |  | 10 kV | _ | LV | 50 kVA :Pole Substation | 0.05 | --> | 0.05 | 0 | 0 | Constrained, otherwise capacity available =47 kVA | --> | 0.048 | 0 | 0 | 0 | 0 | Constrained, otherwise capacity available =47 kW | --> | C16 ex CARRIGALINE | Carrigaline [T41,T42] | BARNAHELY |  | 51.8763 | -8.3719
059496X | MV/LV Substation DR***496X |  | 10 kV | _ | LV | 50 kVA :Pole Substation | 0.05 | --> | 0.05 | 0 | 0 | Constrained, otherwise capacity available =48 kVA | --> | 0.048 | 0 | 0 | 0 | 0 | Constrained, otherwise capacity available =47 kW | --> | C20 ex CAVAN | Cavan [T42,T421] | SHANKILL |  | 53.9874 | -7.227
066832Z | MV/LV Substation RA***832Z |  | 20 kV | _ | LV | 630 kVA :Building Structure | 0.63 | --> | 0.63 | 0 | 0 | Constrained, otherwise capacity available =593 kVA | --> | 0.598 | 0 | 0.01 | 0 | 0 | Constrained, otherwise capacity available =586 kW | --> | E21 ex BALTRASNA | Baltrasna [T121,T122] | BALTRASNA |  | 53.5206 | -6.4083
042097 | MV/LV Substation SW***097 |  | 10 kV | _ | LV | 400 kVA :Kiosk Substation | 0.4 | --> | 0.4 | 0 | 0 | Constrained, otherwise capacity available =333 kVA | --> | 0.38 | 0 | 0.011 | 0 | 0 | Constrained, otherwise capacity available =363 kW | --> | C13 ex KNOCKAPHUNTA | Knockaphunta [T41,T42] | CASTLEBAR |  | 53.8518 | -9.2996
011500Z | MV/LV Substation HE***500Z |  | 10 kV | _ | LV | 100 kVA :Pole Substation | 0.1 | --> | 0.1 | 0.052 | 5.05 |  | --> | 0.095 | 0 | 0 | 0 | 0 | Constrained, otherwise capacity available =88 kW | --> | C14 ex MCDONAGH | Mcdonagh [T41,T42] | KILKENNY |  | 52.6573 | -7.2271
001739 | MV/LV Substation LO***739 |  | 10 kV | _ | LV | 630 kVA :Kiosk Substation | 0.63 | --> | 0.63 | 0 | 0 | Constrained, otherwise capacity available =440 kVA | --> | 0.598 | 0 | 0.015 | 0.5 | 0 |  | --> | C11 ex LOUGHLINSTOWN | Loughlinstown [T41,T42] | CARRICKMINES |  | 53.2454 | -6.1284
012343Y | MV/LV Substation GR***343Y |  | 10 kV | _ | LV | 400 kVA :Kiosk Substation | 0.4 | --> | 0.4 | 0.103 | 1.99 |  | --> | 0.38 | 0 | 0.028 | 0 | 0 | Constrained, otherwise capacity available =317 kW | --> | C18 ex GRAIGUE | Graigue [T41,T42] | CARLOW |  | 52.8397 | -6.9436
111634Z | MV/LV Substation DR***634Z |  | 10 kV | _ | LV | 50 kVA :Pole Substation | 0.05 | --> | 0.05 | 0 | 0 | Constrained, otherwise capacity available =50 kVA | --> | 0.048 | 0 | 0 | 0 | 0 | Constrained, otherwise capacity available =48 kW | --> | C15 ex BANTRY | Bantry [T41,T42] | BALLYLICKY |  | 51.72 | -9.3545
117527X | MV/LV Substation MC***527X |  | 20 kV | _ | LV | 50 kVA :Pole Substation | 0.05 | --> | 0.05 | 0 | 0 | Constrained, otherwise capacity available =49 kVA | --> | 0.048 | 0 | 0.005 | 0 | 0 | Constrained, otherwise capacity available =44 kW | --> | E20 ex COLLOONEY | Collooney [T421,T422] | SLIGO |  | 54.2349 | -8.7717
108558 | MV/LV Substation ST***558 |  | 20 kV | _ | LV | 50 kVA :Pole Substation | 0.05 | --> | 0.05 | 0.017 | 1.57 |  | --> | 0.048 | 0 | 0 | 0 | 0 | Constrained, otherwise capacity available =43 kW | --> | C17 ex BALLYSHANNON | Ballyshannon [T41,T42] | CATHALEENS FALL |  | 54.5322 | -8.1101
0674425 | MV/LV Substation RA***4425 |  | 10 kV | _ | LV | 630 kVA :Kiosk Substation | 0.63 | --> | 0.63 | 0 | 0 | Constrained, otherwise capacity available =630 kVA | --> | 0.598 | 0 | 0 | 0 | 0 | Constrained, otherwise capacity available =598 kW | --> | C13 ex DOCK ROAD | Dock Road [T41,T42] | LIMERICK |  | 52.6362 | -8.6761
156033 | MV/LV Substation KI***033 |  | 10 kV | _ | LV | 400 kVA :Kiosk Substation | 0.4 | --> | 0.4 | 0 | 0 | Constrained, otherwise capacity available =316 kVA | --> | 0.38 | 0 | 0.01 | 0 | 0 | Constrained, otherwise capacity available =361 kW | --> | C14 ex DRUMBEAR | Drumbear [T41,T42] | LISDRUM |  | 54.2402 | -6.9651
204224X | MV/LV Substation GO***224X |  | 20 kV | _ | LV | 50 kVA :Pole Substation | 0.05 | --> | 0.05 | 0 | 0 | Constrained, otherwise capacity available =21 kVA | --> | 0.048 | 0 | 0 | 0 | 0 | Constrained, otherwise capacity available =43 kW | --> | E14 ex BUNCRANA | Buncrana [T421,T422] | TRILLICK |  | 55.1728 | -7.4829
1964099 | MV/LV Substation LO***4099 |  | 10 kV | _ | LV | 50 kVA :Pole Substation | 0.05 | --> | 0.05 | 0 | 0 | Constrained, otherwise capacity available =47 kVA | --> | 0.048 | 0 | 0 | 0 | 0 | Constrained, otherwise capacity available =47 kW | --> | C21 ex TRIM | Trim [T41,T42] | NAVAN |  | 53.5466 | -6.7958
184032X | MV/LV Substation MO***032X |  | 10 kV | _ | LV | 50 kVA :Pole Substation | 0.05 | --> | 0.05 | 0.031 | 3.38 |  | --> | 0.048 | 0 | 0 | 0 | 0 | Constrained, otherwise capacity available =45 kW | --> | C18 ex CASTLEBLAYNEY | Castleblayney [T41,T42] | DUNDALK |  | 54.1255 | -6.7481
052870Y | MV/LV Substation RO***870Y |  | 20 kV | _ | LV | 200 kVA :Pole Substation | 0.2 | --> | 0.2 | 0 | 0 | Constrained, otherwise capacity available =156 kVA | --> | 0.19 | 0 | 0 | 0 | 0 | Constrained, otherwise capacity available =184 kW | --> | E14 ex BALLINDERRY | Ballinderry [T41,T422] | MULLINGAR |  | 53.4118 | -7.3027
1574040 | MV/LV Substation KI***4040 |  | 20 kV | _ | LV | 50 kVA :Pole Substation | 0.05 | --> | 0.05 | 0.05 | 1.55 |  | --> | 0.048 | 0 | 0 | 0 | 0 | Constrained, otherwise capacity available =48 kW | --> | E13 ex CARRIGALLEN | Carrigallen [T421] | CARRICK ON SHANNON |  | 53.9841 | -7.6066
031320Y | MV/LV Substation LE***320Y |  | 10 kV | _ | LV | 200 kVA :Kiosk Substation | 0.2 | --> | 0.2 | 0 | 0 | Constrained, otherwise capacity available =192 kVA | --> | 0.19 | 0 | 0.005 | 0 | 0 | Constrained, otherwise capacity available =185 kW | --> | C20 ex COLLIGAN | Colligan [T41,T42] | DUNGARVAN |  | 52.0861 | -7.6441
049057Y | MV/LV Substation CL***057Y |  | 10 kV | _ | LV | 50 kVA :Pole Substation | 0.05 | --> | 0.05 | 0.05 | 0.21 |  | --> | 0.048 | 0 | 0 | 0 | 0 | Constrained, otherwise capacity available =48 kW | --> | E19 ex LONGFORD | Longford [T421,T422] | RICHMOND |  | 53.7028 | -7.8431
068417X | MV/LV Substation BO***417X |  | 10 kV | _ | LV | 1000 kVA :Building Structure | 1 | --> | 1 | 0.5 | 6.65 |  | --> | 0.95 | 0 | 0 | 0.5 | 0 |  | --> | C12 ex EAST WALL ROAD | East Wall Road [T41,T42] | MCDERMOTT |  | 53.3542 | -6.2221
046110 | MV/LV Substation TA***110 |  | 10 kV | _ | LV | 200 kVA :Building Structure | 0.2 | --> | 0.2 | 0 | 0 | Constrained, otherwise capacity available =138 kVA | --> | 0.19 | 0 | 0 | 0.181 | 0 |  | --> | C11 ex FINISKLIN | Finisklin [T41,T42] | SLIGO |  | 54.2768 | -8.4931
281153X | MV/LV Substation BO***153X |  | 10 kV | _ | LV | 400 kVA :Kiosk Substation | 0.4 | --> | 0.4 | 0 | 0 | Constrained, otherwise capacity available =248 kVA | --> | 0.38 | 0 | 0.1 | 0.298 | 0 |  | --> | C12 ex BALLINCOLLIG | Ballincollig [T41,T42] | KILBARRY |  | 51.8882 | -8.6126
029269 | MV/LV Substation MO***269 |  | 20 kV | _ | LV | 50 kVA :Pole Substation | 0.05 | --> | 0.05 | 0 | 0 | Constrained, otherwise capacity available =40 kVA | --> | 0.048 | 0 | 0 | 0 | 0 | Constrained, otherwise capacity available =46 kW | --> | E20 ex FOXHOLE | Foxhole [T421,T422] | DUNGARVAN |  | 51.9433 | -8.0632
066661Z | MV/LV Substation TY***661Z |  | 20 kV | _ | LV | 50 kVA :Pole Substation | 0.05 | --> | 0.05 | 0 | 0 | Constrained, otherwise capacity available =50 kVA | --> | 0.048 | 0 | 0 | 0 | 0 | Constrained, otherwise capacity available =47 kW | --> | C11 ex LOUGHSHINNY | Loughshinny [T41,T42] | GLASMORE |  | 53.535 | -6.1518
008095Z | MV/LV Substation AR***095Z |  | 20 kV | _ | LV | 200 kVA :Pole Substation | 0.2 | --> | 0.2 | 0.185 | 0.2 |  | --> | 0.19 | 0 | 0 | 0 | 0 | Constrained, otherwise capacity available =188 kW | --> | E16 ex BEALISTOWN | Bealistown [T421,T422] | GREAT ISLAND |  | 52.2452 | -6.9553
0814341 | MV/LV Substation JO***4341 |  | 20 kV | _ | LV | 400 kVA :Kiosk Substation | 0.4 | --> | 0.4 | 0 | 0 | Constrained, otherwise capacity available =200 kVA | --> | 0.38 | 0 | 0 | 0.352 | 0 |  | --> | E52 ex GRANGE CASTLE | Grange Castle [T124] | INCHICORE 220KV |  | 53.314 | -6.4447
125130Y | MV/LV Substation HI***130Y |  | 20 kV | _ | LV | 400 kVA :Kiosk Substation | 0.4 | --> | 0.4 | 0 | 0 | Constrained, otherwise capacity available =289 kVA | --> | 0.38 | 0 | 0.019 | 0 | 0 | Constrained, otherwise capacity available =350 kW | --> | C15 ex CLOONLOUGH | Cloonlough [T41,T42] | BARRYMORE |  | 52.245 | -8.4309
249164 | MV/LV Substation KI***164 |  | 10 kV | _ | LV | 50 kVA :Pole Substation | 0.05 | --> | 0.05 | 0 | 0 | Constrained, otherwise capacity available =43 kVA | --> | 0.048 | 0 | 0 | 0 | 0 | Constrained, otherwise capacity available =46 kW | --> | C21 ex LISMORE | Lismore [T41,T42] | DUNGARVAN |  | 52.1453 | -7.8679
081214X | MV/LV Substation WH***214X |  | 10 kV | _ | LV | 400 kVA :Kiosk Substation | 0.4 | --> | 0.4 | 0 | 0 | Constrained, otherwise capacity available =70 kVA | --> | 0.38 | 0 | 0.025 | 0.314 | 0 |  | --> | C11 ex LIFFEY VALLEY | Liffey Valley [T41,T42] | INCHICORE 220KV |  | 53.3426 | -6.3914
0294095 | MV/LV Substation HE***4095 |  | 10 kV | _ | LV | 400 kVA :Building Structure | 0.4 | --> | 0.4 | 0 | 0 | Constrained, otherwise capacity available =382 kVA | --> | 0.38 | 0 | 0 | 0.378 | 0 |  | --> | C19 ex MIDLETON | Midleton [T101,T102] | MIDLETON |  | 51.9131 | -8.2203
027347 | MV/LV Substation BA***347 |  | 20 kV | _ | LV | 50 kVA :Pole Substation | 0.05 | --> | 0.05 | 0.047 | 7.79 |  | --> | 0.048 | 0 | 0 | 0 | 0 | Constrained, otherwise capacity available =47 kW | --> | E12 ex DUNMANWAY | Dunmanway [T422,T43] | DUNMANWAY |  | 51.6569 | -9.2742
062566Y | MV/LV Substation TH***566Y |  | 10 kV | _ | LV | 50 kVA :Pole Substation | 0.05 | --> | 0.05 | 0.037 | 3.12 |  | --> | 0.048 | 0 | 0 | 0 | 0 | Constrained, otherwise capacity available =46 kW | --> | C21 ex MARSHES | Marshes [T41,T42] | DUNDALK |  | 53.959 | -6.3765
053781Y | MV/LV Substation MU***781Y |  | 20 kV | _ | LV | 100 kVA :Pole Substation | 0.1 | --> | 0.1 | 0 | 0 | Constrained, otherwise capacity available =85 kVA | --> | 0.095 | 0 | 0 | 0.093 | 0 |  | --> | E18 ex CLONMINCH | Clonminch [T41,T422] | THORNSBERRY |  | 53.2519 | -7.547
149275X | MV/LV Substation SA***275X |  | 10 kV | _ | LV | 200 kVA :Pole Substation | 0.2 | --> | 0.2 | 0 | 0 | Constrained, otherwise capacity available =198 kVA | --> | 0.19 | 0 | 0 | 0 | 0 | Constrained, otherwise capacity available =190 kW | --> | C13 ex DONEGAL | Donegal [T41,T42] | CATHALEENS FALL |  | 54.6597 | -8.0473
137073 | MV/LV Substation BA***073 |  | 10 kV | _ | LV | 100 kVA :Pole Substation | 0.1 | --> | 0.1 | 0.062 | 2.18 |  | --> | 0.095 | 0 | 0 | 0 | 0 | Constrained, otherwise capacity available =90 kW | --> | C17 ex BALLYRICKARD | Ballyrickard [T41,T42] | TRALEE |  | 52.3006 | -9.8574
081403X | MV/LV Substation GR***403X |  | 10 kV | _ | LV | 200 kVA :Kiosk Substation | 0.2 | --> | 0.2 | 0 | 0 | Constrained, otherwise capacity available =127 kVA | --> | 0.19 | 0 | 0 | 0.18 | 0 |  | --> | C13 ex LIFFEY VALLEY | Liffey Valley [T41,T42] | INCHICORE 220KV |  | 53.3505 | -6.3998
039347X | MV/LV Substation SA***347X |  | 10 kV | _ | LV | 400 kVA :Building Structure | 0.4 | --> | 0.4 | 0.29 | 3.45 |  | --> | 0.38 | 0 | 0 | 0.365 | 0 |  | --> | C11 ex TRIMMS LANE | Trimms Lane [T41,T42] | SALTHILL |  | 53.2611 | -9.0756
032322Y | MV/LV Substation SO***322Y |  | 10 kV | _ | LV | 200 kVA :Kiosk Substation | 0.2 | --> | 0.2 | 0 | 0 | Constrained, otherwise capacity available =162 kVA | --> | 0.19 | 0 | 0.016 | 0 | 0 | Constrained, otherwise capacity available =173 kW | --> | C23 ex TRAMORE | Tramore [T41,T42] | BUTLERSTOWN |  | 52.169 | -7.1351
288259X | MV/LV Substation PA***259X |  | 10 kV | _ | LV | 1000 kVA :Building Structure | 1 | --> | 1 | 0 | 0 | Constrained, otherwise capacity available =897 kVA | --> | 0.95 | 0 | 0 | 0.5 | 0 |  | --> | C13 ex CARRICKMINES | Carrickmines [T41,T42] | CARRICKMINES |  | 53.2512 | -6.184
066073Z | MV/LV Substation RE***073Z |  | 10 kV | _ | LV | 630 kVA :Building Structure | 0.63 | --> | 0.63 | 0 | 0 | Constrained, otherwise capacity available =455 kVA | --> | 0.598 | 0 | 0 | 0.5 | 0 |  | --> | C14 ex MOUNTGORRY | Mountgorry [T41,T42] | GRANGE (DR) |  | 53.4561 | -6.206
062836Y | MV/LV Substation BE***836Y |  | 20 kV | _ | LV | 400 kVA :Kiosk Substation | 0.4 | --> | 0.4 | 0.353 | 4.25 |  | --> | 0.38 | 0 | 0 | 0 | 0 | Constrained, otherwise capacity available =374 kW | --> | E12 ex JENKINSTOWN | Jenkinstown [T421,T422] | DUNDALK |  | 54.0156 | -6.3192
250949 | MV/LV Substation ST***949 |  | 20 kV | _ | LV | 200 kVA :Kiosk Substation | 0.2 | --> | 0.2 | 0.168 | 1.26 |  | --> | 0.19 | 0 | 0.014 | 0 | 0 | Constrained, otherwise capacity available =175 kW | --> | E16 ex BALLYCROSSAUN | Ballycrossaun [T421,T422] | SOMERSET |  | 53.0987 | -8.221
011736X | MV/LV Substation MO***736X |  | 10 kV | _ | LV | 50 kVA :Pole Substation | 0.05 | --> | 0.05 | 0.039 | 5.05 |  | --> | 0.048 | 0 | 0.005 | 0 | 0 | Constrained, otherwise capacity available =42 kW | --> | C20 ex MCDONAGH | Mcdonagh [T41,T42] | KILKENNY |  | 52.675 | -7.1853
089408X | MV/LV Substation NA***408X |  | 20 kV | _ | LV | 100 kVA :Pole Substation | 0.1 | --> | 0.1 | 0.094 | 3.56 |  | --> | 0.095 | 0 | 0 | 0 | 0 | Constrained, otherwise capacity available =94 kW | --> | E22 ex ENNISCRONE | Enniscrone [T421,T422] | MOY |  | 54.2407 | -8.8839
036057 | MV/LV Substation GL***057 |  | 10 kV | _ | LV | 100 kVA :Pole Substation | 0.1 | --> | 0.1 | 0 | 0 | Constrained, otherwise capacity available =70 kVA | --> | 0.095 | 0 | 0 | 0 | 0 | Constrained, otherwise capacity available =91 kW | --> | E16 ex GARRANACANTY | Garranacanty [T421,T422] | TIPPERARY |  | 52.4687 | -8.156
0664406 | MV/LV Substation AB***4406 |  | 10 kV | _ | LV | 400 kVA :Kiosk Substation | 0.4 | --> | 0.4 | 0 | 0 | Constrained, otherwise capacity available =385 kVA | --> | 0.38 | 0 | 0 | 0 | 0 | Constrained, otherwise capacity available =378 kW | --> | C13 ex MALAHIDE | Malahide [T41,T42] | GLASMORE |  | 53.4269 | -6.192
2434043 | MV/LV Substation GR***4043 |  | 20 kV | _ | LV | 50 kVA :Pole Substation | 0.05 | --> | 0.05 | 0 | 0 | Constrained, otherwise capacity available =48 kVA | --> | 0.048 | 0 | 0 | 0 | 0 | Constrained, otherwise capacity available =47 kW | --> | E16 ex DINGLE | Dingle [T421,T422] | OUGHTRAGH |  | 52.1442 | -10.1529
021969X | MV/LV Substation P ***969X |  | 10 kV | _ | LV | 400 kVA :Building Structure | 0.4 | --> | 0.4 | 0.379 | 6.78 |  | --> | 0.38 | 0 | 0 | 0.377 | 0 |  | --> | C41 ex CASTLEVIEW | Castleview [T101,T102] | CASTLEVIEW |  | 51.9053 | -8.4038
365569 | MV/LV Substation EL***569 |  | 10 kV | _ | LV | 400 kVA :Kiosk Substation | 0.4 | --> | 0.4 | 0 | 0 | Constrained, otherwise capacity available =200 kVA | --> | 0.38 | 0 | 0.046 | 0.318 | 0 |  | --> | C17 ex TYMON | Tymon [T41,T42] | COOKSTOWN |  | 53.303 | -6.3548
081507Z | MV/LV Substation BE***507Z |  | 10 kV | _ | LV | 400 kVA :Kiosk Substation | 0.4 | --> | 0.4 | 0 | 0 | Constrained, otherwise capacity available =322 kVA | --> | 0.38 | 0 | 0.174 | 0 | 0 | Constrained, otherwise capacity available =240 kW | --> | C22 ex LEIXLIP | Leixlip [T41,T42] | GRIFFINRATH |  | 53.3615 | -6.5227
002475 | MV/LV Substation CO***475 |  | 10 kV | _ | LV | 50 kVA :Pole Substation | 0.05 | --> | 0.05 | 0 | 0 | Constrained, otherwise capacity available =46 kVA | --> | 0.048 | 0 | 0 | 0.047 | 0 |  | --> | C14 ex GREYSTONES | Greystones [T41,T42] | FASSAROE |  | 53.1689 | -6.184
365578X | MV/LV Substation A.***578X |  | 10 kV | _ | LV | 400 kVA :Kiosk Substation | 0.4 | --> | 0.4 | 0 | 0 |  | --> | 0.38 | 0 | 0.036 | 0.285 | 0 |  | --> | C12 ex TYMON | Tymon [T41,T42] | COOKSTOWN |  | 53.3104 | -6.3579
110483 | MV/LV Substation RI***483 |  | 20 kV | _ | LV | 200 kVA :Pole Substation | 0.2 | --> | 0.2 | 0.182 | 0.76 |  | --> | 0.19 | 0 | 0.02 | 0 | 0 | Constrained, otherwise capacity available =173 kW | --> | E11 ex KILGARVAN | Kilgarvan [T421] | KNOCKEARAGH |  | 51.8686 | -9.5816
001591 | MV/LV Substation CA***591 |  | 10 kV | _ | LV | 400 kVA :Kiosk Substation | 0.4 | --> | 0.4 | 0.274 | 13.42 |  | --> | 0.38 | 0 | 0.063 | 0.316 | 0 |  | --> | C20 ex POTTERY ROAD | Pottery Road [T101,T102] | CARRICKMINES |  | 53.2672 | -6.1515
066777X | MV/LV Substation CO***777X |  | 10 kV | _ | LV | 100 kVA :Pole Substation | 0.1 | --> | 0.1 | 0 | 0 | Constrained, otherwise capacity available =81 kVA | --> | 0.095 | 0 | 0.005 | 0.089 | 0 |  | --> | C39 ex COLLEGE PARK | College Park [T101,T102,T103] | COLLEGE PARK |  | 53.463 | -6.3541
006646 | MV/LV Substation BA***646 |  | 10 kV | _ | LV | 100 kVA :Pole Substation | 0.1 | --> | 0.1 | 0.088 | 4.38 |  | --> | 0.095 | 0 | 0.017 | 0.081 | 0 |  | --> | E14 ex CRANE | Crane [T122] | CRANE |  | 52.5755 | -6.6392
2814024 | MV/LV Substation BA***4024 |  | 20 kV | _ | LV | 630 kVA :Building Structure | 0.63 | --> | 0.63 | 0.5 | 17.47 |  | --> | 0.598 | 0 | 0 | 0.5 | 0 |  | --> | E18 ex COOLROE | Coolroe [T121,T122] | COOLROE |  | 51.8911 | -8.5885
244506 | MV/LV Substation BE***506 |  | 20 kV | _ | LV | 50 kVA :Pole Substation | 0.05 | --> | 0.05 | 0 | 0 | Constrained, otherwise capacity available =40 kVA | --> | 0.048 | 0 | 0 | 0 | 0 | Constrained, otherwise capacity available =46 kW | --> | E21 ex MILLTOWN (SR) | Milltown (sr) [T421,T422] | OUGHTRAGH |  | 52.0758 | -9.6332
156667X | MV/LV Substation UR***667X |  | 10 kV | _ | LV | 100 kVA :Pole Substation | 0.1 | --> | 0.1 | 0 | 0 | Constrained, otherwise capacity available =80 kVA | --> | 0.095 | 0 | 0 | 0 | 0 | Constrained, otherwise capacity available =92 kW | --> | C20 ex DRUMBEAR | Drumbear [T41,T42] | LISDRUM |  | 54.1995 | -6.9508
049030Z | MV/LV Substation EM***030Z |  | 20 kV | _ | LV | 100 kVA :Pole Substation | 0.1 | --> | 0.1 | 0.093 | 0.21 |  | --> | 0.095 | 0 | 0.004 | 0 | 0 | Constrained, otherwise capacity available =91 kW | --> | E17 ex LONGFORD | Longford [T421,T422] | RICHMOND |  | 53.7629 | -7.733
281990Y | MV/LV Substation AL***990Y |  | 10 kV | _ | LV | 400 kVA :Kiosk Substation | 0.4 | --> | 0.4 | 0.178 | 5.49 |  | --> | 0.38 | 0 | 0.045 | 0.315 | 0 |  | --> | C17 ex TRABEG | Trabeg [T101,T102] | TRABEG |  | 51.8696 | -8.4722
196319X | MV/LV Substation MA***319X |  | 10 kV | _ | LV | 400 kVA :Kiosk Substation | 0.4 | --> | 0.4 | 0 | 0 | Constrained, otherwise capacity available =291 kVA | --> | 0.38 | 0 | 0.01 | 0 | 0 | Constrained, otherwise capacity available =358 kW | --> | C17 ex TRIM | Trim [T41,T42] | NAVAN |  | 53.5473 | -6.7847
288955 | MV/LV Substation CO***955 |  | 10 kV | _ | LV | 400 kVA :Kiosk Substation | 0.4 | --> | 0.4 | 0.041 | 0.04 | Constrained, otherwise capacity available =291 kVA | --> | 0.38 | 0 | 0.048 | 0.329 | 0 |  | --> | C13 ex LITTLE BRAY | Little Bray [T41,T42] | FASSAROE |  | 53.2097 | -6.1207
120034Y | MV/LV Substation LA***034Y |  | 20 kV | _ | LV | 200 kVA :Pole Substation | 0.2 | --> | 0.2 | 0 | 0 | Constrained, otherwise capacity available =140 kVA | --> | 0.19 | 0 | 0 | 0 | 0 | Constrained, otherwise capacity available =182 kW | --> | E11 ex EDENDERRY | Edenderry [T421,T422] | BLAKE |  | 53.345 | -7.0509
426825 | MV/LV Substation CO***825 |  | 20 kV | _ | LV | 200 kVA :Pole Substation | 0.2 | --> | 0.2 | 0 | 0 | Constrained, otherwise capacity available =171 kVA | --> | 0.19 | 0 | 0.005 | 0 | 0 | Constrained, otherwise capacity available =182 kW | --> | E17 ex DINGLE | Dingle [T421,T422] | OUGHTRAGH |  | 52.1432 | -10.2676
060741Y | MV/LV Substation DR***741Y |  | 20 kV | _ | LV | 50 kVA :Pole Substation | 0.05 | --> | 0.05 | 0 | 0 | Constrained, otherwise capacity available =50 kVA | --> | 0.048 | 0 | 0 | 0 | 0 | Constrained, otherwise capacity available =47 kW | --> | C17 ex CLONES | Clones [T41,T42] | SHANKILL |  | 54.1777 | -7.1331
010092 | MV/LV Substation NE***092 |  | 20 kV | _ | LV | 50 kVA :Pole Substation | 0.05 | --> | 0.05 | 0 | 0 | Constrained, otherwise capacity available =48 kVA | --> | 0.048 | 0 | 0 | 0 | 0 | Constrained, otherwise capacity available =47 kW | --> | E11 ex BALLYHALE | Ballyhale [T42,T421] | KILKENNY |  | 52.5323 | -7.1433
156366X | MV/LV Substation CA***366X |  | 20 kV | _ | LV | 50 kVA :Pole Substation | 0.05 | --> | 0.05 | 0.05 | 2.47 |  | --> | 0.048 | 0 | 0 | 0 | 0 | Constrained, otherwise capacity available =48 kW | --> | E13 ex TELAYDON | Telaydon [T42,T421] | LISDRUM |  | 54.2772 | -7.0621
031466Y | MV/LV Substation TO***466Y |  | 10 kV | _ | LV | 400 kVA :Kiosk Substation | 0.4 | --> | 0.4 | 0 | 0 | Constrained, otherwise capacity available =379 kVA | --> | 0.38 | 0 | 0.05 | 0 | 0 | Constrained, otherwise capacity available =340 kW | --> | C12 ex COLLIGAN | Colligan [T41,T42] | DUNGARVAN |  | 52.0919 | -7.6257
055010 | MV/LV Substation BA***010 |  | 10 kV | _ | LV | 400 kVA :Kiosk Substation | 0.4 | --> | 0.4 | 0 | 0 | Constrained, otherwise capacity available =177 kVA | --> | 0.38 | 0 | 0 | 0 | 0 | Constrained, otherwise capacity available =348 kW | --> | C12 ex ROSCREA | Roscrea [T41,T42] | IKERRIN |  | 52.9558 | -7.7969
139479X | MV/LV Substation WA***479X |  | 10 kV | _ | LV | 200 kVA :Pole Substation | 0.2 | --> | 0.2 | 0.13 | 4 |  | --> | 0.19 | 0 | 0 | 0 | 0 | Constrained, otherwise capacity available =180 kW | --> | C18 ex BALLYJAMESDUFF | Ballyjamesduff [T41,T42] | SHANKILL |  | 53.8766 | -7.1888
139004 | MV/LV Substation ST***004 |  | 10 kV | _ | LV | 200 kVA :Kiosk Substation | 0.2 | --> | 0.2 | 0.076 | 4 |  | --> | 0.19 | 0 | 0.005 | 0 | 0 | Constrained, otherwise capacity available =169 kW | --> | C18 ex BALLYJAMESDUFF | Ballyjamesduff [T41,T42] | SHANKILL |  | 53.8663 | -7.2049
1274018 | MV/LV Substation BA***4018 |  | 10 kV | _ | LV | 50 kVA :Pole Substation | 0.05 | --> | 0.05 | 0 | 0 | Constrained, otherwise capacity available =45 kVA | --> | 0.048 | 0 | 0 | 0 | 0 | Constrained, otherwise capacity available =47 kW | --> | C17 ex HOLYCROSS ROAD | Holycross Road [T41,T42] | THURLES |  | 52.6973 | -7.8734
068548 | MV/LV Substation BR***548 |  | 10 kV | _ | LV | 400 kVA :Building Structure | 0.4 | --> | 0.4 | 0 | 17.78 |  | --> | 0.38 | 0 | 0.016 | 0.281 | 0 |  | --> | C23 ex RINGSEND | Ringsend [T101,T102] | POOLBEG |  | 53.3426 | -6.2132
011319Z | MV/LV Substation GO***319Z |  | 10 kV | _ | LV | 100 kVA :Pole Substation | 0.1 | --> | 0.1 | 0 | 0 | Constrained, otherwise capacity available =88 kVA | --> | 0.095 | 0 | 0 | 0 | 0 | Constrained, otherwise capacity available =93 kW | --> | C17 ex ROSEHILL | Rosehill [T41,T42] | KILKENNY |  | 52.6264 | -7.2771
1374040 | MV/LV Substation BA***4040 |  | 10 kV | _ | LV | 100 kVA :Pole Substation | 0.1 | --> | 0.1 | 0.097 | 2 |  | --> | 0.095 | 0 | 0 | 0 | 0 | Constrained, otherwise capacity available =95 kW | --> | C12 ex CAUSEWAY | Causeway [T41,T42] | TRALEE |  | 52.4288 | -9.7335
081175Z | MV/LV Substation BA***175Z |  | 10 kV | _ | LV | 200 kVA :Kiosk Substation | 0.2 | --> | 0.2 | 0 | 0 | Constrained, otherwise capacity available =156 kVA | --> | 0.19 | 0 | 0 | 0 | 0 | Constrained, otherwise capacity available =184 kW | --> | C17 ex PALMERSTOWN | Palmerstown [T41,T42] | FINGLAS |  | 53.3349 | -6.3772
1564393 | MV/LV Substation MA***4393 |  | 10 kV | _ | LV | 400 kVA :Kiosk Substation | 0.4 | --> | 0.4 | 0 | 0 | Constrained, otherwise capacity available =400 kVA | --> | 0.38 | 0 | 0 | 0 | 0 | Constrained, otherwise capacity available =380 kW | --> | C13 ex DRUMBEAR | Drumbear [T41,T42] | LISDRUM |  | 54.246 | -6.973
204055X | MV/LV Substation DE***055X |  | 20 kV | _ | LV | 50 kVA :Pole Substation | 0.05 | --> | 0.05 | 0 | 0 | Constrained, otherwise capacity available =48 kVA | --> | 0.048 | 0 | 0 | 0 | 0 | Constrained, otherwise capacity available =47 kW | --> | E13 ex CARNDONAGH | Carndonagh [T421,T422] | TRILLICK |  | 55.2677 | -7.4346
009656Y | MV/LV Substation BA***656Y |  | 20 kV | _ | LV | 400 kVA :Kiosk Substation | 0.4 | --> | 0.4 | 0 | 0 | Constrained, otherwise capacity available =271 kVA | --> | 0.38 | 0 | 0.019 | 0 | 0 | Constrained, otherwise capacity available =348 kW | --> | E11 ex KILCARRAGH | Kilcarragh [T421,T422] | BUTLERSTOWN |  | 52.2284 | -7.0632
067354X | MV/LV Substation CA***354X |  | 20 kV | _ | LV | 100 kVA :Pole Substation | 0.1 | --> | 0.1 | 0.09 | 13.8 |  | --> | 0.095 | 0 | 0.015 | 0.083 | 0 |  | --> | C14 ex SINGLAND | Singland [T101,T102] | SINGLAND |  | 52.621 | -8.5651
1604260 | MV/LV Substation BI***4260 |  | 10 kV | _ | LV | 400 kVA :Kiosk Substation | 0.4 | --> | 0.4 | 0 | 0 | Constrained, otherwise capacity available =400 kVA | --> | 0.38 | 0 | 0 | 0 | 0 | Constrained, otherwise capacity available =380 kW | --> | C15 ex PORTARLINGTON | Portarlington [T41,T42] | PORTLAOISE |  | 53.1622 | -7.2075
067087 | MV/LV Substation LA***087 |  | 10 kV | _ | LV | 200 kVA :Kiosk Substation | 0.2 | --> | 0.2 | 0 | 0 | Constrained, otherwise capacity available =160 kVA | --> | 0.19 | 0 | 0.005 | 0 | 0 | Constrained, otherwise capacity available =181 kW | --> | C11 ex CORBALLY | Corbally [T41,T42] | ARDNACRUSHA |  | 52.6785 | -8.6084
066707X | MV/LV Substation BE***707X |  | 20 kV | _ | LV | 200 kVA :Pole Substation | 0.2 | --> | 0.2 | 0 | 0 | Constrained, otherwise capacity available =158 kVA | --> | 0.19 | 0 | 0 | 0 | 0 | Constrained, otherwise capacity available =184 kW | --> | E15 ex BATTER LANE TEMPORARY | Batter Lane Temporary 38kv [T421] | GLASMORE |  | 53.4989 | -6.2094
1194077 | MV/LV Substation GU***4077 |  | 20 kV | _ | LV | 50 kVA :Pole Substation | 0.05 | --> | 0.05 | 0 | 0 | Constrained, otherwise capacity available =46 kVA | --> | 0.048 | 0 | 0 | 0 | 0 | Constrained, otherwise capacity available =47 kW | --> | C18 ex KANTURK | Kanturk [T41,T42] | GLENLARA |  | 52.1185 | -8.9212
2884119 | MV/LV Substation CH***4119 |  | 10 kV | _ | LV | 400 kVA :Kiosk Substation | 0.4 | --> | 0.4 | 0 | 0 | Constrained, otherwise capacity available =393 kVA | --> | 0.38 | 0 | 0.006 | 0.375 | 0 |  | --> | C17 ex CARRICKMINES | Carrickmines [T41,T42] | CARRICKMINES |  | 53.2419 | -6.2024
004180Y | MV/LV Substation WO***180Y |  | 10 kV | _ | LV | 400 kVA :Kiosk Substation | 0.4 | --> | 0.4 | 0.301 | 18.08 |  | --> | 0.38 | 0 | 0.019 | 0.352 | 0 |  | --> | C22 ex ARKLOW | Arklow [T101,T102] | ARKLOW |  | 52.7947 | -6.1778
3684090 | MV/LV Substation MO***4090 |  | 20 kV | _ | LV | 50 kVA :Pole Substation | 0.05 | --> | 0.05 | 0 | 0 | Constrained, otherwise capacity available =50 kVA | --> | 0.048 | 0 | 0 | 0 | 0 | Constrained, otherwise capacity available =48 kW | --> | C15 ex BALLYHAUNIS | Ballyhaunis [T41,T42] | DALTON |  | 53.7073 | -8.6688
0644190 | MV/LV Substation KN***4190 |  | 10 kV | _ | LV | 400 kVA :Kiosk Substation | 0.4 | --> | 0.4 | 0 | 0 | Constrained, otherwise capacity available =279 kVA | --> | 0.38 | 0 | 0.064 | 0 | 0 | Constrained, otherwise capacity available =316 kW | --> | C18 ex RATHMULLAN | Rathmullan [T41,T42] | DRYBRIDGE |  | 53.6991 | -6.3654
0684277 | MV/LV Substation CE***4277 |  | 10 kV | _ | LV | 630 kVA :Kiosk Substation | 0.63 | --> | 0.63 | 0.5 | 28.43 |  | --> | 0.598 | 0 | 0 | 0.5 | 0 |  | --> | C07 ex BEDFORD ROW | Bedford Row [T41,T42,T43,T44] | FRANCIS STREET |  | 53.3448 | -6.2627
350510 | MV/LV Substation BA***510 |  | 10 kV | _ | LV | 200 kVA :Kiosk Substation | 0.2 | --> | 0.2 | 0.172 | 1.57 |  | --> | 0.19 | 0 | 0 | 0 | 0 | Constrained, otherwise capacity available =186 kW | --> | C16 ex BUNDORAN | Bundoran [T41,T42] | CATHALEENS FALL |  | 54.4972 | -8.2138
068298X | MV/LV Substation BU***298X |  | 10 kV | _ | LV | 630 kVA :Building Structure | 0.63 | --> | 0.63 | 0.5 | 17.78 |  | --> | 0.598 | 0 | 0 | 0.5 | 0 |  | --> | C12 ex RINGSEND | Ringsend [T101,T102] | POOLBEG |  | 53.342 | -6.2033
062838Y | MV/LV Substation DE***838Y |  | 10 kV | _ | LV | 1000 kVA :Building Structure | 1 | --> | 1 | 0.5 | 5.69 |  | --> | 0.95 | 0 | 0 | 0 | 0 | Constrained, otherwise capacity available =936 kW | --> | C20 ex RAMPARTS | Ramparts [T41,T42] | DUNDALK |  | 54.0037 | -6.4032
152531X | MV/LV Substation CA***531X |  | 20 kV | _ | LV | 50 kVA :Pole Substation | 0.05 | --> | 0.05 | 0 | 0 | Constrained, otherwise capacity available =32 kVA | --> | 0.048 | 0 | 0 | 0 | 0 | Constrained, otherwise capacity available =45 kW | --> | C16 ex CAPPAMORE | Cappamore [T41,T42] | ARDNACRUSHA |  | 52.5848 | -8.1667
117924 | MV/LV Substation CH***924 |  | 20 kV | _ | LV | 400 kVA :Kiosk Substation | 0.4 | --> | 0.4 | 0 | 0 | Constrained, otherwise capacity available =342 kVA | --> | 0.38 | 0 | 0 | 0.372 | 0 |  | --> | E17 ex MANORHAMILTON | Manorhamilton [T422] | SLIGO |  | 54.2294 | -8.2986
014013 | MV/LV Substation NE***013 |  | 10 kV | _ | LV | 400 kVA :Building Structure | 0.4 | --> | 0.4 | 0 | 0 | Constrained, otherwise capacity available =339 kVA | --> | 0.38 | 0 | 0 | 0 | 0 | Constrained, otherwise capacity available =372 kW | --> | C17 ex ATHGARVAN | Athgarvan [T41,T44] | NEWBRIDGE |  | 53.1756 | -6.797
069699 | MV/LV Substation PO***699 |  | 10 kV | _ | LV | 630 kVA :Kiosk Substation | 0.63 | --> | 0.63 | 0.498 | 0.91 |  | --> | 0.598 | 0 | 0.01 | 0.5 | 0 |  | --> | C16 ex KIMMAGE | Kimmage [T41,T42] | INCHICORE 220KV |  | 53.3167 | -6.2963
054071 | MV/LV Substation ME***071 |  | 10 kV | _ | LV | 400 kVA :Building Structure | 0.4 | --> | 0.4 | 0 | 0 | Constrained, otherwise capacity available =293 kVA | --> | 0.38 | 0 | 0 | 0 | 0 | Constrained, otherwise capacity available =365 kW | --> | C20 ex PORTLAOISE | Portlaoise [T41,T42] | PORTLAOISE |  | 53.0356 | -7.2839
0544059 | MV/LV Substation SH***4059 |  | 20 kV | _ | LV | 50 kVA :Pole Substation | 0.05 | --> | 0.05 | 0 | 0 | Constrained, otherwise capacity available =42 kVA | --> | 0.048 | 0 | 0 | 0 | 0 | Constrained, otherwise capacity available =46 kW | --> | C15 ex MOUNTRATH | Mountrath [T41,T42] | PORTLAOISE |  | 52.9251 | -7.4295
082997Y | MV/LV Substation CL***997Y |  | 10 kV | _ | LV | 200 kVA :Kiosk Substation | 0.2 | --> | 0.2 | 0.167 | 2.01 |  | --> | 0.19 | 0 | 0.013 | 0 | 0 | Constrained, otherwise capacity available =176 kW | --> | C12 ex ABBEYLAND | Abbeyland [T41,T42] | NAVAN |  | 53.6674 | -6.6934
132695X | MV/LV Substation GO***695X |  | 20 kV | _ | LV | 50 kVA :Pole Substation | 0.05 | --> | 0.05 | 0 | 0 | Constrained, otherwise capacity available =41 kVA | --> | 0.048 | 0 | 0 | 0 | 0 | Constrained, otherwise capacity available =46 kW | --> | E17 ex KILCOLGAN | Kilcolgan [T42,T421] | GALWAY 110KV |  | 53.1835 | -8.7765
255528 | MV/LV Substation RO***528 |  | 10 kV | _ | LV | 50 kVA :Pole Substation | 0.05 | --> | 0.05 | 0.027 | 2.09 |  | --> | 0.048 | 0 | 0 | 0 | 0 | Constrained, otherwise capacity available =44 kW | --> | C17 ex KILCAR | Kilcar [T41] | BINBANE |  | 54.6564 | -8.6249
069512 | MV/LV Substation WA***512 |  | 10 kV | _ | LV | 1000 kVA :Building Structure | 1 | --> | 1 | 0.5 | 4.91 |  | --> | 0.95 | 0 | 0.032 | 0.5 | 0 |  | --> | C14 ex CRUMLIN | Crumlin [T41,T42] | INCHICORE 220KV |  | 53.3213 | -6.3301
156240Y | MV/LV Substation CO***240Y |  | 20 kV | _ | LV | 100 kVA :Pole Substation | 0.1 | --> | 0.1 | 0 | 0 | Constrained, otherwise capacity available =69 kVA | --> | 0.095 | 0 | 0.056 | 0 | 0 | Constrained, otherwise capacity available =49 kW | --> | C17 ex CLONES | Clones [T41,T42] | SHANKILL |  | 54.1956 | -7.111
1204204 | MV/LV Substation HA***4204 |  | 10 kV | _ | LV | 200 kVA :Kiosk Substation | 0.2 | --> | 0.2 | 0 | 0 | Constrained, otherwise capacity available =126 kVA | --> | 0.19 | 0 | 0.111 | 0 | 0 | Constrained, otherwise capacity available =97 kW | --> | C15 ex BLAKE | Blake [T41,T42] | BLAKE |  | 53.2901 | -6.8194
023315X | MV/LV Substation ST***315X |  | 10 kV | _ | LV | 200 kVA :Pole Substation | 0.2 | --> | 0.2 | 0 | 0 | Constrained, otherwise capacity available =182 kVA | --> | 0.19 | 0 | 0 | 0 | 0 | Constrained, otherwise capacity available =188 kW | --> | C16 ex COOLCARRON | Coolcarron [T41,T42] | BARRYMORE |  | 52.132 | -8.2696
027536 | MV/LV Substation MA***536 |  | 10 kV | _ | LV | 50 kVA :Pole Substation | 0.05 | --> | 0.05 | 0.04 | 7.79 |  | --> | 0.048 | 0 | 0 | 0 | 0 | Constrained, otherwise capacity available =46 kW | --> | C17 ex DUNMANWAY | Dunmanway [T422,T43] | DUNMANWAY |  | 51.721 | -9.0362
006679 | MV/LV Substation BA***679 |  | 10 kV | _ | LV | 50 kVA :Pole Substation | 0.05 | --> | 0.05 | 0.034 | 3.12 |  | --> | 0.048 | 0 | 0.028 | 0 | 0 | Constrained, otherwise capacity available =24 kW | --> | C14 ex BELLFIELD | Bellfield [T41,T42] | CRANE |  | 52.524 | -6.5886
249622X | MV/LV Substation CL***622X |  | 10 kV | _ | LV | 50 kVA :Pole Substation | 0.05 | --> | 0.05 | 0 | 0 | Constrained, otherwise capacity available =39 kVA | --> | 0.048 | 0 | 0 | 0 | 0 | Constrained, otherwise capacity available =46 kW | --> | C22 ex LISMORE | Lismore [T41,T42] | DUNGARVAN |  | 52.1738 | -7.9831
127069 | MV/LV Substation AR***069 |  | 10 kV | _ | LV | 400 kVA :Kiosk Substation | 0.4 | --> | 0.4 | 0 | 0 | Constrained, otherwise capacity available =387 kVA | --> | 0.38 | 0 | 0 | 0 | 0 | Constrained, otherwise capacity available =378 kW | --> | C12 ex LOUGHTAGALLA | Loughtagalla [T41,T42] | THURLES |  | 52.6594 | -7.7974
039289 | MV/LV Substation DR***289 |  | 10 kV | _ | LV | 630 kVA :Kiosk Substation | 0.63 | --> | 0.63 | 0 | 0 | Constrained, otherwise capacity available =565 kVA | --> | 0.598 | 0 | 0 | 0 | 0 | Constrained, otherwise capacity available =590 kW | --> | C11 ex HEADFORD ROAD | Headford Road [T41,T42] | GALWAY 110KV |  | 53.2769 | -9.048
0194124 | MV/LV Substation SH***4124 |  | 10 kV | _ | LV | 100 kVA :Pole Substation | 0.1 | --> | 0.1 | 0.047 | 0.05 | Constrained, otherwise capacity available =96 kVA | --> | 0.095 | 0 | 0.005 | 0 | 0 | Constrained, otherwise capacity available =91 kW | --> | C12 ex BALLYBEGGAN | Ballybeggan [T43,T44] | TRALEE |  | 52.2411 | -9.5691
002782 | MV/LV Substation TO***782 |  | 10 kV | _ | LV | 100 kVA :Pole Substation | 0.1 | --> | 0.1 | 0.063 | 0.48 |  | --> | 0.095 | 0 | 0.023 | 0 | 0 | Constrained, otherwise capacity available =73 kW | --> | C20 ex KILMARTIN | Kilmartin [T41] | ARKLOW |  | 53.0702 | -6.2229
139878Y | MV/LV Substation DE***878Y |  | 10 kV | _ | LV | 50 kVA :Pole Substation | 0.05 | --> | 0.05 | 0.05 | 4 |  | --> | 0.048 | 0 | 0 | 0 | 0 | Constrained, otherwise capacity available =47 kW | --> | C17 ex BALLYJAMESDUFF | Ballyjamesduff [T41,T42] | SHANKILL |  | 53.9207 | -7.3129
288003X | MV/LV Substation FA***003X |  | 10 kV | _ | LV | 200 kVA :Kiosk Substation | 0.2 | --> | 0.2 | 0.041 | 0.04 | Constrained, otherwise capacity available =161 kVA | --> | 0.19 | 0 | 0 | 0.185 | 0 |  | --> | C14 ex LITTLE BRAY | Little Bray [T41,T42] | FASSAROE |  | 53.2039 | -6.1276
062681 | MV/LV Substation JE***681 |  | 20 kV | _ | LV | 50 kVA :Pole Substation | 0.05 | --> | 0.05 | 0.033 | 4.25 |  | --> | 0.048 | 0 | 0 | 0 | 0 | Constrained, otherwise capacity available =45 kW | --> | E16 ex JENKINSTOWN | Jenkinstown [T421,T422] | DUNDALK |  | 54.0145 | -6.2963
030924 | MV/LV Substation LA***924 |  | 20 kV | _ | LV | 400 kVA :Kiosk Substation | 0.4 | --> | 0.4 | 0 | 0 | Constrained, otherwise capacity available =342 kVA | --> | 0.38 | 0 | 0.014 | 0 | 0 | Constrained, otherwise capacity available =362 kW | --> | E17 ex FOXHOLE | Foxhole [T421,T422] | DUNGARVAN |  | 51.9585 | -7.8609
039008 | MV/LV Substation BA***008 |  | 10 kV | _ | LV | 630 kVA :Building Structure | 0.63 | --> | 0.63 | 0.205 | 3.45 |  | --> | 0.598 | 0 | 0.004 | 0.5 | 0 |  | --> | C11 ex TRIMMS LANE | Trimms Lane [T41,T42] | SALTHILL |  | 53.2598 | -9.0772
365632X | MV/LV Substation CA***632X |  | 10 kV | _ | LV | 50 kVA :Pole Substation | 0.05 | --> | 0.05 | 0 | 0 | Constrained, otherwise capacity available =29 kVA | --> | 0.048 | 0 | 0 | 0.045 | 0 |  | --> | C12 ex SAGGART | Saggart [T41,T42] | GRANGE CASTLE |  | 53.2656 | -6.5441
039294 | MV/LV Substation TE***294 |  | 10 kV | _ | LV | 630 kVA :Building Structure | 0.63 | --> | 0.63 | 0.404 | 11.03 |  | --> | 0.598 | 0 | 0 | 0.5 | 0 |  | --> | C34 ex SALTHILL | Salthill [T101,T102] | SALTHILL |  | 53.2766 | -9.0764
064092 | MV/LV Substation BR***092 |  | 10 kV | _ | LV | 400 kVA :Kiosk Substation | 0.4 | --> | 0.4 | 0 | 0 | Constrained, otherwise capacity available =377 kVA | --> | 0.38 | 0 | 0.012 | 0 | 0 | Constrained, otherwise capacity available =368 kW | --> | C19 ex DRYBRIDGE | Drybridge [T41,T42] | DRYBRIDGE |  | 53.7257 | -6.351
156814Y | MV/LV Substation GO***814Y |  | 20 kV | _ | LV | 50 kVA :Pole Substation | 0.05 | --> | 0.05 | 0.046 | 2.1 |  | --> | 0.048 | 0 | 0 | 0 | 0 | Constrained, otherwise capacity available =47 kW | --> | E17 ex LISDRUM | Lisdrum [T422] | LISDRUM |  | 54.2364 | -6.9943
039199 | MV/LV Substation SA***199 |  | 10 kV | _ | LV | 400 kVA :Kiosk Substation | 0.4 | --> | 0.4 | 0.283 | 11.03 |  | --> | 0.38 | 0 | 0.051 | 0.326 | 0 |  | --> | C24 ex SALTHILL | Salthill [T101,T102] | SALTHILL |  | 53.2596 | -9.087
165731 | MV/LV Substation CO***731 |  | 10 kV | _ | LV | 50 kVA :Pole Substation | 0.05 | --> | 0.05 | 0.041 | 0.88 |  | --> | 0.048 | 0 | 0 | 0 | 0 | Constrained, otherwise capacity available =46 kW | --> | C21 ex ROSS CARBERY | Ross Carbery [T41,T42] | DUNMANWAY |  | 51.6669 | -9.005
062425 | MV/LV Substation GR***425 |  | 10 kV | _ | LV | 100 kVA :Pole Substation | 0.1 | --> | 0.1 | 0.07 | 3.12 |  | --> | 0.095 | 0 | 0 | 0 | 0 | Constrained, otherwise capacity available =91 kW | --> | C21 ex MARSHES | Marshes [T41,T42] | DUNDALK |  | 53.9568 | -6.3848
081625X | MV/LV Substation WA***625X |  | 10 kV | _ | LV | 400 kVA :Kiosk Substation | 0.4 | --> | 0.4 | 0 | 0 | Constrained, otherwise capacity available =289 kVA | --> | 0.38 | 0 | 0.063 | 0 | 0 | Constrained, otherwise capacity available =318 kW | --> | C11 ex COOLMINE | Coolmine [T41,T42] | FINGLAS |  | 53.3734 | -6.3912
233527 | MV/LV Substation KN***527 |  | 10 kV | _ | LV | 200 kVA :Pole Substation | 0.2 | --> | 0.2 | 0 | 0 | Constrained, otherwise capacity available =139 kVA | --> | 0.19 | 0 | 0.04 | 0 | 0 | Constrained, otherwise capacity available =152 kW | --> | C23 ex CASTLEISLAND | Castleisland [T41,T42] | TRALEE |  | 52.3329 | -9.3833
265546X | MV/LV Substation DR***546X |  | 20 kV | _ | LV | 50 kVA :Pole Substation | 0.05 | --> | 0.05 | 0.049 | 2.56 |  | --> | 0.048 | 0 | 0 | 0.047 | 0 |  | --> | C17 ex KILLESHANDRA | Killeshandra [T41,T42] | GORTAWEE |  | 54.0352 | -7.5369
377851 | MV/LV Substation BA***851 |  | 20 kV | _ | LV | 50 kVA :Pole Substation | 0.05 | --> | 0.05 | 0 | 0 | Constrained, otherwise capacity available =44 kVA | --> | 0.048 | 0 | 0 | 0 | 0 | Constrained, otherwise capacity available =47 kW | --> | E18 ex GURRANEBANE | Gurranebane [T421,T422] | OUGHTRAGH |  | 51.8208 | -10.2754
158658 | MV/LV Substation NE***658 |  | 20 kV | _ | LV | 100 kVA :Pole Substation | 0.1 | --> | 0.1 | 0 | 0 | Constrained, otherwise capacity available =86 kVA | --> | 0.095 | 0 | 0.015 | 0 | 0 | Constrained, otherwise capacity available =82 kW | --> | C19 ex ENNISTYMON | Ennistymon [T41,T42] | ENNIS |  | 53.1028 | -9.1692
050214X | MV/LV Substation CY***214X |  | 10 kV | _ | LV | 400 kVA :Kiosk Substation | 0.4 | --> | 0.4 | 0.318 | 7.61 |  | --> | 0.38 | 0 | 0.017 | 0 | 0 | Constrained, otherwise capacity available =356 kW | --> | C20 ex GARRYCASTLE | Garrycastle [T41,T42] | ATHLONE |  | 53.4205 | -7.9027
070251 | MV/LV Substation GN***251 |  | 20 kV | _ | LV | 50 kVA :Pole Substation | 0.05 | --> | 0.05 | 0.045 | 0.76 |  | --> | 0.048 | 0 | 0.005 | 0 | 0 | Constrained, otherwise capacity available =43 kW | --> | E15 ex RATHMORE | Rathmore [T42,T421] | KNOCKEARAGH |  | 52.1221 | -9.2739
345144X | MV/LV Substation RA***144X |  | 20 kV | _ | LV | 50 kVA :Pole Substation | 0.05 | --> | 0.05 | 0 | 0 | Constrained, otherwise capacity available =44 kVA | --> | 0.048 | 0 | 0 | 0.047 | 0 |  | --> | E15 ex MANORHAMILTON | Manorhamilton [T422] | SLIGO |  | 54.2845 | -7.9888
064124 | MV/LV Substation NE***124 |  | 10 kV | _ | LV | 200 kVA :Kiosk Substation | 0.2 | --> | 0.2 | 0 | 0 | Constrained, otherwise capacity available =153 kVA | --> | 0.19 | 0 | 0.008 | 0 | 0 | Constrained, otherwise capacity available =178 kW | --> | C22 ex TERMONFECKIN ROAD | Termonfeckin Road [T41,T42] | DRYBRIDGE |  | 53.7237 | -6.3387
007025Z | MV/LV Substation WA***025Z |  | 10 kV | _ | LV | 50 kVA :Pole Substation | 0.05 | --> | 0.05 | 0.029 | 1.4 |  | --> | 0.048 | 0 | 0.02 | 0 | 0 | Constrained, otherwise capacity available =30 kW | --> | E18 ex KILLINICK | Killinick [T421,T422] | WEXFORD |  | 52.2697 | -6.3977
156437X | MV/LV Substation DO***437X |  | 20 kV | _ | LV | 100 kVA :Pole Substation | 0.1 | --> | 0.1 | 0.058 | 2.47 |  | --> | 0.095 | 0 | 0 | 0 | 0 | Constrained, otherwise capacity available =89 kW | --> | E19 ex TELAYDON | Telaydon [T42,T421] | LISDRUM |  | 54.3115 | -6.9966
277068 | MV/LV Substation PI***068 |  | 10 kV | _ | LV | 400 kVA :Kiosk Substation | 0.4 | --> | 0.4 | 0.29 | 12.96 |  | --> | 0.38 | 0 | 0.015 | 0.354 | 0 |  | --> | C23 ex ARTANE | Artane [T101,T102] | FINGLAS |  | 53.3814 | -6.2124
081293X | MV/LV Substation PA***293X |  | 10 kV | _ | LV | 400 kVA :Building Structure | 0.4 | --> | 0.4 | 0 | 0 | Constrained, otherwise capacity available =196 kVA | --> | 0.38 | 0 | 0.048 | 0 | 0 | Constrained, otherwise capacity available =316 kW | --> | C18 ex PALMERSTOWN | Palmerstown [T41,T42] | FINGLAS |  | 53.3523 | -6.3769
022553X | MV/LV Substation GO***553X |  | 10 kV | _ | LV | 50 kVA :Pole Substation | 0.05 | --> | 0.05 | 0.014 | 4.55 |  | --> | 0.048 | 0 | 0.002 | 0 | 0 | Constrained, otherwise capacity available =41 kW | --> | C11 ex MALLOW | Mallow [T41,T42] | MALLOW |  | 52.1259 | -8.6526
066596Z | MV/LV Substation TO***596Z |  | 10 kV | _ | LV | 200 kVA :Kiosk Substation | 0.2 | --> | 0.2 | 0.2 | 12.96 |  | --> | 0.19 | 0 | 0 | 0.19 | 0 |  | --> | C28 ex ARTANE | Artane [T101,T102] | FINGLAS |  | 53.3932 | -6.1958
023475X | MV/LV Substation MO***475X |  | 20 kV | _ | LV | 50 kVA :Pole Substation | 0.05 | --> | 0.05 | 0 | 0 | Constrained, otherwise capacity available =23 kVA | --> | 0.048 | 0 | 0 | 0 | 0 | Constrained, otherwise capacity available =44 kW | --> | E11 ex CASTLELYONS | Castlelyons [T421,T422] | BARRYMORE |  | 52.089 | -8.2772
3654175 | MV/LV Substation TA***4175 |  | 10 kV | _ | LV | 630 kVA :Kiosk Substation | 0.63 | --> | 0.63 | 0 | 0 | Constrained, otherwise capacity available =630 kVA | --> | 0.598 | 0 | 0 | 0.5 | 0 |  | --> | C23 ex CITYWEST | Citywest [T101,T102] | INCHICORE 220KV |  | 53.2891 | -6.4388
067554Y | MV/LV Substation AR***554Y |  | 10 kV | _ | LV | 1000 kVA :Building Structure | 1 | --> | 1 | 0 | 0 | Constrained, otherwise capacity available =867 kVA | --> | 0.95 | 0 | 0 | 0.5 | 0 |  | --> | C15 ex BALLINACURRA | Ballinacurra [T41,T42] | LIMERICK |  | 52.6397 | -8.6439
009871X | MV/LV Substation DU***871X |  | 10 kV | _ | LV | 1000 kVA :Building Structure | 1 | --> | 1 | 0.5 | 0.53 | Constrained, otherwise capacity available =852 kVA | --> | 0.95 | 0 | 0 | 0 | 0 | Constrained, otherwise capacity available =930 kW | --> | C17 ex MANOR STREET | Manor Street [T41,T42] | WATERFORD |  | 52.2605 | -7.1091
019227 | MV/LV Substation BA***227 |  | 10 kV | _ | LV | 100 kVA :Pole Substation | 0.1 | --> | 0.1 | 0.09 | 2.18 |  | --> | 0.095 | 0 | 0.011 | 0 | 0 | Constrained, otherwise capacity available =86 kW | --> | C12 ex BALLYRICKARD | Ballyrickard [T41,T42] | TRALEE |  | 52.2738 | -9.7441
007505 | MV/LV Substation BA***505 |  | 20 kV | _ | LV | 50 kVA :Pole Substation | 0.05 | --> | 0.05 | 0.014 | 1.4 |  | --> | 0.048 | 0 | 0 | 0 | 0 | Constrained, otherwise capacity available =42 kW | --> | E20 ex KILLINICK | Killinick [T421,T422] | WEXFORD |  | 52.2805 | -6.4634
495723X | MV/LV Substation AS***723X |  | 20 kV | _ | LV | 100 kVA :Pole Substation | 0.1 | --> | 0.1 | 0.098 | 1.5 |  | --> | 0.095 | 0 | 0 | 0.095 | 0 |  | --> | E17 ex ACHILL | Achill [T422] | CARROWBEG |  | 53.9105 | -9.9665
052812X | MV/LV Substation LO***812X |  | 10 kV | _ | LV | 630 kVA :Kiosk Substation | 0.63 | --> | 0.63 | 0.5 | 10.9 |  | --> | 0.598 | 0 | 0.05 | 0.5 | 0 |  | --> | C13 ex MULLINGAR | Mullingar [T101,T102] | MULLINGAR |  | 53.5425 | -7.3419
016080Z | MV/LV Substation RI***080Z |  | 10 kV | _ | LV | 200 kVA :Kiosk Substation | 0.2 | --> | 0.2 | 0 | 0 | Constrained, otherwise capacity available =104 kVA | --> | 0.19 | 0 | 0.056 | 0 | 0 | Constrained, otherwise capacity available =135 kW | --> | C22 ex LEIXLIP | Leixlip [T41,T42] | GRIFFINRATH |  | 53.3613 | -6.52
068448X | MV/LV Substation GE***448X |  | 10 kV | _ | LV | 1000 kVA :Building Structure | 1 | --> | 1 | 0.5 | 2.6 |  | --> | 0.95 | 0 | 0 | 0.5 | 0 |  | --> | C31 ex WOLFE TONE STREET | Wolfe Tone Street [T101,T102] | FINGLAS |  | 53.3497 | -6.2788
0644364 | MV/LV Substation CO***4364 |  | 10 kV | _ | LV | 630 kVA :Kiosk Substation | 0.63 | --> | 0.63 | 0 | 0 | Constrained, otherwise capacity available =630 kVA | --> | 0.598 | 0 | 0 | 0 | 0 | Constrained, otherwise capacity available =598 kW | --> | E11 ex SLANE | Slane [T421] | DRYBRIDGE |  | 53.7737 | -6.5062
022799X | MV/LV Substation CA***799X |  | 10 kV | _ | LV | 400 kVA :Kiosk Substation | 0.4 | --> | 0.4 | 0.27 | 4.55 |  | --> | 0.38 | 0 | 0.04 | 0 | 0 | Constrained, otherwise capacity available =332 kW | --> | C11 ex MALLOW | Mallow [T41,T42] | MALLOW |  | 52.138 | -8.6298
065061 | MV/LV Substation FA***061 |  | 10 kV | _ | LV | 400 kVA :Kiosk Substation | 0.4 | --> | 0.4 | 0 | 0 | Constrained, otherwise capacity available =296 kVA | --> | 0.38 | 0 | 0.03 | 0.343 | 0 |  | --> | C24 ex STEPHENSTOWN | Stephenstown [T101,T102] | FINGLAS |  | 53.6061 | -6.1706
084597 | MV/LV Substation A.***597 |  | 10 kV | _ | LV | 50 kVA :Pole Substation | 0.05 | --> | 0.05 | 0 | 0 | Constrained, otherwise capacity available =48 kVA | --> | 0.048 | 0 | 0 | 0 | 0 | Constrained, otherwise capacity available =47 kW | --> | C18 ex KILCOLGAN | Kilcolgan [T42,T421] | GALWAY 110KV |  | 53.2497 | -8.9085
028990X | MV/LV Substation WA***990X |  | 10 kV | _ | LV | 400 kVA :Kiosk Substation | 0.4 | --> | 0.4 | 0.354 | 19.7 |  | --> | 0.38 | 0 | 0 | 0.374 | 0 |  | --> | C11 ex COW CROSS | Cow Cross [T102,T41] | N/A |  | 51.849 | -8.2985
281480Y | MV/LV Substation UN***480Y |  | 10 kV | _ | LV | 630 kVA :Kiosk Substation | 0.63 | --> | 0.63 | 0.5 | 4.67 |  | --> | 0.598 | 0 | 0 | 0.5 | 0 |  | --> | C26 ex CENTRE PARK ROAD | Marina [T105,T106] | MARINA |  | 51.8965 | -8.4674
0144214 | MV/LV Substation RA***4214 |  | 10 kV | _ | LV | 200 kVA :Kiosk Substation | 0.2 | --> | 0.2 | 0 | 0 | Constrained, otherwise capacity available =101 kVA | --> | 0.19 | 0 | 0.011 | 0 | 0 | Constrained, otherwise capacity available =168 kW | --> | C14 ex KILDARE | Kildare [T41,T42] | NEWBRIDGE |  | 53.2199 | -7.0014
154523 | MV/LV Substation BE***523 |  | 10 kV | _ | LV | 100 kVA :Pole Substation | 0.1 | --> | 0.1 | 0 | 0 | Constrained, otherwise capacity available =98 kVA | --> | 0.095 | 0 | 0 | 0.095 | 0 |  | --> | C39 ex COLLEGE PARK | College Park [T101,T102,T103] | COLLEGE PARK |  | 53.4422 | -6.395
062883 | MV/LV Substation KN***883 |  | 20 kV | _ | LV | 200 kVA :Pole Substation | 0.2 | --> | 0.2 | 0.188 | 19.76 |  | --> | 0.19 | 0 | 0 | 0.188 | 0 |  | --> | E19 ex MULLAGHARLIN | Mullagharlin [T121,T122] | MULLAGHARLIN |  | 53.9729 | -6.4897
0644170 | MV/LV Substation CO***4170 |  | 20 kV | _ | LV | 400 kVA :Kiosk Substation | 0.4 | --> | 0.4 | 0 | 0 | Constrained, otherwise capacity available =333 kVA | --> | 0.38 | 0 | 0.115 | 0 | 0 | Constrained, otherwise capacity available =286 kW | --> | E16 ex JULIANSTOWN | Julianstown [T421,T422] | DRYBRIDGE |  | 53.705 | -6.2519
281756Z | MV/LV Substation BA***756Z |  | 20 kV | _ | LV | 1000 kVA :Building Structure | 1 | --> | 1 | 0.5 | 17.47 |  | --> | 0.95 | 0 | 0 | 0.5 | 0 |  | --> | E18 ex COOLROE | Coolroe [T121,T122] | COOLROE |  | 51.8889 | -8.5905
377009Y | MV/LV Substation SP***009Y |  | 20 kV | _ | LV | 100 kVA :Pole Substation | 0.1 | --> | 0.1 | 0 | 0 | Constrained, otherwise capacity available =98 kVA | --> | 0.095 | 0 | 0 | 0 | 0 | Constrained, otherwise capacity available =95 kW | --> | E12 ex GURRANEBANE | Gurranebane [T421,T422] | OUGHTRAGH |  | 51.9531 | -10.231
008783Y | MV/LV Substation NE***783Y |  | 20 kV | _ | LV | 100 kVA :Pole Substation | 0.1 | --> | 0.1 | 0 | 0 | Constrained, otherwise capacity available =93 kVA | --> | 0.095 | 0 | 0 | 0 | 0 | Constrained, otherwise capacity available =94 kW | --> | E17 ex KNOCKMULLEN | Knockmullen [T42,T421] | GREAT ISLAND |  | 52.396 | -6.9048
0544212 | MV/LV Substation DY***4212 |  | 20 kV | _ | LV | 50 kVA :Pole Substation | 0.05 | --> | 0.05 | 0 | 0 | Constrained, otherwise capacity available =43 kVA | --> | 0.048 | 0 | 0 | 0 | 0 | Constrained, otherwise capacity available =46 kW | --> | E12 ex PORTLAOISE | Portlaoise [T423,T424] | PORTLAOISE |  | 53.0173 | -7.2386
3054033 | MV/LV Substation AS***4033 |  | 10 kV | _ | LV | 50 kVA :Pole Substation | 0.05 | --> | 0.05 | 0.044 | 0.3 |  | --> | 0.048 | 0 | 0 | 0 | 0 | Constrained, otherwise capacity available =47 kW | --> | C18 ex BANAGHER | Banagher [T41,T42] | DALLOW |  | 53.1978 | -8.0186
025661Y | MV/LV Substation OR***661Y |  | 10 kV | _ | LV | 400 kVA :Kiosk Substation | 0.4 | --> | 0.4 | 0.344 | 2.96 |  | --> | 0.38 | 0 | 0.007 | 0 | 0 | Constrained, otherwise capacity available =367 kW | --> | E17 ex CHARLEVILLE | Charleville [T421,T422] | CHARLEVILLE |  | 52.3602 | -8.6919
365979X | MV/LV Substation KI***979X |  | 10 kV | _ | LV | 400 kVA :Kiosk Substation | 0.4 | --> | 0.4 | 0.346 | 13.91 |  | --> | 0.38 | 0 | 0 | 0.372 | 0 |  | --> | C20 ex COOKSTOWN | Cookstown [T101,T102] | CARRICKMINES |  | 53.2693 | -6.3707
0014190 | MV/LV Substation OL***4190 |  | 10 kV | _ | LV | 400 kVA :Kiosk Substation | 0.4 | --> | 0.4 | 0.4 | 1.16 |  | --> | 0.38 | 0 | 0 | 0.38 | 0 |  | --> | C24 ex MOUNT MERRION | Mount Merrion [T41,T42] | CARRICKMINES |  | 53.2964 | -6.196
108034X | MV/LV Substation PE***034X |  | 20 kV | _ | LV | 50 kVA :Pole Substation | 0.05 | --> | 0.05 | 0.038 | 1.57 |  | --> | 0.048 | 0 | 0 | 0 | 0 | Constrained, otherwise capacity available =46 kW | --> | C17 ex BALLYSHANNON | Ballyshannon [T41,T42] | CATHALEENS FALL |  | 54.5436 | -7.8551
138180X | MV/LV Substation MU***180X |  | 10 kV | _ | LV | 200 kVA :Kiosk Substation | 0.2 | --> | 0.2 | 0.182 | 2.18 |  | --> | 0.19 | 0 | 0.016 | 0 | 0 | Constrained, otherwise capacity available =176 kW | --> | C26 ex BAILIEBORO | Bailieboro [T41,T42] | MEATH HILL |  | 53.92 | -6.9519
056643X | MV/LV Substation BI***643X |  | 20 kV | _ | LV | 100 kVA :Pole Substation | 0.1 | --> | 0.1 | 0.064 | 0.89 |  | --> | 0.095 | 0 | 0.042 | 0 | 0 | Constrained, otherwise capacity available =59 kW | --> | E18 ex BIRR | Birr [T41,T422] | DALLOW |  | 53.1039 | -7.9173
026102 | MV/LV Substation RE***102 |  | 10 kV | _ | LV | 400 kVA :Building Structure | 0.4 | --> | 0.4 | 0.288 | 8.66 |  | --> | 0.38 | 0 | 0.017 | 0 | 0 | Constrained, otherwise capacity available =352 kW | --> | C14 ex BANDON | Bandon [T101,T42] | BANDON |  | 51.7426 | -8.7285
1424030 | MV/LV Substation CA***4030 |  | 20 kV | _ | LV | 50 kVA :Pole Substation | 0.05 | --> | 0.05 | 0 | 0 | Constrained, otherwise capacity available =50 kVA | --> | 0.048 | 0 | 0 | 0 | 0 | Constrained, otherwise capacity available =48 kW | --> | E23 ex ATHENRY | Athenry [T423] | GALWAY 110KV |  | 53.2653 | -8.6108
011156Z | MV/LV Substation BA***156Z |  | 10 kV | _ | LV | 630 kVA :Kiosk Substation | 0.63 | --> | 0.63 | 0 | 0 | Constrained, otherwise capacity available =394 kVA | --> | 0.598 | 0 | 0 | 0 | 0 | Constrained, otherwise capacity available =566 kW | --> | C16 ex TALBOTS INCH | Talbots Inch [T41,T42] | KILKENNY |  | 52.6537 | -7.2521
139876Y | MV/LV Substation LA***876Y |  | 10 kV | _ | LV | 100 kVA :Pole Substation | 0.1 | --> | 0.1 | 0.095 | 4 |  | --> | 0.095 | 0 | 0.006 | 0 | 0 | Constrained, otherwise capacity available =90 kW | --> | C18 ex BALLYJAMESDUFF | Ballyjamesduff [T41,T42] | SHANKILL |  | 53.903 | -7.176
209171X | MV/LV Substation GL***171X |  | 10 kV | _ | LV | 100 kVA :Pole Substation | 0.1 | --> | 0.1 | 0 | 0 | Constrained, otherwise capacity available =84 kVA | --> | 0.095 | 0 | 0 | 0 | 0 | Constrained, otherwise capacity available =93 kW | --> | C14 ex MILFORD (NR) | Milford (nr) [T41,T42] | LETTERKENNY |  | 55.083 | -7.6904
024726X | MV/LV Substation CA***726X |  | 10 kV | _ | LV | 50 kVA :Pole Substation | 0.05 | --> | 0.05 | 0.05 | 2.14 |  | --> | 0.048 | 0 | 0 | 0 | 0 | Constrained, otherwise capacity available =48 kW | --> | C13 ex BUTTEVANT | Buttevant [T41,T42] | MALLOW |  | 52.2313 | -8.5463
0664269 | MV/LV Substation SE***4269 |  | 20 kV | _ | LV | 630 kVA :Kiosk Substation | 0.63 | --> | 0.63 | 0 | 0 | Constrained, otherwise capacity available =591 kVA | --> | 0.598 | 0 | 0.014 | 0 | 0 | Constrained, otherwise capacity available =583 kW | --> | E11 ex GLASMORE | Glasmore [T421,T422] | GLASMORE |  | 53.4829 | -6.152
233005 | MV/LV Substation RH***005 |  | 10 kV | _ | LV | 630 kVA :Building Structure | 0.63 | --> | 0.63 | 0 | 0 | Constrained, otherwise capacity available =311 kVA | --> | 0.598 | 0 | 0.01 | 0 | 0 | Constrained, otherwise capacity available =546 kW | --> | C22 ex CASTLEISLAND | Castleisland [T41,T42] | TRALEE |  | 52.2282 | -9.46
3634082 | MV/LV Substation MU***4082 |  | 20 kV | _ | LV | 100 kVA :Pole Substation | 0.1 | --> | 0.1 | 0.09 | 3.25 |  | --> | 0.095 | 0 | 0 | 0 | 0 | Constrained, otherwise capacity available =94 kW | --> | E15 ex BALLYBUNION | Ballybunion [T421,T422] | TRIEN |  | 52.5553 | -9.5274
021722 | MV/LV Substation FA***722 |  | 10 kV | _ | LV | 200 kVA :Pole Substation | 0.2 | --> | 0.2 | 0.093 | 6.78 |  | --> | 0.19 | 0 | 0.01 | 0.168 | 0 |  | --> | C16 ex CASTLEVIEW | Castleview [T101,T102] | CASTLEVIEW |  | 51.908 | -8.3642
004543 | MV/LV Substation AR***543 |  | 10 kV | _ | LV | 50 kVA :Pole Substation | 0.05 | --> | 0.05 | 0 | 0 | Constrained, otherwise capacity available =43 kVA | --> | 0.048 | 0 | 0 | 0 | 0 | Constrained, otherwise capacity available =46 kW | --> | C23 ex TINAHASK | Tinahask [T41,T42] | ARKLOW |  | 52.7845 | -6.1476
025426X | MV/LV Substation LO***426X |  | 10 kV | _ | LV | 400 kVA :Kiosk Substation | 0.4 | --> | 0.4 | 0.384 | 2.96 |  | --> | 0.38 | 0 | 0.009 | 0 | 0 | Constrained, otherwise capacity available =371 kW | --> | E17 ex CHARLEVILLE | Charleville [T421,T422] | CHARLEVILLE |  | 52.3583 | -8.6919
065233Z | MV/LV Substation MO***233Z |  | 10 kV | _ | LV | 400 kVA :Kiosk Substation | 0.4 | --> | 0.4 | 0 | 0 | Constrained, otherwise capacity available =363 kVA | --> | 0.38 | 0 | 0 | 0.375 | 0 |  | --> | C21 ex STEPHENSTOWN | Stephenstown [T101,T102] | FINGLAS |  | 53.6112 | -6.1979
110024X | MV/LV Substation FO***024X |  | 10 kV | _ | LV | 200 kVA :Kiosk Substation | 0.2 | --> | 0.2 | 0.183 | 0.76 |  | --> | 0.19 | 0 | 0.006 | 0 | 0 | Constrained, otherwise capacity available =183 kW | --> | C16 ex KENMARE | Kenmare [T42] | KNOCKEARAGH |  | 51.8849 | -9.5878
065389Z | MV/LV Substation RI***389Z |  | 10 kV | _ | LV | 630 kVA :Kiosk Substation | 0.63 | --> | 0.63 | 0 | 0 | Constrained, otherwise capacity available =502 kVA | --> | 0.598 | 0 | 0.008 | 0.5 | 0 |  | --> | C26 ex STEPHENSTOWN | Stephenstown [T101,T102] | FINGLAS |  | 53.5838 | -6.1839
3654275 | MV/LV Substation BC***4275 |  | 10 kV | _ | LV | 630 kVA :Kiosk Substation | 0.63 | --> | 0.63 | 0 | 0 | Constrained, otherwise capacity available =630 kVA | --> | 0.598 | 0 | 0 | 0.5 | 0 |  | --> | C22 ex OLDBAWN | Oldbawn [T41,T42] | COOKSTOWN |  | 53.2682 | -6.3398
030935 | MV/LV Substation BA***935 |  | 20 kV | _ | LV | 400 kVA :Kiosk Substation | 0.4 | --> | 0.4 | 0 | 0 | Constrained, otherwise capacity available =324 kVA | --> | 0.38 | 0 | 0.03 | 0 | 0 | Constrained, otherwise capacity available =347 kW | --> | E14 ex FOXHOLE | Foxhole [T421,T422] | DUNGARVAN |  | 51.9525 | -7.8542
009782X | MV/LV Substation KN***782X |  | 10 kV | _ | LV | 100 kVA :Pole Substation | 0.1 | --> | 0.1 | 0 | 0 | Constrained, otherwise capacity available =71 kVA | --> | 0.095 | 0 | 0.033 | 0 | 0 | Constrained, otherwise capacity available =66 kW | --> | E12 ex KILCARRAGH | Kilcarragh [T421,T422] | BUTLERSTOWN |  | 52.2354 | -7.0595
138139X | MV/LV Substation TH***139X |  | 10 kV | _ | LV | 630 kVA :Kiosk Substation | 0.63 | --> | 0.63 | 0.5 | 2.18 |  | --> | 0.598 | 0 | 0 | 0 | 0 | Constrained, otherwise capacity available =595 kW | --> | C26 ex BAILIEBORO | Bailieboro [T41,T42] | MEATH HILL |  | 53.9156 | -6.9691
116018 | MV/LV Substation WE***018 |  | 10 kV | _ | LV | 400 kVA :Kiosk Substation | 0.4 | --> | 0.4 | 0.351 | 7.32 |  | --> | 0.38 | 0 | 0.016 | 0.361 | 0 |  | --> | C11 ex CARROWBEG | Carrowbeg [T41,T42] | CARROWBEG |  | 53.7965 | -9.5382
069181 | MV/LV Substation LE***181 |  | 10 kV | _ | LV | 630 kVA :Kiosk Substation | 0.63 | --> | 0.63 | 0.054 | 9.99 |  | --> | 0.598 | 0 | 0.018 | 0.5 | 0 |  | --> | C16 ex HAROLDS CROSS | Harolds Cross [T101,T102] | POOLBEG |  | 53.3239 | -6.2704
1174156 | MV/LV Substation BA***4156 |  | 10 kV | _ | LV | 50 kVA :Pole Substation | 0.05 | --> | 0.05 | 0 | 0 | Constrained, otherwise capacity available =50 kVA | --> | 0.048 | 0 | 0 | 0 | 0 | Constrained, otherwise capacity available =48 kW | --> | E14 ex COLLOONEY | Collooney [T421,T422] | SLIGO |  | 54.0947 | -8.6689
154791 | MV/LV Substation PA***791 |  | 10 kV | _ | LV | 200 kVA :Kiosk Substation | 0.2 | --> | 0.2 | 0 | 0 | Constrained, otherwise capacity available =103 kVA | --> | 0.19 | 0 | 0.013 | 0.167 | 0 |  | --> | C41 ex COLLEGE PARK | College Park [T101,T102,T103] | COLLEGE PARK |  | 53.4058 | -6.4238
009533Y | MV/LV Substation PO***533Y |  | 10 kV | _ | LV | 200 kVA :Kiosk Substation | 0.2 | --> | 0.2 | 0.2 | 0.53 |  | --> | 0.19 | 0 | 0 | 0 | 0 | Constrained, otherwise capacity available =190 kW | --> | C11 ex MANOR STREET | Manor Street [T41,T42] | WATERFORD |  | 52.2519 | -7.1112
007570Y | MV/LV Substation RO***570Y |  | 10 kV | _ | LV | 100 kVA :Pole Substation | 0.1 | --> | 0.1 | 0.088 | 1.4 |  | --> | 0.095 | 0 | 0.005 | 0 | 0 | Constrained, otherwise capacity available =90 kW | --> | E18 ex KILLINICK | Killinick [T421,T422] | WEXFORD |  | 52.2665 | -6.3868
127946X | MV/LV Substation BO***946X |  | 10 kV | _ | LV | 400 kVA :Kiosk Substation | 0.4 | --> | 0.4 | 0 | 0 | Constrained, otherwise capacity available =342 kVA | --> | 0.38 | 0 | 0 | 0 | 0 | Constrained, otherwise capacity available =372 kW | --> | C17 ex HOLYCROSS ROAD | Holycross Road [T41,T42] | THURLES |  | 52.7534 | -7.9638
066679Z | MV/LV Substation HI***679Z |  | 20 kV | _ | LV | 400 kVA :Building Structure | 0.4 | --> | 0.4 | 0 | 0 | Constrained, otherwise capacity available =400 kVA | --> | 0.38 | 0 | 0 | 0 | 0 | Constrained, otherwise capacity available =380 kW | --> | E21 ex ASHBOURNE | Ashbourne [T421,T422] | FINGLAS |  | 53.5358 | -6.3491
116035 | MV/LV Substation JU***035 |  | 10 kV | _ | LV | 200 kVA :Pole Substation | 0.2 | --> | 0.2 | 0.155 | 7.32 |  | --> | 0.19 | 0 | 0 | 0.184 | 0 |  | --> | C11 ex CARROWBEG | Carrowbeg [T41,T42] | CARROWBEG |  | 53.7995 | -9.5398
001095 | MV/LV Substation BE***095 |  | 10 kV | _ | LV | 630 kVA :Building Structure | 0.63 | --> | 0.63 | 0.456 | 13.42 |  | --> | 0.598 | 0 | 0.005 | 0.5 | 0 |  | --> | C17 ex POTTERY ROAD | Pottery Road [T101,T102] | CARRICKMINES |  | 53.2735 | -6.1411
365949X | MV/LV Substation OH***949X |  | 10 kV | _ | LV | 630 kVA :Building Structure | 0.63 | --> | 0.63 | 0 | 0 | Constrained, otherwise capacity available =532 kVA | --> | 0.598 | 0 | 0 | 0.5 | 0 |  | --> | C22 ex FORTUNESTOWN | Fortunestown [T101,T102] | INCHICORE 220KV |  | 53.2926 | -6.442
0504357 | MV/LV Substation SA***4357 |  | 10 kV | _ | LV | 400 kVA :Kiosk Substation | 0.4 | --> | 0.4 | 0.37 | 7.61 |  | --> | 0.38 | 0 | 0 | 0 | 0 | Constrained, otherwise capacity available =376 kW | --> | C19 ex GARRYCASTLE | Garrycastle [T41,T42] | ATHLONE |  | 53.3256 | -7.9872
099887 | MV/LV Substation ME***887 |  | 10 kV | _ | LV | 400 kVA :Kiosk Substation | 0.4 | --> | 0.4 | 0.206 | 2.96 |  | --> | 0.38 | 0 | 0.026 | 0 | 0 | Constrained, otherwise capacity available =333 kW | --> | C21 ex BALLYRAINE | Ballyraine [T41,T42] | LETTERKENNY |  | 54.9667 | -7.6987
009328Y | MV/LV Substation MA***328Y |  | 10 kV | _ | LV | 1000 kVA :Building Structure | 1 | --> | 1 | 0.5 | 0.53 | Constrained, otherwise capacity available =873 kVA | --> | 0.95 | 0 | 0 | 0 | 0 | Constrained, otherwise capacity available =932 kW | --> | C20 ex MANOR STREET | Manor Street [T41,T42] | WATERFORD |  | 52.2523 | -7.1181
144984X | MV/LV Substation GO***984X |  | 20 kV | _ | LV | 50 kVA :Pole Substation | 0.05 | --> | 0.05 | 0.046 | 2.78 |  | --> | 0.048 | 0 | 0 | 0 | 0 | Constrained, otherwise capacity available =47 kW | --> | E13 ex BALLYRAGGET | Ballyragget [T421,T422] | BALLYRAGGET |  | 52.7704 | -7.4927
288714 | MV/LV Substation SU***714 |  | 10 kV | _ | LV | 75 kVA :Pole Substation | 0.075 | --> | 0.075 | 0 | 0 | Constrained, otherwise capacity available =62 kVA | --> | 0.071 | 0 | 0.004 | 0.067 | 0 |  | --> | C17 ex CARRICKMINES | Carrickmines [T41,T42] | CARRICKMINES |  | 53.2312 | -6.1931
0814415 | MV/LV Substation ST***4415 |  | 10 kV | _ | LV | 1000 kVA :Building Structure | 1 | --> | 1 | 0 | 0 | Constrained, otherwise capacity available =1000 kVA | --> | 0.95 | 0 | 0 | 0.5 | 0 |  | --> | C13 ex INCHICORE NORTH | Inchicore North [T41] | INCHICORE 220KV |  | 53.3436 | -6.3412
050113Y | MV/LV Substation NA***113Y |  | 10 kV | _ | LV | 200 kVA :Pole Substation | 0.2 | --> | 0.2 | 0.2 | 7.61 |  | --> | 0.19 | 0 | 0 | 0 | 0 | Constrained, otherwise capacity available =190 kW | --> | C19 ex GARRYCASTLE | Garrycastle [T41,T42] | ATHLONE |  | 53.3201 | -7.8993
052007 | MV/LV Substation PA***007 |  | 10 kV | _ | LV | 200 kVA :Pole Substation | 0.2 | --> | 0.2 | 0.038 | 10.9 |  | --> | 0.19 | 0 | 0.006 | 0.162 | 0 |  | --> | C21 ex MULLINGAR | Mullingar [T101,T102] | MULLINGAR |  | 53.5235 | -7.354
139318 | MV/LV Substation KI***318 |  | 10 kV | _ | LV | 50 kVA :Pole Substation | 0.05 | --> | 0.05 | 0.037 | 4 |  | --> | 0.048 | 0 | 0.02 | 0 | 0 | Constrained, otherwise capacity available =31 kW | --> | C17 ex BALLYJAMESDUFF | Ballyjamesduff [T41,T42] | SHANKILL |  | 53.8828 | -7.264
041306 | MV/LV Substation KN***306 |  | 20 kV | _ | LV | 200 kVA :Pole Substation | 0.2 | --> | 0.2 | 0 | 0 | Constrained, otherwise capacity available =147 kVA | --> | 0.19 | 0 | 0.005 | 0 | 0 | Constrained, otherwise capacity available =179 kW | --> | E14 ex DALTON | Dalton [T421,T422] | DALTON |  | 53.7955 | -8.9199
074232 | MV/LV Substation CA***232 |  | 10 kV | _ | LV | 50 kVA :Pole Substation | 0.05 | --> | 0.05 | 0 | 0 | Constrained, otherwise capacity available =10 kVA | --> | 0.048 | 0 | 0 | 0 | 0 | Constrained, otherwise capacity available =42 kW | --> | C17 ex CARRICK ON SHANNON | Carrick On Shannon [T41,T42] | CARRICK ON SHANNON |  | 53.944 | -8.072
0824014 | MV/LV Substation BA***4014 |  | 20 kV | _ | LV | 50 kVA :Pole Substation | 0.05 | --> | 0.05 | 0 | 0 | Constrained, otherwise capacity available =43 kVA | --> | 0.048 | 0 | 0 | 0 | 0 | Constrained, otherwise capacity available =47 kW | --> | E15 ex ACADEMY STREET | Academy Street [T421,T422,T44] | NAVAN |  | 53.6331 | -6.667
065105 | MV/LV Substation TO***105 |  | 10 kV | _ | LV | 400 kVA :Kiosk Substation | 0.4 | --> | 0.4 | 0 | 0 | Constrained, otherwise capacity available =380 kVA | --> | 0.38 | 0 | 0.035 | 0 | 0 | Constrained, otherwise capacity available =351 kW | --> | C16 ex LOUGHSHINNY | Loughshinny [T41,T42] | GLASMORE |  | 53.5775 | -6.1236
125908X | MV/LV Substation TA***908X |  | 10 kV | _ | LV | 50 kVA :Pole Substation | 0.05 | --> | 0.05 | 0 | 0 | Constrained, otherwise capacity available =49 kVA | --> | 0.048 | 0 | 0 | 0 | 0 | Constrained, otherwise capacity available =47 kW | --> | C20 ex CLOONLOUGH | Cloonlough [T41,T42] | BARRYMORE |  | 52.2206 | -8.2641
165702X | MV/LV Substation CO***702X |  | 20 kV | _ | LV | 100 kVA :Pole Substation | 0.1 | --> | 0.1 | 0 | 0 |  | --> | 0.095 | 0 | 0 | 0 | 0 | Constrained, otherwise capacity available =80 kW | --> | C11 ex TIMOLEAGUE | Timoleague [T41] | BANDON |  | 51.6456 | -8.7866
029499Y | MV/LV Substation WO***499Y |  | 10 kV | _ | LV | 50 kVA :Pole Substation | 0.05 | --> | 0.05 | 0 | 0 | Constrained, otherwise capacity available =45 kVA | --> | 0.048 | 0 | 0 | 0 | 0 | Constrained, otherwise capacity available =47 kW | --> | C17 ex CARRIGSHANE | Carrigshane [T41] | MIDLETON |  | 51.9037 | -8.1479
016190Z | MV/LV Substation PA***190Z |  | 20 kV | _ | LV | 400 kVA :Building Structure | 0.4 | --> | 0.4 | 0 | 0 | Constrained, otherwise capacity available =157 kVA | --> | 0.38 | 0 | 0 | 0 | 0 | Constrained, otherwise capacity available =346 kW | --> | E58 ex GRANGE CASTLE |  |  |  | 53.2965 | -6.4802
058078X | MV/LV Substation AN***078X |  | 10 kV | _ | LV | 630 kVA :Kiosk Substation | 0.63 | --> | 0.63 | 0.5 | 3 |  | --> | 0.598 | 0 | 0.002 | 0 | 0 | Constrained, otherwise capacity available =588 kW | --> | C21 ex NENAGH | Nenagh [T41,T42] | NENAGH |  | 52.8614 | -8.2091
0034147 | MV/LV Substation TH***4147 |  | 10 kV | _ | LV | 630 kVA :Kiosk Substation | 0.63 | --> | 0.63 | 0.295 | 11.58 |  | --> | 0.598 | 0 | 0.096 | 0 | 0 | Constrained, otherwise capacity available =480 kW | --> | C22 ex BALLYBEG | Ballybeg [T101,T102] | CARRICKMINES |  | 52.9778 | -6.0544
017852X | MV/LV Substation CL***852X |  | 20 kV | _ | LV | 50 kVA :Pole Substation | 0.05 | --> | 0.05 | 0.032 | 1.98 |  | --> | 0.048 | 0 | 0 | 0 | 0 | Constrained, otherwise capacity available =45 kW | --> | E12 ex RATHKEALE | Rathkeale [T421,T422] | RATHKEALE |  | 52.5101 | -8.9896
075633X | MV/LV Substation MI***633X |  | 20 kV | _ | LV | 50 kVA :Pole Substation | 0.05 | --> | 0.05 | 0.04 | 1.13 |  | --> | 0.048 | 0 | 0.01 | 0 | 0 | Constrained, otherwise capacity available =39 kW | --> | E12 ex BUNCLODY | Bunclody [T421,T422] | CRANE |  | 52.6517 | -6.6587
153722 | MV/LV Substation CL***722 |  | 20 kV | _ | LV | 100 kVA :Pole Substation | 0.1 | --> | 0.1 | 0 | 0 | Constrained, otherwise capacity available =87 kVA | --> | 0.095 | 0 | 0 | 0 | 0 | Constrained, otherwise capacity available =93 kW | --> | E12 ex BIRDHILL | Birdhill [T421,T422] | ARDNACRUSHA |  | 52.7985 | -8.4414
122042 | MV/LV Substation PA***042 |  | 10 kV | _ | LV | 200 kVA :Pole Substation | 0.2 | --> | 0.2 | 0.172 | 4.18 |  | --> | 0.19 | 0 | 0 | 0 | 0 | Constrained, otherwise capacity available =186 kW | --> | C18 ex KINGSCOURT | Kingscourt [T41,T42] | MEATH HILL |  | 53.9032 | -6.805
067120Y | MV/LV Substation BA***120Y |  | 10 kV | _ | LV | 630 kVA :Building Structure | 0.63 | --> | 0.63 | 0 | 0 | Constrained, otherwise capacity available =405 kVA | --> | 0.598 | 0 | 0 | 0 | 0 | Constrained, otherwise capacity available =587 kW | --> | C17 ex CASTLETROY | Castletroy [T41,T42] | ARDNACRUSHA |  | 52.6738 | -8.5488
0684122 | MV/LV Substation IN***4122 |  | 10 kV | _ | LV | 630 kVA :Kiosk Substation | 0.63 | --> | 0.63 | 0.384 | 3.38 |  | --> | 0.598 | 0 | 0 | 0.5 | 0 |  | --> | C20 ex MERRION SQUARE | Merrion Square [T41,T42] | RINGSEND |  | 53.3351 | -6.2554
154635X | MV/LV Substation DI***635X |  | 10 kV | _ | LV | 200 kVA :Kiosk Substation | 0.2 | --> | 0.2 | 0 | 0 | Constrained, otherwise capacity available =75 kVA | --> | 0.19 | 0 | 0 | 0 | 0 | Constrained, otherwise capacity available =172 kW | --> | C11 ex COOLMINE | Coolmine [T41,T42] | FINGLAS |  | 53.3724 | -6.3899
062805Y | MV/LV Substation FI***805Y |  | 10 kV | _ | LV | 200 kVA :Building Structure | 0.2 | --> | 0.2 | 0.122 | 3.12 |  | --> | 0.19 | 0 | 0 | 0 | 0 | Constrained, otherwise capacity available =179 kW | --> | C19 ex MARSHES | Marshes [T41,T42] | DUNDALK |  | 53.9818 | -6.3816
368152X | MV/LV Substation SE***152X |  | 20 kV | _ | LV | 100 kVA :Pole Substation | 0.1 | --> | 0.1 | 0 | 0 | Constrained, otherwise capacity available =67 kVA | --> | 0.095 | 0 | 0 | 0 | 0 | Constrained, otherwise capacity available =90 kW | --> | C12 ex BALLYHAUNIS | Ballyhaunis [T41,T42] | DALTON |  | 53.7575 | -8.7648
293181 | MV/LV Substation FE***181 |  | 20 kV | _ | LV | 100 kVA :Pole Substation | 0.1 | --> | 0.1 | 0.065 | 2.83 |  | --> | 0.095 | 0 | 0 | 0 | 0 | Constrained, otherwise capacity available =90 kW | --> | E18 ex BAGENALSTOWN | Bagenalstown [T421,T422] | CARLOW |  | 52.7143 | -6.8445
243018 | MV/LV Substation KI***018 |  | 20 kV | _ | LV | 100 kVA :Pole Substation | 0.1 | --> | 0.1 | 0 | 0 | Constrained, otherwise capacity available =99 kVA | --> | 0.095 | 0 | 0 | 0 | 0 | Constrained, otherwise capacity available =95 kW | --> | E17 ex INCH | Inch [T421,T422] | OUGHTRAGH |  | 52.3096 | -10.0136
034973X | MV/LV Substation AN***973X |  | 20 kV | _ | LV | 100 kVA :Pole Substation | 0.1 | --> | 0.1 | 0.076 | 0.57 |  | --> | 0.095 | 0 | 0 | 0 | 0 | Constrained, otherwise capacity available =92 kW | --> | E19 ex LAWLESSTOWN | Lawlesstown [T42,T421] | DOON |  | 52.4932 | -7.732
288313 | MV/LV Substation KI***313 |  | 10 kV | _ | LV | 400 kVA :Kiosk Substation | 0.4 | --> | 0.4 | 0 | 0 | Constrained, otherwise capacity available =276 kVA | --> | 0.38 | 0 | 0.082 | 0.302 | 0 |  | --> | C19 ex SANDYFORD | Sandyford [T41,T42] | CARRICKMINES |  | 53.2705 | -6.2518
023048 | MV/LV Substation QU***048 |  | 10 kV | _ | LV | 75 kVA :Pole Substation | 0.075 | --> | 0.075 | 0 | 0 | Constrained, otherwise capacity available =63 kVA | --> | 0.071 | 0 | 0 | 0 | 0 | Constrained, otherwise capacity available =70 kW | --> | C13 ex FERMOY NORTH | Fermoy North [T41,T42] | BARRYMORE |  | 52.1442 | -8.2712
067987X | MV/LV Substation AN***987X |  | 10 kV | _ | LV | 400 kVA :Building Structure | 0.4 | --> | 0.4 | 0 | 0 | Constrained, otherwise capacity available =345 kVA | --> | 0.38 | 0 | 0 | 0.372 | 0 |  | --> | C12 ex RAHEEN | Raheen [T41,T42] | LIMERICK |  | 52.6236 | -8.6589
093497Z | MV/LV Substation CA***497Z |  | 10 kV | _ | LV | 400 kVA :Kiosk Substation | 0.4 | --> | 0.4 | 0 | 0 | Constrained, otherwise capacity available =266 kVA | --> | 0.38 | 0 | 0.042 | 0.33 | 0 |  | --> | C13 ex GRANGE (DR) | Grange (dr) [T41,T42] | GRANGE (DR) |  | 53.4105 | -6.1665
116014 | MV/LV Substation GA***014 |  | 10 kV | _ | LV | 200 kVA :Building Structure | 0.2 | --> | 0.2 | 0.106 | 7.32 |  | --> | 0.19 | 0 | 0.04 | 0.147 | 0 |  | --> | C13 ex CARROWBEG | Carrowbeg [T41,T42] | CARROWBEG |  | 53.8062 | -9.5084
1514031 | MV/LV Substation GR***4031 |  | 20 kV | _ | LV | 400 kVA :Kiosk Substation | 0.4 | --> | 0.4 | 0 | 0 | Constrained, otherwise capacity available =320 kVA | --> | 0.38 | 0 | 0 | 0.369 | 0 |  | --> | E17 ex BRUFF | Bruff [T42,T421] | LIMERICK |  | 52.4768 | -8.5487
028018 | MV/LV Substation EL***018 |  | 10 kV | _ | LV | 630 kVA :Kiosk Substation | 0.63 | --> | 0.63 | 0.423 | 19.7 |  | --> | 0.598 | 0 | 0.076 | 0.5 | 0 |  | --> | C12 ex COW CROSS | Cow Cross [T102,T41] | COW CROSS |  | 51.8522 | -8.3088
004628 | MV/LV Substation BA***628 |  | 10 kV | _ | LV | 400 kVA :Kiosk Substation | 0.4 | --> | 0.4 | 0 | 0 | Constrained, otherwise capacity available =397 kVA | --> | 0.38 | 0 | 0 | 0 | 0 | Constrained, otherwise capacity available =380 kW | --> | C23 ex TINAHASK | Tinahask [T41,T42] | ARKLOW |  | 52.7794 | -6.1815
039345 | MV/LV Substation LA***345 |  | 10 kV | _ | LV | 400 kVA :Kiosk Substation | 0.4 | --> | 0.4 | 0.277 | 11.03 |  | --> | 0.38 | 0 | 0.011 | 0.355 | 0 |  | --> | C32 ex SALTHILL | Salthill [T101,T102] | SALTHILL |  | 53.2827 | -9.0764
138919 | MV/LV Substation FI***919 |  | 10 kV | _ | LV | 100 kVA :Pole Substation | 0.1 | --> | 0.1 | 0.095 | 2.18 |  | --> | 0.095 | 0 | 0 | 0 | 0 | Constrained, otherwise capacity available =94 kW | --> | C26 ex BAILIEBORO | Bailieboro [T41,T42] | MEATH HILL |  | 53.9197 | -6.9725
034072Y | MV/LV Substation BA***072Y |  | 10 kV | _ | LV | 50 kVA :Pole Substation | 0.05 | --> | 0.05 | 0.05 | 0.95 |  | --> | 0.048 | 0 | 0 | 0 | 0 | Constrained, otherwise capacity available =48 kW | --> | C18 ex SPA ROAD | Spa Road [T41,T42] | DOON |  | 52.3599 | -7.6189
071864 | MV/LV Substation CO***864 |  | 10 kV | _ | LV | 400 kVA :Kiosk Substation | 0.4 | --> | 0.4 | 0.306 | 5.58 |  | --> | 0.38 | 0 | 0.042 | 0.336 | 0 |  | --> | C12 ex KILCOOLE | Kilcoole [T41,T42] | FASSAROE |  | 53.1023 | -6.0625
003050 | MV/LV Substation KN***050 |  | 10 kV | _ | LV | 100 kVA :Pole Substation | 0.1 | --> | 0.1 | 0 | 0 | Constrained, otherwise capacity available =88 kVA | --> | 0.095 | 0 | 0 | 0 | 0 | Constrained, otherwise capacity available =93 kW | --> | C16 ex RATHDRUM | Rathdrum [T42] | ARKLOW |  | 52.9251 | -6.2398
137181 | MV/LV Substation SN***181 |  | 10 kV | _ | LV | 100 kVA :Pole Substation | 0.1 | --> | 0.1 | 0.098 | 2 |  | --> | 0.095 | 0 | 0 | 0 | 0 | Constrained, otherwise capacity available =95 kW | --> | C15 ex CAUSEWAY | Causeway [T41,T42] | TRALEE |  | 52.3681 | -9.7844
0054005 | MV/LV Substation PE***4005 |  | 10 kV | _ | LV | 400 kVA :Building Structure | 0.4 | --> | 0.4 | 0 | 0 | Constrained, otherwise capacity available =385 kVA | --> | 0.38 | 0 | 0 | 0 | 0 | Constrained, otherwise capacity available =378 kW | --> | C15 ex GARDEN CITY | Garden City [T41,T42] | ARKLOW |  | 52.6767 | -6.2935
033819X | MV/LV Substation AS***819X |  | 10 kV | _ | LV | 200 kVA :Kiosk Substation | 0.2 | --> | 0.2 | 0 | 0 | Constrained, otherwise capacity available =182 kVA | --> | 0.19 | 0 | 0.024 | 0.059 | 0 | Constrained, otherwise capacity available =170 kW | --> | C25 ex CREGG ROAD | Cregg Road [T41,T42] | BALLYDINE |  | 52.348 | -7.405
082251Z | MV/LV Substation PU***251Z |  | 20 kV | _ | LV | 200 kVA :Kiosk Substation | 0.2 | --> | 0.2 | 0 | 0 | Constrained, otherwise capacity available =182 kVA | --> | 0.19 | 0 | 0 | 0 | 0 | Constrained, otherwise capacity available =188 kW | --> | E15 ex ACADEMY STREET | Academy Street [T421,T422,T44] | NAVAN |  | 53.6339 | -6.6624
366025 | MV/LV Substation CA***025 |  | 20 kV | _ | LV | 400 kVA :Kiosk Substation | 0.4 | --> | 0.4 | 0.36 | 0.45 |  | --> | 0.38 | 0 | 0.005 | 0 | 0 | Constrained, otherwise capacity available =371 kW | --> | C16 ex CARRAROE | Carraroe [T42] | SCREEB |  | 53.2646 | -9.6012
429253 | MV/LV Substation AB***253 |  | 10 kV | _ | LV | 50 kVA :Pole Substation | 0.05 | --> | 0.05 | 0.035 | 0.33 |  | --> | 0.048 | 0 | 0 | 0 | 0 | Constrained, otherwise capacity available =45 kW | --> | C22 ex ABBEYFEALE | Abbeyfeale [T42] | TRIEN |  | 52.3909 | -9.3078
081521X | MV/LV Substation PA***521X |  | 10 kV | _ | LV | 1000 kVA :Building Structure | 1 | --> | 1 | 0 | 0 | Constrained, otherwise capacity available =711 kVA | --> | 0.95 | 0 | 0 | 0 | 0 | Constrained, otherwise capacity available =910 kW | --> | C13 ex PALMERSTOWN | Palmerstown [T41,T42] | FINGLAS |  | 53.35 | -6.3786
019113X | MV/LV Substation AU***113X |  | 10 kV | _ | LV | 630 kVA :Kiosk Substation | 0.63 | --> | 0.63 | 0.047 | 0.05 | Constrained, otherwise capacity available =580 kVA | --> | 0.598 | 0 | 0 | 0 | 0 | Constrained, otherwise capacity available =592 kW | --> | C20 ex BALLYBEGGAN | Ballybeggan [T43,T44] | TRALEE |  | 52.2694 | -9.6923
0074538 | MV/LV Substation EU***4538 |  | 10 kV | _ | LV | 1000 kVA :Building Structure | 1 | --> | 1 | 0.5 | 1.4 |  | --> | 0.95 | 0 | 0.005 | 0 | 0 | Constrained, otherwise capacity available =942 kW | --> | E17 ex KILLINICK | Killinick [T421,T422] | WEXFORD |  | 52.2509 | -6.3343
031289 | MV/LV Substation KI***289 |  | 20 kV | _ | LV | 200 kVA :Pole Substation | 0.2 | --> | 0.2 | 0 | 0 | Constrained, otherwise capacity available =179 kVA | --> | 0.19 | 0 | 0 | 0 | 0 | Constrained, otherwise capacity available =187 kW | --> | E17 ex KILMACTHOMAS | Kilmacthomas [T421,T422] | DUNGARVAN |  | 52.205 | -7.4289
0664179 | MV/LV Substation KE***4179 |  | 10 kV | _ | LV | 630 kVA :Building Structure | 0.63 | --> | 0.63 | 0 | 0 | Constrained, otherwise capacity available =375 kVA | --> | 0.598 | 0 | 0 | 0 | 0 | Constrained, otherwise capacity available =570 kW | --> | E11 ex ASHBOURNE | Ashbourne [T421,T422] | FINGLAS |  | 53.4435 | -6.285
164497X | MV/LV Substation NC***497X |  | 10 kV | _ | LV | 50 kVA :Pole Substation | 0.05 | --> | 0.05 | 0 | 0 | Constrained, otherwise capacity available =42 kVA | --> | 0.048 | 0 | 0 | 0 | 0 | Constrained, otherwise capacity available =46 kW | --> | C12 ex SKIBBEREEN | Skibbereen [T41,T42] | DUNMANWAY |  | 51.5578 | -9.2669
281945X | MV/LV Substation TR***945X |  | 10 kV | _ | LV | 200 kVA :Pole Substation | 0.2 | --> | 0.2 | 0 | 0 | Constrained, otherwise capacity available =200 kVA | --> | 0.19 | 0 | 0 | 0 | 0 | Constrained, otherwise capacity available =190 kW | --> | C21 ex KILMONEY | Kilmoney [T41,T42] | TRABEG |  | 51.757 | -8.3957
020224 | MV/LV Substation TO***224 |  | 10 kV | _ | LV | 630 kVA :Building Structure | 0.63 | --> | 0.63 | 0.423 | 0.76 |  | --> | 0.598 | 0 | 0 | 0 | 0 | Constrained, otherwise capacity available =570 kW | --> | C11 ex WOODFORD | Woodford [T41,T42] | KNOCKEARAGH |  | 52.0583 | -9.5063
340010X | MV/LV Substation DI***010X |  | 10 kV | _ | LV | 200 kVA :Pole Substation | 0.2 | --> | 0.2 | 0 | 0 | Constrained, otherwise capacity available =200 kVA | --> | 0.19 | 0 | 0 | 0 | 0 | Constrained, otherwise capacity available =190 kW | --> | C15 ex DUNGLOE | Dungloe [T41,T42] | ARDNAGAPPARY |  | 54.9411 | -8.3606
021738Z | MV/LV Substation CA***738Z |  | 10 kV | _ | LV | 200 kVA :Kiosk Substation | 0.2 | --> | 0.2 | 0.2 | 6.78 |  | --> | 0.19 | 0 | 0 | 0.19 | 0 |  | --> | C31 ex CASTLEVIEW | Castleview [T101,T102] | CASTLEVIEW |  | 51.9009 | -8.3701
137537 | MV/LV Substation BA***537 |  | 10 kV | _ | LV | 630 kVA :Kiosk Substation | 0.63 | --> | 0.63 | 0.459 | 2 |  | --> | 0.598 | 0 | 0.085 | 0 | 0 | Constrained, otherwise capacity available =512 kW | --> | C19 ex CAUSEWAY | Causeway [T41,T42] | TRALEE |  | 52.3895 | -9.8333
014917Z | MV/LV Substation CO***917Z |  | 10 kV | _ | LV | 200 kVA :Kiosk Substation | 0.2 | --> | 0.2 | 0 | 0 | Constrained, otherwise capacity available =184 kVA | --> | 0.19 | 0 | 0 | 0 | 0 | Constrained, otherwise capacity available =188 kW | --> | C18 ex KILDARE | Kildare [T41,T42] | NEWBRIDGE |  | 53.1574 | -6.9334
071021 | MV/LV Substation RE***021 |  | 10 kV | _ | LV | 100 kVA :Pole Substation | 0.1 | --> | 0.1 | 0 | 0 | Constrained, otherwise capacity available =89 kVA | --> | 0.095 | 0 | 0.01 | 0.086 | 0 |  | --> | C14 ex GREYSTONES | Greystones [T41,T42] | FASSAROE |  | 53.1564 | -6.0828
007297 | MV/LV Substation NE***297 |  | 10 kV | _ | LV | 400 kVA :Kiosk Substation | 0.4 | --> | 0.4 | 0.294 | 16.12 |  | --> | 0.38 | 0 | 0 | 0.365 | 0 |  | --> | E19 ex WEXFORD | Wexford [T121,T122] | WEXFORD |  | 52.3402 | -6.5001
021386Z | MV/LV Substation GL***386Z |  | 10 kV | _ | LV | 400 kVA :Kiosk Substation | 0.4 | --> | 0.4 | 0 | 0 | Constrained, otherwise capacity available =305 kVA | --> | 0.38 | 0 | 0.008 | 0.361 | 0 |  | --> | C12 ex KILBARRY | Kilbarry [T101,T43] | KILBARRY |  | 51.9192 | -8.4602
025627 | MV/LV Substation PR***627 |  | 10 kV | _ | LV | 50 kVA :Pole Substation | 0.05 | --> | 0.05 | 0.038 | 1.93 |  | --> | 0.048 | 0 | 0 | 0 | 0 | Constrained, otherwise capacity available =46 kW | --> | C17 ex MILFORD (MWR) | Milford (mwr) [T41] | CHARLEVILLE |  | 52.3192 | -8.8416
2534334 | MV/LV Substation GL***4334 |  | 20 kV | _ | LV | 100 kVA :Pole Substation | 0.1 | --> | 0.1 | 0 | 0 | Constrained, otherwise capacity available =100 kVA | --> | 0.095 | 0 | 0 | 0 | 0 | Constrained, otherwise capacity available =95 kW | --> | E15 ex GLENAMADDY | Glenamaddy [T422] | ATHLONE |  | 53.6072 | -8.5446
059099 | MV/LV Substation DR***099 |  | 10 kV | _ | LV | 200 kVA :Building Structure | 0.2 | --> | 0.2 | 0 | 0 | Constrained, otherwise capacity available =193 kVA | --> | 0.19 | 0 | 0 | 0 | 0 | Constrained, otherwise capacity available =189 kW | --> | C11 ex DERRYCRAMPH | Derrycramph [T41,T42] | SHANKILL |  | 53.9332 | -7.2183
366081 | MV/LV Substation BA***081 |  | 20 kV | _ | LV | 100 kVA :Pole Substation | 0.1 | --> | 0.1 | 0.077 | 0.45 |  | --> | 0.095 | 0 | 0.002 | 0 | 0 | Constrained, otherwise capacity available =90 kW | --> | C16 ex CARRAROE | Carraroe [T42] | SCREEB |  | 53.1249 | -9.663
252335 | MV/LV Substation AB***335 |  | 10 kV | _ | LV | 100 kVA :Pole Substation | 0.1 | --> | 0.1 | 0.077 | 1.32 |  | --> | 0.095 | 0 | 0.005 | 0.088 | 0 |  | --> | C26 ex CLIFDEN | Clifden [T41,T42] | SCREEB |  | 53.489 | -10.0311
154347Z | MV/LV Substation WO***347Z |  | 10 kV | _ | LV | 400 kVA :Kiosk Substation | 0.4 | --> | 0.4 | 0 | 0 | Constrained, otherwise capacity available =400 kVA | --> | 0.38 | 0 | 0 | 0 | 0 | Constrained, otherwise capacity available =380 kW | --> | C11 ex COOLMINE | Coolmine [T41,T42] | FINGLAS |  | 53.3768 | -6.4027
068300 | MV/LV Substation AB***300 |  | 10 kV | _ | LV | 630 kVA :Building Structure | 0.63 | --> | 0.63 | 0.5 | 28.43 |  | --> | 0.598 | 0 | 0 | 0.5 | 0 |  | --> | C06 ex BEDFORD ROW | Bedford Row [T41,T42,T43,T44] | FRANCIS STREET |  | 53.3484 | -6.2601
0844083 | MV/LV Substation TA***4083 |  | 20 kV | _ | LV | 50 kVA :Pole Substation | 0.05 | --> | 0.05 | 0 | 0 | Constrained, otherwise capacity available =46 kVA | --> | 0.048 | 0 | 0.016 | 0 | 0 | Constrained, otherwise capacity available =35 kW | --> | E11 ex KILCOLGAN | Kilcolgan [T42,T421] | GALWAY 110KV |  | 53.1675 | -8.9411
068885 | MV/LV Substation SU***885 |  | 10 kV | _ | LV | 630 kVA :Building Structure | 0.63 | --> | 0.63 | 0 | 0 | Constrained, otherwise capacity available =73 kVA | --> | 0.598 | 0 | 0.008 | 0.5 | 0 |  | --> | C13 ex GLOUCESTER PLACE | Gloucester Place [T41,T42] | MCDERMOTT |  | 53.3567 | -6.2518
067689Y | MV/LV Substation GR***689Y |  | 10 kV | _ | LV | 400 kVA :Building Structure | 0.4 | --> | 0.4 | 0 | 0 | Constrained, otherwise capacity available =330 kVA | --> | 0.38 | 0 | 0.01 | 0 | 0 | Constrained, otherwise capacity available =364 kW | --> | C17 ex CORBALLY | Corbally [T41,T42] | ARDNACRUSHA |  | 52.6688 | -8.615
042670X | MV/LV Substation CE***670X |  | 10 kV | _ | LV | 630 kVA :Kiosk Substation | 0.63 | --> | 0.63 | 0 | 0 | Constrained, otherwise capacity available =548 kVA | --> | 0.598 | 0 | 0.01 | 0 | 0 | Constrained, otherwise capacity available =580 kW | --> | E18 ex WINDSOR | Windsor [T421,T422] | CASTLEBAR |  | 53.8565 | -9.279
067116 | MV/LV Substation NE***116 |  | 10 kV | _ | LV | 200 kVA :Pole Substation | 0.2 | --> | 0.2 | 0 | 0 | Constrained, otherwise capacity available =135 kVA | --> | 0.19 | 0 | 0.04 | 0 | 0 | Constrained, otherwise capacity available =151 kW | --> | C14 ex MOYLISH | Moylish [T41,T42] | ARDNACRUSHA |  | 52.6763 | -8.6336
012089 | MV/LV Substation RA***089 |  | 10 kV | _ | LV | 200 kVA :Pole Substation | 0.2 | --> | 0.2 | 0 | 0 | Constrained, otherwise capacity available =122 kVA | --> | 0.19 | 0 | 0.026 | 0 | 0 | Constrained, otherwise capacity available =160 kW | --> | C17 ex POLLERTON | Pollerton [T41,T42] | CARLOW |  | 52.843 | -6.9145
093284 | MV/LV Substation DU***284 |  | 10 kV | _ | LV | 630 kVA :Kiosk Substation | 0.63 | --> | 0.63 | 0 | 0 | Constrained, otherwise capacity available =542 kVA | --> | 0.598 | 0 | 0.012 | 0.5 | 0 |  | --> | C12 ex MERVILLE | Merville [T41,T42] | FINGLAS |  | 53.3842 | -6.3069
064872Y | MV/LV Substation ST***872Y |  | 10 kV | _ | LV | 200 kVA :Pole Substation | 0.2 | --> | 0.2 | 0 | 0 | Constrained, otherwise capacity available =181 kVA | --> | 0.19 | 0 | 0 | 0 | 0 | Constrained, otherwise capacity available =187 kW | --> | C20 ex TERMONFECKIN ROAD | Termonfeckin Road [T41,T42] | DRYBRIDGE |  | 53.7377 | -6.2994
136003 | MV/LV Substation TH***003 |  | 10 kV | _ | LV | 200 kVA :Kiosk Substation | 0.2 | --> | 0.2 | 0 | 0 | Constrained, otherwise capacity available =76 kVA | --> | 0.19 | 0 | 0.018 | 0 | 0 | Constrained, otherwise capacity available =159 kW | --> | C13 ex ROSCOMMON | Roscommon [T41,T42] | LANESBORO |  | 53.6232 | -8.1934
067001 | MV/LV Substation ST***001 |  | 10 kV | _ | LV | 630 kVA :Kiosk Substation | 0.63 | --> | 0.63 | 0 | 0 | Constrained, otherwise capacity available =209 kVA | --> | 0.598 | 0 | 0.01 | 0.5 | 0 |  | --> | C19 ex GARRYOWEN | Garryowen [T41,T42] | LIMERICK |  | 52.663 | -8.6175
2934513 | MV/LV Substation FR***4513 |  | 20 kV | _ | LV | 400 kVA :Kiosk Substation | 0.4 | --> | 0.4 | 0 | 0 | Constrained, otherwise capacity available =400 kVA | --> | 0.38 | 0 | 0 | 0 | 0 | Constrained, otherwise capacity available =380 kW | --> | E17 ex BALTINGLASS | Baltinglass [T421,T422] | STRATFORD |  | 52.8753 | -6.6945
154038Z | MV/LV Substation AD***038Z |  | 10 kV | _ | LV | 630 kVA :Building Structure | 0.63 | --> | 0.63 | 0 | 0 | Constrained, otherwise capacity available =558 kVA | --> | 0.598 | 0 | 0 | 0 | 0 | Constrained, otherwise capacity available =589 kW | --> | C21 ex BALLYCOOLIN | Ballycoolin [T41,T42,T43] | FINGLAS |  | 53.4089 | -6.3571
069001 | MV/LV Substation PA***001 |  | 10 kV | _ | LV | 1000 kVA :Kiosk Substation | 1 | --> | 1 | 0.458 | 7.75 |  | --> | 0.95 | 0 | 0.051 | 0.5 | 0 |  | --> | C22 ex MILLTOWN (DR) | Milltown (dr) [T101,T102] | INCHICORE 220KV |  | 53.3129 | -6.2602
032468X | MV/LV Substation SP***468X |  | 10 kV | _ | LV | 400 kVA :Kiosk Substation | 0.4 | --> | 0.4 | 0 | 0 | Constrained, otherwise capacity available =325 kVA | --> | 0.38 | 0 | 0 | 0 | 0 | Constrained, otherwise capacity available =370 kW | --> | C16 ex TRAMORE | Tramore [T41,T42] | BUTLERSTOWN |  | 52.1621 | -7.1469
0714127 | MV/LV Substation OA***4127 |  | 10 kV | _ | LV | 630 kVA :Kiosk Substation | 0.63 | --> | 0.63 | 0.5 | 5.58 |  | --> | 0.598 | 0 | 0 | 0.5 | 0 |  | --> | C11 ex KILCOOLE | Kilcoole [T41,T42] | FASSAROE |  | 53.0873 | -6.1193
062849Y | MV/LV Substation LI***849Y |  | 10 kV | _ | LV | 200 kVA :Kiosk Substation | 0.2 | --> | 0.2 | 0.159 | 5.69 |  | --> | 0.19 | 0 | 0 | 0 | 0 | Constrained, otherwise capacity available =184 kW | --> | C19 ex RAMPARTS | Ramparts [T41,T42] | DUNDALK |  | 54.0211 | -6.4008
026603X | MV/LV Substation ST***603X |  | 10 kV | _ | LV | 200 kVA :Pole Substation | 0.2 | --> | 0.2 | 0.146 | 8.66 |  | --> | 0.19 | 0 | 0.051 | 0 | 0 | Constrained, otherwise capacity available =145 kW | --> | C14 ex BANDON | Bandon [T101,T42] | BANDON |  | 51.7512 | -8.7178
052033Y | MV/LV Substation AR***033Y |  | 10 kV | _ | LV | 400 kVA :Kiosk Substation | 0.4 | --> | 0.4 | 0 | 0 | Constrained, otherwise capacity available =311 kVA | --> | 0.38 | 0 | 0 | 0 | 0 | Constrained, otherwise capacity available =368 kW | --> | C19 ex BALLINDERRY | Ballinderry [T41,T422] | MULLINGAR |  | 53.5194 | -7.3304
365024Y | MV/LV Substation PE***024Y |  | 10 kV | _ | LV | 400 kVA :Building Structure | 0.4 | --> | 0.4 | 0 | 0 | Constrained, otherwise capacity available =289 kVA | --> | 0.38 | 0 | 0 | 0 | 0 | Constrained, otherwise capacity available =365 kW | --> | C18 ex CELBRIDGE | Celbridge [T41,T42] | GRIFFINRATH |  | 53.319 | -6.4794
003257Y | MV/LV Substation BA***257Y |  | 10 kV | _ | LV | 400 kVA :Kiosk Substation | 0.4 | --> | 0.4 | 0 | 0 | Constrained, otherwise capacity available =295 kVA | --> | 0.38 | 0 | 0 | 0 | 0 | Constrained, otherwise capacity available =365 kW | --> | C11 ex RATHDRUM | Rathdrum [T42] | ARKLOW |  | 52.9178 | -6.2219
216809 | MV/LV Substation MO***809 |  | 10 kV | _ | LV | 50 kVA :Pole Substation | 0.05 | --> | 0.05 | 0 | 0 | Constrained, otherwise capacity available =44 kVA | --> | 0.048 | 0 | 0 | 0 | 0 | Constrained, otherwise capacity available =47 kW | --> | C23 ex GLENTIES | Glenties [T41,T42] | BINBANE |  | 54.7563 | -8.4193
039885X | MV/LV Substation AN***885X |  | 10 kV | _ | LV | 400 kVA :Kiosk Substation | 0.4 | --> | 0.4 | 0 | 0 | Constrained, otherwise capacity available =358 kVA | --> | 0.38 | 0 | 0 | 0.374 | 0 |  | --> | C28 ex GALWAY 110KV | Galway 110kv [T102,T103] | GALWAY 110KV |  | 53.2965 | -9.0316
068796 | MV/LV Substation LO***796 |  | 10 kV | _ | LV | 630 kVA :Building Structure | 0.63 | --> | 0.63 | 0.5 | 9.28 |  | --> | 0.598 | 0 | 0 | 0.5 | 0 |  | --> | C14 ex PEMBROKE | Pembroke [T41,T42,T43,T44] | RINGSEND |  | 53.3386 | -6.2426
046151X | MV/LV Substation DO***151X |  | 10 kV | _ | LV | 200 kVA :Pole Substation | 0.2 | --> | 0.2 | 0.195 | 5.78 |  | --> | 0.19 | 0 | 0 | 0.189 | 0 |  | --> | C14 ex OAKFIELD | Oakfield [T41,T42] | SLIGO |  | 54.2386 | -8.4775
048942 | MV/LV Substation WE***942 |  | 20 kV | _ | LV | 200 kVA :Pole Substation | 0.2 | --> | 0.2 | 0.2 | 2.03 |  | --> | 0.19 | 0 | 0 | 0 | 0 | Constrained, otherwise capacity available =190 kW | --> | E16 ex MOHILL | Mohill [T421,T422] | CARRICK ON SHANNON |  | 53.8617 | -7.9192
162155X | MV/LV Substation BA***155X |  | 20 kV | _ | LV | 50 kVA :Pole Substation | 0.05 | --> | 0.05 | 0.036 | 0.25 |  | --> | 0.048 | 0 | 0 | 0 | 0 | Constrained, otherwise capacity available =46 kW | --> | C12 ex ROSSGEIR | Rossgeir [T41,T42] | LETTERKENNY |  | 54.8436 | -7.5782
288091 | MV/LV Substation RA***091 |  | 10 kV | _ | LV | 630 kVA :Kiosk Substation | 0.63 | --> | 0.63 | 0.041 | 0.04 | Constrained, otherwise capacity available =428 kVA | --> | 0.598 | 0 | 0.009 | 0.5 | 0 |  | --> | C15 ex LITTLE BRAY | Little Bray [T41,T42] | FASSAROE |  | 53.2126 | -6.1184
093492 | MV/LV Substation BE***492 |  | 10 kV | _ | LV | 50 kVA :Pole Substation | 0.05 | --> | 0.05 | 0 | 0 | Constrained, otherwise capacity available =42 kVA | --> | 0.048 | 0 | 0 | 0.046 | 0 |  | --> | C22 ex GRANGE (DR) | Grange (dr) [T41,T42] | GRANGE (DR) |  | 53.4044 | -6.1879
001641 | MV/LV Substation DE***641 |  | 10 kV | _ | LV | 400 kVA :Kiosk Substation | 0.4 | --> | 0.4 | 0.264 | 1.16 |  | --> | 0.38 | 0 | 0.091 | 0.294 | 0 |  | --> | C19 ex DEANSGRANGE | Deansgrange [T41,T42] | CARRICKMINES |  | 53.2861 | -6.1677
012844X | MV/LV Substation TU***844X |  | 10 kV | _ | LV | 400 kVA :Kiosk Substation | 0.4 | --> | 0.4 | 0 | 0 | Constrained, otherwise capacity available =280 kVA | --> | 0.38 | 0 | 0.004 | 0 | 0 | Constrained, otherwise capacity available =360 kW | --> | C23 ex POLLERTON | Pollerton [T41,T42] | CARLOW |  | 52.8249 | -6.9094
204290X | MV/LV Substation JO***290X |  | 20 kV | _ | LV | 50 kVA :Pole Substation | 0.05 | --> | 0.05 | 0.047 | 2.02 |  | --> | 0.048 | 0 | 0 | 0 | 0 | Constrained, otherwise capacity available =47 kW | --> | E17 ex BALLYMACARRY | Ballymacarry [T421] | TRILLICK |  | 55.0902 | -7.4698
001299 | MV/LV Substation GO***299 |  | 10 kV | _ | LV | 400 kVA :Kiosk Substation | 0.4 | --> | 0.4 | 0 | 0 | Constrained, otherwise capacity available =310 kVA | --> | 0.38 | 0 | 0.011 | 0.359 | 0 |  | --> | C13 ex LOUGHLINSTOWN | Loughlinstown [T41,T42] | CARRICKMINES |  | 53.2542 | -6.1325
054664Y | MV/LV Substation ME***664Y |  | 20 kV | _ | LV | 50 kVA :Pole Substation | 0.05 | --> | 0.05 | 0 | 0 | Constrained, otherwise capacity available =49 kVA | --> | 0.048 | 0 | 0 | 0 | 0 | Constrained, otherwise capacity available =47 kW | --> | E12 ex PORTLAOISE | Portlaoise [T423,T424] | PORTLAOISE |  | 53.0199 | -7.2864
004789 | MV/LV Substation SC***789 |  | 10 kV | _ | LV | 50 kVA :Pole Substation | 0.05 | --> | 0.05 | 0 | 0 | Constrained, otherwise capacity available =46 kVA | --> | 0.048 | 0 | 0 | 0 | 0 | Constrained, otherwise capacity available =47 kW | --> | C23 ex TINAHASK | Tinahask [T41,T42] | ARKLOW |  | 52.7546 | -6.2101
1764393 | MV/LV Substation BA***4393 |  | 20 kV | _ | LV | 100 kVA :Pole Substation | 0.1 | --> | 0.1 | 0.1 | 18.78 |  | --> | 0.095 | 0 | 0 | 0.095 | 0 |  | --> | E18 ex HARTNETTS CROSS | Hartnetts Cross [T121,T422] | MACROOM |  | 51.9425 | -9.0168
0654351 | MV/LV Substation BA***4351 |  | 10 kV | _ | LV | 630 kVA :Kiosk Substation | 0.63 | --> | 0.63 | 0 | 0 | Constrained, otherwise capacity available =630 kVA | --> | 0.598 | 0 | 0 | 0 | 0 | Constrained, otherwise capacity available =598 kW | --> | C16 ex LOUGHSHINNY | Loughshinny [T41,T42] | GLASMORE |  | 53.5688 | -6.1127
007417Z | MV/LV Substation CR***417Z |  | 10 kV | _ | LV | 200 kVA :Kiosk Substation | 0.2 | --> | 0.2 | 0 | 0 | Constrained, otherwise capacity available =39 kVA | --> | 0.19 | 0 | 0.05 | 0 | 0 | Constrained, otherwise capacity available =130 kW | --> | C14 ex MULGANNON | Mulgannon [T41,T42] | WEXFORD |  | 52.3291 | -6.4614
2104032 | MV/LV Substation CO***4032 |  | 10 kV | _ | LV | 200 kVA :Kiosk Substation | 0.2 | --> | 0.2 | 0 | 0 | Constrained, otherwise capacity available =100 kVA | --> | 0.19 | 0 | 0.01 | 0 | 0 | Constrained, otherwise capacity available =168 kW | --> | C18 ex CARRICKMACROSS | Carrickmacross [T41,T42] | MEATH HILL |  | 53.9711 | -6.7156
001027 | MV/LV Substation KI***027 |  | 10 kV | _ | LV | 400 kVA :Kiosk Substation | 0.4 | --> | 0.4 | 0 | 0 | Constrained, otherwise capacity available =304 kVA | --> | 0.38 | 0 | 0.064 | 0.319 | 0 |  | --> | C15 ex DUNDRUM | Dundrum [T41,T42] | BLACKROCK |  | 53.2836 | -6.2064
084305X | MV/LV Substation FE***305X |  | 20 kV | _ | LV | 50 kVA :Pole Substation | 0.05 | --> | 0.05 | 0 | 0 | Constrained, otherwise capacity available =50 kVA | --> | 0.048 | 0 | 0 | 0 | 0 | Constrained, otherwise capacity available =48 kW | --> | E11 ex KILCOLGAN | Kilcolgan [T42,T421] | GALWAY 110KV |  | 53.1335 | -8.9514
005623X | MV/LV Substation SA***623X |  | 10 kV | _ | LV | 630 kVA :Kiosk Substation | 0.63 | --> | 0.63 | 0 | 0 | Constrained, otherwise capacity available =629 kVA | --> | 0.598 | 0 | 0 | 0 | 0 | Constrained, otherwise capacity available =598 kW | --> | C11 ex GARDEN CITY | Garden City [T41,T42] | ARKLOW |  | 52.6828 | -6.2099
010466X | MV/LV Substation TH***466X |  | 20 kV | _ | LV | 200 kVA :Kiosk Substation | 0.2 | --> | 0.2 | 0 | 0 | Constrained, otherwise capacity available =156 kVA | --> | 0.19 | 0 | 0.006 | 0 | 0 | Constrained, otherwise capacity available =179 kW | --> | E11 ex BALLYHALE | Ballyhale [T42,T421] | KILKENNY |  | 52.5242 | -7.1802
030135X | MV/LV Substation TE***135X |  | 20 kV | _ | LV | 630 kVA :Building Structure | 0.63 | --> | 0.63 | 0 | 0 | Constrained, otherwise capacity available =516 kVA | --> | 0.598 | 0 | 0 | 0 | 0 | Constrained, otherwise capacity available =583 kW | --> | E14 ex FOXHOLE | Foxhole [T421,T422] | DUNGARVAN |  | 51.9589 | -7.8531
0154289 | MV/LV Substation NA***4289 |  | 10 kV | _ | LV | 400 kVA :Kiosk Substation | 0.4 | --> | 0.4 | 0 | 0 | Constrained, otherwise capacity available =398 kVA | --> | 0.38 | 0 | 0 | 0 | 0 | Constrained, otherwise capacity available =380 kW | --> | C18 ex NAAS | Naas [T41,T42] | KILTEEL |  | 53.2029 | -6.6732
064094 | MV/LV Substation RA***094 |  | 10 kV | _ | LV | 50 kVA :Pole Substation | 0.05 | --> | 0.05 | 0 | 0 | Constrained, otherwise capacity available =26 kVA | --> | 0.048 | 0 | 0.004 | 0 | 0 | Constrained, otherwise capacity available =41 kW | --> | C17 ex RATHMULLAN | Rathmullan [T41,T42] | DRYBRIDGE |  | 53.7151 | -6.3629
037250Y | MV/LV Substation SL***250Y |  | 10 kV | _ | LV | 200 kVA :Kiosk Substation | 0.2 | --> | 0.2 | 0 | 0 | Constrained, otherwise capacity available =175 kVA | --> | 0.19 | 0 | 0 | 0 | 0 | Constrained, otherwise capacity available =187 kW | --> | C15 ex CAHIRCALLA | Cahircalla [T41,T42] | ENNIS |  | 52.8141 | -8.9625
039207X | MV/LV Substation CL***207X |  | 10 kV | _ | LV | 630 kVA :Building Structure | 0.63 | --> | 0.63 | 0 | 0 | Constrained, otherwise capacity available =524 kVA | --> | 0.598 | 0 | 0.01 | 0 | 0 | Constrained, otherwise capacity available =576 kW | --> | C22 ex MONEENAGEISHA | Moneenageisha [T41,T42] | GALWAY 110KV |  | 53.2835 | -9.0254
069649 | MV/LV Substation MO***649 |  | 10 kV | _ | LV | 400 kVA :Kiosk Substation | 0.4 | --> | 0.4 | 0.276 | 9.99 |  | --> | 0.38 | 0 | 0.011 | 0.355 | 0 |  | --> | C12 ex HAROLDS CROSS | Harolds Cross [T101,T102] | POOLBEG |  | 53.3227 | -6.2874
013019 | MV/LV Substation KI***019 |  | 20 kV | _ | LV | 50 kVA :Pole Substation | 0.05 | --> | 0.05 | 0.043 | 0.12 |  | --> | 0.048 | 0 | 0.006 | 0.042 | 0 |  | --> | C12 ex ATHY | Athy [T101,T102] | ATHY |  | 52.9445 | -6.8973
137210X | MV/LV Substation LA***210X |  | 10 kV | _ | LV | 100 kVA :Pole Substation | 0.1 | --> | 0.1 | 0.085 | 2 |  | --> | 0.095 | 0 | 0.012 | 0 | 0 | Constrained, otherwise capacity available =84 kW | --> | C14 ex CAUSEWAY | Causeway [T41,T42] | TRALEE |  | 52.4557 | -9.6612
028999X | MV/LV Substation WO***999X |  | 10 kV | _ | LV | 200 kVA :Kiosk Substation | 0.2 | --> | 0.2 | 0.162 | 19.7 |  | --> | 0.19 | 0 | 0.005 | 0.181 | 0 |  | --> | C12 ex COW CROSS | Cow Cross [T102,T41] | COW CROSS |  | 51.8513 | -8.3147
0534442 | MV/LV Substation BA***4442 |  | 20 kV | _ | LV | 50 kVA :Pole Substation | 0.05 | --> | 0.05 | 0 | 0 | Constrained, otherwise capacity available =50 kVA | --> | 0.048 | 0 | 0.006 | 0.043 | 0 |  | --> | E18 ex CLONMINCH | Clonminch [T41,T422] | THORNSBERRY |  | 53.2849 | -7.6455
064583X | MV/LV Substation MO***583X |  | 20 kV | _ | LV | 200 kVA :Pole Substation | 0.2 | --> | 0.2 | 0 | 0 | Constrained, otherwise capacity available =156 kVA | --> | 0.19 | 0 | 0.048 | 0 | 0 | Constrained, otherwise capacity available =148 kW | --> | C13 ex MORNINGTON ROAD | Mornington Road [T41,T42] | DRYBRIDGE |  | 53.7224 | -6.2574
030006 | MV/LV Substation OR***006 |  | 20 kV | _ | LV | 630 kVA :Kiosk Substation | 0.63 | --> | 0.63 | 0 | 0 | Constrained, otherwise capacity available =303 kVA | --> | 0.598 | 0 | 0.02 | 0 | 0 | Constrained, otherwise capacity available =538 kW | --> | E14 ex FOXHOLE | Foxhole [T421,T422] | DUNGARVAN |  | 51.9535 | -7.8471
281642Z | MV/LV Substation MU***642Z |  | 10 kV | _ | LV | 400 kVA :Kiosk Substation | 0.4 | --> | 0.4 | 0 | 0 | Constrained, otherwise capacity available =282 kVA | --> | 0.38 | 0 | 0.061 | 0.318 | 0 |  | --> | C22 ex BALLINCOLLIG | Ballincollig [T41,T42] | KILBARRY |  | 51.8857 | -8.5952
081128Y | MV/LV Substation GL***128Y |  | 10 kV | _ | LV | 200 kVA :Kiosk Substation | 0.2 | --> | 0.2 | 0 | 0 | Constrained, otherwise capacity available =102 kVA | --> | 0.19 | 0 | 0.036 | 0 | 0 | Constrained, otherwise capacity available =150 kW | --> | C12 ex LEIXLIP | Leixlip [T41,T42] | GRIFFINRATH |  | 53.3702 | -6.4786
066856 | MV/LV Substation BO***856 |  | 20 kV | _ | LV | 400 kVA :Kiosk Substation | 0.4 | --> | 0.4 | 0 | 0 | Constrained, otherwise capacity available =294 kVA | --> | 0.38 | 0 | 0.045 | 0 | 0 | Constrained, otherwise capacity available =332 kW | --> | E15 ex ASHBOURNE | Ashbourne [T421,T422] | FINGLAS |  | 53.5046 | -6.4044
116066 | MV/LV Substation C ***066 |  | 10 kV | _ | LV | 100 kVA :Pole Substation | 0.1 | --> | 0.1 | 0.078 | 7.32 |  | --> | 0.095 | 0 | 0 | 0.092 | 0 |  | --> | C12 ex CARROWBEG | Carrowbeg [T41,T42] | CARROWBEG |  | 53.8006 | -9.5123
109472 | MV/LV Substation BA***472 |  | 10 kV | _ | LV | 400 kVA :Kiosk Substation | 0.4 | --> | 0.4 | 0.381 | 0.38 | Constrained, otherwise capacity available =386 kVA | --> | 0.38 | 0 | 0 | 0.378 | 0 |  | --> | C19 ex RINEANNA | Rineanna [T41,T42] | DRUMLINE |  | 52.7138 | -8.8861
0234248 | MV/LV Substation WA***4248 |  | 20 kV | _ | LV | 50 kVA :Pole Substation | 0.05 | --> | 0.05 | 0 | 0 | Constrained, otherwise capacity available =50 kVA | --> | 0.048 | 0 | 0 | 0 | 0 | Constrained, otherwise capacity available =48 kW | --> | C14 ex FERMOY NORTH | Fermoy North [T41,T42] | BARRYMORE |  | 52.1611 | -8.2689
050713X | MV/LV Substation KI***713X |  | 20 kV | _ | LV | 400 kVA :Building Structure | 0.4 | --> | 0.4 | 0.236 | 6.49 |  | --> | 0.38 | 0 | 0.005 | 0 | 0 | Constrained, otherwise capacity available =353 kW | --> | C22 ex BUSHFIELD | Bushfield [T41,T42] | ATHLONE |  | 53.4756 | -7.9015
461013 | MV/LV Substation MO***013 |  | 10 kV | _ | LV | 400 kVA :Kiosk Substation | 0.4 | --> | 0.4 | 0.231 | 0.74 |  | --> | 0.38 | 0 | 0.022 | 0 | 0 | Constrained, otherwise capacity available =340 kW | --> | C16 ex RAHANS | Rahans [T41] | MOY |  | 54.1069 | -9.1606
433074X | MV/LV Substation SE***074X |  | 10 kV | _ | LV | 50 kVA :Pole Substation | 0.05 | --> | 0.05 | 0.047 | 1.04 |  | --> | 0.048 | 0 | 0 | 0 | 0 | Constrained, otherwise capacity available =47 kW | --> | C12 ex BOYLE | Boyle [T41,T42] | CARRICK ON SHANNON |  | 53.8719 | -8.4032
590101 | MV/LV Substation NY***101 |  | 20 kV | _ | LV | 50 kVA :Pole Substation | 0.05 | --> | 0.05 | 0.041 | 1.43 |  | --> | 0.048 | 0 | 0 | 0 | 0 | Constrained, otherwise capacity available =46 kW | --> | E17 ex CONG | Cong [T421,T422] | CLOON |  | 53.5465 | -9.269
068967 | MV/LV Substation OL***967 |  | 10 kV | _ | LV | 400 kVA :Building Structure | 0.4 | --> | 0.4 | 0.4 | 2.6 |  | --> | 0.38 | 0 | 0 | 0.38 | 0 |  | --> | C27 ex WOLFE TONE STREET | Wolfe Tone Street [T101,T102] | FINGLAS |  | 53.3487 | -6.2555
0674342 | MV/LV Substation GO***4342 |  | 10 kV | _ | LV | 1000 kVA :Building Structure | 1 | --> | 1 | 0 | 0 | Constrained, otherwise capacity available =1000 kVA | --> | 0.95 | 0 | 0 | 0.5 | 0 |  | --> | C16 ex RAHEEN | Raheen [T41,T42] | LIMERICK |  | 52.6186 | -8.6521
029928X | MV/LV Substation TH***928X |  | 20 kV | _ | LV | 200 kVA :Kiosk Substation | 0.2 | --> | 0.2 | 0.153 | 2.31 |  | --> | 0.19 | 0 | 0.015 | 0.172 | 0 |  | --> | E13 ex AGHADA | Aghada [T721] | N/A |  | 51.8292 | -8.2255
0994034 | MV/LV Substation A+***4034 |  | 10 kV | _ | LV | 630 kVA :Building Structure | 0.63 | --> | 0.63 | 0.5 | 2.96 |  | --> | 0.598 | 0 | 0 | 0 | 0 | Constrained, otherwise capacity available =596 kW | --> | C12 ex BALLYRAINE | Ballyraine [T41,T42] | LETTERKENNY |  | 54.9556 | -7.706
002066X | MV/LV Substation SH***066X |  | 10 kV | _ | LV | 630 kVA :Kiosk Substation | 0.63 | --> | 0.63 | 0.041 | 0.04 | Constrained, otherwise capacity available =472 kVA | --> | 0.598 | 0 | 0.013 | 0.5 | 0 |  | --> | C13 ex LITTLE BRAY | Little Bray [T41,T42] | FASSAROE |  | 53.2026 | -6.1093
1544350 | MV/LV Substation KI***4350 |  | 10 kV | _ | LV | 630 kVA :Kiosk Substation | 0.63 | --> | 0.63 | 0 | 0 | Constrained, otherwise capacity available =610 kVA | --> | 0.598 | 0 | 0.04 | 0.5 | 0 |  | --> | C39 ex COLLEGE PARK | College Park [T101,T102,T103] | COLLEGE PARK |  | 53.4258 | -6.3871
429330 | MV/LV Substation GO***330 |  | 10 kV | _ | LV | 50 kVA :Pole Substation | 0.05 | --> | 0.05 | 0.042 | 0.33 |  | --> | 0.048 | 0 | 0 | 0 | 0 | Constrained, otherwise capacity available =46 kW | --> | C20 ex ABBEYFEALE | Abbeyfeale [T42] | TRIEN |  | 52.4509 | -9.2693
164917X | MV/LV Substation RA***917X |  | 10 kV | _ | LV | 50 kVA :Pole Substation | 0.05 | --> | 0.05 | 0 | 0 | Constrained, otherwise capacity available =43 kVA | --> | 0.048 | 0 | 0 | 0 | 0 | Constrained, otherwise capacity available =46 kW | --> | C15 ex SKIBBEREEN | Skibbereen [T41,T42] | DUNMANWAY |  | 51.5037 | -9.3501
293908 | MV/LV Substation BA***908 |  | 20 kV | _ | LV | 100 kVA :Pole Substation | 0.1 | --> | 0.1 | 0 | 0 | Constrained, otherwise capacity available =71 kVA | --> | 0.095 | 0 | 0.04 | 0 | 0 | Constrained, otherwise capacity available =61 kW | --> | E17 ex BALTINGLASS | Baltinglass [T421,T422] | STRATFORD |  | 52.9002 | -6.6111
031550 | MV/LV Substation BA***550 |  | 20 kV | _ | LV | 100 kVA :Pole Substation | 0.1 | --> | 0.1 | 0 | 0 | Constrained, otherwise capacity available =73 kVA | --> | 0.095 | 0 | 0.044 | 0 | 0 | Constrained, otherwise capacity available =59 kW | --> | E13 ex FOXHOLE | Foxhole [T421,T422] | DUNGARVAN |  | 51.9969 | -7.7499
037050X | MV/LV Substation CO***050X |  | 20 kV | _ | LV | 200 kVA :Kiosk Substation | 0.2 | --> | 0.2 | 0 | 0 | Constrained, otherwise capacity available =125 kVA | --> | 0.19 | 0 | 0.004 | 0 | 0 | Constrained, otherwise capacity available =177 kW | --> | C11 ex ENNIS NORTH | Ennis North [T41,T42] | ENNIS |  | 52.9454 | -9.0622
095531X | MV/LV Substation DO***531X |  | 10 kV | _ | LV | 400 kVA :Kiosk Substation | 0.4 | --> | 0.4 | 0.348 | 1.1 |  | --> | 0.38 | 0 | 0.006 | 0 | 0 | Constrained, otherwise capacity available =368 kW | --> | C26 ex KILKEE | Kilkee [T41] | TULLABRACK |  | 52.7311 | -9.5283
209195 | MV/LV Substation SW***195 |  | 10 kV | _ | LV | 100 kVA :Pole Substation | 0.1 | --> | 0.1 | 0 | 0 | Constrained, otherwise capacity available =89 kVA | --> | 0.095 | 0 | 0 | 0 | 0 | Constrained, otherwise capacity available =93 kW | --> | C19 ex MILFORD (NR) | Milford (nr) [T41,T42] | LETTERKENNY |  | 55.0369 | -7.6379
049470Z | MV/LV Substation AS***470Z |  | 10 kV | _ | LV | 50 kVA :Pole Substation | 0.05 | --> | 0.05 | 0 | 0 | Constrained, otherwise capacity available =43 kVA | --> | 0.048 | 0 | 0 | 0 | 0 | Constrained, otherwise capacity available =46 kW | --> | C17 ex AGHAMORE | Aghamore [T41,T42] | LANESBORO |  | 53.7496 | -7.9241
1544008 | MV/LV Substation TY***4008 |  | 10 kV | _ | LV | 400 kVA :Kiosk Substation | 0.4 | --> | 0.4 | 0 | 0 | Constrained, otherwise capacity available =318 kVA | --> | 0.38 | 0 | 0 | 0.369 | 0 |  | --> | C14 ex MACETOWN | Macetown [T101,T102] | MACETOWN |  | 53.4109 | -6.401
032424Y | MV/LV Substation AI***424Y |  | 20 kV | _ | LV | 630 kVA :Building Structure | 0.63 | --> | 0.63 | 0 | 0 | Constrained, otherwise capacity available =628 kVA | --> | 0.598 | 0 | 0 | 0 | 0 | Constrained, otherwise capacity available =598 kW | --> | E14 ex KILCARRAGH | Kilcarragh [T421,T422] | BUTLERSTOWN |  | 52.1829 | -7.0843
0334023 | MV/LV Substation PO***4023 |  | 10 kV | _ | LV | 50 kVA :Pole Substation | 0.05 | --> | 0.05 | 0 | 0 | Constrained, otherwise capacity available =49 kVA | --> | 0.048 | 0 | 0 | 0 | 0 | Constrained, otherwise capacity available =47 kW | --> | C12 ex PORTLAW | Portlaw [T41,T42] | BUTLERSTOWN |  | 52.2816 | -7.3057
0034114 | MV/LV Substation PO***4114 |  | 10 kV | _ | LV | 630 kVA :Building Structure | 0.63 | --> | 0.63 | 0.5 | 11.58 |  | --> | 0.598 | 0 | 0.005 | 0 | 0 | Constrained, otherwise capacity available =580 kW | --> | C25 ex BALLYBEG | Ballybeg [T101,T102] | CARRICKMINES |  | 52.9898 | -6.0654
082436 | MV/LV Substation BA***436 |  | 20 kV | _ | LV | 200 kVA :Kiosk Substation | 0.2 | --> | 0.2 | 0 | 0 | Constrained, otherwise capacity available =157 kVA | --> | 0.19 | 0 | 0.031 | 0 | 0 | Constrained, otherwise capacity available =161 kW | --> | E15 ex ACADEMY STREET | Academy Street [T421,T422,T44] | NAVAN |  | 53.635 | -6.6682
276102 | MV/LV Substation RA***102 |  | 10 kV | _ | LV | 200 kVA :Kiosk Substation | 0.2 | --> | 0.2 | 0.156 | 0.76 |  | --> | 0.19 | 0 | 0 | 0 | 0 | Constrained, otherwise capacity available =184 kW | --> | C18 ex WOODFORD | Woodford [T41,T42] | KNOCKEARAGH |  | 52.0496 | -9.5147
067175Y | MV/LV Substation TH***175Y |  | 10 kV | _ | LV | 1000 kVA :Building Structure | 1 | --> | 1 | 0 | 0 | Constrained, otherwise capacity available =845 kVA | --> | 0.95 | 0 | 0 | 0.5 | 0 |  | --> | C11 ex BALLINACURRA | Ballinacurra [T41,T42] | LIMERICK |  | 52.66 | -8.637
067022X | MV/LV Substation HE***022X |  | 20 kV | _ | LV | 50 kVA :Pole Substation | 0.05 | --> | 0.05 | 0.031 | 6.81 |  | --> | 0.048 | 0 | 0.015 | 0.034 | 0 |  | --> | C06 ex AHANE | Ahane [T102] | AHANE |  | 52.6959 | -8.5113
039671X | MV/LV Substation ST***671X |  | 10 kV | _ | LV | 400 kVA :Kiosk Substation | 0.4 | --> | 0.4 | 0.383 | 11.03 |  | --> | 0.38 | 0 | 0 | 0.378 | 0 |  | --> | C34 ex SALTHILL | Salthill [T101,T102] | SALTHILL |  | 53.2808 | -9.0668
235014 | MV/LV Substation LA***014 |  | 20 kV | _ | LV | 100 kVA :Pole Substation | 0.1 | --> | 0.1 | 0 | 0 | Constrained, otherwise capacity available =78 kVA | --> | 0.095 | 0 | 0 | 0 | 0 | Constrained, otherwise capacity available =92 kW | --> | E11 ex BEALNABLATH | Bealnablath [T421] | BANDON |  | 51.8472 | -8.7195
009206Y | MV/LV Substation SH***206Y |  | 10 kV | _ | LV | 630 kVA :Building Structure | 0.63 | --> | 0.63 | 0.477 | 0.53 |  | --> | 0.598 | 0 | 0.05 | 0 | 0 | Constrained, otherwise capacity available =540 kW | --> | C17 ex MANOR STREET | Manor Street [T41,T42] | WATERFORD |  | 52.2623 | -7.1128
0094251 | MV/LV Substation KN***4251 |  | 10 kV | _ | LV | 50 kVA :Pole Substation | 0.05 | --> | 0.05 | 0.05 | 0.95 |  | --> | 0.048 | 0 | 0 | 0 | 0 | Constrained, otherwise capacity available =48 kW | --> | C25 ex TYCOR | Tycor [T41,T42] | WATERFORD |  | 52.2565 | -7.1809
108372 | MV/LV Substation TI***372 |  | 10 kV | _ | LV | 200 kVA :Pole Substation | 0.2 | --> | 0.2 | 0.158 | 1.57 |  | --> | 0.19 | 0 | 0.005 | 0 | 0 | Constrained, otherwise capacity available =180 kW | --> | C16 ex BALLYSHANNON | Ballyshannon [T41,T42] | CATHALEENS FALL |  | 54.5086 | -8.195
037526 | MV/LV Substation GL***526 |  | 10 kV | _ | LV | 200 kVA :Kiosk Substation | 0.2 | --> | 0.2 | 0.116 | 13.05 |  | --> | 0.19 | 0 | 0.005 | 0.174 | 0 |  | --> | C17 ex ENNIS | Ennis [T101,T102] | ENNIS |  | 52.8565 | -8.9822
182939X | MV/LV Substation TU***939X |  | 10 kV | _ | LV | 200 kVA :Kiosk Substation | 0.2 | --> | 0.2 | 0 | 0 | Constrained, otherwise capacity available =196 kVA | --> | 0.19 | 0 | 0 | 0 | 0 | Constrained, otherwise capacity available =190 kW | --> | C15 ex TULLA | Tulla [T41,T42] | ENNIS |  | 52.8755 | -8.7626
038432 | MV/LV Substation MA***432 |  | 20 kV | _ | LV | 50 kVA :Pole Substation | 0.05 | --> | 0.05 | 0 | 0 | Constrained, otherwise capacity available =46 kVA | --> | 0.048 | 0 | 0.005 | 0 | 0 | Constrained, otherwise capacity available =43 kW | --> | E13 ex GORT | Gort [T41,T42] | ENNIS |  | 53.1211 | -8.864
039782 | MV/LV Substation CL***782 |  | 10 kV | _ | LV | 200 kVA :Kiosk Substation | 0.2 | --> | 0.2 | 0.122 | 11.03 |  | --> | 0.19 | 0 | 0.025 | 0.16 | 0 |  | --> | C17 ex SALTHILL | Salthill [T101,T102] | SALTHILL |  | 53.2679 | -9.1138
062820X | MV/LV Substation DR***820X |  | 10 kV | _ | LV | 200 kVA :Pole Substation | 0.2 | --> | 0.2 | 0.16 | 1.03 |  | --> | 0.19 | 0 | 0.009 | 0 | 0 | Constrained, otherwise capacity available =178 kW | --> | C18 ex LITTLE MILLS | Little Mills [T41] | DUNDALK |  | 53.9212 | -6.4005
021036Z | MV/LV Substation HA***036Z |  | 10 kV | _ | LV | 630 kVA :Kiosk Substation | 0.63 | --> | 0.63 | 0 | 0 | Constrained, otherwise capacity available =524 kVA | --> | 0.598 | 0 | 0 | 0.5 | 0 |  | --> | C12 ex FAIRHILL | Fairhill [T42] | KILBARRY |  | 51.9023 | -8.4711
0504523 | MV/LV Substation TR***4523 |  | 10 kV | _ | LV | 630 kVA :Kiosk Substation | 0.63 | --> | 0.63 | 0.5 | 7.61 |  | --> | 0.598 | 0 | 0 | 0 | 0 | Constrained, otherwise capacity available =598 kW | --> | C20 ex GARRYCASTLE | Garrycastle [T41,T42] | ATHLONE |  | 53.4257 | -7.9028
056426X | MV/LV Substation CL***426X |  | 20 kV | _ | LV | 50 kVA :Pole Substation | 0.05 | --> | 0.05 | 0.046 | 0.89 |  | --> | 0.048 | 0 | 0.026 | 0 | 0 | Constrained, otherwise capacity available =28 kW | --> | E12 ex BIRR | Birr [T41,T422] | DALLOW |  | 53.1062 | -7.7723
021333 | MV/LV Substation ST***333 |  | 10 kV | _ | LV | 400 kVA :Building Structure | 0.4 | --> | 0.4 | 0 | 0 | Constrained, otherwise capacity available =264 kVA | --> | 0.38 | 0 | 0 | 0.361 | 0 |  | --> | C19 ex FAIRHILL | Fairhill [T42] | KILBARRY |  | 51.9056 | -8.4843
029711 | MV/LV Substation GA***711 |  | 20 kV | _ | LV | 630 kVA :Kiosk Substation | 0.63 | --> | 0.63 | 0 | 0 | Constrained, otherwise capacity available =599 kVA | --> | 0.598 | 0 | 0.068 | 0 | 0 | Constrained, otherwise capacity available =544 kW | --> | C13 ex CLOYNE | Cloyne [T41] | MIDLETON |  | 51.8596 | -8.0049
012688X | MV/LV Substation MI***688X |  | 20 kV | _ | LV | 400 kVA :Kiosk Substation | 0.4 | --> | 0.4 | 0.399 | 2.83 |  | --> | 0.38 | 0 | 0 | 0 | 0 | Constrained, otherwise capacity available =380 kW | --> | E17 ex BAGENALSTOWN | Bagenalstown [T421,T422] | CARLOW |  | 52.7096 | -6.9501
006764Y | MV/LV Substation TR***764Y |  | 10 kV | _ | LV | 400 kVA :Building Structure | 0.4 | --> | 0.4 | 0.326 | 3.12 |  | --> | 0.38 | 0 | 0 | 0 | 0 | Constrained, otherwise capacity available =370 kW | --> | C22 ex BELLFIELD | Bellfield [T41,T42] | CRANE |  | 52.503 | -6.5647
007172X | MV/LV Substation WE***172X |  | 10 kV | _ | LV | 630 kVA :Kiosk Substation | 0.63 | --> | 0.63 | 0.5 | 0.9 |  | --> | 0.598 | 0 | 0 | 0 | 0 | Constrained, otherwise capacity available =598 kW | --> | C16 ex CLONARD | Clonard [T41,T42] | WEXFORD |  | 52.3282 | -6.493
066402X | MV/LV Substation OL***402X |  | 20 kV | _ | LV | 50 kVA :Pole Substation | 0.05 | --> | 0.05 | 0 | 0 | Constrained, otherwise capacity available =34 kVA | --> | 0.048 | 0 | 0 | 0 | 0 | Constrained, otherwise capacity available =45 kW | --> | E21 ex ASHBOURNE | Ashbourne [T421,T422] | FINGLAS |  | 53.529 | -6.3107
066553Z | MV/LV Substation ST***553Z |  | 20 kV | _ | LV | 400 kVA :Kiosk Substation | 0.4 | --> | 0.4 | 0 | 0 | Constrained, otherwise capacity available =294 kVA | --> | 0.38 | 0 | 0.004 | 0 | 0 | Constrained, otherwise capacity available =362 kW | --> | E18 ex BALTRASNA | Baltrasna [T121,T122] | BALTRASNA |  | 53.5117 | -6.4701
184040X | MV/LV Substation FO***040X |  | 10 kV | _ | LV | 200 kVA :Pole Substation | 0.2 | --> | 0.2 | 0.153 | 3.38 |  | --> | 0.19 | 0 | 0 | 0 | 0 | Constrained, otherwise capacity available =184 kW | --> | C18 ex CASTLEBLAYNEY | Castleblayney [T41,T42] | DUNDALK |  | 54.1473 | -6.6827
021996 | MV/LV Substation RA***996 |  | 20 kV | _ | LV | 50 kVA :Pole Substation | 0.05 | --> | 0.05 | 0 | 0 | Constrained, otherwise capacity available =46 kVA | --> | 0.048 | 0 | 0 | 0 | 0 | Constrained, otherwise capacity available =47 kW | --> | E18 ex WHITECHURCH | Whitechurch [T421,T422] | KILBARRY |  | 52.0147 | -8.6076
042568X | MV/LV Substation MA***568X |  | 10 kV | _ | LV | 630 kVA :Building Structure | 0.63 | --> | 0.63 | 0.451 | 1.51 |  | --> | 0.598 | 0 | 0.011 | 0 | 0 | Constrained, otherwise capacity available =565 kW | --> | C19 ex TURLOUGH ROAD | Turlough Road [T43] | CASTLEBAR |  | 53.8562 | -9.3017
0394079 | MV/LV Substation OM***4079 |  | 10 kV | _ | LV | 100 kVA :Pole Substation | 0.1 | --> | 0.1 | 0 | 0 | Constrained, otherwise capacity available =96 kVA | --> | 0.095 | 0 | 0 | 0 | 0 | Constrained, otherwise capacity available =94 kW | --> | C16 ex ORANMORE | Oranmore [T41,T44] | GALWAY 110KV |  | 53.2753 | -8.9494
069766 | MV/LV Substation GO***766 |  | 10 kV | _ | LV | 630 kVA :Kiosk Substation | 0.63 | --> | 0.63 | 0.361 | 3 |  | --> | 0.598 | 0 | 0.045 | 0.5 | 0 |  | --> | C32 ex INCHICORE CENTRAL | Inchicore Central [T43,T45] | INCHICORE 220KV |  | 53.3364 | -6.307
062983Y | MV/LV Substation KN***983Y |  | 10 kV | _ | LV | 200 kVA :Kiosk Substation | 0.2 | --> | 0.2 | 0.161 | 3.12 |  | --> | 0.19 | 0 | 0.01 | 0 | 0 | Constrained, otherwise capacity available =177 kW | --> | C21 ex MARSHES | Marshes [T41,T42] | DUNDALK |  | 53.9715 | -6.3871
184328X | MV/LV Substation DR***328X |  | 10 kV | _ | LV | 100 kVA :Pole Substation | 0.1 | --> | 0.1 | 0.029 | 3.38 |  | --> | 0.095 | 0 | 0 | 0 | 0 | Constrained, otherwise capacity available =85 kW | --> | C18 ex CASTLEBLAYNEY | Castleblayney [T41,T42] | DUNDALK |  | 54.1176 | -6.6836
019988 | MV/LV Substation CO***988 |  | 10 kV | _ | LV | 630 kVA :Building Structure | 0.63 | --> | 0.63 | 0.411 | 1.54 |  | --> | 0.598 | 0 | 0.016 | 0 | 0 | Constrained, otherwise capacity available =556 kW | --> | C16 ex BALLYARD | Ballyard [T41,T42] | TRALEE |  | 52.2686 | -9.7027
0154215 | MV/LV Substation JZ***4215 |  | 10 kV | _ | LV | 630 kVA :Building Structure | 0.63 | --> | 0.63 | 0 | 0 | Constrained, otherwise capacity available =552 kVA | --> | 0.598 | 0 | 0 | 0 | 0 | Constrained, otherwise capacity available =598 kW | --> | C17 ex NAAS | Naas [T41,T42] | KILTEEL |  | 53.2064 | -6.7388
050721X | MV/LV Substation BU***721X |  | 20 kV | _ | LV | 100 kVA :Pole Substation | 0.1 | --> | 0.1 | 0.087 | 6.49 |  | --> | 0.095 | 0 | 0.025 | 0 | 0 | Constrained, otherwise capacity available =75 kW | --> | C22 ex BUSHFIELD | Bushfield [T41,T42] | ATHLONE |  | 53.4832 | -7.8618
046022 | MV/LV Substation HA***022 |  | 10 kV | _ | LV | 400 kVA :Building Structure | 0.4 | --> | 0.4 | 0.362 | 5.78 |  | --> | 0.38 | 0 | 0 | 0.375 | 0 |  | --> | C12 ex OAKFIELD | Oakfield [T41,T42] | SLIGO |  | 54.2689 | -8.4766
139862X | MV/LV Substation BL***862X |  | 10 kV | _ | LV | 50 kVA :Pole Substation | 0.05 | --> | 0.05 | 0.039 | 4 |  | --> | 0.048 | 0 | 0 | 0 | 0 | Constrained, otherwise capacity available =46 kW | --> | C18 ex BALLYJAMESDUFF | Ballyjamesduff [T41,T42] | SHANKILL |  | 53.8534 | -7.1968
180069Y | MV/LV Substation TO***069Y |  | 10 kV | _ | LV | 200 kVA :Kiosk Substation | 0.2 | --> | 0.2 | 0.14 | 1.4 |  | --> | 0.19 | 0 | 0.013 | 0 | 0 | Constrained, otherwise capacity available =172 kW | --> | C23 ex KELLS | Kells [T41,T42] | NAVAN |  | 53.7168 | -6.8838
052600Z | MV/LV Substation LU***600Z |  | 20 kV | _ | LV | 200 kVA :Pole Substation | 0.2 | --> | 0.2 | 0 | 0 | Constrained, otherwise capacity available =158 kVA | --> | 0.19 | 0 | 0 | 0 | 0 | Constrained, otherwise capacity available =184 kW | --> | C18 ex NEWBROOK | Newbrook [T42] | MULLINGAR |  | 53.4331 | -7.5874
0934185 | MV/LV Substation NO***4185 |  | 10 kV | _ | LV | 400 kVA :Building Structure | 0.4 | --> | 0.4 | 0 | 0 | Constrained, otherwise capacity available =261 kVA | --> | 0.38 | 0 | 0 | 0.361 | 0 |  | --> | C27 ex POPPINTREE | Poppintree [T101,T102] | FINGLAS |  | 53.3992 | -6.3232
009101 | MV/LV Substation LI***101 |  | 10 kV | _ | LV | 200 kVA :Kiosk Substation | 0.2 | --> | 0.2 | 0 | 0 | Constrained, otherwise capacity available =128 kVA | --> | 0.19 | 0 | 0 | 0 | 0 | Constrained, otherwise capacity available =180 kW | --> | C30 ex WATERFORD IND EST | Waterford Ind Est [T41,T42,T44] | BUTLERSTOWN |  | 52.2522 | -7.1324
002909 | MV/LV Substation RO***909 |  | 10 kV | _ | LV | 100 kVA :Pole Substation | 0.1 | --> | 0.1 | 0.098 | 5.58 |  | --> | 0.095 | 0 | 0 | 0.095 | 0 |  | --> | C14 ex KILCOOLE | Kilcoole [T41,T42] | FASSAROE |  | 53.0843 | -6.1629
003796X | MV/LV Substation CL***796X |  | 10 kV | _ | LV | 200 kVA :Kiosk Substation | 0.2 | --> | 0.2 | 0.187 | 11.58 |  | --> | 0.19 | 0 | 0.01 | 0 | 0 | Constrained, otherwise capacity available =181 kW | --> | C19 ex BALLYBEG | Ballybeg [T101,T102] | CARRICKMINES |  | 53.0178 | -6.0605
081363Z | MV/LV Substation RA***363Z |  | 10 kV | _ | LV | 400 kVA :Kiosk Substation | 0.4 | --> | 0.4 | 0 | 0 | Constrained, otherwise capacity available =286 kVA | --> | 0.38 | 0 | 0 | 0.364 | 0 |  | --> | C17 ex BALGADDY | Balgaddy [T41,T42] | GRANGE CASTLE |  | 53.3242 | -6.4247
011015Z | MV/LV Substation WA***015Z |  | 10 kV | _ | LV | 200 kVA :Pole Substation | 0.2 | --> | 0.2 | 0.159 | 2.8 |  | --> | 0.19 | 0 | 0 | 0 | 0 | Constrained, otherwise capacity available =184 kW | --> | C13 ex PURCELLS INCH | Purcells Inch [T41,T42] | KILKENNY |  | 52.6145 | -7.2084
109254 | MV/LV Substation MO***254 |  | 10 kV | _ | LV | 50 kVA :Pole Substation | 0.05 | --> | 0.05 | 0.047 | 0.38 |  | --> | 0.048 | 0 | 0 | 0.047 | 0 |  | --> | C14 ex RINEANNA | Rineanna [T41,T42] | DRUMLINE |  | 52.7391 | -8.9082
055838X | MV/LV Substation BO***838X |  | 10 kV | _ | LV | 50 kVA :Pole Substation | 0.05 | --> | 0.05 | 0 | 0 | Constrained, otherwise capacity available =30 kVA | --> | 0.048 | 0 | 0.01 | 0 | 0 | Constrained, otherwise capacity available =37 kW | --> | C20 ex TEMPLEMORE | Templemore [T41,T42] | IKERRIN |  | 52.8031 | -7.8304
007252X | MV/LV Substation BU***252X |  | 20 kV | _ | LV | 50 kVA :Pole Substation | 0.05 | --> | 0.05 | 0.044 | 1.4 |  | --> | 0.048 | 0 | 0 | 0 | 0 | Constrained, otherwise capacity available =47 kW | --> | E13 ex KILLINICK | Killinick [T421,T422] | WEXFORD |  | 52.2106 | -6.3966
004806 | MV/LV Substation BA***806 |  | 10 kV | _ | LV | 50 kVA :Pole Substation | 0.05 | --> | 0.05 | 0 | 0 | Constrained, otherwise capacity available =37 kVA | --> | 0.048 | 0 | 0 | 0 | 0 | Constrained, otherwise capacity available =46 kW | --> | C12 ex TINAHASK | Tinahask [T41,T42] | ARKLOW |  | 52.7481 | -6.1995
0684765 | MV/LV Substation AL***4765 |  | 10 kV | _ | LV | 400 kVA :Kiosk Substation | 0.4 | --> | 0.4 | 0.4 | 9.99 |  | --> | 0.38 | 0 | 0 | 0.38 | 0 |  | --> | C24 ex HAROLDS CROSS | Harolds Cross [T101,T102] | POOLBEG |  | 53.3321 | -6.2608
151190 | MV/LV Substation MO***190 |  | 10 kV | _ | LV | 50 kVA :Pole Substation | 0.05 | --> | 0.05 | 0 | 0 | Constrained, otherwise capacity available =30 kVA | --> | 0.048 | 0 | 0 | 0 | 0 | Constrained, otherwise capacity available =45 kW | --> | C16 ex GARRYSPILLANE | Garryspillane [T41] | TIPPERARY |  | 52.3471 | -8.4998
021067 | MV/LV Substation BA***067 |  | 20 kV | _ | LV | 200 kVA :Pole Substation | 0.2 | --> | 0.2 | 0 | 0 | Constrained, otherwise capacity available =87 kVA | --> | 0.19 | 0 | 0 | 0 | 0 | Constrained, otherwise capacity available =174 kW | --> | E16 ex CURRALEIGH | Curraleigh [T421,T422] | KILBARRY |  | 51.9789 | -8.7323
2884186 | MV/LV Substation DU***4186 |  | 10 kV | _ | LV | 630 kVA :Kiosk Substation | 0.63 | --> | 0.63 | 0 | 0 | Constrained, otherwise capacity available =630 kVA | --> | 0.598 | 0 | 0 | 0.5 | 0 |  | --> | C17 ex CARRICKMINES | Carrickmines [T41,T42] | CARRICKMINES |  | 53.2407 | -6.1945
039201 | MV/LV Substation CO***201 |  | 10 kV | _ | LV | 630 kVA :Kiosk Substation | 0.63 | --> | 0.63 | 0.5 | 11.03 |  | --> | 0.598 | 0 | 0.007 | 0.5 | 0 |  | --> | C31 ex SALTHILL | Salthill [T101,T102] | SALTHILL |  | 53.2811 | -9.0724
017991Y | MV/LV Substation DE***991Y |  | 10 kV | _ | LV | 200 kVA :Kiosk Substation | 0.2 | --> | 0.2 | 0.183 | 4.23 |  | --> | 0.19 | 0 | 0 | 0 | 0 | Constrained, otherwise capacity available =188 kW | --> | C13 ex CHURCHTOWN | Churchtown [T41] | RATHKEALE |  | 52.46 | -9.0531
265144Y | MV/LV Substation EX***144Y |  | 20 kV | _ | LV | 50 kVA :Pole Substation | 0.05 | --> | 0.05 | 0.048 | 2.56 |  | --> | 0.048 | 0 | 0 | 0.047 | 0 |  | --> | C17 ex KILLESHANDRA | Killeshandra [T41,T42] | GORTAWEE |  | 54.0743 | -7.592
008066Z | MV/LV Substation RA***066Z |  | 20 kV | _ | LV | 50 kVA :Pole Substation | 0.05 | --> | 0.05 | 0 | 0 | Constrained, otherwise capacity available =45 kVA | --> | 0.048 | 0 | 0 | 0 | 0 | Constrained, otherwise capacity available =47 kW | --> | E15 ex CLONROCHE | Clonroche [T421,T422] | WEXFORD |  | 52.432 | -6.7743
067187 | MV/LV Substation CA***187 |  | 10 kV | _ | LV | 400 kVA :Building Structure | 0.4 | --> | 0.4 | 0 | 0 | Constrained, otherwise capacity available =158 kVA | --> | 0.38 | 0 | 0.095 | 0 | 0 | Constrained, otherwise capacity available =275 kW | --> | C18 ex CAHERDAVIN | Caherdavin [T41,T42] | ARDNACRUSHA |  | 52.671 | -8.666
111056X | MV/LV Substation BE***056X |  | 20 kV | _ | LV | 50 kVA :Pole Substation | 0.05 | --> | 0.05 | 0.048 | 0.94 |  | --> | 0.048 | 0 | 0 | 0 | 0 | Constrained, otherwise capacity available =47 kW | --> | E11 ex CASTLETOWNBERE | Castletownbere [T421] | BALLYLICKY |  | 51.6885 | -9.9517
046339X | MV/LV Substation PE***339X |  | 10 kV | _ | LV | 1000 kVA :Building Structure | 1 | --> | 1 | 0 | 0 | Constrained, otherwise capacity available =979 kVA | --> | 0.95 | 0 | 0 | 0.5 | 0 |  | --> | C14 ex CRANMORE | Cranmore [T41,T42] | SLIGO |  | 54.2672 | -8.4704
069603 | MV/LV Substation RI***603 |  | 10 kV | _ | LV | 630 kVA :Kiosk Substation | 0.63 | --> | 0.63 | 0.436 | 9.28 |  | --> | 0.598 | 0 | 0.003 | 0.5 | 0 |  | --> | C10 ex PEMBROKE | Pembroke [T41,T42,T43,T44] | RINGSEND |  | 53.3407 | -6.2165
029334 | MV/LV Substation CA***334 |  | 10 kV | _ | LV | 50 kVA :Pole Substation | 0.05 | --> | 0.05 | 0 | 0 | Constrained, otherwise capacity available =47 kVA | --> | 0.048 | 0 | 0 | 0 | 0 | Constrained, otherwise capacity available =47 kW | --> | C32 ex CLOYNE | Cloyne [T41] | MIDLETON |  | 51.858 | -8.148
110541 | MV/LV Substation HO***541 |  | 10 kV | _ | LV | 50 kVA :Pole Substation | 0.05 | --> | 0.05 | 0.008 | 0.76 |  | --> | 0.048 | 0 | 0.019 | 0 | 0 | Constrained, otherwise capacity available =27 kW | --> | C16 ex KENMARE | Kenmare [T42] | KNOCKEARAGH |  | 51.8882 | -9.5824
156095Z | MV/LV Substation MU***095Z |  | 20 kV | _ | LV | 50 kVA :Pole Substation | 0.05 | --> | 0.05 | 0.05 | 2.47 |  | --> | 0.048 | 0 | 0 | 0 | 0 | Constrained, otherwise capacity available =48 kW | --> | E19 ex TELAYDON | Telaydon [T42,T421] | LISDRUM |  | 54.3032 | -6.884
003434X | MV/LV Substation GL***434X |  | 10 kV | _ | LV | 100 kVA :Pole Substation | 0.1 | --> | 0.1 | 0.099 | 11.58 |  | --> | 0.095 | 0 | 0 | 0 | 0 | Constrained, otherwise capacity available =95 kW | --> | C18 ex BALLYBEG | Ballybeg [T101,T102] | CARRICKMINES |  | 52.9651 | -6.1534
053309X | MV/LV Substation BA***309X |  | 20 kV | _ | LV | 50 kVA :Pole Substation | 0.05 | --> | 0.05 | 0.05 | 0.89 |  | --> | 0.048 | 0 | 0 | 0 | 0 | Constrained, otherwise capacity available =48 kW | --> | E24 ex BIRR | Birr [T41,T422] | DALLOW |  | 53.1586 | -7.7253
093104Z | MV/LV Substation NO***104Z |  | 10 kV | _ | LV | 630 kVA :Building Structure | 0.63 | --> | 0.63 | 0 | 0 | Constrained, otherwise capacity available =506 kVA | --> | 0.598 | 0 | 0 | 0.5 | 0 |  | --> | C20 ex MERVILLE | Merville [T41,T42] | FINGLAS |  | 53.3986 | -6.3157
037807X | MV/LV Substation CO***807X |  | 10 kV | _ | LV | 400 kVA :Building Structure | 0.4 | --> | 0.4 | 0 | 0 | Constrained, otherwise capacity available =264 kVA | --> | 0.38 | 0 | 0.036 | 0 | 0 | Constrained, otherwise capacity available =334 kW | --> | C15 ex CAHIRCALLA | Cahircalla [T41,T42] | ENNIS |  | 52.8361 | -8.9712
062027Z | MV/LV Substation CL***027Z |  | 20 kV | _ | LV | 50 kVA :Pole Substation | 0.05 | --> | 0.05 | 0.047 | 3.47 |  | --> | 0.048 | 0 | 0 | 0 | 0 | Constrained, otherwise capacity available =47 kW | --> | E17 ex BUSH | Bush [T421,T422] | DUNDALK |  | 54.0557 | -6.2
0644326 | MV/LV Substation ST***4326 |  | 10 kV | _ | LV | 400 kVA :Kiosk Substation | 0.4 | --> | 0.4 | 0 | 0 | Constrained, otherwise capacity available =326 kVA | --> | 0.38 | 0 | 0.015 | 0 | 0 | Constrained, otherwise capacity available =359 kW | --> | C17 ex DRYBRIDGE | Drybridge [T41,T42] | DRYBRIDGE |  | 53.6911 | -6.4205
125799X | MV/LV Substation BA***799X |  | 20 kV | _ | LV | 100 kVA :Pole Substation | 0.1 | --> | 0.1 | 0.046 | 0.22 |  | --> | 0.095 | 0 | 0 | 0 | 0 | Constrained, otherwise capacity available =87 kW | --> | C16 ex KILSHANNY | Kilshanny [T41,T42] | CAHIR |  | 52.2629 | -8.128
2884120 | MV/LV Substation WO***4120 |  | 10 kV | _ | LV | 1000 kVA :Building Structure | 1 | --> | 1 | 0 | 0 | Constrained, otherwise capacity available =1000 kVA | --> | 0.95 | 0 | 0 | 0.5 | 0 |  | --> | C17 ex SANDYFORD | Sandyford [T41,T42] | CARRICKMINES |  | 53.2673 | -6.2069
067285Z | MV/LV Substation CA***285Z |  | 10 kV | _ | LV | 200 kVA :Pole Substation | 0.2 | --> | 0.2 | 0 | 0 | Constrained, otherwise capacity available =153 kVA | --> | 0.19 | 0 | 0 | 0 | 0 | Constrained, otherwise capacity available =184 kW | --> | C13 ex DOCK ROAD | Dock Road [T41,T42] | LIMERICK |  | 52.6408 | -8.6741
025701X | MV/LV Substation CO***701X |  | 10 kV | _ | LV | 400 kVA :Kiosk Substation | 0.4 | --> | 0.4 | 0.352 | 1.93 |  | --> | 0.38 | 0 | 0 | 0 | 0 | Constrained, otherwise capacity available =373 kW | --> | C17 ex MILFORD (MWR) | Milford (mwr) [T41] | CHARLEVILLE |  | 52.3424 | -8.912
405417 | MV/LV Substation RO***417 |  | 20 kV | _ | LV | 200 kVA :Pole Substation | 0.2 | --> | 0.2 | 0.2 | 3.03 |  | --> | 0.19 | 0 | 0 | 0 | 0 | Constrained, otherwise capacity available =190 kW | --> | E13 ex MOVILLE | Moville [T421,T422] | TRILLICK |  | 55.258 | -7.208
066548 | MV/LV Substation WY***548 |  | 20 kV | _ | LV | 50 kVA :Pole Substation | 0.05 | --> | 0.05 | 0 | 0 | Constrained, otherwise capacity available =40 kVA | --> | 0.048 | 0 | 0 | 0 | 0 | Constrained, otherwise capacity available =46 kW | --> | E21 ex ASHBOURNE | Ashbourne [T421,T422] | FINGLAS |  | 53.5396 | -6.3433
350009X | MV/LV Substation FI***009X |  | 10 kV | _ | LV | 50 kVA :Pole Substation | 0.05 | --> | 0.05 | 0.044 | 1.57 |  | --> | 0.048 | 0 | 0 | 0 | 0 | Constrained, otherwise capacity available =47 kW | --> | C15 ex BUNDORAN | Bundoran [T41,T42] | CATHALEENS FALL |  | 54.4723 | -8.3188
058660 | MV/LV Substation GA***660 |  | 10 kV | _ | LV | 50 kVA :Pole Substation | 0.05 | --> | 0.05 | 0.04 | 3 |  | --> | 0.048 | 0 | 0 | 0 | 0 | Constrained, otherwise capacity available =46 kW | --> | C21 ex NENAGH | Nenagh [T41,T42] | NENAGH |  | 52.8918 | -8.3558
062166X | MV/LV Substation PA***166X |  | 10 kV | _ | LV | 630 kVA :Kiosk Substation | 0.63 | --> | 0.63 | 0.475 | 5.69 |  | --> | 0.598 | 0 | 0 | 0 | 0 | Constrained, otherwise capacity available =577 kW | --> | C14 ex RAMPARTS | Ramparts [T41,T42] | DUNDALK |  | 54.0017 | -6.4034
054370X | MV/LV Substation BA***370X |  | 20 kV | _ | LV | 200 kVA :Pole Substation | 0.2 | --> | 0.2 | 0 | 0 | Constrained, otherwise capacity available =132 kVA | --> | 0.19 | 0 | 0 | 0 | 0 | Constrained, otherwise capacity available =180 kW | --> | E19 ex PORTLAOISE | Portlaoise [T423,T424] | PORTLAOISE |  | 53.031 | -7.2488
066808X | MV/LV Substation KI***808X |  | 10 kV | _ | LV | 50 kVA :Pole Substation | 0.05 | --> | 0.05 | 0 | 0 | Constrained, otherwise capacity available =48 kVA | --> | 0.048 | 0 | 0.004 | 0 | 0 | Constrained, otherwise capacity available =44 kW | --> | E11 ex ASHBOURNE | Ashbourne [T421,T422] | FINGLAS |  | 53.4513 | -6.282
012803X | MV/LV Substation KE***803X |  | 10 kV | _ | LV | 100 kVA :Pole Substation | 0.1 | --> | 0.1 | 0 | 0 | Constrained, otherwise capacity available =73 kVA | --> | 0.095 | 0 | 0 | 0 | 0 | Constrained, otherwise capacity available =91 kW | --> | C11 ex POLLERTON | Pollerton [T41,T42] | CARLOW |  | 52.8382 | -6.8966
081359Z | MV/LV Substation KI***359Z |  | 10 kV | _ | LV | 50 kVA :Pole Substation | 0.05 | --> | 0.05 | 0 | 0 | Constrained, otherwise capacity available =50 kVA | --> | 0.048 | 0 | 0 | 0.048 | 0 |  | --> | C19 ex CLONDALKIN | Clondalkin [T41,T42,T44] | INCHICORE 220KV |  | 53.3036 | -6.4171
033095 | MV/LV Substation BA***095 |  | 10 kV | _ | LV | 50 kVA :Pole Substation | 0.05 | --> | 0.05 | 0 | 0 | Constrained, otherwise capacity available =48 kVA | --> | 0.048 | 0 | 0 | 0 | 0 | Constrained, otherwise capacity available =47 kW | --> | C18 ex BALLYHALE | Ballyhale [T42,T421] | KILKENNY |  | 52.481 | -7.2799
062845X | MV/LV Substation DU***845X |  | 10 kV | _ | LV | 50 kVA :Pole Substation | 0.05 | --> | 0.05 | 0.043 | 1.03 |  | --> | 0.048 | 0 | 0 | 0 | 0 | Constrained, otherwise capacity available =46 kW | --> | C18 ex LITTLE MILLS | Little Mills [T41] | DUNDALK |  | 53.9632 | -6.4306
1394153 | MV/LV Substation AG***4153 |  | 10 kV | _ | LV | 50 kVA :Pole Substation | 0.05 | --> | 0.05 | 0.05 | 4 |  | --> | 0.048 | 0 | 0 | 0 | 0 | Constrained, otherwise capacity available =48 kW | --> | C14 ex BALLYJAMESDUFF | Ballyjamesduff [T41,T42] | SHANKILL |  | 53.8432 | -7.1522
1644101 | MV/LV Substation SI***4101 |  | 10 kV | _ | LV | 50 kVA :Pole Substation | 0.05 | --> | 0.05 | 0 | 0 | Constrained, otherwise capacity available =46 kVA | --> | 0.048 | 0 | 0 | 0 | 0 | Constrained, otherwise capacity available =47 kW | --> | C12 ex SKIBBEREEN | Skibbereen [T41,T42] | DUNMANWAY |  | 51.5592 | -9.2449
288221X | MV/LV Substation TO***221X |  | 10 kV | _ | LV | 1000 kVA :Building Structure | 1 | --> | 1 | 0.5 | 19.52 |  | --> | 0.95 | 0 | 0 | 0.5 | 0 |  | --> | C21 ex TANEY | Taney [T101,T102] | CARRICKMINES |  | 53.2879 | -6.2434
251883 | MV/LV Substation WH***883 |  | 10 kV | _ | LV | 100 kVA :Pole Substation | 0.1 | --> | 0.1 | 0 | 0 | Constrained, otherwise capacity available =74 kVA | --> | 0.095 | 0 | 0.021 | 0 | 0 | Constrained, otherwise capacity available =76 kW | --> | C28 ex CLAREGALWAY | Claregalway [T42,T421] | GALWAY 110KV |  | 53.3255 | -8.9674
0144353 | MV/LV Substation CA***4353 |  | 10 kV | _ | LV | 400 kVA :Kiosk Substation | 0.4 | --> | 0.4 | 0.367 | 0.63 |  | --> | 0.38 | 0 | 0.003 | 0 | 0 | Constrained, otherwise capacity available =373 kW | --> | C17 ex KILCULLEN | Kilcullen [T41,T42,T424] | STRATFORD |  | 53.1394 | -6.7387
281629Z | MV/LV Substation BU***629Z |  | 10 kV | _ | LV | 50 kVA :Pole Substation | 0.05 | --> | 0.05 | 0.038 | 4.3 |  | --> | 0.048 | 0 | 0.005 | 0.042 | 0 |  | --> | C11 ex RINGASKIDDY 110KV | Ringaskiddy 110kv [T42] | BARNAHELY |  | 51.8413 | -8.344
0644155 | MV/LV Substation ST***4155 |  | 10 kV | _ | LV | 400 kVA :Kiosk Substation | 0.4 | --> | 0.4 | 0 | 0 | Constrained, otherwise capacity available =323 kVA | --> | 0.38 | 0 | 0.005 | 0 | 0 | Constrained, otherwise capacity available =366 kW | --> | C16 ex RATHMULLAN | Rathmullan [T41,T42] | DRYBRIDGE |  | 53.7109 | -6.3752
015788X | MV/LV Substation SA***788X |  | 10 kV | _ | LV | 100 kVA :Pole Substation | 0.1 | --> | 0.1 | 0 | 0 | Constrained, otherwise capacity available =67 kVA | --> | 0.095 | 0 | 0.009 | 0 | 0 | Constrained, otherwise capacity available =84 kW | --> | C14 ex NAAS | Naas [T41,T42] | KILTEEL |  | 53.2193 | -6.6691
039045 | MV/LV Substation LY***045 |  | 10 kV | _ | LV | 1000 kVA :Building Structure | 1 | --> | 1 | 0 | 0 | Constrained, otherwise capacity available =637 kVA | --> | 0.95 | 0 | 0 | 0 | 0 | Constrained, otherwise capacity available =899 kW | --> | C16 ex HEADFORD ROAD | Headford Road [T41,T42] | GALWAY 110KV |  | 53.2729 | -9.0509
065884 | MV/LV Substation MO***884 |  | 20 kV | _ | LV | 100 kVA :Pole Substation | 0.1 | --> | 0.1 | 0 | 0 | Constrained, otherwise capacity available =89 kVA | --> | 0.095 | 0 | 0 | 0 | 0 | Constrained, otherwise capacity available =93 kW | --> | E23 ex BALTRASNA | Baltrasna [T121,T122] | BALTRASNA |  | 53.6015 | -6.3603
0554543 | MV/LV Substation AN***4543 |  | 10 kV | _ | LV | 400 kVA :Kiosk Substation | 0.4 | --> | 0.4 | 0 | 0 | Constrained, otherwise capacity available =400 kVA | --> | 0.38 | 0 | 0 | 0 | 0 | Constrained, otherwise capacity available =380 kW | --> | C12 ex ROSCREA | Roscrea [T41,T42] | IKERRIN |  | 52.9579 | -7.7947
003932X | MV/LV Substation CO***932X |  | 10 kV | _ | LV | 50 kVA :Pole Substation | 0.05 | --> | 0.05 | 0.045 | 11.58 |  | --> | 0.048 | 0 | 0.006 | 0 | 0 | Constrained, otherwise capacity available =42 kW | --> | C19 ex BALLYBEG | Ballybeg [T101,T102] | CARRICKMINES |  | 53.0091 | -6.0778
046109 | MV/LV Substation GR***109 |  | 10 kV | _ | LV | 400 kVA :Kiosk Substation | 0.4 | --> | 0.4 | 0.271 | 5.78 |  | --> | 0.38 | 0 | 0.035 | 0.336 | 0 |  | --> | C11 ex OAKFIELD | Oakfield [T41,T42] | SLIGO |  | 54.2552 | -8.4638
026902 | MV/LV Substation KN***902 |  | 10 kV | _ | LV | 100 kVA :Pole Substation | 0.1 | --> | 0.1 | 0.055 | 8.66 |  | --> | 0.095 | 0 | 0.011 | 0 | 0 | Constrained, otherwise capacity available =80 kW | --> | C17 ex BANDON | Bandon [T101,T42] | BANDON |  | 51.7359 | -8.6728
0224063 | MV/LV Substation BA***4063 |  | 10 kV | _ | LV | 50 kVA :Pole Substation | 0.05 | --> | 0.05 | 0.032 | 4.55 |  | --> | 0.048 | 0 | 0 | 0 | 0 | Constrained, otherwise capacity available =45 kW | --> | C17 ex MALLOW | Mallow [T41,T42] | MALLOW |  | 52.1569 | -8.6088
1384131 | MV/LV Substation DR***4131 |  | 10 kV | _ | LV | 50 kVA :Pole Substation | 0.05 | --> | 0.05 | 0.05 | 2.18 |  | --> | 0.048 | 0 | 0 | 0 | 0 | Constrained, otherwise capacity available =48 kW | --> | C19 ex BAILIEBORO | Bailieboro [T41,T42] | MEATH HILL |  | 53.9098 | -7.0161
0234160 | MV/LV Substation BA***4160 |  | 20 kV | _ | LV | 50 kVA :Pole Substation | 0.05 | --> | 0.05 | 0 | 0 | Constrained, otherwise capacity available =45 kVA | --> | 0.048 | 0 | 0 | 0 | 0 | Constrained, otherwise capacity available =47 kW | --> | C18 ex COOLCARRON | Coolcarron [T41,T42] | BARRYMORE |  | 52.1345 | -8.2199
220183 | MV/LV Substation MU***183 |  | 10 kV | _ | LV | 50 kVA :Pole Substation | 0.05 | --> | 0.05 | 0.036 | 1.36 |  | --> | 0.048 | 0 | 0 | 0 | 0 | Constrained, otherwise capacity available =46 kW | --> | C11 ex CROSSMOLINA | Crossmolina [T41,T42] | MOY |  | 54.0359 | -9.3235
023345X | MV/LV Substation MO***345X |  | 20 kV | _ | LV | 50 kVA :Pole Substation | 0.05 | --> | 0.05 | 0 | 0 | Constrained, otherwise capacity available =40 kVA | --> | 0.048 | 0 | 0 | 0 | 0 | Constrained, otherwise capacity available =46 kW | --> | E11 ex CASTLELYONS | Castlelyons [T421,T422] | BARRYMORE |  | 52.0906 | -8.2846
281796Z | MV/LV Substation HA***796Z |  | 10 kV | _ | LV | 630 kVA :Kiosk Substation | 0.63 | --> | 0.63 | 0 | 0 | Constrained, otherwise capacity available =477 kVA | --> | 0.598 | 0 | 0.02 | 0 | 0 | Constrained, otherwise capacity available =562 kW | --> | C16 ex CARRIGALINE | Carrigaline [T41,T42] | BARNAHELY |  | 51.8747 | -8.3509
144933 | MV/LV Substation DO***933 |  | 10 kV | _ | LV | 50 kVA :Pole Substation | 0.05 | --> | 0.05 | 0 | 0 | Constrained, otherwise capacity available =20 kVA | --> | 0.048 | 0 | 0 | 0 | 0 | Constrained, otherwise capacity available =43 kW | --> | C15 ex CASTLECOMER | Castlecomer [T41,T42] | BALLYRAGGET |  | 52.8635 | -7.119
006048Y | MV/LV Substation DR***048Y |  | 10 kV | _ | LV | 50 kVA :Pole Substation | 0.05 | --> | 0.05 | 0.048 | 4.38 |  | --> | 0.048 | 0 | 0 | 0.047 | 0 |  | --> | E13 ex CRANE | Crane [T122] | CRANE |  | 52.5016 | -6.5419
082791Y | MV/LV Substation DU***791Y |  | 10 kV | _ | LV | 50 kVA :Pole Substation | 0.05 | --> | 0.05 | 0.041 | 1.82 |  | --> | 0.048 | 0 | 0.005 | 0 | 0 | Constrained, otherwise capacity available =43 kW | --> | C15 ex RANDALSTOWN | Randalstown [T41] | NAVAN |  | 53.6672 | -6.7865
023335 | MV/LV Substation EL***335 |  | 20 kV | _ | LV | 400 kVA :Building Structure | 0.4 | --> | 0.4 | 0 | 0 | Constrained, otherwise capacity available =400 kVA | --> | 0.38 | 0 | 0 | 0 | 0 | Constrained, otherwise capacity available =380 kW | --> | C18 ex COOLCARRON | Coolcarron [T41,T42] | BARRYMORE |  | 52.1412 | -8.2178
182685X | MV/LV Substation MO***685X |  | 20 kV | _ | LV | 400 kVA :Kiosk Substation | 0.4 | --> | 0.4 | 0 | 0 | Constrained, otherwise capacity available =326 kVA | --> | 0.38 | 0 | 0.013 | 0 | 0 | Constrained, otherwise capacity available =360 kW | --> | C12 ex SCARIFF | Scariff [T42] | ENNIS |  | 52.932 | -8.4267
154772 | MV/LV Substation BT***772 |  | 10 kV | _ | LV | 1000 kVA :Building Structure | 1 | --> | 1 | 0 | 0 | Constrained, otherwise capacity available =446 kVA | --> | 0.95 | 0 | 0 | 0.5 | 0 |  | --> | C16 ex COLLEGE PARK | College Park [T101,T102,T103] | COLLEGE PARK |  | 53.3919 | -6.3892
136535 | MV/LV Substation CL***535 |  | 10 kV | _ | LV | 200 kVA :Pole Substation | 0.2 | --> | 0.2 | 0 | 0 | Constrained, otherwise capacity available =156 kVA | --> | 0.19 | 0 | 0.028 | 0 | 0 | Constrained, otherwise capacity available =163 kW | --> | C12 ex AGHAMORE | Aghamore [T41,T42] | LANESBORO |  | 53.7003 | -8.0111
251450X | MV/LV Substation RO***450X |  | 10 kV | _ | LV | 50 kVA :Pole Substation | 0.05 | --> | 0.05 | 0 | 0 | Constrained, otherwise capacity available =49 kVA | --> | 0.048 | 0 | 0 | 0 | 0 | Constrained, otherwise capacity available =47 kW | --> | C28 ex CLAREGALWAY | Claregalway [T42,T421] | GALWAY 110KV |  | 53.3263 | -8.9633
066945 | MV/LV Substation BA***945 |  | 10 kV | _ | LV | 150 kVA :Pole Substation | 0.15 | --> | 0.15 | 0 | 0 | Constrained, otherwise capacity available =139 kVA | --> | 0.142 | 0 | 0 | 0 | 0 | Constrained, otherwise capacity available =141 kW | --> | C13 ex MALAHIDE | Malahide [T41,T42] | GLASMORE |  | 53.4228 | -6.1778
127403Y | MV/LV Substation MA***403Y |  | 10 kV | _ | LV | 200 kVA :Pole Substation | 0.2 | --> | 0.2 | 0 | 0 | Constrained, otherwise capacity available =137 kVA | --> | 0.19 | 0 | 0 | 0 | 0 | Constrained, otherwise capacity available =181 kW | --> | C11 ex LOUGHTAGALLA | Loughtagalla [T41,T42] | THURLES |  | 52.7156 | -7.6852
081529Z | MV/LV Substation KI***529Z |  | 10 kV | _ | LV | 400 kVA :Kiosk Substation | 0.4 | --> | 0.4 | 0 | 0 | Constrained, otherwise capacity available =364 kVA | --> | 0.38 | 0 | 0 | 0.375 | 0 |  | --> | C17 ex BALGADDY | Balgaddy [T41,T42] | GRANGE CASTLE |  | 53.3274 | -6.425
066093Y | MV/LV Substation BR***093Y |  | 10 kV | _ | LV | 200 kVA :Kiosk Substation | 0.2 | --> | 0.2 | 0 | 0 | Constrained, otherwise capacity available =129 kVA | --> | 0.19 | 0 | 0.01 | 0 | 0 | Constrained, otherwise capacity available =173 kW | --> | C16 ex MALAHIDE | Malahide [T41,T42] | GLASMORE |  | 53.4405 | -6.1504
127881X | MV/LV Substation MT***881X |  | 10 kV | _ | LV | 200 kVA :Pole Substation | 0.2 | --> | 0.2 | 0 | 0 | Constrained, otherwise capacity available =198 kVA | --> | 0.19 | 0 | 0.006 | 0 | 0 | Constrained, otherwise capacity available =185 kW | --> | C17 ex HOLYCROSS ROAD | Holycross Road [T41,T42] | THURLES |  | 52.7524 | -7.9654
125992X | MV/LV Substation JO***992X |  | 20 kV | _ | LV | 50 kVA :Pole Substation | 0.05 | --> | 0.05 | 0 | 0 | Constrained, otherwise capacity available =34 kVA | --> | 0.048 | 0 | 0 | 0 | 0 | Constrained, otherwise capacity available =45 kW | --> | C15 ex CLOONLOUGH | Cloonlough [T41,T42] | BARRYMORE |  | 52.2511 | -8.3267
037565 | MV/LV Substation DE***565 |  | 10 kV | _ | LV | 50 kVA :Pole Substation | 0.05 | --> | 0.05 | 0.047 | 13.05 |  | --> | 0.048 | 0 | 0 | 0.047 | 0 |  | --> | C21 ex ENNIS | Ennis [T101,T102] | ENNIS |  | 52.8955 | -8.9613
116604X | MV/LV Substation DE***604X |  | 20 kV | _ | LV | 200 kVA :Pole Substation | 0.2 | --> | 0.2 | 0.12 | 8.1 |  | --> | 0.19 | 0 | 0.011 | 0 | 0 | Constrained, otherwise capacity available =171 kW | --> | E16 ex WESTPORT | Westport [T421,T422] | CASTLEBAR |  | 53.622 | -9.7562
0144384 | MV/LV Substation ST***4384 |  | 10 kV | _ | LV | 400 kVA :Kiosk Substation | 0.4 | --> | 0.4 | 0 | 0 | Constrained, otherwise capacity available =235 kVA | --> | 0.38 | 0 | 0.03 | 0 | 0 | Constrained, otherwise capacity available =335 kW | --> | C15 ex MORRISTOWN | Morristown [T41,T42] | NEWBRIDGE |  | 53.1926 | -6.8123
021044Z | MV/LV Substation CO***044Z |  | 20 kV | _ | LV | 50 kVA :Pole Substation | 0.05 | --> | 0.05 | 0 | 0 | Constrained, otherwise capacity available =44 kVA | --> | 0.048 | 0 | 0 | 0 | 0 | Constrained, otherwise capacity available =47 kW | --> | E16 ex CURRALEIGH | Curraleigh [T421,T422] | KILBARRY |  | 51.9963 | -8.7731
081222 | MV/LV Substation KE***222 |  | 10 kV | _ | LV | 400 kVA :Kiosk Substation | 0.4 | --> | 0.4 | 0 | 0 | Constrained, otherwise capacity available =240 kVA | --> | 0.38 | 0 | 0.039 | 0 | 0 | Constrained, otherwise capacity available =329 kW | --> | C15 ex LEIXLIP | Leixlip [T41,T42] | GRIFFINRATH |  | 53.3557 | -6.4682
056377Y | MV/LV Substation GA***377Y |  | 10 kV | _ | LV | 50 kVA :Pole Substation | 0.05 | --> | 0.05 | 0.036 | 0.89 |  | --> | 0.048 | 0 | 0 | 0 | 0 | Constrained, otherwise capacity available =46 kW | --> | C21 ex BIRR | Birr [T41,T422] | DALLOW |  | 53.0792 | -7.8557
365942X | MV/LV Substation QU***942X |  | 10 kV | _ | LV | 50 kVA :Pole Substation | 0.05 | --> | 0.05 | 0 | 0 | Constrained, otherwise capacity available =50 kVA | --> | 0.048 | 0 | 0 | 0.048 | 0 |  | --> | C15 ex SAGGART | Saggart [T41,T42] | GRANGE CASTLE |  | 53.2333 | -6.4242
2104235 | MV/LV Substation GL***4235 |  | 10 kV | _ | LV | 630 kVA :Kiosk Substation | 0.63 | --> | 0.63 | 0 | 0 | Constrained, otherwise capacity available =602 kVA | --> | 0.598 | 0 | 0 | 0 | 0 | Constrained, otherwise capacity available =595 kW | --> | C18 ex CARRICKMACROSS | Carrickmacross [T41,T42] | MEATH HILL |  | 53.9832 | -6.7194
004548X | MV/LV Substation AU***548X |  | 10 kV | _ | LV | 100 kVA :Pole Substation | 0.1 | --> | 0.1 | 0.093 | 0.45 |  | --> | 0.095 | 0 | 0 | 0 | 0 | Constrained, otherwise capacity available =94 kW | --> | C15 ex KILMAGIG | Kilmagig [T42] | ARKLOW |  | 52.856 | -6.3306
016123Z | MV/LV Substation CO***123Z |  | 10 kV | _ | LV | 50 kVA :Pole Substation | 0.05 | --> | 0.05 | 0 | 0 | Constrained, otherwise capacity available =49 kVA | --> | 0.048 | 0 | 0 | 0 | 0 | Constrained, otherwise capacity available =47 kW | --> | C22 ex CELBRIDGE | Celbridge [T41,T42] | GRIFFINRATH |  | 53.3518 | -6.58
012375Y | MV/LV Substation SR***375Y |  | 10 kV | _ | LV | 200 kVA :Pole Substation | 0.2 | --> | 0.2 | 0 | 0 | Constrained, otherwise capacity available =200 kVA | --> | 0.19 | 0 | 0 | 0 | 0 | Constrained, otherwise capacity available =190 kW | --> | C20 ex POLLERTON | Pollerton [T41,T42] | CARLOW |  | 52.822 | -6.8721
0094005 | MV/LV Substation NE***4005 |  | 10 kV | _ | LV | 50 kVA :Pole Substation | 0.05 | --> | 0.05 | 0.046 | 8.16 |  | --> | 0.048 | 0 | 0 | 0 | 0 | Constrained, otherwise capacity available =47 kW | --> | C11 ex MOUNT MISERY | Mount Misery [T41,T42] | WATERFORD |  | 52.2777 | -7.1315
293012 | MV/LV Substation NU***012 |  | 20 kV | _ | LV | 100 kVA :Pole Substation | 0.1 | --> | 0.1 | 0.096 | 0.43 |  | --> | 0.095 | 0 | 0 | 0 | 0 | Constrained, otherwise capacity available =94 kW | --> | E13 ex TULLOW | Tullow [T421,T422] | CARLOW |  | 52.7322 | -6.6897
250941 | MV/LV Substation HO***941 |  | 20 kV | _ | LV | 100 kVA :Pole Substation | 0.1 | --> | 0.1 | 0.084 | 1.26 |  | --> | 0.095 | 0 | 0.004 | 0 | 0 | Constrained, otherwise capacity available =90 kW | --> | E16 ex BALLYCROSSAUN | Ballycrossaun [T421,T422] | SOMERSET |  | 53.0896 | -8.227
066794 | MV/LV Substation FO***794 |  | 10 kV | _ | LV | 100 kVA :Pole Substation | 0.1 | --> | 0.1 | 0 | 0 | Constrained, otherwise capacity available =72 kVA | --> | 0.095 | 0 | 0 | 0 | 0 | Constrained, otherwise capacity available =91 kW | --> | C14 ex SWORDS | Swords [T41,T42] | GLASMORE |  | 53.4395 | -6.2512
026006 | MV/LV Substation OL***006 |  | 10 kV | _ | LV | 200 kVA :Pole Substation | 0.2 | --> | 0.2 | 0.183 | 8.66 |  | --> | 0.19 | 0 | 0 | 0 | 0 | Constrained, otherwise capacity available =188 kW | --> | C13 ex BANDON | Bandon [T101,T42] | BANDON |  | 51.7331 | -8.757
122640 | MV/LV Substation PU***640 |  | 10 kV | _ | LV | 50 kVA :Pole Substation | 0.05 | --> | 0.05 | 0.05 | 4.18 |  | --> | 0.048 | 0 | 0 | 0 | 0 | Constrained, otherwise capacity available =48 kW | --> | C18 ex KINGSCOURT | Kingscourt [T41,T42] | MEATH HILL |  | 53.892 | -6.8345
1604069 | MV/LV Substation AL***4069 |  | 10 kV | _ | LV | 400 kVA :Kiosk Substation | 0.4 | --> | 0.4 | 0 | 0 | Constrained, otherwise capacity available =340 kVA | --> | 0.38 | 0 | 0.03 | 0 | 0 | Constrained, otherwise capacity available =350 kW | --> | C15 ex PORTARLINGTON | Portarlington [T41,T42] | PORTLAOISE |  | 53.1559 | -7.1839
099929 | MV/LV Substation RE***929 |  | 10 kV | _ | LV | 100 kVA :Pole Substation | 0.1 | --> | 0.1 | 0 | 0 | Constrained, otherwise capacity available =78 kVA | --> | 0.095 | 0 | 0 | 0 | 0 | Constrained, otherwise capacity available =92 kW | --> | C13 ex CULLION | Cullion [T41,T42] | LETTERKENNY |  | 54.9395 | -7.7092
125118 | MV/LV Substation QU***118 |  | 20 kV | _ | LV | 100 kVA :Pole Substation | 0.1 | --> | 0.1 | 0 | 0 | Constrained, otherwise capacity available =96 kVA | --> | 0.095 | 0 | 0 | 0 | 0 | Constrained, otherwise capacity available =94 kW | --> | C15 ex CLOONLOUGH | Cloonlough [T41,T42] | BARRYMORE |  | 52.2809 | -8.497
0814363 | MV/LV Substation TA***4363 |  | 20 kV | _ | LV | 630 kVA :Kiosk Substation | 0.63 | --> | 0.63 | 0 | 0 | Constrained, otherwise capacity available =570 kVA | --> | 0.598 | 0 | 0.014 | 0.5 | 0 |  | --> | E20 ex ADAMSTOWN | Adamstown [T121,T122] | INCHICORE 220KV |  | 53.3434 | -6.4649
024774 | MV/LV Substation HI***774 |  | 10 kV | _ | LV | 100 kVA :Pole Substation | 0.1 | --> | 0.1 | 0.061 | 2.14 |  | --> | 0.095 | 0 | 0.002 | 0 | 0 | Constrained, otherwise capacity available =88 kW | --> | C18 ex BUTTEVANT | Buttevant [T41,T42] | MALLOW |  | 52.228 | -8.6763
281389Z | MV/LV Substation PO***389Z |  | 10 kV | _ | LV | 200 kVA :Building Structure | 0.2 | --> | 0.2 | 0 | 0 | Constrained, otherwise capacity available =177 kVA | --> | 0.19 | 0 | 0 | 0.187 | 0 |  | --> | C17 ex BISHOPSTOWN | Bishopstown [T41,T42] | KILBARRY |  | 51.8865 | -8.5788
022747 | MV/LV Substation SP***747 |  | 10 kV | _ | LV | 200 kVA :Pole Substation | 0.2 | --> | 0.2 | 0.164 | 4.55 |  | --> | 0.19 | 0 | 0 | 0 | 0 | Constrained, otherwise capacity available =185 kW | --> | C14 ex MALLOW | Mallow [T41,T42] | MALLOW |  | 52.1849 | -8.6569
039621X | MV/LV Substation LO***621X |  | 10 kV | _ | LV | 400 kVA :Kiosk Substation | 0.4 | --> | 0.4 | 0 | 0 | Constrained, otherwise capacity available =292 kVA | --> | 0.38 | 0 | 0 | 0.365 | 0 |  | --> | C28 ex GALWAY 110KV | Galway 110kv [T102,T103] | GALWAY 110KV |  | 53.2974 | -9.0277
027850X | MV/LV Substation CU***850X |  | 20 kV | _ | LV | 50 kVA :Pole Substation | 0.05 | --> | 0.05 | 0.043 | 7.79 |  | --> | 0.048 | 0 | 0.015 | 0 | 0 | Constrained, otherwise capacity available =35 kW | --> | E12 ex DUNMANWAY | Dunmanway [T422,T43] | DUNMANWAY |  | 51.6634 | -9.1304
265556X | MV/LV Substation LO***556X |  | 20 kV | _ | LV | 50 kVA :Pole Substation | 0.05 | --> | 0.05 | 0.049 | 0.07 |  | --> | 0.048 | 0 | 0 | 0 | 0 | Constrained, otherwise capacity available =47 kW | --> | E17 ex BALLYCONNELL | Ballyconnell [T421,T422] | GORTAWEE |  | 54.062 | -7.6324
060044 | MV/LV Substation BR***044 |  | 10 kV | _ | LV | 200 kVA :Kiosk Substation | 0.2 | --> | 0.2 | 0.103 | 2.57 |  | --> | 0.19 | 0 | 0 | 0 | 0 | Constrained, otherwise capacity available =176 kW | --> | C19 ex ERRIGAL | Errigal [T41,T422] | SHANKILL |  | 54.0736 | -7.0843
053477 | MV/LV Substation LY***477 |  | 20 kV | _ | LV | 50 kVA :Pole Substation | 0.05 | --> | 0.05 | 0 | 0 | Constrained, otherwise capacity available =43 kVA | --> | 0.048 | 0 | 0 | 0.046 | 0 |  | --> | E18 ex CLONMINCH | Clonminch [T41,T422] | THORNSBERRY |  | 53.2558 | -7.5375
037968X | MV/LV Substation O'***968X |  | 10 kV | _ | LV | 1000 kVA :Building Structure | 1 | --> | 1 | 0 | 0 | Constrained, otherwise capacity available =1000 kVA | --> | 0.95 | 0 | 0 | 0 | 0 | Constrained, otherwise capacity available =950 kW | --> | C17 ex CAHIRCALLA | Cahircalla [T41,T42] | ENNIS |  | 52.8433 | -8.9808
182642 | MV/LV Substation LO***642 |  | 20 kV | _ | LV | 200 kVA :Kiosk Substation | 0.2 | --> | 0.2 | 0 | 0 | Constrained, otherwise capacity available =154 kVA | --> | 0.19 | 0 | 0.025 | 0 | 0 | Constrained, otherwise capacity available =165 kW | --> | C12 ex SCARIFF | Scariff [T42] | ENNIS |  | 52.9337 | -8.4384
2604048 | MV/LV Substation AR***4048 |  | 10 kV | _ | LV | 50 kVA :Pole Substation | 0.05 | --> | 0.05 | 0.048 | 1.67 |  | --> | 0.048 | 0 | 0 | 0.047 | 0 |  | --> | E14 ex NEWPORT | Newport [T421] | CARROWBEG |  | 53.8436 | -9.5989
001236X | MV/LV Substation TH***236X |  | 10 kV | _ | LV | 630 kVA :Building Structure | 0.63 | --> | 0.63 | 0.5 | 4.37 |  | --> | 0.598 | 0 | 0 | 0.5 | 0 |  | --> | C18 ex DUN LAOGHAIRE | Dun Laoghaire [T41,T42] | BLACKROCK |  | 53.2944 | -6.1406
251917 | MV/LV Substation HA***917 |  | 20 kV | _ | LV | 1000 kVA :Building Structure | 1 | --> | 1 | 0 | 0 | Constrained, otherwise capacity available =897 kVA | --> | 0.95 | 0 | 0 | 0 | 0 | Constrained, otherwise capacity available =936 kW | --> | E45 ex CLAREGALWAY | Claregalway [T42,T421] | GALWAY 110KV |  | 53.4099 | -8.9318
034591 | MV/LV Substation SE***591 |  | 10 kV | _ | LV | 100 kVA :Pole Substation | 0.1 | --> | 0.1 | 0.07 | 0.95 |  | --> | 0.095 | 0 | 0 | 0 | 0 | Constrained, otherwise capacity available =91 kW | --> | C18 ex SPA ROAD | Spa Road [T41,T42] | DOON |  | 52.3712 | -7.5725
214186 | MV/LV Substation FU***186 |  | 10 kV | _ | LV | 50 kVA :Pole Substation | 0.05 | --> | 0.05 | 0 | 0 | Constrained, otherwise capacity available =20 kVA | --> | 0.048 | 0 | 0 | 0 | 0 | Constrained, otherwise capacity available =43 kW | --> | C15 ex DRUMQUIN | Drumquin [T42] | ENNIS |  | 52.7491 | -9.2298
039885 | MV/LV Substation CO***885 |  | 10 kV | _ | LV | 400 kVA :Building Structure | 0.4 | --> | 0.4 | 0 | 0 | Constrained, otherwise capacity available =324 kVA | --> | 0.38 | 0 | 0.045 | 0.336 | 0 |  | --> | C23 ex GALWAY 110KV | Galway 110kv [T102,T103] | GALWAY 110KV |  | 53.2857 | -9.0349
055582Y | MV/LV Substation TE***582Y |  | 10 kV | _ | LV | 50 kVA :Pole Substation | 0.05 | --> | 0.05 | 0 | 0 | Constrained, otherwise capacity available =50 kVA | --> | 0.048 | 0 | 0 | 0 | 0 | Constrained, otherwise capacity available =48 kW | --> | C18 ex TEMPLEMORE | Templemore [T41,T42] | IKERRIN |  | 52.7992 | -7.8165
233023 | MV/LV Substation RA***023 |  | 10 kV | _ | LV | 400 kVA :Building Structure | 0.4 | --> | 0.4 | 0 | 0 | Constrained, otherwise capacity available =344 kVA | --> | 0.38 | 0 | 0.045 | 0 | 0 | Constrained, otherwise capacity available =339 kW | --> | C18 ex CASTLEISLAND | Castleisland [T41,T42] | TRALEE |  | 52.2333 | -9.4721
052266Z | MV/LV Substation MI***266Z |  | 10 kV | _ | LV | 400 kVA :Kiosk Substation | 0.4 | --> | 0.4 | 0 | 0 | Constrained, otherwise capacity available =294 kVA | --> | 0.38 | 0 | 0.006 | 0 | 0 | Constrained, otherwise capacity available =361 kW | --> | C19 ex BALLINDERRY | Ballinderry [T41,T422] | MULLINGAR |  | 53.5187 | -7.3337
012268Y | MV/LV Substation HE***268Y |  | 10 kV | _ | LV | 400 kVA :Kiosk Substation | 0.4 | --> | 0.4 | 0.378 | 1.99 |  | --> | 0.38 | 0 | 0 | 0 | 0 | Constrained, otherwise capacity available =377 kW | --> | C18 ex GRAIGUE | Graigue [T41,T42] | CARLOW |  | 52.8442 | -6.9442
041164Y | MV/LV Substation CL***164Y |  | 20 kV | _ | LV | 200 kVA :Kiosk Substation | 0.2 | --> | 0.2 | 0 | 0 | Constrained, otherwise capacity available =138 kVA | --> | 0.19 | 0 | 0.013 | 0 | 0 | Constrained, otherwise capacity available =172 kW | --> | E14 ex DALTON | Dalton [T421,T422] | DALTON |  | 53.7346 | -8.991
260001 | MV/LV Substation CA***001 |  | 20 kV | _ | LV | 100 kVA :Pole Substation | 0.1 | --> | 0.1 | 0.065 | 1.67 |  | --> | 0.095 | 0 | 0 | 0.09 | 0 |  | --> | E18 ex NEWPORT | Newport [T421] | CARROWBEG |  | 53.8833 | -9.5441
062095Y | MV/LV Substation RA***095Y |  | 20 kV | _ | LV | 100 kVA :Pole Substation | 0.1 | --> | 0.1 | 0.086 | 4.25 |  | --> | 0.095 | 0 | 0 | 0 | 0 | Constrained, otherwise capacity available =93 kW | --> | E16 ex JENKINSTOWN | Jenkinstown [T421,T422] | DUNDALK |  | 54.0014 | -6.2634
365168 | MV/LV Substation CA***168 |  | 10 kV | _ | LV | 630 kVA :Building Structure | 0.63 | --> | 0.63 | 0 | 0 | Constrained, otherwise capacity available =600 kVA | --> | 0.598 | 0 | 0 | 0.5 | 0 |  | --> | C19 ex BALLYMOUNT | Ballymount [T41,T42] | INCHICORE 220KV |  | 53.3112 | -6.348
281705 | MV/LV Substation BA***705 |  | 10 kV | _ | LV | 400 kVA :Building Structure | 0.4 | --> | 0.4 | 0 | 0 | Constrained, otherwise capacity available =381 kVA | --> | 0.38 | 0 | 0.005 | 0 | 0 | Constrained, otherwise capacity available =374 kW | --> | C24 ex KILMONEY | Kilmoney [T41,T42] | TRABEG |  | 51.8276 | -8.4209
037911 | MV/LV Substation ON***911 |  | 10 kV | _ | LV | 200 kVA :Pole Substation | 0.2 | --> | 0.2 | 0 | 0 | Constrained, otherwise capacity available =120 kVA | --> | 0.19 | 0 | 0.005 | 0 | 0 | Constrained, otherwise capacity available =175 kW | --> | C15 ex ENNIS NORTH | Ennis North [T41,T42] | ENNIS |  | 52.852 | -9.0048
026676Y | MV/LV Substation TU***676Y |  | 10 kV | _ | LV | 50 kVA :Pole Substation | 0.05 | --> | 0.05 | 0.046 | 8.66 |  | --> | 0.048 | 0 | 0.006 | 0 | 0 | Constrained, otherwise capacity available =42 kW | --> | C17 ex BANDON | Bandon [T101,T42] | BANDON |  | 51.7586 | -8.646
050113 | MV/LV Substation TE***113 |  | 10 kV | _ | LV | 1000 kVA :Building Structure | 1 | --> | 1 | 0.5 | 7.61 |  | --> | 0.95 | 0 | 0 | 0 | 0 | Constrained, otherwise capacity available =933 kW | --> | C14 ex GARRYCASTLE | Garrycastle [T41,T42] | ATHLONE |  | 53.4234 | -7.9325
305486 | MV/LV Substation MA***486 |  | 20 kV | _ | LV | 50 kVA :Pole Substation | 0.05 | --> | 0.05 | 0.048 | 4.61 |  | --> | 0.048 | 0 | 0 | 0 | 0 | Constrained, otherwise capacity available =47 kW | --> | E11 ex LUMCLOON | Lumcloon [T421,T422] | DALLOW |  | 53.2204 | -7.8856
015684Z | MV/LV Substation EM***684Z |  | 10 kV | _ | LV | 400 kVA :Kiosk Substation | 0.4 | --> | 0.4 | 0 | 0 | Constrained, otherwise capacity available =334 kVA | --> | 0.38 | 0 | 0.016 | 0 | 0 | Constrained, otherwise capacity available =359 kW | --> | C16 ex JOHNSTOWN | Johnstown [T41,T42] | KILTEEL |  | 53.2441 | -6.5988
023393Y | MV/LV Substation BA***393Y |  | 10 kV | _ | LV | 50 kVA :Pole Substation | 0.05 | --> | 0.05 | 0 | 0 | Constrained, otherwise capacity available =43 kVA | --> | 0.048 | 0 | 0 | 0 | 0 | Constrained, otherwise capacity available =47 kW | --> | C19 ex CURRAGLASS | Curraglass [T41] | BARRYMORE |  | 52.0614 | -8.0977
154069Z | MV/LV Substation RO***069Z |  | 10 kV | _ | LV | 630 kVA :Building Structure | 0.63 | --> | 0.63 | 0 | 0 | Constrained, otherwise capacity available =549 kVA | --> | 0.598 | 0 | 0 | 0 | 0 | Constrained, otherwise capacity available =587 kW | --> | C25 ex BALLYCOOLIN | Ballycoolin [T41,T42,T43] | FINGLAS |  | 53.4029 | -6.3485
233202X | MV/LV Substation MT***202X |  | 20 kV | _ | LV | 1000 kVA :Building Structure | 1 | --> | 1 | 0 | 0 | Constrained, otherwise capacity available =1000 kVA | --> | 0.95 | 0 | 7.273 | 0 | 0 |  | --> | C21 ex CASTLEISLAND | Castleisland [T41,T42] | TRALEE |  | 52.2443 | -9.3252
417412 | MV/LV Substation BA***412 |  | 20 kV | _ | LV | 100 kVA :Pole Substation | 0.1 | --> | 0.1 | 0 | 8.5 |  | --> | 0.095 | 0 | 0.005 | 0 | 0 | Constrained, otherwise capacity available =68 kW | --> | E14 ex ARIGNA | Arigna [T121] | ARIGNA |  | 54.072 | -8.2033
082136 | MV/LV Substation BO***136 |  | 10 kV | _ | LV | 200 kVA :Pole Substation | 0.2 | --> | 0.2 | 0.169 | 2.01 |  | --> | 0.19 | 0 | 0.023 | 0 | 0 | Constrained, otherwise capacity available =169 kW | --> | C18 ex ABBEYLAND | Abbeyland [T41,T42] | NAVAN |  | 53.6373 | -6.7657
0594323 | MV/LV Substation FO***4323 |  | 20 kV | _ | LV | 50 kVA :Pole Substation | 0.05 | --> | 0.05 | 0 | 0 | Constrained, otherwise capacity available =50 kVA | --> | 0.048 | 0 | 0 | 0 | 0 | Constrained, otherwise capacity available =48 kW | --> | E19 ex CAVAN | Cavan [T42,T421] | SHANKILL |  | 53.9354 | -7.4118
365492X | MV/LV Substation MI***492X |  | 10 kV | _ | LV | 200 kVA :Kiosk Substation | 0.2 | --> | 0.2 | 0 | 0 | Constrained, otherwise capacity available =141 kVA | --> | 0.19 | 0 | 0.023 | 0.165 | 0 |  | --> | C17 ex WHITESTOWN | Whitestown [T41,T42] | COOKSTOWN |  | 53.2895 | -6.3874
068479X | MV/LV Substation RA***479X |  | 10 kV | _ | LV | 1000 kVA :Building Structure | 1 | --> | 1 | 0.5 | 7.91 |  | --> | 0.95 | 0 | 0.005 | 0.5 | 0 |  | --> | C24 ex PELLETSTOWN | Pelletstown [T101,T102] | FINGLAS |  | 53.3774 | -6.3307
001112 | MV/LV Substation MT***112 |  | 10 kV | _ | LV | 400 kVA :Kiosk Substation | 0.4 | --> | 0.4 | 0.188 | 4.37 |  | --> | 0.38 | 0 | 0.056 | 0.308 | 0 |  | --> | C14 ex DUN LAOGHAIRE | Dun Laoghaire [T41,T42] | BLACKROCK |  | 53.2882 | -6.1553
0044239 | MV/LV Substation SH***4239 |  | 10 kV | _ | LV | 50 kVA :Pole Substation | 0.05 | --> | 0.05 | 0.036 | 18.08 |  | --> | 0.048 | 0 | 0 | 0.046 | 0 |  | --> | C13 ex ARKLOW | Arklow [T101,T102] | ARKLOW |  | 52.8165 | -6.1894
064030Z | MV/LV Substation DO***030Z |  | 20 kV | _ | LV | 400 kVA :Kiosk Substation | 0.4 | --> | 0.4 | 0 | 0 | Constrained, otherwise capacity available =309 kVA | --> | 0.38 | 0 | 0.003 | 0 | 0 | Constrained, otherwise capacity available =365 kW | --> | E17 ex DULEEK | Duleek [T421,T422] | DRYBRIDGE |  | 53.6575 | -6.4325
180415 | MV/LV Substation MA***415 |  | 10 kV | _ | LV | 50 kVA :Pole Substation | 0.05 | --> | 0.05 | 0.047 | 1.4 |  | --> | 0.048 | 0 | 0 | 0 | 0 | Constrained, otherwise capacity available =47 kW | --> | C26 ex KELLS | Kells [T41,T42] | NAVAN |  | 53.6937 | -6.7866
0664410 | MV/LV Substation MI***4410 |  | 20 kV | _ | LV | 630 kVA :Kiosk Substation | 0.63 | --> | 0.63 | 0 | 0 | Constrained, otherwise capacity available =628 kVA | --> | 0.598 | 0 | 0 | 0 | 0 | Constrained, otherwise capacity available =598 kW | --> | E15 ex ASHBOURNE | Ashbourne [T421,T422] | FINGLAS |  | 53.5103 | -6.4074
2444108 | MV/LV Substation AH***4108 |  | 20 kV | _ | LV | 50 kVA :Pole Substation | 0.05 | --> | 0.05 | 0 | 0 | Constrained, otherwise capacity available =50 kVA | --> | 0.048 | 0 | 0 | 0 | 0 | Constrained, otherwise capacity available =48 kW | --> | E12 ex MILLTOWN (SR) | Milltown (sr) [T421,T422] | OUGHTRAGH |  | 52.0874 | -9.853
081311X | MV/LV Substation LA***311X |  | 10 kV | _ | LV | 200 kVA :Pole Substation | 0.2 | --> | 0.2 | 0 | 0 | Constrained, otherwise capacity available =60 kVA | --> | 0.19 | 0 | 0 | 0.17 | 0 |  | --> | C16 ex LUCAN EAST | Lucan East [T41,T42] | GRANGE CASTLE |  | 53.3657 | -6.4464
093425Z | MV/LV Substation BE***425Z |  | 10 kV | _ | LV | 630 kVA :Building Structure | 0.63 | --> | 0.63 | 0 | 0 | Constrained, otherwise capacity available =630 kVA | --> | 0.598 | 0 | 0 | 0.5 | 0 |  | --> | C21 ex GRANGE (DR) | Grange (dr) [T41,T42] | GRANGE (DR) |  | 53.402 | -6.1533
127985 | MV/LV Substation WH***985 |  | 10 kV | _ | LV | 100 kVA :Pole Substation | 0.1 | --> | 0.1 | 0 | 0 | Constrained, otherwise capacity available =87 kVA | --> | 0.095 | 0 | 0.006 | 0 | 0 | Constrained, otherwise capacity available =89 kW | --> | C11 ex TEMPLEMORE | Templemore [T41,T42] | IKERRIN |  | 52.7761 | -7.8399
052624Z | MV/LV Substation CO***624Z |  | 20 kV | _ | LV | 50 kVA :Pole Substation | 0.05 | --> | 0.05 | 0 | 0 | Constrained, otherwise capacity available =45 kVA | --> | 0.048 | 0 | 0 | 0 | 0 | Constrained, otherwise capacity available =47 kW | --> | C18 ex DELVIN | Delvin [T41,T42] | MULLINGAR |  | 53.6381 | -7.2084
265025Y | MV/LV Substation BE***025Y |  | 20 kV | _ | LV | 50 kVA :Pole Substation | 0.05 | --> | 0.05 | 0.05 | 0.07 |  | --> | 0.048 | 0 | 0 | 0 | 0 | Constrained, otherwise capacity available =48 kW | --> | E17 ex BALLYCONNELL | Ballyconnell [T421,T422] | GORTAWEE |  | 54.0863 | -7.6241
068677X | MV/LV Substation BO***677X |  | 10 kV | _ | LV | 1000 kVA :Building Structure | 1 | --> | 1 | 0.5 | 9.28 |  | --> | 0.95 | 0 | 0.002 | 0.5 | 0 |  | --> | C24 ex PEMBROKE | Pembroke [T41,T42,T43,T44] | RINGSEND |  | 53.3412 | -6.2261
248381X | MV/LV Substation LA***381X |  | 20 kV | _ | LV | 100 kVA :Pole Substation | 0.1 | --> | 0.1 | 0 | 0 | Constrained, otherwise capacity available =70 kVA | --> | 0.095 | 0 | 0 | 0 | 0 | Constrained, otherwise capacity available =91 kW | --> | E13 ex KILCOCK | Kilcock [T421,T422] | GRIFFINRATH |  | 53.4449 | -6.6741
046099 | MV/LV Substation ME***099 |  | 10 kV | _ | LV | 200 kVA :Building Structure | 0.2 | --> | 0.2 | 0 | 0 | Constrained, otherwise capacity available =171 kVA | --> | 0.19 | 0 | 0 | 0.186 | 0 |  | --> | C18 ex FINISKLIN | Finisklin [T41,T42] | SLIGO |  | 54.275 | -8.4854
238948 | MV/LV Substation SA***948 |  | 20 kV | _ | LV | 200 kVA :Pole Substation | 0.2 | --> | 0.2 | 0 | 0 | Constrained, otherwise capacity available =166 kVA | --> | 0.19 | 0 | 0 | 0 | 0 | Constrained, otherwise capacity available =185 kW | --> | E18 ex BALLINROBE | Ballinrobe [T421,T422] | DALTON |  | 53.6119 | -9.4438
1564094 | MV/LV Substation AR***4094 |  | 20 kV | _ | LV | 400 kVA :Building Structure | 0.4 | --> | 0.4 | 0 | 0 | Constrained, otherwise capacity available =339 kVA | --> | 0.38 | 0 | 0 | 0 | 0 | Constrained, otherwise capacity available =372 kW | --> | E14 ex EMYVALE | Emyvale [T422] | LISDRUM |  | 54.4083 | -7.0272
081521Z | MV/LV Substation CO***521Z |  | 10 kV | _ | LV | 400 kVA :Kiosk Substation | 0.4 | --> | 0.4 | 0 | 0 | Constrained, otherwise capacity available =326 kVA | --> | 0.38 | 0 | 0.01 | 0 | 0 | Constrained, otherwise capacity available =362 kW | --> | C18 ex CELBRIDGE | Celbridge [T41,T42] | GRIFFINRATH |  | 53.2995 | -6.4953
068843X | MV/LV Substation CH***843X |  | 10 kV | _ | LV | 1000 kVA :Building Structure | 1 | --> | 1 | 0.5 | 14.34 |  | --> | 0.95 | 0 | 0 | 0.5 | 0 |  | --> | C18 ex NORTH QUAYS | North Quays [T101,T102,T103] | POOLBEG |  | 53.3564 | -6.2339
021579X | MV/LV Substation WO***579X |  | 20 kV | _ | LV | 200 kVA :Pole Substation | 0.2 | --> | 0.2 | 0 | 0 | Constrained, otherwise capacity available =185 kVA | --> | 0.19 | 0 | 0 | 0 | 0 | Constrained, otherwise capacity available =188 kW | --> | E18 ex CURRALEIGH | Curraleigh [T421,T422] | KILBARRY |  | 51.912 | -8.5743
0694029 | MV/LV Substation OR***4029 |  | 10 kV | _ | LV | 400 kVA :Kiosk Substation | 0.4 | --> | 0.4 | 0.398 | 2.93 |  | --> | 0.38 | 0 | 0 | 0.38 | 0 |  | --> | C11 ex DODDER ROAD | Dodder Road [T42] | MILLTOWN (DR) |  | 53.3065 | -6.2687
001140X | MV/LV Substation KE***140X |  | 10 kV | _ | LV | 630 kVA :Building Structure | 0.63 | --> | 0.63 | 0.5 | 4.37 |  | --> | 0.598 | 0 | 0.012 | 0.5 | 0 |  | --> | C19 ex DUN LAOGHAIRE | Dun Laoghaire [T41,T42] | BLACKROCK |  | 53.295 | -6.139
093073 | MV/LV Substation CE***073 |  | 10 kV | _ | LV | 400 kVA :Building Structure | 0.4 | --> | 0.4 | 0.237 | 12.96 |  | --> | 0.38 | 0 | 0.036 | 0.33 | 0 |  | --> | C17 ex ARTANE | Artane [T101,T102] | FINGLAS |  | 53.3854 | -6.1951
065084 | MV/LV Substation TA***084 |  | 10 kV | _ | LV | 400 kVA :Kiosk Substation | 0.4 | --> | 0.4 | 0 | 0 | Constrained, otherwise capacity available =318 kVA | --> | 0.38 | 0 | 0.041 | 0 | 0 | Constrained, otherwise capacity available =338 kW | --> | C16 ex BALBRIGGAN | Balbriggan [T42] | GLASMORE |  | 53.6094 | -6.1897
084570 | MV/LV Substation KI***570 |  | 20 kV | _ | LV | 400 kVA :Kiosk Substation | 0.4 | --> | 0.4 | 0 | 0 | Constrained, otherwise capacity available =272 kVA | --> | 0.38 | 0 | 0.047 | 0 | 0 | Constrained, otherwise capacity available =327 kW | --> | E11 ex KILCOLGAN | Kilcolgan [T42,T421] | GALWAY 110KV |  | 53.1394 | -8.9399
082813 | MV/LV Substation MO***813 |  | 10 kV | _ | LV | 200 kVA :Kiosk Substation | 0.2 | --> | 0.2 | 0.174 | 2.01 |  | --> | 0.19 | 0 | 0.004 | 0 | 0 | Constrained, otherwise capacity available =184 kW | --> | C11 ex ABBEYLAND | Abbeyland [T41,T42] | NAVAN |  | 53.6496 | -6.7027
037916 | MV/LV Substation CA***916 |  | 10 kV | _ | LV | 400 kVA :Building Structure | 0.4 | --> | 0.4 | 0 | 0 | Constrained, otherwise capacity available =334 kVA | --> | 0.38 | 0 | 0 | 0 | 0 | Constrained, otherwise capacity available =371 kW | --> | C20 ex CAHIRCALLA | Cahircalla [T41,T42] | ENNIS |  | 52.8326 | -9.0038
033046 | MV/LV Substation AS***046 |  | 10 kV | _ | LV | 200 kVA :Kiosk Substation | 0.2 | --> | 0.2 | 0 | 0 | Constrained, otherwise capacity available =93 kVA | --> | 0.19 | 0 | 0.014 | 0.059 | 0 | Constrained, otherwise capacity available =164 kW | --> | C25 ex CREGG ROAD | Cregg Road [T41,T42] | BALLYDINE |  | 52.3487 | -7.4065
281123 | MV/LV Substation ST***123 |  | 10 kV | _ | LV | 630 kVA :Building Structure | 0.63 | --> | 0.63 | 0.32 | 7.88 |  | --> | 0.598 | 0 | 0 | 0.5 | 0 |  | --> | C11 ex LIBERTY STREET | Liberty Street [T101,T102] | LIBERTY STREET |  | 51.8981 | -8.4769
066814Z | MV/LV Substation CO***814Z |  | 20 kV | _ | LV | 400 kVA :Kiosk Substation | 0.4 | --> | 0.4 | 0 | 0 | Constrained, otherwise capacity available =387 kVA | --> | 0.38 | 0 | 0 | 0 | 0 | Constrained, otherwise capacity available =378 kW | --> | E17 ex BALTRASNA | Baltrasna [T121,T122] | BALTRASNA |  | 53.5233 | -6.5524
001264 | MV/LV Substation SI***264 |  | 10 kV | _ | LV | 400 kVA :Kiosk Substation | 0.4 | --> | 0.4 | 0.259 | 1.55 |  | --> | 0.38 | 0 | 0.006 | 0.356 | 0 |  | --> | C20 ex MONKSTOWN | Monkstown [T41,T42] | BLACKROCK |  | 53.3016 | -6.1872
0094271 | MV/LV Substation FO***4271 |  | 10 kV | _ | LV | 630 kVA :Kiosk Substation | 0.63 | --> | 0.63 | 0 | 0 | Constrained, otherwise capacity available =307 kVA | --> | 0.598 | 0 | 0.043 | 0 | 0 | Constrained, otherwise capacity available =521 kW | --> | C21 ex WATERFORD IND EST | Waterford Ind Est [T41,T42,T44] | BUTLERSTOWN |  | 52.2337 | -7.1351
1184042 | MV/LV Substation PU***4042 |  | 20 kV | _ | LV | 50 kVA :Pole Substation | 0.05 | --> | 0.05 | 0 | 0 |  | --> | 0.048 | 0 | 0 | 0 | 0 | Constrained, otherwise capacity available =39 kW | --> | E17 ex CREAGH | Creagh [T421,T422] | ATHLONE |  | 53.3715 | -8.4401
002018X | MV/LV Substation DU***018X |  | 10 kV | _ | LV | 400 kVA :Kiosk Substation | 0.4 | --> | 0.4 | 0.349 | 2.36 |  | --> | 0.38 | 0 | 0 | 0.373 | 0 |  | --> | C12 ex BRAY | Bray [T41,T42] | FASSAROE |  | 53.204 | -6.107
117220Y | MV/LV Substation BO***220Y |  | 10 kV | _ | LV | 200 kVA :Kiosk Substation | 0.2 | --> | 0.2 | 0.172 | 0.32 |  | --> | 0.19 | 0 | 0.01 | 0 | 0 | Constrained, otherwise capacity available =179 kW | --> | C18 ex BALLYMOTE | Ballymote [T41] | SLIGO |  | 54.0826 | -8.5081
017793X | MV/LV Substation AR***793X |  | 10 kV | _ | LV | 75 kVA :Pole Substation | 0.075 | --> | 0.075 | 0.054 | 1.05 |  | --> | 0.071 | 0 | 0.006 | 0 | 0 | Constrained, otherwise capacity available =64 kW | --> | C16 ex NEWCASTLEWEST | Newcastlewest [T41,T42] | RATHKEALE |  | 52.494 | -9.0559
009631Y | MV/LV Substation BA***631Y |  | 10 kV | _ | LV | 200 kVA :Pole Substation | 0.2 | --> | 0.2 | 0.199 | 13.6 |  | --> | 0.19 | 0 | 0 | 0.19 | 0 |  | --> | C22 ex KILLOTERAN | Killoteran [T101,T102] | KILLOTERAN |  | 52.2413 | -7.1597
011715 | MV/LV Substation CU***715 |  | 10 kV | _ | LV | 200 kVA :Pole Substation | 0.2 | --> | 0.2 | 0 | 0 | Constrained, otherwise capacity available =193 kVA | --> | 0.19 | 0 | 0 | 0 | 0 | Constrained, otherwise capacity available =189 kW | --> | C15 ex TALBOTS INCH | Talbots Inch [T41,T42] | KILKENNY |  | 52.6623 | -7.4434
069490 | MV/LV Substation BO***490 |  | 10 kV | _ | LV | 630 kVA :Kiosk Substation | 0.63 | --> | 0.63 | 0 | 0 | Constrained, otherwise capacity available =479 kVA | --> | 0.598 | 0 | 0.068 | 0.5 | 0 |  | --> | C12 ex BALLYBODEN | Ballyboden [T41,T42] | COOKSTOWN |  | 53.2806 | -6.3052
001658 | MV/LV Substation SH***658 |  | 10 kV | _ | LV | 200 kVA :Kiosk Substation | 0.2 | --> | 0.2 | 0 | 0 | Constrained, otherwise capacity available =137 kVA | --> | 0.19 | 0 | 0.007 | 0.176 | 0 |  | --> | C11 ex LOUGHLINSTOWN | Loughlinstown [T41,T42] | CARRICKMINES |  | 53.2428 | -6.1189
081560Z | MV/LV Substation TR***560Z |  | 10 kV | _ | LV | 400 kVA :Building Structure | 0.4 | --> | 0.4 | 0 | 0 | Constrained, otherwise capacity available =278 kVA | --> | 0.38 | 0 | 0 | 0.363 | 0 |  | --> | C18 ex BALGADDY | Balgaddy [T41,T42] | GRANGE CASTLE |  | 53.3411 | -6.4184
0034263 | MV/LV Substation DI***4263 |  | 10 kV | _ | LV | 100 kVA :Pole Substation | 0.1 | --> | 0.1 | 0.1 | 11.58 |  | --> | 0.095 | 0 | 0 | 0 | 0 | Constrained, otherwise capacity available =95 kW | --> | C25 ex BALLYBEG | Ballybeg [T101,T102] | CARRICKMINES |  | 52.9975 | -6.0659
006985 | MV/LV Substation GA***985 |  | 20 kV | _ | LV | 50 kVA :Pole Substation | 0.05 | --> | 0.05 | 0 | 0 | Constrained, otherwise capacity available =43 kVA | --> | 0.048 | 0 | 0.004 | 0 | 0 | Constrained, otherwise capacity available =44 kW | --> | E16 ex CLONROCHE | Clonroche [T421,T422] | WEXFORD |  | 52.4927 | -6.7362
037042 | MV/LV Substation BR***042 |  | 10 kV | _ | LV | 1000 kVA :Building Structure | 1 | --> | 1 | 0 | 0 | Constrained, otherwise capacity available =439 kVA | --> | 0.95 | 0 | 0.035 | 0 | 0 | Constrained, otherwise capacity available =895 kW | --> | C17 ex CAHIRCALLA | Cahircalla [T41,T42] | ENNIS |  | 52.8403 | -8.9801
288102X | MV/LV Substation TH***102X |  | 10 kV | _ | LV | 1000 kVA :Building Structure | 1 | --> | 1 | 0.5 | 15.18 |  | --> | 0.95 | 0 | 0 | 0.5 | 0 |  | --> | C26 ex CENTRAL PARK | Central Park [T101,T102] | CARRICKMINES |  | 53.2774 | -6.2104
009769Y | MV/LV Substation ME***769Y |  | 10 kV | _ | LV | 400 kVA :Kiosk Substation | 0.4 | --> | 0.4 | 0.361 | 3.82 |  | --> | 0.38 | 0 | 0 | 0 | 0 | Constrained, otherwise capacity available =375 kW | --> | C13 ex WATERFORD | Waterford [T41,T42] | WATERFORD |  | 52.2618 | -7.1155
071955 | MV/LV Substation FA***955 |  | 10 kV | _ | LV | 200 kVA :Kiosk Substation | 0.2 | --> | 0.2 | 0 | 0 | Constrained, otherwise capacity available =135 kVA | --> | 0.19 | 0 | 0.021 | 0.165 | 0 |  | --> | C22 ex GREYSTONES | Greystones [T41,T42] | FASSAROE |  | 53.1217 | -6.0731
068943X | MV/LV Substation GA***943X |  | 10 kV | _ | LV | 1000 kVA :Building Structure | 1 | --> | 1 | 0.5 | 1.37 |  | --> | 0.95 | 0 | 0 | 0.5 | 0 |  | --> | C17 ex SOUTH KING STREET | South King Street [T41,T42] | FRANCIS STREET |  | 53.3406 | -6.2621
014263Z | MV/LV Substation BR***263Z |  | 10 kV | _ | LV | 400 kVA :Kiosk Substation | 0.4 | --> | 0.4 | 0.262 | 0.63 |  | --> | 0.38 | 0 | 0.017 | 0 | 0 | Constrained, otherwise capacity available =348 kW | --> | C16 ex KILCULLEN | Kilcullen [T41,T42,T424] | STRATFORD |  | 53.138 | -6.8374
1274289 | MV/LV Substation BL***4289 |  | 10 kV | _ | LV | 50 kVA :Pole Substation | 0.05 | --> | 0.05 | 0 | 0 | Constrained, otherwise capacity available =44 kVA | --> | 0.048 | 0 | 0 | 0 | 0 | Constrained, otherwise capacity available =47 kW | --> | C11 ex LOUGHTAGALLA | Loughtagalla [T41,T42] | THURLES |  | 52.6723 | -7.7313
0684540 | MV/LV Substation TH***4540 |  | 10 kV | _ | LV | 1000 kVA :Building Structure | 1 | --> | 1 | 0.5 | 1.47 |  | --> | 0.95 | 0 | 0 | 0.5 | 0 |  | --> | C18 ex MARROWBONE LANE | Marrowbone Lane [T42] | INCHICORE 220KV |  | 53.3421 | -6.2878
0624267 | MV/LV Substation IR***4267 |  | 10 kV | _ | LV | 630 kVA :Building Structure | 0.63 | --> | 0.63 | 0.5 | 3.12 |  | --> | 0.598 | 0 | 0 | 0 | 0 | Constrained, otherwise capacity available =583 kW | --> | C19 ex MARSHES | Marshes [T41,T42] | DUNDALK |  | 53.9807 | -6.3813
068175X | MV/LV Substation OL***175X |  | 10 kV | _ | LV | 630 kVA :Building Structure | 0.63 | --> | 0.63 | 0.454 | 20.78 |  | --> | 0.598 | 0 | 0 | 0.5 | 0 |  | --> | C26 ex HEUSTON SQUARE | Heuston Square [T101,T102] | INCHICORE 220KV |  | 53.3438 | -6.2801
162494X | MV/LV Substation BE***494X |  | 10 kV | _ | LV | 400 kVA :Kiosk Substation | 0.4 | --> | 0.4 | 0.235 | 7.25 |  | --> | 0.38 | 0 | 0 | 0 | 0 | Constrained, otherwise capacity available =357 kW | --> | C17 ex CONVOY | Convoy [T41,T42] | LETTERKENNY |  | 54.86 | -7.6662
068069X | MV/LV Substation TR***069X |  | 10 kV | _ | LV | 630 kVA :Kiosk Substation | 0.63 | --> | 0.63 | 0.488 | 2.6 |  | --> | 0.598 | 0 | 0 | 0.5 | 0 |  | --> | C28 ex WOLFE TONE STREET | Wolfe Tone Street [T101,T102] | FINGLAS |  | 53.3456 | -6.2475
365235 | MV/LV Substation TO***235 |  | 10 kV | _ | LV | 200 kVA :Pole Substation | 0.2 | --> | 0.2 | 0 | 0 | Constrained, otherwise capacity available =90 kVA | --> | 0.19 | 0 | 0.015 | 0.163 | 0 |  | --> | C12 ex SAGGART | Saggart [T41,T42] | GRANGE CASTLE |  | 53.2782 | -6.4893
067059X | MV/LV Substation EL***059X |  | 10 kV | _ | LV | 400 kVA :Kiosk Substation | 0.4 | --> | 0.4 | 0 | 0 | Constrained, otherwise capacity available =252 kVA | --> | 0.38 | 0 | 0.01 | 0 | 0 | Constrained, otherwise capacity available =352 kW | --> | C15 ex CASTLETROY | Castletroy [T41,T42] | ARDNACRUSHA |  | 52.6692 | -8.5604
184449 | MV/LV Substation BR***449 |  | 10 kV | _ | LV | 33 kVA :Pole Substation | 0.033 | --> | 0.033 | 0.006 | 3.38 |  | --> | 0.031 | 0 | 0 | 0 | 0 | Constrained, otherwise capacity available =28 kW | --> | C20 ex CASTLEBLAYNEY | Castleblayney [T41,T42] | DUNDALK |  | 54.0649 | -6.7007
082772X | MV/LV Substation I.***772X |  | 10 kV | _ | LV | 200 kVA :Pole Substation | 0.2 | --> | 0.2 | 0.129 | 2.01 |  | --> | 0.19 | 0 | 0 | 0 | 0 | Constrained, otherwise capacity available =180 kW | --> | C11 ex ABBEYLAND | Abbeyland [T41,T42] | NAVAN |  | 53.6469 | -6.7067
030157X | MV/LV Substation KI***157X |  | 20 kV | _ | LV | 400 kVA :Kiosk Substation | 0.4 | --> | 0.4 | 0 | 0 | Constrained, otherwise capacity available =354 kVA | --> | 0.38 | 0 | 0.017 | 0 | 0 | Constrained, otherwise capacity available =361 kW | --> | E14 ex FOXHOLE | Foxhole [T421,T422] | DUNGARVAN |  | 51.9441 | -7.8547
180883X | MV/LV Substation MC***883X |  | 10 kV | _ | LV | 50 kVA :Pole Substation | 0.05 | --> | 0.05 | 0.03 | 0.68 |  | --> | 0.048 | 0 | 0.033 | 0 | 0 | Constrained, otherwise capacity available =20 kW | --> | C24 ex MULLAGH | Mullagh [T44] | MEATH HILL |  | 53.8276 | -6.9192
020587X | MV/LV Substation OA***587X |  | 10 kV | _ | LV | 400 kVA :Kiosk Substation | 0.4 | --> | 0.4 | 0 | 0 | Constrained, otherwise capacity available =335 kVA | --> | 0.38 | 0 | 0.01 | 0 | 0 | Constrained, otherwise capacity available =364 kW | --> | C12 ex COOLCORCORAN | Coolcorcoran [T41,T42] | KNOCKEARAGH |  | 52.0703 | -9.5139
050504 | MV/LV Substation GL***504 |  | 20 kV | _ | LV | 50 kVA :Pole Substation | 0.05 | --> | 0.05 | 0 | 0 | Constrained, otherwise capacity available =37 kVA | --> | 0.048 | 0 | 0.011 | 0 | 0 | Constrained, otherwise capacity available =38 kW | --> | C22 ex ATHLONE | Athlone [T41,T42] | ATHLONE |  | 53.5179 | -8.0319
033992X | MV/LV Substation KI***992X |  | 10 kV | _ | LV | 100 kVA :Pole Substation | 0.1 | --> | 0.1 | 0 | 0 | Constrained, otherwise capacity available =43 kVA | --> | 0.095 | 0 | 0.009 | 0 | 0 | Constrained, otherwise capacity available =80 kW | --> | C18 ex BALLYHALE | Ballyhale [T42,T421] | KILKENNY |  | 52.4612 | -7.3298
426131 | MV/LV Substation BA***131 |  | 20 kV | _ | LV | 200 kVA :Pole Substation | 0.2 | --> | 0.2 | 0 | 0 | Constrained, otherwise capacity available =132 kVA | --> | 0.19 | 0 | 0.052 | 0 | 0 | Constrained, otherwise capacity available =142 kW | --> | E16 ex DINGLE | Dingle [T421,T422] | OUGHTRAGH |  | 52.1315 | -10.2474
066494X | MV/LV Substation BA***494X |  | 20 kV | _ | LV | 100 kVA :Pole Substation | 0.1 | --> | 0.1 | 0 | 0 | Constrained, otherwise capacity available =98 kVA | --> | 0.095 | 0 | 0 | 0.095 | 0 |  | --> | C24 ex MACETOWN | Macetown [T101,T102] | MACETOWN |  | 53.5074 | -6.4889
003294Y | MV/LV Substation RE***294Y |  | 10 kV | _ | LV | 50 kVA :Pole Substation | 0.05 | --> | 0.05 | 0.049 | 18.08 |  | --> | 0.048 | 0 | 0 | 0.047 | 0 |  | --> | C18 ex ARKLOW | Arklow [T101,T102] | ARKLOW |  | 52.8918 | -6.1437
136749X | MV/LV Substation CO***749X |  | 20 kV | _ | LV | 50 kVA :Pole Substation | 0.05 | --> | 0.05 | 0 | 0 | Constrained, otherwise capacity available =45 kVA | --> | 0.048 | 0 | 0 | 0 | 0 | Constrained, otherwise capacity available =47 kW | --> | C17 ex ROSCOMMON | Roscommon [T41,T42] | LANESBORO |  | 53.6028 | -8.2462
153247 | MV/LV Substation SC***247 |  | 20 kV | _ | LV | 200 kVA :Pole Substation | 0.2 | --> | 0.2 | 0 | 0 | Constrained, otherwise capacity available =141 kVA | --> | 0.19 | 0 | 0.004 | 0 | 0 | Constrained, otherwise capacity available =179 kW | --> | E18 ex BIRDHILL | Birdhill [T421,T422] | ARDNACRUSHA |  | 52.7175 | -8.4985
0994264 | MV/LV Substation DO***4264 |  | 10 kV | _ | LV | 630 kVA :Kiosk Substation | 0.63 | --> | 0.63 | 0 | 0 | Constrained, otherwise capacity available =630 kVA | --> | 0.598 | 0 | 0 | 0 | 0 | Constrained, otherwise capacity available =598 kW | --> | C15 ex CULLION | Cullion [T41,T42] | LETTERKENNY |  | 54.9478 | -7.7056
013779Y | MV/LV Substation PA***779Y |  | 10 kV | _ | LV | 200 kVA :Pole Substation | 0.2 | --> | 0.2 | 0.121 | 0.12 | Constrained, otherwise capacity available =158 kVA | --> | 0.19 | 0 | 0 | 0.184 | 0 |  | --> | C23 ex ATHY | Athy [T101,T102] | ATHY |  | 52.9882 | -6.9907
069653 | MV/LV Substation NO***653 |  | 10 kV | _ | LV | 400 kVA :Kiosk Substation | 0.4 | --> | 0.4 | 0.313 | 0.98 |  | --> | 0.38 | 0 | 0 | 0.368 | 0 |  | --> | C15 ex LEESON STREET | Leeson Street [T41,T42] | MILLTOWN (DR) |  | 53.328 | -6.2579
064201Z | MV/LV Substation ID***201Z |  | 10 kV | _ | LV | 400 kVA :Kiosk Substation | 0.4 | --> | 0.4 | 0 | 0 | Constrained, otherwise capacity available =379 kVA | --> | 0.38 | 0 | 0 | 0 | 0 | Constrained, otherwise capacity available =377 kW | --> | C23 ex RATHMULLAN | Rathmullan [T41,T42] | DRYBRIDGE |  | 53.7069 | -6.3827
066832X | MV/LV Substation CA***832X |  | 20 kV | _ | LV | 100 kVA :Pole Substation | 0.1 | --> | 0.1 | 0 | 0 | Constrained, otherwise capacity available =93 kVA | --> | 0.095 | 0 | 0 | 0 | 0 | Constrained, otherwise capacity available =94 kW | --> | E15 ex ASHBOURNE | Ashbourne [T421,T422] | FINGLAS |  | 53.5111 | -6.4036
281024X | MV/LV Substation CL***024X |  | 10 kV | _ | LV | 200 kVA :Building Structure | 0.2 | --> | 0.2 | 0.036 | 4.67 |  | --> | 0.19 | 0 | 0.067 | 0.117 | 0 |  | --> | C28 ex CENTRE PARK ROAD | Marina [T105,T106] | MARINA |  | 51.8916 | -8.4426
009449Y | MV/LV Substation WI***449Y |  | 20 kV | _ | LV | 630 kVA :Kiosk Substation | 0.63 | --> | 0.63 | 0 | 0 | Constrained, otherwise capacity available =522 kVA | --> | 0.598 | 0 | 0.022 | 0 | 0 | Constrained, otherwise capacity available =567 kW | --> | E12 ex KILCARRAGH | Kilcarragh [T421,T422] | BUTLERSTOWN |  | 52.2397 | -7.0886
0114211 | MV/LV Substation AP***4211 |  | 10 kV | _ | LV | 400 kVA :Kiosk Substation | 0.4 | --> | 0.4 | 0 | 0 | Constrained, otherwise capacity available =191 kVA | --> | 0.38 | 0 | 0 | 0 | 0 | Constrained, otherwise capacity available =350 kW | --> | C23 ex GORESBRIDGE | Goresbridge [T41,T42] | KILKENNY |  | 52.6799 | -7.0335
0194137 | MV/LV Substation AM***4137 |  | 10 kV | _ | LV | 630 kVA :Building Structure | 0.63 | --> | 0.63 | 0.047 | 0.05 | Constrained, otherwise capacity available =446 kVA | --> | 0.598 | 0 | 0 | 0 | 0 | Constrained, otherwise capacity available =573 kW | --> | C12 ex BALLYBEGGAN | Ballybeggan [T43,T44] | TRALEE |  | 52.2723 | -9.6734
049157Z | MV/LV Substation CL***157Z |  | 10 kV | _ | LV | 200 kVA :Kiosk Substation | 0.2 | --> | 0.2 | 0.133 | 0.13 | Constrained, otherwise capacity available =165 kVA | --> | 0.19 | 0 | 0.022 | 0 | 0 | Constrained, otherwise capacity available =169 kW | --> | C14 ex BALLYMAHON | Ballymahon [T41,T42] | ATHLONE |  | 53.6192 | -7.8136
034243Y | MV/LV Substation CO***243Y |  | 20 kV | _ | LV | 200 kVA :Pole Substation | 0.2 | --> | 0.2 | 0.2 | 0.57 |  | --> | 0.19 | 0 | 0 | 0 | 0 | Constrained, otherwise capacity available =190 kW | --> | E19 ex LAWLESSTOWN | Lawlesstown [T42,T421] | DOON |  | 52.4994 | -7.686
136958 | MV/LV Substation BE***958 |  | 10 kV | _ | LV | 50 kVA :Pole Substation | 0.05 | --> | 0.05 | 0.039 | 1.28 |  | --> | 0.048 | 0 | 0 | 0 | 0 | Constrained, otherwise capacity available =46 kW | --> | C21 ex CASTLEREA | Castlerea [T41,T42] | CARRICK ON SHANNON |  | 53.6917 | -8.431
007018 | MV/LV Substation FO***018 |  | 10 kV | _ | LV | 50 kVA :Pole Substation | 0.05 | --> | 0.05 | 0.038 | 0.9 |  | --> | 0.048 | 0 | 0.011 | 0 | 0 | Constrained, otherwise capacity available =38 kW | --> | C19 ex CLONARD | Clonard [T41,T42] | WEXFORD |  | 52.2936 | -6.4945
055023 | MV/LV Substation LI***023 |  | 10 kV | _ | LV | 200 kVA :Pole Substation | 0.2 | --> | 0.2 | 0 | 0 | Constrained, otherwise capacity available =109 kVA | --> | 0.19 | 0 | 0.002 | 0 | 0 | Constrained, otherwise capacity available =176 kW | --> | C13 ex ROSCREA | Roscrea [T41,T42] | IKERRIN |  | 52.9544 | -7.8021
340995 | MV/LV Substation ME***995 |  | 10 kV | _ | LV | 100 kVA :Pole Substation | 0.1 | --> | 0.1 | 0 | 0 | Constrained, otherwise capacity available =71 kVA | --> | 0.095 | 0 | 0 | 0 | 0 | Constrained, otherwise capacity available =91 kW | --> | C18 ex DUNGLOE | Dungloe [T41,T42] | ARDNAGAPPARY |  | 54.9582 | -8.3638
1114319 | MV/LV Substation GO***4319 |  | 20 kV | _ | LV | 50 kVA :Pole Substation | 0.05 | --> | 0.05 | 0 | 0 | Constrained, otherwise capacity available =50 kVA | --> | 0.048 | 0 | 0 | 0 | 0 | Constrained, otherwise capacity available =48 kW | --> | E16 ex BALLYDEHOB | Ballydehob [T421] | DUNMANWAY |  | 51.4882 | -9.7847
127517Y | MV/LV Substation CA***517Y |  | 10 kV | _ | LV | 400 kVA :Kiosk Substation | 0.4 | --> | 0.4 | 0.304 | 5.89 |  | --> | 0.38 | 0 | 0.013 | 0 | 0 | Constrained, otherwise capacity available =357 kW | --> | C20 ex CASHEL | Cashel [T41,T42] | CAHIR |  | 52.5175 | -7.8924
035033 | MV/LV Substation CA***033 |  | 10 kV | _ | LV | 400 kVA :Kiosk Substation | 0.4 | --> | 0.4 | 0.24 | 6.17 |  | --> | 0.38 | 0 | 0.011 | 0 | 0 | Constrained, otherwise capacity available =349 kW | --> | C17 ex CAHIR | Cahir [T41,T42] | CAHIR |  | 52.3795 | -7.9199
0054225 | MV/LV Substation GL***4225 |  | 10 kV | _ | LV | 630 kVA :Kiosk Substation | 0.63 | --> | 0.63 | 0 | 0 | Constrained, otherwise capacity available =524 kVA | --> | 0.598 | 0 | 0.064 | 0 | 0 | Constrained, otherwise capacity available =536 kW | --> | C11 ex GARDEN CITY | Garden City [T41,T42] | ARKLOW |  | 52.6854 | -6.2836
265072Y | MV/LV Substation CR***072Y |  | 20 kV | _ | LV | 100 kVA :Pole Substation | 0.1 | --> | 0.1 | 0.066 | 0.07 | Constrained, otherwise capacity available =95 kVA | --> | 0.095 | 0 | 0.024 | 0 | 0 | Constrained, otherwise capacity available =76 kW | --> | E15 ex BALLYCONNELL | Ballyconnell [T421,T422] | GORTAWEE |  | 54.0929 | -7.5525
2104139 | MV/LV Substation KI***4139 |  | 10 kV | _ | LV | 400 kVA :Kiosk Substation | 0.4 | --> | 0.4 | 0 | 0 | Constrained, otherwise capacity available =355 kVA | --> | 0.38 | 0 | 0.002 | 0 | 0 | Constrained, otherwise capacity available =372 kW | --> | C21 ex CARRICKMACROSS | Carrickmacross [T41,T42] | MEATH HILL |  | 53.9702 | -6.7217
019042 | MV/LV Substation MA***042 |  | 10 kV | _ | LV | 400 kVA :Kiosk Substation | 0.4 | --> | 0.4 | 0.047 | 0.05 | Constrained, otherwise capacity available =241 kVA | --> | 0.38 | 0 | 0.005 | 0 | 0 | Constrained, otherwise capacity available =354 kW | --> | C17 ex BALLYBEGGAN | Ballybeggan [T43,T44] | TRALEE |  | 52.2787 | -9.6887
164098X | MV/LV Substation DE***098X |  | 10 kV | _ | LV | 100 kVA :Pole Substation | 0.1 | --> | 0.1 | 0 | 0 | Constrained, otherwise capacity available =42 kVA | --> | 0.095 | 0 | 0 | 0 | 0 | Constrained, otherwise capacity available =87 kW | --> | C22 ex SKIBBEREEN | Skibbereen [T41,T42] | DUNMANWAY |  | 51.5621 | -9.2816
210247Y | MV/LV Substation ME***247Y |  | 10 kV | _ | LV | 50 kVA :Pole Substation | 0.05 | --> | 0.05 | 0 | 0 | Constrained, otherwise capacity available =36 kVA | --> | 0.048 | 0 | 0 | 0 | 0 | Constrained, otherwise capacity available =46 kW | --> | C21 ex CARRICKMACROSS | Carrickmacross [T41,T42] | MEATH HILL |  | 53.9762 | -6.7228
015949Y | MV/LV Substation CR***949Y |  | 10 kV | _ | LV | 100 kVA :Pole Substation | 0.1 | --> | 0.1 | 0 | 0 | Constrained, otherwise capacity available =80 kVA | --> | 0.095 | 0 | 0 | 0 | 0 | Constrained, otherwise capacity available =92 kW | --> | C11 ex NAAS | Naas [T41,T42] | KILTEEL |  | 53.2065 | -6.6395
023609Y | MV/LV Substation BE***609Y |  | 20 kV | _ | LV | 200 kVA :Kiosk Substation | 0.2 | --> | 0.2 | 0 | 0 | Constrained, otherwise capacity available =141 kVA | --> | 0.19 | 0 | 0.005 | 0 | 0 | Constrained, otherwise capacity available =178 kW | --> | E14 ex CASTLELYONS | Castlelyons [T421,T422] | BARRYMORE |  | 52.0945 | -8.2377
037049X | MV/LV Substation CO***049X |  | 20 kV | _ | LV | 50 kVA :Pole Substation | 0.05 | --> | 0.05 | 0 | 0 | Constrained, otherwise capacity available =34 kVA | --> | 0.048 | 0 | 0 | 0 | 0 | Constrained, otherwise capacity available =45 kW | --> | C11 ex ENNIS NORTH | Ennis North [T41,T42] | ENNIS |  | 52.9423 | -9.0636
054185X | MV/LV Substation BE***185X |  | 10 kV | _ | LV | 200 kVA :Pole Substation | 0.2 | --> | 0.2 | 0 | 0 | Constrained, otherwise capacity available =111 kVA | --> | 0.19 | 0 | 0.009 | 0 | 0 | Constrained, otherwise capacity available =171 kW | --> | C20 ex PORTLAOISE | Portlaoise [T41,T42] | PORTLAOISE |  | 53.0322 | -7.2761
037862X | MV/LV Substation RA***862X |  | 10 kV | _ | LV | 400 kVA :Kiosk Substation | 0.4 | --> | 0.4 | 0.318 | 13.05 |  | --> | 0.38 | 0 | 0.067 | 0.319 | 0 |  | --> | C18 ex ENNIS | Ennis [T101,T102] | ENNIS |  | 52.859 | -8.9453
062240Y | MV/LV Substation GI***240Y |  | 10 kV | _ | LV | 200 kVA :Pole Substation | 0.2 | --> | 0.2 | 0.178 | 1.03 |  | --> | 0.19 | 0 | 0 | 0 | 0 | Constrained, otherwise capacity available =187 kW | --> | C18 ex LITTLE MILLS | Little Mills [T41] | DUNDALK |  | 53.9712 | -6.4256
071932 | MV/LV Substation NE***932 |  | 10 kV | _ | LV | 1000 kVA :Building Structure | 1 | --> | 1 | 0.5 | 5.58 |  | --> | 0.95 | 0 | 0 | 0.5 | 0 |  | --> | C13 ex KILCOOLE | Kilcoole [T41,T42] | FASSAROE |  | 53.0925 | -6.113
063911X | MV/LV Substation PE***911X |  | 10 kV | _ | LV | 100 kVA :Pole Substation | 0.1 | --> | 0.1 | 0 | 0 | Constrained, otherwise capacity available =86 kVA | --> | 0.095 | 0 | 0 | 0 | 0 | Constrained, otherwise capacity available =93 kW | --> | C18 ex BALLYBAILIE | Ballybailie [T41,T42] | DUNDALK |  | 53.8863 | -6.5261
046513 | MV/LV Substation DA***513 |  | 10 kV | _ | LV | 50 kVA :Pole Substation | 0.05 | --> | 0.05 | 0.012 | 4.13 |  | --> | 0.048 | 0 | 0.002 | 0.041 | 0 |  | --> | C14 ex AGHAGAD | Aghagad [T41,T42] | SLIGO |  | 54.3608 | -8.5224
238951X | MV/LV Substation TO***951X |  | 20 kV | _ | LV | 50 kVA :Pole Substation | 0.05 | --> | 0.05 | 0 | 0 | Constrained, otherwise capacity available =49 kVA | --> | 0.048 | 0 | 0 | 0 | 0 | Constrained, otherwise capacity available =47 kW | --> | E14 ex BALLINROBE | Ballinrobe [T421,T422] | DALTON |  | 53.6944 | -9.18
070035 | MV/LV Substation MI***035 |  | 20 kV | _ | LV | 200 kVA :Pole Substation | 0.2 | --> | 0.2 | 0.183 | 0.76 |  | --> | 0.19 | 0 | 0.005 | 0 | 0 | Constrained, otherwise capacity available =184 kW | --> | E17 ex RATHMORE | Rathmore [T42,T421] | KNOCKEARAGH |  | 52.0618 | -9.0699
116030 | MV/LV Substation QU***030 |  | 10 kV | _ | LV | 100 kVA :Pole Substation | 0.1 | --> | 0.1 | 0.063 | 7.32 |  | --> | 0.095 | 0 | 0.017 | 0.077 | 0 |  | --> | C11 ex CARROWBEG | Carrowbeg [T41,T42] | CARROWBEG |  | 53.7975 | -9.5349
119298Y | MV/LV Substation KE***298Y |  | 10 kV | _ | LV | 50 kVA :Pole Substation | 0.05 | --> | 0.05 | 0.05 | 4.16 |  | --> | 0.048 | 0 | 0 | 0.048 | 0 |  | --> | C20 ex NEWMARKET (SR) | Newmarket (sr) [T41,T42] | GLENLARA |  | 52.24 | -8.982
249513X | MV/LV Substation MA***513X |  | 10 kV | _ | LV | 50 kVA :Pole Substation | 0.05 | --> | 0.05 | 0 | 0 | Constrained, otherwise capacity available =42 kVA | --> | 0.048 | 0 | 0 | 0 | 0 | Constrained, otherwise capacity available =46 kW | --> | C19 ex LISMORE | Lismore [T41,T42] | DUNGARVAN |  | 52.1422 | -8.0652
055777 | MV/LV Substation TI***777 |  | 10 kV | _ | LV | 50 kVA :Pole Substation | 0.05 | --> | 0.05 | 0 | 0 | Constrained, otherwise capacity available =41 kVA | --> | 0.048 | 0 | 0.009 | 0 | 0 | Constrained, otherwise capacity available =40 kW | --> | C20 ex ROSCREA | Roscrea [T41,T42] | IKERRIN |  | 52.9551 | -7.8338
016168Z | MV/LV Substation GR***168Z |  | 20 kV | _ | LV | 630 kVA :Building Structure | 0.63 | --> | 0.63 | 0 | 0 | Constrained, otherwise capacity available =550 kVA | --> | 0.598 | 0 | 0.021 | 0 | 0 | Constrained, otherwise capacity available =572 kW | --> | E58 ex GRANGE CASTLE |  |  |  | 53.2965 | -6.48
082835Y | MV/LV Substation LI***835Y |  | 20 kV | _ | LV | 400 kVA :Kiosk Substation | 0.4 | --> | 0.4 | 0 | 0 | Constrained, otherwise capacity available =291 kVA | --> | 0.38 | 0 | 0.023 | 0 | 0 | Constrained, otherwise capacity available =348 kW | --> | E17 ex ACADEMY STREET | Academy Street [T421,T422,T44] | NAVAN |  | 53.6435 | -6.6808
293977 | MV/LV Substation BA***977 |  | 20 kV | _ | LV | 50 kVA :Pole Substation | 0.05 | --> | 0.05 | 0 | 0 | Constrained, otherwise capacity available =24 kVA | --> | 0.048 | 0 | 0.012 | 0 | 0 | Constrained, otherwise capacity available =35 kW | --> | E20 ex BALTINGLASS | Baltinglass [T421,T422] | STRATFORD |  | 52.9455 | -6.7065
009094 | MV/LV Substation GR***094 |  | 10 kV | _ | LV | 400 kVA :Kiosk Substation | 0.4 | --> | 0.4 | 0 | 0 | Constrained, otherwise capacity available =289 kVA | --> | 0.38 | 0 | 0.086 | 0 | 0 | Constrained, otherwise capacity available =301 kW | --> | C16 ex GRANGE (SR) | Grange (sr) [T41,T42] | BUTLERSTOWN |  | 52.2472 | -7.0938
368500X | MV/LV Substation CR***500X |  | 20 kV | _ | LV | 50 kVA :Pole Substation | 0.05 | --> | 0.05 | 0 | 0 | Constrained, otherwise capacity available =50 kVA | --> | 0.048 | 0 | 0 | 0 | 0 | Constrained, otherwise capacity available =48 kW | --> | C15 ex BALLYHAUNIS | Ballyhaunis [T41,T42] | DALTON |  | 53.7268 | -8.5731
293158X | MV/LV Substation TI***158X |  | 20 kV | _ | LV | 50 kVA :Pole Substation | 0.05 | --> | 0.05 | 0 | 0 | Constrained, otherwise capacity available =14 kVA | --> | 0.048 | 0 | 0.011 | 0 | 0 | Constrained, otherwise capacity available =34 kW | --> | E13 ex SHILLELAGH | Shillelagh [T421,T422] | CARLOW |  | 52.7973 | -6.4742
018750 | MV/LV Substation BA***750 |  | 10 kV | _ | LV | 50 kVA :Pole Substation | 0.05 | --> | 0.05 | 0.031 | 3.75 |  | --> | 0.048 | 0 | 0 | 0 | 0 | Constrained, otherwise capacity available =45 kW | --> | C18 ex SMEARLA | Smearla [T41,T42] | TRIEN |  | 52.4179 | -9.5659
009022 | MV/LV Substation ST***022 |  | 10 kV | _ | LV | 200 kVA :Building Structure | 0.2 | --> | 0.2 | 0.147 | 0.53 |  | --> | 0.19 | 0 | 0 | 0 | 0 | Constrained, otherwise capacity available =183 kW | --> | C16 ex MANOR STREET | Manor Street [T41,T42] | WATERFORD |  | 52.2461 | -7.1035
156030 | MV/LV Substation DU***030 |  | 10 kV | _ | LV | 400 kVA :Kiosk Substation | 0.4 | --> | 0.4 | 0.206 | 2.47 |  | --> | 0.38 | 0 | 0 | 0 | 0 | Constrained, otherwise capacity available =353 kW | --> | E21 ex TELAYDON | Telaydon [T42,T421] | LISDRUM |  | 54.2473 | -6.9679
021389X | MV/LV Substation BL***389X |  | 10 kV | _ | LV | 200 kVA :Building Structure | 0.2 | --> | 0.2 | 0 | 0 | Constrained, otherwise capacity available =156 kVA | --> | 0.19 | 0 | 0 | 0 | 0 | Constrained, otherwise capacity available =184 kW | --> | E15 ex WHITECHURCH | Whitechurch [T421,T422] | KILBARRY |  | 51.9317 | -8.5603
003905X | MV/LV Substation HA***905X |  | 10 kV | _ | LV | 400 kVA :Kiosk Substation | 0.4 | --> | 0.4 | 0.301 | 11.58 |  | --> | 0.38 | 0 | 0.061 | 0 | 0 | Constrained, otherwise capacity available =321 kW | --> | C20 ex BALLYBEG | Ballybeg [T101,T102] | CARRICKMINES |  | 52.9816 | -6.0575
4334035 | MV/LV Substation CA***4035 |  | 20 kV | _ | LV | 50 kVA :Pole Substation | 0.05 | --> | 0.05 | 0 | 0 | Constrained, otherwise capacity available =50 kVA | --> | 0.048 | 0 | 0 | 0 | 0 | Constrained, otherwise capacity available =48 kW | --> | C12 ex BALLAGHADERREEN | Ballaghaderreen [T41,T42] | TONROE |  | 53.811 | -8.6709
0814272 | MV/LV Substation TA***4272 |  | 20 kV | _ | LV | 630 kVA :Kiosk Substation | 0.63 | --> | 0.63 | 0 | 0 | Constrained, otherwise capacity available =474 kVA | --> | 0.598 | 0 | 0.022 | 0.5 | 0 |  | --> | E17 ex ADAMSTOWN | Adamstown [T121,T122] | INCHICORE 220KV |  | 53.3446 | -6.4623
127158Z | MV/LV Substation SP***158Z |  | 10 kV | _ | LV | 100 kVA :Pole Substation | 0.1 | --> | 0.1 | 0 | 0 | Constrained, otherwise capacity available =86 kVA | --> | 0.095 | 0 | 0.01 | 0 | 0 | Constrained, otherwise capacity available =86 kW | --> | C17 ex LOUGHTAGALLA | Loughtagalla [T41,T42] | THURLES |  | 52.6818 | -7.8094
009064Y | MV/LV Substation BA***064Y |  | 20 kV | _ | LV | 50 kVA :Pole Substation | 0.05 | --> | 0.05 | 0.047 | 8.16 |  | --> | 0.048 | 0 | 0.01 | 0 | 0 | Constrained, otherwise capacity available =40 kW | --> | C17 ex MOUNT MISERY | Mount Misery [T41,T42] | WATERFORD |  | 52.3082 | -7.0351
039986 | MV/LV Substation HA***986 |  | 10 kV | _ | LV | 400 kVA :Kiosk Substation | 0.4 | --> | 0.4 | 0.29 | 11.03 |  | --> | 0.38 | 0 | 0.119 | 0.276 | 0 |  | --> | C23 ex SALTHILL | Salthill [T101,T102] | SALTHILL |  | 53.2703 | -9.1053
019597 | MV/LV Substation CU***597 |  | 10 kV | _ | LV | 50 kVA :Pole Substation | 0.05 | --> | 0.05 | 0.04 | 1.54 |  | --> | 0.048 | 0 | 0 | 0 | 0 | Constrained, otherwise capacity available =46 kW | --> | C22 ex BALLYARD | Ballyard [T41,T42] | TRALEE |  | 52.243 | -9.7874
039482X | MV/LV Substation GA***482X |  | 10 kV | _ | LV | 630 kVA :Building Structure | 0.63 | --> | 0.63 | 0.5 | 11.03 |  | --> | 0.598 | 0 | 0.05 | 0.5 | 0 |  | --> | C21 ex SALTHILL | Salthill [T101,T102] | SALTHILL |  | 53.2743 | -9.0987
025817Y | MV/LV Substation BA***817Y |  | 20 kV | _ | LV | 50 kVA :Pole Substation | 0.05 | --> | 0.05 | 0.036 | 2.96 |  | --> | 0.048 | 0 | 0 | 0 | 0 | Constrained, otherwise capacity available =46 kW | --> | E12 ex CHARLEVILLE | Charleville [T421,T422] | CHARLEVILLE |  | 52.3484 | -8.6672
255982 | MV/LV Substation BL***982 |  | 20 kV | _ | LV | 100 kVA :Pole Substation | 0.1 | --> | 0.1 | 0 | 0 | Constrained, otherwise capacity available =79 kVA | --> | 0.095 | 0 | 0 | 0 | 0 | Constrained, otherwise capacity available =92 kW | --> | E20 ex KILLYBEGS | Killybegs [T422] | BINBANE |  | 54.6278 | -8.5257
014994Z | MV/LV Substation HO***994Z |  | 10 kV | _ | LV | 400 kVA :Building Structure | 0.4 | --> | 0.4 | 0 | 0 | Constrained, otherwise capacity available =380 kVA | --> | 0.38 | 0 | 0 | 0 | 0 | Constrained, otherwise capacity available =377 kW | --> | C13 ex ATHGARVAN | Athgarvan [T41,T44] | NEWBRIDGE |  | 53.1636 | -6.8201
062896Y | MV/LV Substation FA***896Y |  | 20 kV | _ | LV | 50 kVA :Pole Substation | 0.05 | --> | 0.05 | 0.048 | 2.33 |  | --> | 0.048 | 0 | 0 | 0 | 0 | Constrained, otherwise capacity available =47 kW | --> | C18 ex DUNDALK | Dundalk [T41,T42] | DUNDALK |  | 54.0385 | -6.444
281251Z | MV/LV Substation EA***251Z |  | 10 kV | _ | LV | 400 kVA :Kiosk Substation | 0.4 | --> | 0.4 | 0 | 0 | Constrained, otherwise capacity available =286 kVA | --> | 0.38 | 0 | 0.005 | 0 | 0 | Constrained, otherwise capacity available =360 kW | --> | C22 ex TOGHER | Togher [T41,T42] | TRABEG |  | 51.8726 | -8.5131
049026Z | MV/LV Substation HA***026Z |  | 10 kV | _ | LV | 400 kVA :Kiosk Substation | 0.4 | --> | 0.4 | 0.133 | 0.13 | Constrained, otherwise capacity available =374 kVA | --> | 0.38 | 0 | 0.004 | 0 | 0 | Constrained, otherwise capacity available =373 kW | --> | C18 ex BALLYMAHON | Ballymahon [T41,T42] | ATHLONE |  | 53.5693 | -7.7722
365933 | MV/LV Substation MO***933 |  | 10 kV | _ | LV | 630 kVA :Building Structure | 0.63 | --> | 0.63 | 0 | 0 | Constrained, otherwise capacity available =318 kVA | --> | 0.598 | 0 | 0.015 | 0.5 | 0 |  | --> | C22 ex BALLYMOUNT | Ballymount [T41,T42] | INCHICORE 220KV |  | 53.3136 | -6.3626
014706X | MV/LV Substation RA***706X |  | 20 kV | _ | LV | 50 kVA :Pole Substation | 0.05 | --> | 0.05 | 0.048 | 0.63 |  | --> | 0.048 | 0 | 0 | 0 | 0 | Constrained, otherwise capacity available =47 kW | --> | E11 ex KILCULLEN | Kilcullen [T41,T42,T424] | STRATFORD |  | 53.0326 | -6.7377
0524804 | MV/LV Substation CI***4804 |  | 20 kV | _ | LV | 630 kVA :Kiosk Substation | 0.63 | --> | 0.63 | 0 | 0 | Constrained, otherwise capacity available =630 kVA | --> | 0.598 | 0 | 0 | 0 | 0 | Constrained, otherwise capacity available =598 kW | --> | E18 ex BALLINDERRY | Ballinderry [T41,T422] | MULLINGAR |  | 53.52 | -7.2904
127347X | MV/LV Substation TE***347X |  | 10 kV | _ | LV | 50 kVA :Pole Substation | 0.05 | --> | 0.05 | 0 | 0 | Constrained, otherwise capacity available =41 kVA | --> | 0.048 | 0 | 0 | 0 | 0 | Constrained, otherwise capacity available =46 kW | --> | C14 ex TEMPLEMORE | Templemore [T41,T42] | IKERRIN |  | 52.7862 | -7.7186
365156 | MV/LV Substation CI***156 |  | 10 kV | _ | LV | 630 kVA :Building Structure | 0.63 | --> | 0.63 | 0 | 0 | Constrained, otherwise capacity available =400 kVA | --> | 0.598 | 0 | 0 | 0.5 | 0 |  | --> | C26 ex CITYWEST | Citywest [T101,T102] | INCHICORE 220KV |  | 53.282 | -6.4221
368005 | MV/LV Substation CO***005 |  | 10 kV | _ | LV | 400 kVA :Kiosk Substation | 0.4 | --> | 0.4 | 0 | 0 | Constrained, otherwise capacity available =248 kVA | --> | 0.38 | 0 | 0.003 | 0 | 0 | Constrained, otherwise capacity available =357 kW | --> | C16 ex BALLYHAUNIS | Ballyhaunis [T41,T42] | DALTON |  | 53.7612 | -8.7643
253467Y | MV/LV Substation AN***467Y |  | 10 kV | _ | LV | 50 kVA :Pole Substation | 0.05 | --> | 0.05 | 0 | 0 | Constrained, otherwise capacity available =39 kVA | --> | 0.048 | 0 | 0 | 0 | 0 | Constrained, otherwise capacity available =46 kW | --> | C18 ex HEADFORD | Headford [T41,T42] | CLOON |  | 53.446 | -9.1973
025501 | MV/LV Substation CU***501 |  | 10 kV | _ | LV | 50 kVA :Pole Substation | 0.05 | --> | 0.05 | 0.05 | 1.93 |  | --> | 0.048 | 0 | 0 | 0 | 0 | Constrained, otherwise capacity available =48 kW | --> | C15 ex MILFORD (MWR) | Milford (mwr) [T41] | CHARLEVILLE |  | 52.3339 | -8.7985
0534024 | MV/LV Substation TH***4024 |  | 20 kV | _ | LV | 50 kVA :Pole Substation | 0.05 | --> | 0.05 | 0 | 0 | Constrained, otherwise capacity available =40 kVA | --> | 0.048 | 0 | 0.004 | 0.043 | 0 |  | --> | E18 ex CLONMINCH | Clonminch [T41,T422] | THORNSBERRY |  | 53.2738 | -7.6094
067356Y | MV/LV Substation HO***356Y |  | 10 kV | _ | LV | 1000 kVA :Building Structure | 1 | --> | 1 | 0 | 0 | Constrained, otherwise capacity available =787 kVA | --> | 0.95 | 0 | 0.01 | 0.5 | 0 |  | --> | C15 ex ROCHES STREET | Roches Street [T41,T42] | LIMERICK |  | 52.6628 | -8.6302
127204 | MV/LV Substation IR***204 |  | 10 kV | _ | LV | 200 kVA :Pole Substation | 0.2 | --> | 0.2 | 0 | 0 | Constrained, otherwise capacity available =103 kVA | --> | 0.19 | 0 | 0 | 0 | 0 | Constrained, otherwise capacity available =176 kW | --> | C14 ex HOLYCROSS ROAD | Holycross Road [T41,T42] | THURLES |  | 52.6754 | -7.8216
070244 | MV/LV Substation TO***244 |  | 10 kV | _ | LV | 50 kVA :Pole Substation | 0.05 | --> | 0.05 | 0.036 | 0.76 |  | --> | 0.048 | 0 | 0 | 0 | 0 | Constrained, otherwise capacity available =46 kW | --> | C11 ex RATHMORE | Rathmore [T42,T421] | KNOCKEARAGH |  | 52.1283 | -9.3442
204899 | MV/LV Substation ST***899 |  | 20 kV | _ | LV | 200 kVA :Pole Substation | 0.2 | --> | 0.2 | 0 | 0 | Constrained, otherwise capacity available =158 kVA | --> | 0.19 | 0 | 0.018 | 0 | 0 | Constrained, otherwise capacity available =171 kW | --> | E14 ex BUNCRANA | Buncrana [T421,T422] | TRILLICK |  | 55.1521 | -7.4408
495754X | MV/LV Substation MU***754X |  | 20 kV | _ | LV | 100 kVA :Pole Substation | 0.1 | --> | 0.1 | 0.1 | 1.5 |  | --> | 0.095 | 0 | 0 | 0.095 | 0 |  | --> | E18 ex ACHILL | Achill [T422] | CARROWBEG |  | 53.9049 | -9.766
003914X | MV/LV Substation CO***914X |  | 10 kV | _ | LV | 50 kVA :Pole Substation | 0.05 | --> | 0.05 | 0.044 | 0.48 |  | --> | 0.048 | 0 | 0 | 0 | 0 | Constrained, otherwise capacity available =47 kW | --> | C15 ex KILMARTIN | Kilmartin [T41] | ARKLOW |  | 53.0562 | -6.138
054205 | MV/LV Substation RA***205 |  | 20 kV | _ | LV | 200 kVA :Pole Substation | 0.2 | --> | 0.2 | 0 | 0 | Constrained, otherwise capacity available =173 kVA | --> | 0.19 | 0 | 0.023 | 0 | 0 | Constrained, otherwise capacity available =169 kW | --> | E13 ex ABBEYLEIX | Abbeyleix [T422] | PORTLAOISE |  | 52.9213 | -7.3429
004052 | MV/LV Substation FR***052 |  | 10 kV | _ | LV | 400 kVA :Kiosk Substation | 0.4 | --> | 0.4 | 0.309 | 18.08 |  | --> | 0.38 | 0 | 0.025 | 0.349 | 0 |  | --> | C22 ex ARKLOW | Arklow [T101,T102] | ARKLOW |  | 52.7925 | -6.1666
021047X | MV/LV Substation GL***047X |  | 10 kV | _ | LV | 400 kVA :Kiosk Substation | 0.4 | --> | 0.4 | 0.284 | 6.78 |  | --> | 0.38 | 0 | 0.006 | 0.359 | 0 |  | --> | C18 ex CASTLEVIEW | Castleview [T101,T102] | CASTLEVIEW |  | 51.9155 | -8.3859
066141Y | MV/LV Substation EI***141Y |  | 10 kV | _ | LV | 50 kVA :Pole Substation | 0.05 | --> | 0.05 | 0 | 0 | Constrained, otherwise capacity available =40 kVA | --> | 0.048 | 0 | 0.004 | 0 | 0 | Constrained, otherwise capacity available =43 kW | --> | C18 ex MALAHIDE | Malahide [T41,T42] | GLASMORE |  | 53.445 | -6.15
2534052 | MV/LV Substation WE***4052 |  | 10 kV | _ | LV | 100 kVA :Pole Substation | 0.1 | --> | 0.1 | 0 | 0 | Constrained, otherwise capacity available =86 kVA | --> | 0.095 | 0 | 0.01 | 0 | 0 | Constrained, otherwise capacity available =86 kW | --> | C15 ex TUAM NORTH | Tuam North [T41,T42] | CLOON |  | 53.5189 | -8.876
082616 | MV/LV Substation CO***616 |  | 20 kV | _ | LV | 100 kVA :Pole Substation | 0.1 | --> | 0.1 | 0 | 0 | Constrained, otherwise capacity available =92 kVA | --> | 0.095 | 0 | 0.005 | 0 | 0 | Constrained, otherwise capacity available =90 kW | --> | E11 ex ACADEMY STREET | Academy Street [T421,T422,T44] | NAVAN |  | 53.5751 | -6.5585
0684753 | MV/LV Substation DO***4753 |  | 10 kV | _ | LV | 400 kVA :Kiosk Substation | 0.4 | --> | 0.4 | 0 | 0 | Constrained, otherwise capacity available =400 kVA | --> | 0.38 | 0 | 0 | 0.38 | 0 |  | --> | C14 ex NEWMARKET (DR) | Newmarket (dr) [T41] | FRANCIS STREET |  | 53.3355 | -6.2844
1444193 | MV/LV Substation DO***4193 |  | 10 kV | _ | LV | 50 kVA :Pole Substation | 0.05 | --> | 0.05 | 0 | 0 | Constrained, otherwise capacity available =50 kVA | --> | 0.048 | 0 | 0 | 0 | 0 | Constrained, otherwise capacity available =48 kW | --> | C16 ex CASTLECOMER | Castlecomer [T41,T42] | BALLYRAGGET |  | 52.797 | -7.2289
037989 | MV/LV Substation WI***989 |  | 10 kV | _ | LV | 200 kVA :Pole Substation | 0.2 | --> | 0.2 | 0 | 0 | Constrained, otherwise capacity available =134 kVA | --> | 0.19 | 0 | 0.039 | 0 | 0 | Constrained, otherwise capacity available =152 kW | --> | C15 ex ENNIS NORTH | Ennis North [T41,T42] | ENNIS |  | 52.8531 | -8.9932
156152 | MV/LV Substation QU***152 |  | 10 kV | _ | LV | 200 kVA :Pole Substation | 0.2 | --> | 0.2 | 0 | 0 | Constrained, otherwise capacity available =192 kVA | --> | 0.19 | 0 | 0 | 0 | 0 | Constrained, otherwise capacity available =189 kW | --> | C14 ex DRUMBEAR | Drumbear [T41,T42] | LISDRUM |  | 54.2357 | -6.9668
154124Z | MV/LV Substation CO***124Z |  | 10 kV | _ | LV | 400 kVA :Kiosk Substation | 0.4 | --> | 0.4 | 0 | 0 | Constrained, otherwise capacity available =309 kVA | --> | 0.38 | 0 | 0 | 0 | 0 | Constrained, otherwise capacity available =367 kW | --> | C24 ex BALLYCOOLIN | Ballycoolin [T41,T42,T43] | FINGLAS |  | 53.4004 | -6.3774
0214296 | MV/LV Substation GL***4296 |  | 10 kV | _ | LV | 630 kVA :Kiosk Substation | 0.63 | --> | 0.63 | 0.5 | 6.78 |  | --> | 0.598 | 0 | 0.036 | 0.5 | 0 |  | --> | C18 ex CASTLEVIEW | Castleview [T101,T102] | CASTLEVIEW |  | 51.919 | -8.3855
066755 | MV/LV Substation RA***755 |  | 20 kV | _ | LV | 100 kVA :Pole Substation | 0.1 | --> | 0.1 | 0 | 0 | Constrained, otherwise capacity available =93 kVA | --> | 0.095 | 0 | 0 | 0 | 0 | Constrained, otherwise capacity available =94 kW | --> | E18 ex GLASMORE | Glasmore [T421,T422] | GLASMORE |  | 53.4714 | -6.2563
4614046 | MV/LV Substation AR***4046 |  | 10 kV | _ | LV | 630 kVA :Kiosk Substation | 0.63 | --> | 0.63 | 0.5 | 2.33 |  | --> | 0.598 | 0 | 0.024 | 0 | 0 | Constrained, otherwise capacity available =573 kW | --> | E17 ex MOY | Moy [T421,T422] | MOY |  | 54.1193 | -9.176
0644383 | MV/LV Substation DO***4383 |  | 20 kV | _ | LV | 630 kVA :Kiosk Substation | 0.63 | --> | 0.63 | 0 | 0 | Constrained, otherwise capacity available =579 kVA | --> | 0.598 | 0 | 0.005 | 0 | 0 | Constrained, otherwise capacity available =588 kW | --> | C13 ex MORNINGTON ROAD | Mornington Road [T41,T42] | DRYBRIDGE |  | 53.711 | -6.2804
1604369 | MV/LV Substation ST***4369 |  | 20 kV | _ | LV | 400 kVA :Building Structure | 0.4 | --> | 0.4 | 0 | 0 | Constrained, otherwise capacity available =348 kVA | --> | 0.38 | 0 | 0.025 | 0 | 0 | Constrained, otherwise capacity available =354 kW | --> | C11 ex KILDARE | Kildare [T41,T42] | NEWBRIDGE |  | 53.1349 | -7.0532
127916Y | MV/LV Substation CA***916Y |  | 10 kV | _ | LV | 200 kVA :Kiosk Substation | 0.2 | --> | 0.2 | 0.148 | 5.89 |  | --> | 0.19 | 0 | 0.014 | 0 | 0 | Constrained, otherwise capacity available =172 kW | --> | C17 ex CASHEL | Cashel [T41,T42] | CAHIR |  | 52.5154 | -7.8959
014189Z | MV/LV Substation IN***189Z |  | 10 kV | _ | LV | 630 kVA :Kiosk Substation | 0.63 | --> | 0.63 | 0 | 0 | Constrained, otherwise capacity available =399 kVA | --> | 0.598 | 0 | 0 | 0 | 0 | Constrained, otherwise capacity available =566 kW | --> | C12 ex ATHGARVAN | Athgarvan [T41,T44] | NEWBRIDGE |  | 53.1757 | -6.8023
243111 | MV/LV Substation SA***111 |  | 20 kV | _ | LV | 100 kVA :Pole Substation | 0.1 | --> | 0.1 | 0 | 0 | Constrained, otherwise capacity available =82 kVA | --> | 0.095 | 0 | 0 | 0 | 0 | Constrained, otherwise capacity available =92 kW | --> | E17 ex INCH | Inch [T421,T422] | OUGHTRAGH |  | 52.2792 | -10.028
281874 | MV/LV Substation PA***874 |  | 10 kV | _ | LV | 100 kVA :Pole Substation | 0.1 | --> | 0.1 | 0.07 | 4.3 |  | --> | 0.095 | 0 | 0.038 | 0.063 | 0 |  | --> | C11 ex RINGASKIDDY 110KV | Ringaskiddy 110kv [T42] | BARNAHELY |  | 51.8507 | -8.3493
009248 | MV/LV Substation IN***248 |  | 10 kV | _ | LV | 630 kVA :Building Structure | 0.63 | --> | 0.63 | 0.5 | 13.6 |  | --> | 0.598 | 0 | 0 | 0.5 | 0 |  | --> | C23 ex KILLOTERAN | Killoteran [T101,T102] | KILLOTERAN |  | 52.2519 | -7.1491
064661X | MV/LV Substation KE***661X |  | 20 kV | _ | LV | 50 kVA :Pole Substation | 0.05 | --> | 0.05 | 0 | 0 | Constrained, otherwise capacity available =46 kVA | --> | 0.048 | 0 | 0 | 0 | 0 | Constrained, otherwise capacity available =47 kW | --> | E16 ex JULIANSTOWN | Julianstown [T421,T422] | DRYBRIDGE |  | 53.6598 | -6.2688
426125 | MV/LV Substation BA***125 |  | 20 kV | _ | LV | 100 kVA :Pole Substation | 0.1 | --> | 0.1 | 0 | 0 | Constrained, otherwise capacity available =85 kVA | --> | 0.095 | 0 | 0 | 0 | 0 | Constrained, otherwise capacity available =93 kW | --> | E15 ex DINGLE | Dingle [T421,T422] | OUGHTRAGH |  | 52.1373 | -10.4511
093414Z | MV/LV Substation SH***414Z |  | 10 kV | _ | LV | 400 kVA :Kiosk Substation | 0.4 | --> | 0.4 | 0 | 0 | Constrained, otherwise capacity available =359 kVA | --> | 0.38 | 0 | 0 | 0.374 | 0 |  | --> | C18 ex POPPINTREE | Poppintree [T101,T102] | FINGLAS |  | 53.3933 | -6.2542
022310 | MV/LV Substation DR***310 |  | 10 kV | _ | LV | 50 kVA :Pole Substation | 0.05 | --> | 0.05 | 0 | 0 | Constrained, otherwise capacity available =2 kVA | --> | 0.048 | 0 | 0.03 | 0 | 0 | Constrained, otherwise capacity available =18 kW | --> | C15 ex SCARTEEN | Scarteen [T41,T42] | MALLOW |  | 52.0954 | -8.6798
0374175 | MV/LV Substation CN***4175 |  | 10 kV | _ | LV | 400 kVA :Kiosk Substation | 0.4 | --> | 0.4 | 0 | 0 | Constrained, otherwise capacity available =355 kVA | --> | 0.38 | 0 | 0 | 0 | 0 | Constrained, otherwise capacity available =374 kW | --> | C20 ex CAHIRCALLA | Cahircalla [T41,T42] | ENNIS |  | 52.83 | -8.9982
068795X | MV/LV Substation CL***795X |  | 10 kV | _ | LV | 1000 kVA :Building Structure | 1 | --> | 1 | 0.5 | 20.78 |  | --> | 0.95 | 0 | 0.003 | 0.5 | 0 |  | --> | C21 ex HEUSTON SQUARE | Heuston Square [T101,T102] | INCHICORE 220KV |  | 53.3466 | -6.3074
365048X | MV/LV Substation CO***048X |  | 10 kV | _ | LV | 200 kVA :Building Structure | 0.2 | --> | 0.2 | 0.173 | 13.91 |  | --> | 0.19 | 0 | 0 | 0.186 | 0 |  | --> | C22 ex COOKSTOWN | Cookstown [T101,T102] | CARRICKMINES |  | 53.2939 | -6.384
0134055 | MV/LV Substation UD***4055 |  | 10 kV | _ | LV | 50 kVA :Pole Substation | 0.05 | --> | 0.05 | 0.05 | 0.12 |  | --> | 0.048 | 0 | 0 | 0.048 | 0 |  | --> | C13 ex ATHY | Athy [T101,T102] | ATHY |  | 52.9927 | -6.9932
156764X | MV/LV Substation AS***764X |  | 10 kV | _ | LV | 100 kVA :Pole Substation | 0.1 | --> | 0.1 | 0.08 | 2.47 |  | --> | 0.095 | 0 | 0.005 | 0 | 0 | Constrained, otherwise capacity available =88 kW | --> | E21 ex TELAYDON | Telaydon [T42,T421] | LISDRUM |  | 54.2461 | -6.9501
365200Y | MV/LV Substation FL***200Y |  | 10 kV | _ | LV | 630 kVA :Kiosk Substation | 0.63 | --> | 0.63 | 0 | 0 | Constrained, otherwise capacity available =508 kVA | --> | 0.598 | 0 | 0.021 | 0.5 | 0 |  | --> | C20 ex CLONDALKIN | Clondalkin [T41,T42,T44] | INCHICORE 220KV |  | 53.3186 | -6.3833
0634049 | MV/LV Substation DR***4049 |  | 10 kV | _ | LV | 50 kVA :Pole Substation | 0.05 | --> | 0.05 | 0 | 0 | Constrained, otherwise capacity available =50 kVA | --> | 0.048 | 0 | 0 | 0 | 0 | Constrained, otherwise capacity available =48 kW | --> | C15 ex STICKILLEN | Stickillen [T41,T42] | DRYBRIDGE |  | 53.8142 | -6.5493
249884 | MV/LV Substation BA***884 |  | 20 kV | _ | LV | 100 kVA :Pole Substation | 0.1 | --> | 0.1 | 0 | 0 | Constrained, otherwise capacity available =86 kVA | --> | 0.095 | 0 | 0.005 | 0 | 0 | Constrained, otherwise capacity available =89 kW | --> | E18 ex FOXHOLE | Foxhole [T421,T422] | DUNGARVAN |  | 52.0051 | -7.8197
154787 | MV/LV Substation CO***787 |  | 10 kV | _ | LV | 400 kVA :Building Structure | 0.4 | --> | 0.4 | 0 | 0 | Constrained, otherwise capacity available =272 kVA | --> | 0.38 | 0 | 0 | 0 | 0 | Constrained, otherwise capacity available =362 kW | --> | C18 ex COOLMINE | Coolmine [T41,T42] | FINGLAS |  | 53.3844 | -6.4023
0344064 | MV/LV Substation BA***4064 |  | 10 kV | _ | LV | 50 kVA :Pole Substation | 0.05 | --> | 0.05 | 0.044 | 0.95 |  | --> | 0.048 | 0 | 0.025 | 0 | 0 | Constrained, otherwise capacity available =28 kW | --> | C18 ex SPA ROAD | Spa Road [T41,T42] | DOON |  | 52.3799 | -7.6416
066582Z | MV/LV Substation RA***582Z |  | 20 kV | _ | LV | 200 kVA :Pole Substation | 0.2 | --> | 0.2 | 0 | 0 | Constrained, otherwise capacity available =170 kVA | --> | 0.19 | 0 | 0.045 | 0 | 0 | Constrained, otherwise capacity available =153 kW | --> | E18 ex GLASMORE | Glasmore [T421,T422] | GLASMORE |  | 53.4728 | -6.2644
014174X | MV/LV Substation AB***174X |  | 10 kV | _ | LV | 50 kVA :Pole Substation | 0.05 | --> | 0.05 | 0 | 0 | Constrained, otherwise capacity available =50 kVA | --> | 0.048 | 0 | 0 | 0 | 0 | Constrained, otherwise capacity available =48 kW | --> | C13 ex ATHGARVAN | Athgarvan [T41,T44] | NEWBRIDGE |  | 53.1502 | -6.8053
064135Y | MV/LV Substation RE***135Y |  | 10 kV | _ | LV | 50 kVA :Pole Substation | 0.05 | --> | 0.05 | 0 | 0 | Constrained, otherwise capacity available =50 kVA | --> | 0.048 | 0 | 0 | 0 | 0 | Constrained, otherwise capacity available =48 kW | --> | C11 ex DRYBRIDGE | Drybridge [T41,T42] | DRYBRIDGE |  | 53.721 | -6.3748
068790X | MV/LV Substation PO***790X |  | 10 kV | _ | LV | 1000 kVA :Building Structure | 1 | --> | 1 | 0.5 | 14.34 |  | --> | 0.95 | 0 | 0 | 0.5 | 0 |  | --> | C43 ex NORTH QUAYS | North Quays [T101,T102,T103] | POOLBEG |  | 53.3486 | -6.23
050058 | MV/LV Substation ST***058 |  | 10 kV | _ | LV | 630 kVA :Building Structure | 0.63 | --> | 0.63 | 0 | 0 | Constrained, otherwise capacity available =189 kVA | --> | 0.598 | 0 | 0.004 | 0 | 0 | Constrained, otherwise capacity available =534 kW | --> | C23 ex ATHLONE | Athlone [T41,T42] | ATHLONE |  | 53.4271 | -7.9417
093177Z | MV/LV Substation AR***177Z |  | 10 kV | _ | LV | 400 kVA :Building Structure | 0.4 | --> | 0.4 | 0 | 0 | Constrained, otherwise capacity available =307 kVA | --> | 0.38 | 0 | 0 | 0.367 | 0 |  | --> | C18 ex POPPINTREE | Poppintree [T101,T102] | FINGLAS |  | 53.3957 | -6.2623
064169Y | MV/LV Substation BR***169Y |  | 20 kV | _ | LV | 200 kVA :Pole Substation | 0.2 | --> | 0.2 | 0 | 0 | Constrained, otherwise capacity available =185 kVA | --> | 0.19 | 0 | 0 | 0 | 0 | Constrained, otherwise capacity available =188 kW | --> | E15 ex JULIANSTOWN | Julianstown [T421,T422] | DRYBRIDGE |  | 53.6295 | -6.3002
009113 | MV/LV Substation IN***113 |  | 10 kV | _ | LV | 630 kVA :Building Structure | 0.63 | --> | 0.63 | 0 | 0 |  | --> | 0.598 | 0 | 0.01 | 0 | 0 | Constrained, otherwise capacity available =488 kW | --> | C16 ex WATERFORD IND EST | Waterford Ind Est [T41,T42,T44] | BUTLERSTOWN |  | 52.2452 | -7.1493
0694077 | MV/LV Substation ST***4077 |  | 10 kV | _ | LV | 630 kVA :Kiosk Substation | 0.63 | --> | 0.63 | 0 | 0 | Constrained, otherwise capacity available =358 kVA | --> | 0.598 | 0 | 0.065 | 0.5 | 0 |  | --> | C14 ex BALLYBODEN | Ballyboden [T41,T42] | COOKSTOWN |  | 53.2731 | -6.3133
156634Y | MV/LV Substation GA***634Y |  | 10 kV | _ | LV | 50 kVA :Pole Substation | 0.05 | --> | 0.05 | 0 | 0 | Constrained, otherwise capacity available =49 kVA | --> | 0.048 | 0 | 0.01 | 0 | 0 | Constrained, otherwise capacity available =40 kW | --> | C15 ex DRUMBEAR | Drumbear [T41,T42] | LISDRUM |  | 54.2055 | -6.8352
118583 | MV/LV Substation BA***583 |  | 20 kV | _ | LV | 50 kVA :Pole Substation | 0.05 | --> | 0.05 | 0 | 0 |  | --> | 0.048 | 0 | 0.011 | 0 | 0 | Constrained, otherwise capacity available =31 kW | --> | E11 ex CREAGH | Creagh [T421,T422] | ATHLONE |  | 53.4722 | -8.2671
010512X | MV/LV Substation FR***512X |  | 10 kV | _ | LV | 200 kVA :Kiosk Substation | 0.2 | --> | 0.2 | 0 | 0 | Constrained, otherwise capacity available =144 kVA | --> | 0.19 | 0 | 0.01 | 0 | 0 | Constrained, otherwise capacity available =175 kW | --> | C17 ex GRAIGUENAMANAGH | Graiguenamanagh [T41,T42] | KILKENNY |  | 52.5456 | -6.9572
013465X | MV/LV Substation KI***465X |  | 10 kV | _ | LV | 50 kVA :Pole Substation | 0.05 | --> | 0.05 | 0.03 | 0.12 |  | --> | 0.048 | 0 | 0 | 0.045 | 0 |  | --> | C26 ex ATHY | Athy [T101,T102] | ATHY |  | 53.0428 | -7.0194
011934Y | MV/LV Substation PO***934Y |  | 10 kV | _ | LV | 200 kVA :Kiosk Substation | 0.2 | --> | 0.2 | 0.154 | 5.05 |  | --> | 0.19 | 0 | 0.016 | 0 | 0 | Constrained, otherwise capacity available =172 kW | --> | C13 ex MCDONAGH | Mcdonagh [T41,T42] | KILKENNY |  | 52.6649 | -7.2325
066312Z | MV/LV Substation BR***312Z |  | 20 kV | _ | LV | 400 kVA :Building Structure | 0.4 | --> | 0.4 | 0 | 0 | Constrained, otherwise capacity available =200 kVA | --> | 0.38 | 0 | 0 | 0 | 0 | Constrained, otherwise capacity available =352 kW | --> | E13 ex GLASMORE | Glasmore [T421,T422] | GLASMORE |  | 53.4712 | -6.2315
116741X | MV/LV Substation MI***741X |  | 10 kV | _ | LV | 400 kVA :Building Structure | 0.4 | --> | 0.4 | 0.228 | 7.32 |  | --> | 0.38 | 0 | 0.01 | 0.348 | 0 |  | --> | C13 ex CARROWBEG | Carrowbeg [T41,T42] | CARROWBEG |  | 53.7986 | -9.522
144375X | MV/LV Substation AV***375X |  | 10 kV | _ | LV | 50 kVA :Pole Substation | 0.05 | --> | 0.05 | 0.05 | 2.78 |  | --> | 0.048 | 0 | 0 | 0 | 0 | Constrained, otherwise capacity available =48 kW | --> | E16 ex BALLYRAGGET | Ballyragget [T421,T422] | BALLYRAGGET |  | 52.7982 | -7.3605
196852 | MV/LV Substation SP***852 |  | 20 kV | _ | LV | 200 kVA :Pole Substation | 0.2 | --> | 0.2 | 0.196 | 1.34 |  | --> | 0.19 | 0 | 0 | 0 | 0 | Constrained, otherwise capacity available =190 kW | --> | E23 ex ATHBOY | Athboy [T423] | NAVAN |  | 53.5007 | -6.9038
023183 | MV/LV Substation TU***183 |  | 20 kV | _ | LV | 50 kVA :Pole Substation | 0.05 | --> | 0.05 | 0 | 0 | Constrained, otherwise capacity available =49 kVA | --> | 0.048 | 0 | 0 | 0 | 0 | Constrained, otherwise capacity available =47 kW | --> | E12 ex CASTLELYONS | Castlelyons [T421,T422] | BARRYMORE |  | 52.0545 | -8.3737
064437X | MV/LV Substation BR***437X |  | 20 kV | _ | LV | 50 kVA :Pole Substation | 0.05 | --> | 0.05 | 0 | 0 | Constrained, otherwise capacity available =33 kVA | --> | 0.048 | 0 | 0 | 0 | 0 | Constrained, otherwise capacity available =45 kW | --> | E16 ex JULIANSTOWN | Julianstown [T421,T422] | DRYBRIDGE |  | 53.6586 | -6.2469
065203Z | MV/LV Substation TH***203Z |  | 10 kV | _ | LV | 400 kVA :Kiosk Substation | 0.4 | --> | 0.4 | 0 | 0 | Constrained, otherwise capacity available =315 kVA | --> | 0.38 | 0 | 0.053 | 0 | 0 | Constrained, otherwise capacity available =329 kW | --> | C15 ex LOUGHSHINNY | Loughshinny [T41,T42] | GLASMORE |  | 53.5341 | -6.0934
156546Y | MV/LV Substation CL***546Y |  | 20 kV | _ | LV | 200 kVA :Pole Substation | 0.2 | --> | 0.2 | 0 | 0 | Constrained, otherwise capacity available =200 kVA | --> | 0.19 | 0 | 0 | 0 | 0 | Constrained, otherwise capacity available =190 kW | --> | E12 ex EMYVALE | Emyvale [T422] | LISDRUM |  | 54.3501 | -7.042
0234117 | MV/LV Substation BA***4117 |  | 20 kV | _ | LV | 50 kVA :Pole Substation | 0.05 | --> | 0.05 | 0 | 0 | Constrained, otherwise capacity available =48 kVA | --> | 0.048 | 0 | 0 | 0 | 0 | Constrained, otherwise capacity available =47 kW | --> | E12 ex CASTLELYONS | Castlelyons [T421,T422] | BARRYMORE |  | 52.0219 | -8.3228
067118X | MV/LV Substation HI***118X |  | 10 kV | _ | LV | 400 kVA :Building Structure | 0.4 | --> | 0.4 | 0 | 0 | Constrained, otherwise capacity available =350 kVA | --> | 0.38 | 0 | 0.009 | 0 | 0 | Constrained, otherwise capacity available =366 kW | --> | C19 ex CASTLETROY | Castletroy [T41,T42] | ARDNACRUSHA |  | 52.6695 | -8.5506
023012 | MV/LV Substation CO***012 |  | 10 kV | _ | LV | 630 kVA :Kiosk Substation | 0.63 | --> | 0.63 | 0 | 0 | Constrained, otherwise capacity available =540 kVA | --> | 0.598 | 0 | 0.015 | 0 | 0 | Constrained, otherwise capacity available =575 kW | --> | C16 ex COOLCARRON | Coolcarron [T41,T42] | BARRYMORE |  | 52.1378 | -8.2684
153368X | MV/LV Substation SH***368X |  | 20 kV | _ | LV | 400 kVA :Kiosk Substation | 0.4 | --> | 0.4 | 0 | 0 | Constrained, otherwise capacity available =364 kVA | --> | 0.38 | 0 | 0.003 | 0 | 0 | Constrained, otherwise capacity available =373 kW | --> | E12 ex BIRDHILL | Birdhill [T421,T422] | ARDNACRUSHA |  | 52.8001 | -8.4441
365544X | MV/LV Substation RE***544X |  | 10 kV | _ | LV | 630 kVA :Building Structure | 0.63 | --> | 0.63 | 0 | 0 | Constrained, otherwise capacity available =94 kVA | --> | 0.598 | 0 | 0.036 | 0.494 | 0 |  | --> | C22 ex BALLYMOUNT | Ballymount [T41,T42] | INCHICORE 220KV |  | 53.3185 | -6.3636
026870 | MV/LV Substation AR***870 |  | 10 kV | _ | LV | 50 kVA :Pole Substation | 0.05 | --> | 0.05 | 0 | 0 | Constrained, otherwise capacity available =43 kVA | --> | 0.048 | 0 | 0.011 | 0 | 0 | Constrained, otherwise capacity available =38 kW | --> | C13 ex TIMOLEAGUE | Timoleague [T41] | BANDON |  | 51.6725 | -8.6503
165680X | MV/LV Substation AR***680X |  | 10 kV | _ | LV | 50 kVA :Pole Substation | 0.05 | --> | 0.05 | 0 | 0 | Constrained, otherwise capacity available =40 kVA | --> | 0.048 | 0 | 0 | 0 | 0 | Constrained, otherwise capacity available =46 kW | --> | C14 ex CLONAKILTY | Clonakilty [T41,T42] | DUNMANWAY |  | 51.5677 | -8.9103
0144141 | MV/LV Substation KI***4141 |  | 10 kV | _ | LV | 1000 kVA :Building Structure | 1 | --> | 1 | 0 | 0 | Constrained, otherwise capacity available =906 kVA | --> | 0.95 | 0 | 0 | 0 | 0 | Constrained, otherwise capacity available =937 kW | --> | C18 ex KILDARE | Kildare [T41,T42] | NEWBRIDGE |  | 53.1549 | -6.9158
025024X | MV/LV Substation B ***024X |  | 20 kV | _ | LV | 200 kVA :Pole Substation | 0.2 | --> | 0.2 | 0.199 | 2.96 |  | --> | 0.19 | 0 | 0 | 0 | 0 | Constrained, otherwise capacity available =190 kW | --> | E11 ex CHARLEVILLE | Charleville [T421,T422] | CHARLEVILLE |  | 52.3495 | -8.6594
1604370 | MV/LV Substation CL***4370 |  | 10 kV | _ | LV | 50 kVA :Pole Substation | 0.05 | --> | 0.05 | 0 | 0 | Constrained, otherwise capacity available =50 kVA | --> | 0.048 | 0 | 0 | 0 | 0 | Constrained, otherwise capacity available =48 kW | --> | C15 ex MOUNTMELLICK | Mountmellick [T41,T42] | PORTLAOISE |  | 53.0991 | -7.3621
204212X | MV/LV Substation LU***212X |  | 20 kV | _ | LV | 50 kVA :Pole Substation | 0.05 | --> | 0.05 | 0.031 | 2.02 |  | --> | 0.048 | 0 | 0.005 | 0 | 0 | Constrained, otherwise capacity available =41 kW | --> | E17 ex BALLYMACARRY | Ballymacarry [T421] | TRILLICK |  | 55.1152 | -7.457
365199 | MV/LV Substation CI***199 |  | 10 kV | _ | LV | 400 kVA :Kiosk Substation | 0.4 | --> | 0.4 | 0 | 0 | Constrained, otherwise capacity available =378 kVA | --> | 0.38 | 0 | 0 | 0.377 | 0 |  | --> | C26 ex CITYWEST | Citywest [T101,T102] | INCHICORE 220KV |  | 53.2895 | -6.4169
127610X | MV/LV Substation SL***610X |  | 20 kV | _ | LV | 50 kVA :Pole Substation | 0.05 | --> | 0.05 | 0.021 | 5.89 |  | --> | 0.048 | 0 | 0.085 | 0 | 0 |  | --> | C14 ex CASHEL | Cashel [T41,T42] | CAHIR |  | 52.5367 | -7.889
052057X | MV/LV Substation OA***057X |  | 10 kV | _ | LV | 200 kVA :Kiosk Substation | 0.2 | --> | 0.2 | 0.144 | 10.9 |  | --> | 0.19 | 0 | 0.013 | 0.173 | 0 |  | --> | C18 ex MULLINGAR | Mullingar [T101,T102] | MULLINGAR |  | 53.5216 | -7.3658
429701 | MV/LV Substation MO***701 |  | 10 kV | _ | LV | 100 kVA :Pole Substation | 0.1 | --> | 0.1 | 0.062 | 0.33 |  | --> | 0.095 | 0 | 0.01 | 0 | 0 | Constrained, otherwise capacity available =82 kW | --> | C12 ex ABBEYFEALE | Abbeyfeale [T42] | TRIEN |  | 52.3176 | -9.2343
461231 | MV/LV Substation CR***231 |  | 20 kV | _ | LV | 50 kVA :Pole Substation | 0.05 | --> | 0.05 | 0.044 | 2.33 |  | --> | 0.048 | 0 | 0.012 | 0 | 0 | Constrained, otherwise capacity available =38 kW | --> | E14 ex MOY | Moy [T421,T422] | MOY |  | 54.133 | -9.1744
0934135 | MV/LV Substation VI***4135 |  | 10 kV | _ | LV | 400 kVA :Kiosk Substation | 0.4 | --> | 0.4 | 0 | 0 | Constrained, otherwise capacity available =340 kVA | --> | 0.38 | 0 | 0.006 | 0.367 | 0 |  | --> | C12 ex MERVILLE | Merville [T41,T42] | FINGLAS |  | 53.3819 | -6.3113
0504061 | MV/LV Substation SP***4061 |  | 20 kV | _ | LV | 50 kVA :Pole Substation | 0.05 | --> | 0.05 | 0 | 6.49 |  | --> | 0.048 | 0 | 0 | 0 | 0 | Constrained, otherwise capacity available =28 kW | --> | C22 ex BUSHFIELD | Bushfield [T41,T42] | ATHLONE |  | 53.4727 | -7.8651
068397X | MV/LV Substation RU***397X |  | 10 kV | _ | LV | 630 kVA :Building Structure | 0.63 | --> | 0.63 | 0.429 | 1.47 |  | --> | 0.598 | 0 | 0 | 0.5 | 0 |  | --> | C11 ex MARROWBONE LANE | Marrowbone Lane [T42] | INCHICORE 220KV |  | 53.3347 | -6.2916
209659 | MV/LV Substation BA***659 |  | 10 kV | _ | LV | 100 kVA :Pole Substation | 0.1 | --> | 0.1 | 0 | 0 | Constrained, otherwise capacity available =66 kVA | --> | 0.095 | 0 | 0.006 | 0 | 0 | Constrained, otherwise capacity available =86 kW | --> | C19 ex MILFORD (NR) | Milford (nr) [T41,T42] | LETTERKENNY |  | 55.0929 | -7.5503
251448 | MV/LV Substation CO***448 |  | 20 kV | _ | LV | 100 kVA :Pole Substation | 0.1 | --> | 0.1 | 0 | 0 | Constrained, otherwise capacity available =12 kVA | --> | 0.095 | 0 | 0.005 | 0 | 0 | Constrained, otherwise capacity available =79 kW | --> | E47 ex CLAREGALWAY | Claregalway [T42,T421] | GALWAY 110KV |  | 53.367 | -8.8391
281230Z | MV/LV Substation AB***230Z |  | 10 kV | _ | LV | 400 kVA :Kiosk Substation | 0.4 | --> | 0.4 | 0 | 0 | Constrained, otherwise capacity available =276 kVA | --> | 0.38 | 0 | 0.024 | 0 | 0 | Constrained, otherwise capacity available =345 kW | --> | C21 ex DOUGLAS | Douglas [T41,T42] | TRABEG |  | 51.8716 | -8.3919
075233 | MV/LV Substation CO***233 |  | 20 kV | _ | LV | 50 kVA :Pole Substation | 0.05 | --> | 0.05 | 0.039 | 0.58 |  | --> | 0.048 | 0 | 0 | 0 | 0 | Constrained, otherwise capacity available =46 kW | --> | E17 ex FERNS | Ferns [T421] | CRANE |  | 52.6456 | -6.4492
064169 | MV/LV Substation RA***169 |  | 10 kV | _ | LV | 400 kVA :Kiosk Substation | 0.4 | --> | 0.4 | 0 | 0 | Constrained, otherwise capacity available =324 kVA | --> | 0.38 | 0 | 0.008 | 0 | 0 | Constrained, otherwise capacity available =364 kW | --> | C16 ex RATHMULLAN | Rathmullan [T41,T42] | DRYBRIDGE |  | 53.7115 | -6.3671
0664301 | MV/LV Substation ST***4301 |  | 10 kV | _ | LV | 630 kVA :Kiosk Substation | 0.63 | --> | 0.63 | 0 | 0 | Constrained, otherwise capacity available =502 kVA | --> | 0.598 | 0 | 0.024 | 0 | 0 | Constrained, otherwise capacity available =563 kW | --> | C15 ex MALAHIDE | Malahide [T41,T42] | GLASMORE |  | 53.4143 | -6.1481
019991 | MV/LV Substation ED***991 |  | 10 kV | _ | LV | 630 kVA :Building Structure | 0.63 | --> | 0.63 | 0.5 | 1.54 |  | --> | 0.598 | 0 | 0 | 0 | 0 | Constrained, otherwise capacity available =592 kW | --> | C16 ex BALLYARD | Ballyard [T41,T42] | TRALEE |  | 52.2708 | -9.7023
029146Y | MV/LV Substation ME***146Y |  | 10 kV | _ | LV | 400 kVA :Kiosk Substation | 0.4 | --> | 0.4 | 0 | 0 | Constrained, otherwise capacity available =315 kVA | --> | 0.38 | 0 | 0.028 | 0 | 0 | Constrained, otherwise capacity available =348 kW | --> | C32 ex CLOYNE | Cloyne [T41] | MIDLETON |  | 51.8616 | -8.1292
305653 | MV/LV Substation SH***653 |  | 10 kV | _ | LV | 50 kVA :Pole Substation | 0.05 | --> | 0.05 | 0.036 | 4.61 |  | --> | 0.048 | 0 | 0 | 0 | 0 | Constrained, otherwise capacity available =46 kW | --> | E11 ex LUMCLOON | Lumcloon [T421,T422] | DALLOW |  | 53.2193 | -7.9634
433503X | MV/LV Substation OA***503X |  | 10 kV | _ | LV | 200 kVA :Pole Substation | 0.2 | --> | 0.2 | 0 | 0 | Constrained, otherwise capacity available =164 kVA | --> | 0.19 | 0 | 0 | 0 | 0 | Constrained, otherwise capacity available =185 kW | --> | C12 ex BALLAGHADERREEN | Ballaghaderreen [T41,T42] | TONROE |  | 53.8974 | -8.5807
093395X | MV/LV Substation LI***395X |  | 10 kV | _ | LV | 400 kVA :Kiosk Substation | 0.4 | --> | 0.4 | 0 | 0 | Constrained, otherwise capacity available =315 kVA | --> | 0.38 | 0 | 0 | 0.368 | 0 |  | --> | C20 ex SUTTON | Sutton [T41,T42] | GRANGE (DR) |  | 53.3915 | -6.1164
033850X | MV/LV Substation SE***850X |  | 10 kV | _ | LV | 200 kVA :Kiosk Substation | 0.2 | --> | 0.2 | 0 | 0 | Constrained, otherwise capacity available =130 kVA | --> | 0.19 | 0 | 0 | 0.059 | 0 | Constrained, otherwise capacity available =180 kW | --> | C16 ex CREGG ROAD | Cregg Road [T41,T42] | BALLYDINE |  | 52.3511 | -7.3931
2814143 | MV/LV Substation RO***4143 |  | 20 kV | _ | LV | 400 kVA :Building Structure | 0.4 | --> | 0.4 | 0.387 | 17.47 |  | --> | 0.38 | 0 | 0 | 0.378 | 0 |  | --> | E12 ex COOLROE | Coolroe [T121,T122] | COOLROE |  | 51.8808 | -8.642
019460 | MV/LV Substation CL***460 |  | 10 kV | _ | LV | 400 kVA :Kiosk Substation | 0.4 | --> | 0.4 | 0.327 | 1.54 |  | --> | 0.38 | 0 | 0.048 | 0 | 0 | Constrained, otherwise capacity available =334 kW | --> | C22 ex BALLYARD | Ballyard [T41,T42] | TRALEE |  | 52.2573 | -9.712
003663X | MV/LV Substation KN***663X |  | 10 kV | _ | LV | 100 kVA :Pole Substation | 0.1 | --> | 0.1 | 0.082 | 11.58 |  | --> | 0.095 | 0 | 0.006 | 0 | 0 | Constrained, otherwise capacity available =88 kW | --> | C25 ex BALLYBEG | Ballybeg [T101,T102] | CARRICKMINES |  | 52.9907 | -6.0644
062081 | MV/LV Substation LI***081 |  | 10 kV | _ | LV | 100 kVA :Pole Substation | 0.1 | --> | 0.1 | 0.091 | 2.33 |  | --> | 0.095 | 0 | 0 | 0 | 0 | Constrained, otherwise capacity available =94 kW | --> | C19 ex DUNDALK | Dundalk [T41,T42] | DUNDALK |  | 54.0047 | -6.4236
071487 | MV/LV Substation KI***487 |  | 10 kV | _ | LV | 630 kVA :Kiosk Substation | 0.63 | --> | 0.63 | 0.5 | 5.58 |  | --> | 0.598 | 0 | 0.043 | 0.5 | 0 |  | --> | C12 ex KILCOOLE | Kilcoole [T41,T42] | FASSAROE |  | 53.1061 | -6.0542
062163X | MV/LV Substation WI***163X |  | 10 kV | _ | LV | 200 kVA :Kiosk Substation | 0.2 | --> | 0.2 | 0.153 | 2.33 |  | --> | 0.19 | 0 | 0.046 | 0 | 0 | Constrained, otherwise capacity available =149 kW | --> | C13 ex DUNDALK | Dundalk [T41,T42] | DUNDALK |  | 53.9978 | -6.4222
015768Y | MV/LV Substation WH***768Y |  | 20 kV | _ | LV | 50 kVA :Pole Substation | 0.05 | --> | 0.05 | 0 | 0 | Constrained, otherwise capacity available =45 kVA | --> | 0.048 | 0 | 0.007 | 0 | 0 | Constrained, otherwise capacity available =42 kW | --> | E14 ex BLESSINGTON | Blessington [T421,T422] | KILTEEL |  | 53.1124 | -6.6196
366362 | MV/LV Substation SC***362 |  | 10 kV | _ | LV | 400 kVA :Kiosk Substation | 0.4 | --> | 0.4 | 0.369 | 1.47 |  | --> | 0.38 | 0 | 0 | 0.376 | 0 |  | --> | C16 ex SCREEB | Screeb [T41] | SCREEB |  | 53.3842 | -9.5552
066120 | MV/LV Substation PO***120 |  | 10 kV | _ | LV | 200 kVA :Building Structure | 0.2 | --> | 0.2 | 0 | 0 | Constrained, otherwise capacity available =153 kVA | --> | 0.19 | 0 | 0 | 0 | 0 | Constrained, otherwise capacity available =184 kW | --> | C15 ex MALAHIDE | Malahide [T41,T42] | GLASMORE |  | 53.408 | -6.1241
265750X | MV/LV Substation CR***750X |  | 20 kV | _ | LV | 50 kVA :Pole Substation | 0.05 | --> | 0.05 | 0.041 | 0.07 |  | --> | 0.048 | 0 | 0 | 0 | 0 | Constrained, otherwise capacity available =46 kW | --> | E15 ex BALLYCONNELL | Ballyconnell [T421,T422] | GORTAWEE |  | 54.0983 | -7.5581
210010 | MV/LV Substation BL***010 |  | 10 kV | _ | LV | 200 kVA :Pole Substation | 0.2 | --> | 0.2 | 0 | 0 | Constrained, otherwise capacity available =124 kVA | --> | 0.19 | 0 | 0.008 | 0 | 0 | Constrained, otherwise capacity available =173 kW | --> | C18 ex CARRICKMACROSS | Carrickmacross [T41,T42] | MEATH HILL |  | 53.9785 | -6.7173
001014 | MV/LV Substation AN***014 |  | 10 kV | _ | LV | 630 kVA :Kiosk Substation | 0.63 | --> | 0.63 | 0.218 | 1.55 |  | --> | 0.598 | 0 | 0.035 | 0.5 | 0 |  | --> | C20 ex MONKSTOWN | Monkstown [T41,T42] | BLACKROCK |  | 53.2979 | -6.181
001372 | MV/LV Substation TH***372 |  | 10 kV | _ | LV | 400 kVA :Building Structure | 0.4 | --> | 0.4 | 0.286 | 1.16 |  | --> | 0.38 | 0 | 0 | 0.364 | 0 |  | --> | C11 ex DEANSGRANGE | Deansgrange [T41,T42] | CARRICKMINES |  | 53.2757 | -6.1587
0544042 | MV/LV Substation CA***4042 |  | 10 kV | _ | LV | 50 kVA :Pole Substation | 0.05 | --> | 0.05 | 0.049 | 2.78 |  | --> | 0.048 | 0 | 0 | 0 | 0 | Constrained, otherwise capacity available =47 kW | --> | E16 ex BALLYRAGGET | Ballyragget [T421,T422] | BALLYRAGGET |  | 52.8485 | -7.3709
037863X | MV/LV Substation LI***863X |  | 10 kV | _ | LV | 400 kVA :Kiosk Substation | 0.4 | --> | 0.4 | 0 | 0 | Constrained, otherwise capacity available =345 kVA | --> | 0.38 | 0 | 0.009 | 0 | 0 | Constrained, otherwise capacity available =366 kW | --> | C15 ex ENNIS NORTH | Ennis North [T41,T42] | ENNIS |  | 52.8525 | -8.9962
053002 | MV/LV Substation OC***002 |  | 10 kV | _ | LV | 630 kVA :Kiosk Substation | 0.63 | --> | 0.63 | 0 | 0 | Constrained, otherwise capacity available =304 kVA | --> | 0.598 | 0 | 0 | 0.5 | 0 |  | --> | C17 ex CLONMINCH | Clonminch [T41,T422] | THORNSBERRY |  | 53.2747 | -7.4918
009723Y | MV/LV Substation BA***723Y |  | 10 kV | _ | LV | 50 kVA :Pole Substation | 0.05 | --> | 0.05 | 0 | 0 | Constrained, otherwise capacity available =48 kVA | --> | 0.048 | 0 | 0 | 0 | 0 | Constrained, otherwise capacity available =47 kW | --> | C12 ex GRANAGH | Granagh [T41,T42] | WATERFORD |  | 52.2804 | -7.1731
054155Z | MV/LV Substation FI***155Z |  | 20 kV | _ | LV | 50 kVA :Pole Substation | 0.05 | --> | 0.05 | 0 | 0 | Constrained, otherwise capacity available =37 kVA | --> | 0.048 | 0 | 0 | 0 | 0 | Constrained, otherwise capacity available =46 kW | --> | E13 ex ABBEYLEIX | Abbeyleix [T422] | PORTLAOISE |  | 52.9211 | -7.3459
2534600 | MV/LV Substation KN***4600 |  | 20 kV | _ | LV | 50 kVA :Pole Substation | 0.05 | --> | 0.05 | 0 | 0 | Constrained, otherwise capacity available =50 kVA | --> | 0.048 | 0 | 0 | 0 | 0 | Constrained, otherwise capacity available =48 kW | --> | C17 ex TUAM NORTH | Tuam North [T41,T42] | CLOON |  | 53.4824 | -8.7102
082837 | MV/LV Substation AR***837 |  | 10 kV | _ | LV | 50 kVA :Pole Substation | 0.05 | --> | 0.05 | 0.024 | 2.01 |  | --> | 0.048 | 0 | 0.01 | 0 | 0 | Constrained, otherwise capacity available =36 kW | --> | C18 ex ABBEYLAND | Abbeyland [T41,T42] | NAVAN |  | 53.6682 | -6.7555
011377X | MV/LV Substation RO***377X |  | 10 kV | _ | LV | 400 kVA :Kiosk Substation | 0.4 | --> | 0.4 | 0 | 0 | Constrained, otherwise capacity available =380 kVA | --> | 0.38 | 0 | 0.014 | 0 | 0 | Constrained, otherwise capacity available =367 kW | --> | C14 ex ROSEHILL | Rosehill [T41,T42] | KILKENNY |  | 52.6442 | -7.2621
154265Z | MV/LV Substation RA***265Z |  | 10 kV | _ | LV | 400 kVA :Building Structure | 0.4 | --> | 0.4 | 0 | 0 | Constrained, otherwise capacity available =307 kVA | --> | 0.38 | 0 | 0.03 | 0 | 0 | Constrained, otherwise capacity available =345 kW | --> | C17 ex BALLYCOOLIN | Ballycoolin [T41,T42,T43] | FINGLAS |  | 53.4 | -6.3446
033734X | MV/LV Substation BA***734X |  | 10 kV | _ | LV | 50 kVA :Pole Substation | 0.05 | --> | 0.05 | 0 | 0 | Constrained, otherwise capacity available =46 kVA | --> | 0.048 | 0 | 0 | 0 | 0 | Constrained, otherwise capacity available =47 kW | --> | C16 ex DEERPARK | Deerpark [T41,T42] | BALLYDINE |  | 52.3718 | -7.4684
058380Y | MV/LV Substation CO***380Y |  | 10 kV | _ | LV | 200 kVA :Kiosk Substation | 0.2 | --> | 0.2 | 0 | 0 | Constrained, otherwise capacity available =192 kVA | --> | 0.19 | 0 | 0 | 0 | 0 | Constrained, otherwise capacity available =189 kW | --> | C11 ex KYLEERAGH | Kyleeragh [T41,T42] | NENAGH |  | 52.8654 | -8.2141
049683Y | MV/LV Substation LO***683Y |  | 10 kV | _ | LV | 630 kVA :Building Structure | 0.63 | --> | 0.63 | 0.213 | 0.21 | Constrained, otherwise capacity available =578 kVA | --> | 0.598 | 0 | 0 | 0 | 0 | Constrained, otherwise capacity available =591 kW | --> | E14 ex LONGFORD | Longford [T421,T422] | RICHMOND |  | 53.7279 | -7.8037
156120 | MV/LV Substation DR***120 |  | 20 kV | _ | LV | 50 kVA :Pole Substation | 0.05 | --> | 0.05 | 0.05 | 2.47 |  | --> | 0.048 | 0 | 0 | 0 | 0 | Constrained, otherwise capacity available =48 kW | --> | E19 ex TELAYDON | Telaydon [T42,T421] | LISDRUM |  | 54.2941 | -6.9587
009311 | MV/LV Substation KI***311 |  | 10 kV | _ | LV | 400 kVA :Building Structure | 0.4 | --> | 0.4 | 0.282 | 8.16 |  | --> | 0.38 | 0 | 0.2 | 0 | 0 | Constrained, otherwise capacity available =215 kW | --> | C11 ex MOUNT MISERY | Mount Misery [T41,T42] | WATERFORD |  | 52.2799 | -7.1641
125032Y | MV/LV Substation LI***032Y |  | 10 kV | _ | LV | 400 kVA :Kiosk Substation | 0.4 | --> | 0.4 | 0 | 0 | Constrained, otherwise capacity available =193 kVA | --> | 0.38 | 0 | 0.011 | 0 | 0 | Constrained, otherwise capacity available =343 kW | --> | C20 ex CLOONLOUGH | Cloonlough [T41,T42] | BARRYMORE |  | 52.262 | -8.271
0014055 | MV/LV Substation NE***4055 |  | 10 kV | _ | LV | 630 kVA :Building Structure | 0.63 | --> | 0.63 | 0.5 | 1.55 |  | --> | 0.598 | 0 | 0.011 | 0.5 | 0 |  | --> | C12 ex MONKSTOWN | Monkstown [T41,T42] | BLACKROCK |  | 53.2891 | -6.1739
118552Y | MV/LV Substation TO***552Y |  | 20 kV | _ | LV | 50 kVA :Pole Substation | 0.05 | --> | 0.05 | 0 | 0 | Constrained, otherwise capacity available =47 kVA | --> | 0.048 | 0 | 0 | 0 | 0 | Constrained, otherwise capacity available =47 kW | --> | E11 ex CREAGH | Creagh [T421,T422] | ATHLONE |  | 53.3674 | -8.1883
015732X | MV/LV Substation LA***732X |  | 10 kV | _ | LV | 400 kVA :Kiosk Substation | 0.4 | --> | 0.4 | 0.34 | 12.6 |  | --> | 0.38 | 0 | 0.036 | 0.345 | 0 |  | --> | C12 ex MONREAD | Monread [T101,T102] | MONREAD |  | 53.2135 | -6.6592
305667 | MV/LV Substation SH***667 |  | 20 kV | _ | LV | 200 kVA :Pole Substation | 0.2 | --> | 0.2 | 0 | 0 | Constrained, otherwise capacity available =195 kVA | --> | 0.19 | 0 | 0 | 0 | 0 | Constrained, otherwise capacity available =189 kW | --> | E15 ex CREAGH | Creagh [T421,T422] | ATHLONE |  | 53.2766 | -8.0408
281618 | MV/LV Substation CO***618 |  | 10 kV | _ | LV | 100 kVA :Pole Substation | 0.1 | --> | 0.1 | 0.078 | 10.79 |  | --> | 0.095 | 0 | 0 | 0.092 | 0 |  | --> | C18 ex FACTORY CROSS | Factory Cross [T41,T42] | BARNAHELY |  | 51.813 | -8.3422
042324 | MV/LV Substation BU***324 |  | 20 kV | _ | LV | 100 kVA :Pole Substation | 0.1 | --> | 0.1 | 0 | 0 | Constrained, otherwise capacity available =96 kVA | --> | 0.095 | 0 | 0 | 0 | 0 | Constrained, otherwise capacity available =94 kW | --> | C21 ex KNOCKAPHUNTA | Knockaphunta [T41,T42] | CASTLEBAR |  | 53.8045 | -9.289
004051 | MV/LV Substation LA***051 |  | 10 kV | _ | LV | 50 kVA :Pole Substation | 0.05 | --> | 0.05 | 0 | 18.08 |  | --> | 0.048 | 0 | 0 | 0.04 | 0 |  | --> | C22 ex ARKLOW | Arklow [T101,T102] | ARKLOW |  | 52.7941 | -6.1799
028404X | MV/LV Substation RI***404X |  | 10 kV | _ | LV | 400 kVA :Kiosk Substation | 0.4 | --> | 0.4 | 0.368 | 19.7 |  | --> | 0.38 | 0 | 0.019 | 0.362 | 0 |  | --> | C12 ex COW CROSS | Cow Cross [T102,T41] | COW CROSS |  | 51.8461 | -8.3168
244661 | MV/LV Substation LA***661 |  | 20 kV | _ | LV | 50 kVA :Pole Substation | 0.05 | --> | 0.05 | 0 | 0 | Constrained, otherwise capacity available =37 kVA | --> | 0.048 | 0 | 0 | 0 | 0 | Constrained, otherwise capacity available =46 kW | --> | E16 ex MILLTOWN (SR) | Milltown (sr) [T421,T422] | OUGHTRAGH |  | 52.1043 | -9.7985
006981 | MV/LV Substation BA***981 |  | 20 kV | _ | LV | 50 kVA :Pole Substation | 0.05 | --> | 0.05 | 0 | 0 | Constrained, otherwise capacity available =46 kVA | --> | 0.048 | 0 | 0 | 0 | 0 | Constrained, otherwise capacity available =47 kW | --> | E16 ex CLONROCHE | Clonroche [T421,T422] | WEXFORD |  | 52.5051 | -6.7227
154255Y | MV/LV Substation DU***255Y |  | 10 kV | _ | LV | 400 kVA :Building Structure | 0.4 | --> | 0.4 | 0 | 0 | Constrained, otherwise capacity available =279 kVA | --> | 0.38 | 0 | 0.021 | 0.348 | 0 |  | --> | C23 ex MACETOWN | Macetown [T101,T102] | MACETOWN |  | 53.4188 | -6.4687
0684286 | MV/LV Substation AN***4286 |  | 10 kV | _ | LV | 1000 kVA :Building Structure | 1 | --> | 1 | 0.5 | 28.43 |  | --> | 0.95 | 0 | 0 | 0.5 | 0 |  | --> | C07 ex BEDFORD ROW | Bedford Row [T41,T42,T43,T44] | FRANCIS STREET |  | 53.3446 | -6.2619
0034156 | MV/LV Substation WO***4156 |  | 10 kV | _ | LV | 200 kVA :Pole Substation | 0.2 | --> | 0.2 | 0.128 | 11.58 |  | --> | 0.19 | 0 | 0 | 0 | 0 | Constrained, otherwise capacity available =180 kW | --> | C19 ex BALLYBEG | Ballybeg [T101,T102] | CARRICKMINES |  | 53.0195 | -6.1018
233291 | MV/LV Substation SE***291 |  | 20 kV | _ | LV | 200 kVA :Pole Substation | 0.2 | --> | 0.2 | 0 | 0 | Constrained, otherwise capacity available =179 kVA | --> | 0.19 | 0 | 0 | 0 | 0 | Constrained, otherwise capacity available =187 kW | --> | C21 ex CASTLEISLAND | Castleisland [T41,T42] | TRALEE |  | 52.2293 | -9.4708
368221X | MV/LV Substation BA***221X |  | 20 kV | _ | LV | 50 kVA :Pole Substation | 0.05 | --> | 0.05 | 0 | 0 | Constrained, otherwise capacity available =34 kVA | --> | 0.048 | 0 | 0 | 0 | 0 | Constrained, otherwise capacity available =45 kW | --> | C15 ex BALLYHAUNIS | Ballyhaunis [T41,T42] | DALTON |  | 53.7439 | -8.6318
084408X | MV/LV Substation KI***408X |  | 20 kV | _ | LV | 200 kVA :Pole Substation | 0.2 | --> | 0.2 | 0 | 0 | Constrained, otherwise capacity available =152 kVA | --> | 0.19 | 0 | 0.016 | 0 | 0 | Constrained, otherwise capacity available =172 kW | --> | E11 ex KILCOLGAN | Kilcolgan [T42,T421] | GALWAY 110KV |  | 53.1383 | -8.9464
260707X | MV/LV Substation BL***707X |  | 20 kV | _ | LV | 200 kVA :Kiosk Substation | 0.2 | --> | 0.2 | 0.167 | 1.67 |  | --> | 0.19 | 0 | 0 | 0.185 | 0 |  | --> | E18 ex NEWPORT | Newport [T421] | CARROWBEG |  | 53.8867 | -9.5357
008780X | MV/LV Substation BA***780X |  | 10 kV | _ | LV | 100 kVA :Pole Substation | 0.1 | --> | 0.1 | 0 | 0 | Constrained, otherwise capacity available =43 kVA | --> | 0.095 | 0 | 0 | 0 | 0 | Constrained, otherwise capacity available =87 kW | --> | E11 ex KNOCKMULLEN | Knockmullen [T42,T421] | GREAT ISLAND |  | 52.4623 | -6.8887
028045Y | MV/LV Substation MA***045Y |  | 10 kV | _ | LV | 50 kVA :Pole Substation | 0.05 | --> | 0.05 | 0 | 0 | Constrained, otherwise capacity available =43 kVA | --> | 0.048 | 0 | 0 | 0 | 0 | Constrained, otherwise capacity available =47 kW | --> | C13 ex COW CROSS |  |  |  | 51.8785 | -8.3035
074309 | MV/LV Substation KE***309 |  | 20 kV | _ | LV | 50 kVA :Pole Substation | 0.05 | --> | 0.05 | 0 | 8.5 |  | --> | 0.048 | 0 | 0.013 | 0 | 0 | Constrained, otherwise capacity available =30 kW | --> | E14 ex ARIGNA | Arigna [T121] | ARIGNA |  | 54.0187 | -7.9462
0684342 | MV/LV Substation CL***4342 |  | 10 kV | _ | LV | 1000 kVA :Building Structure | 1 | --> | 1 | 0.5 | 20.78 |  | --> | 0.95 | 0 | 0 | 0.5 | 0 |  | --> | C21 ex HEUSTON SQUARE | Heuston Square [T101,T102] | INCHICORE 220KV |  | 53.3449 | -6.3069
019725 | MV/LV Substation KE***725 |  | 10 kV | _ | LV | 400 kVA :Kiosk Substation | 0.4 | --> | 0.4 | 0.325 | 2.18 |  | --> | 0.38 | 0 | 0.018 | 0 | 0 | Constrained, otherwise capacity available =356 kW | --> | C21 ex BALLYRICKARD | Ballyrickard [T41,T42] | TRALEE |  | 52.2686 | -9.7228
052043 | MV/LV Substation BU***043 |  | 10 kV | _ | LV | 200 kVA :Kiosk Substation | 0.2 | --> | 0.2 | 0 | 0 | Constrained, otherwise capacity available =182 kVA | --> | 0.19 | 0 | 0 | 0 | 0 | Constrained, otherwise capacity available =188 kW | --> | C17 ex BALLINDERRY | Ballinderry [T41,T422] | MULLINGAR |  | 53.5265 | -7.3195
130265X | MV/LV Substation MO***265X |  | 20 kV | _ | LV | 630 kVA :Kiosk Substation | 0.63 | --> | 0.63 | 0.5 | 2.55 |  | --> | 0.598 | 0 | 0.016 | 0 | 0 | Constrained, otherwise capacity available =574 kW | --> | E18 ex EDGEWORTHSTOWN | Edgeworthstown [T421,T422] | RICHMOND |  | 53.6934 | -7.6141
008094 | MV/LV Substation AR***094 |  | 10 kV | _ | LV | 100 kVA :Pole Substation | 0.1 | --> | 0.1 | 0 | 0 | Constrained, otherwise capacity available =74 kVA | --> | 0.095 | 0 | 0.049 | 0 | 0 | Constrained, otherwise capacity available =55 kW | --> | E11 ex KNOCKMULLEN | Knockmullen [T42,T421] | GREAT ISLAND |  | 52.3842 | -6.9196
305302 | MV/LV Substation BA***302 |  | 20 kV | _ | LV | 200 kVA :Pole Substation | 0.2 | --> | 0.2 | 0.158 | 4.61 |  | --> | 0.19 | 0 | 0 | 0 | 0 | Constrained, otherwise capacity available =184 kW | --> | E12 ex LUMCLOON | Lumcloon [T421,T422] | DALLOW |  | 53.2715 | -7.8218
116860X | MV/LV Substation FA***860X |  | 10 kV | _ | LV | 400 kVA :Kiosk Substation | 0.4 | --> | 0.4 | 0.32 | 7.32 |  | --> | 0.38 | 0 | 0.048 | 0.333 | 0 |  | --> | C11 ex CARROWBEG | Carrowbeg [T41,T42] | CARROWBEG |  | 53.8041 | -9.5304
039040 | MV/LV Substation FO***040 |  | 10 kV | _ | LV | 400 kVA :Kiosk Substation | 0.4 | --> | 0.4 | 0.17 | 11.03 |  | --> | 0.38 | 0 | 0.057 | 0.305 | 0 |  | --> | C24 ex SALTHILL | Salthill [T101,T102] | SALTHILL |  | 53.2679 | -9.0875
365857 | MV/LV Substation MC***857 |  | 10 kV | _ | LV | 400 kVA :Building Structure | 0.4 | --> | 0.4 | 0 | 0 | Constrained, otherwise capacity available =316 kVA | --> | 0.38 | 0 | 0 | 0.368 | 0 |  | --> | C14 ex BALLYMOUNT | Ballymount [T41,T42] | INCHICORE 220KV |  | 53.3155 | -6.3542
281993Y | MV/LV Substation CO***993Y |  | 20 kV | _ | LV | 50 kVA :Pole Substation | 0.05 | --> | 0.05 | 0 | 0 | Constrained, otherwise capacity available =40 kVA | --> | 0.048 | 0 | 0 | 0 | 0 | Constrained, otherwise capacity available =46 kW | --> | C15 ex KILMONEY | Kilmoney [T41,T42] | TRABEG |  | 51.7535 | -8.5183
007247 | MV/LV Substation AR***247 |  | 20 kV | _ | LV | 100 kVA :Pole Substation | 0.1 | --> | 0.1 | 0.031 | 0.14 |  | --> | 0.095 | 0 | 0.01 | 0 | 0 | Constrained, otherwise capacity available =78 kW | --> | C12 ex CARRIGLAWN | Carriglawn [T41,T42] | WEXFORD |  | 52.3665 | -6.4482
0014189 | MV/LV Substation CO***4189 |  | 10 kV | _ | LV | 630 kVA :Kiosk Substation | 0.63 | --> | 0.63 | 0.5 | 4.01 |  | --> | 0.598 | 0 | 0 | 0.5 | 0 |  | --> | C19 ex BALLINCLEA | Ballinclea [T41] | CHERRYWOOD |  | 53.2631 | -6.1329
136441Y | MV/LV Substation RO***441Y |  | 10 kV | _ | LV | 400 kVA :Building Structure | 0.4 | --> | 0.4 | 0 | 0 | Constrained, otherwise capacity available =356 kVA | --> | 0.38 | 0 | 0.01 | 0 | 0 | Constrained, otherwise capacity available =366 kW | --> | C12 ex ROSCOMMON | Roscommon [T41,T42] | LANESBORO |  | 53.6334 | -8.1917
0664225 | MV/LV Substation SE***4225 |  | 20 kV | _ | LV | 630 kVA :Kiosk Substation | 0.63 | --> | 0.63 | 0 | 0 | Constrained, otherwise capacity available =534 kVA | --> | 0.598 | 0 | 0.034 | 0 | 0 | Constrained, otherwise capacity available =560 kW | --> | E11 ex GLASMORE | Glasmore [T421,T422] | GLASMORE |  | 53.4823 | -6.1536
120705Y | MV/LV Substation CL***705Y |  | 20 kV | _ | LV | 200 kVA :Kiosk Substation | 0.2 | --> | 0.2 | 0 | 0 | Constrained, otherwise capacity available =173 kVA | --> | 0.19 | 0 | 0.01 | 0 | 0 | Constrained, otherwise capacity available =179 kW | --> | E11 ex EDENDERRY | Edenderry [T421,T422] | BLAKE |  | 53.3471 | -7.0517
033161 | MV/LV Substation R ***161 |  | 10 kV | _ | LV | 50 kVA :Pole Substation | 0.05 | --> | 0.05 | 0 | 0 | Constrained, otherwise capacity available =48 kVA | --> | 0.048 | 0 | 0 | 0.047 | 0 |  | --> | C16 ex CREGG ROAD | Cregg Road [T41,T42] | BALLYDINE |  | 52.3501 | -7.3733
7344004 | MV/LV Substation AE***4004 |  | 20 kV | _ | LV | 630 kVA :Building Structure | 0.63 | --> | 0.63 | 0 | 0 | Constrained, otherwise capacity available =559 kVA | --> | 0.598 | 0 | 0 | 0 | 0 | Constrained, otherwise capacity available =589 kW | --> | E58 ex GRANGE CASTLE |  |  |  | 53.2948 | -6.4661
139087Z | MV/LV Substation KI***087Z |  | 10 kV | _ | LV | 50 kVA :Pole Substation | 0.05 | --> | 0.05 | 0.048 | 4 |  | --> | 0.048 | 0 | 0 | 0 | 0 | Constrained, otherwise capacity available =47 kW | --> | C19 ex BALLYJAMESDUFF | Ballyjamesduff [T41,T42] | SHANKILL |  | 53.8477 | -7.1926
082201Z | MV/LV Substation RA***201Z |  | 10 kV | _ | LV | 200 kVA :Kiosk Substation | 0.2 | --> | 0.2 | 0.185 | 2.01 |  | --> | 0.19 | 0 | 0.01 | 0 | 0 | Constrained, otherwise capacity available =180 kW | --> | C17 ex ABBEYLAND | Abbeyland [T41,T42] | NAVAN |  | 53.6618 | -6.6904
2374122 | MV/LV Substation CL***4122 |  | 20 kV | _ | LV | 200 kVA :Pole Substation | 0.2 | --> | 0.2 | 0 | 0 | Constrained, otherwise capacity available =182 kVA | --> | 0.19 | 0 | 0 | 0 | 0 | Constrained, otherwise capacity available =188 kW | --> | C12 ex DUNLEER | Dunleer [T41,T42] | DRYBRIDGE |  | 53.7886 | -6.2412
0524580 | MV/LV Substation SO***4580 |  | 10 kV | _ | LV | 200 kVA :Pole Substation | 0.2 | --> | 0.2 | 0 | 0 | Constrained, otherwise capacity available =111 kVA | --> | 0.19 | 0 | 0.06 | 0 | 0 | Constrained, otherwise capacity available =146 kW | --> | C15 ex NEWBROOK | Newbrook [T42] | MULLINGAR |  | 53.5127 | -7.3644
066259Z | MV/LV Substation BO***259Z |  | 10 kV | _ | LV | 200 kVA :Kiosk Substation | 0.2 | --> | 0.2 | 0 | 0 | Constrained, otherwise capacity available =139 kVA | --> | 0.19 | 0 | 0.011 | 0 | 0 | Constrained, otherwise capacity available =173 kW | --> | E17 ex GLASMORE | Glasmore [T421,T422] | GLASMORE |  | 53.4463 | -6.2331
139459 | MV/LV Substation SH***459 |  | 10 kV | _ | LV | 50 kVA :Pole Substation | 0.05 | --> | 0.05 | 0.034 | 4 |  | --> | 0.048 | 0 | 0 | 0 | 0 | Constrained, otherwise capacity available =45 kW | --> | C19 ex BALLYJAMESDUFF | Ballyjamesduff [T41,T42] | SHANKILL |  | 53.7957 | -7.2824
082340Z | MV/LV Substation HE***340Z |  | 20 kV | _ | LV | 50 kVA :Pole Substation | 0.05 | --> | 0.05 | 0.041 | 0.64 |  | --> | 0.048 | 0 | 0 | 0 | 0 | Constrained, otherwise capacity available =46 kW | --> | E14 ex RANDALSTOWN | Randalstown [T422] | NAVAN |  | 53.6989 | -6.6677
081145 | MV/LV Substation ST***145 |  | 10 kV | _ | LV | 400 kVA :Kiosk Substation | 0.4 | --> | 0.4 | 0 | 0 | Constrained, otherwise capacity available =191 kVA | --> | 0.38 | 0 | 0 | 0.35 | 0 |  | --> | C12 ex LUCAN EAST | Lucan East [T41,T42] | GRANGE CASTLE |  | 53.3587 | -6.4486
062832X | MV/LV Substation CA***832X |  | 10 kV | _ | LV | 400 kVA :Kiosk Substation | 0.4 | --> | 0.4 | 0.327 | 2.33 |  | --> | 0.38 | 0 | 0.012 | 0 | 0 | Constrained, otherwise capacity available =361 kW | --> | C18 ex DUNDALK | Dundalk [T41,T42] | DUNDALK |  | 54.0143 | -6.4239
165513X | MV/LV Substation AR***513X |  | 10 kV | _ | LV | 100 kVA :Pole Substation | 0.1 | --> | 0.1 | 0 | 0 | Constrained, otherwise capacity available =86 kVA | --> | 0.095 | 0 | 0.006 | 0 | 0 | Constrained, otherwise capacity available =89 kW | --> | C11 ex CLONAKILTY | Clonakilty [T41,T42] | DUNMANWAY |  | 51.6701 | -8.8191
111559Z | MV/LV Substation MI***559Z |  | 20 kV | _ | LV | 50 kVA :Pole Substation | 0.05 | --> | 0.05 | 0.05 | 0.94 |  | --> | 0.048 | 0 | 0 | 0 | 0 | Constrained, otherwise capacity available =48 kW | --> | E11 ex CASTLETOWNBERE | Castletownbere [T421] | BALLYLICKY |  | 51.6776 | -9.9552
281370 | MV/LV Substation BA***370 |  | 10 kV | _ | LV | 50 kVA :Pole Substation | 0.05 | --> | 0.05 | 0 | 0 | Constrained, otherwise capacity available =45 kVA | --> | 0.048 | 0 | 0 | 0.047 | 0 |  | --> | C11 ex BALLINCOLLIG | Ballincollig [T41,T42] | KILBARRY |  | 51.8445 | -8.5396
005512 | MV/LV Substation SE***512 |  | 10 kV | _ | LV | 200 kVA :Kiosk Substation | 0.2 | --> | 0.2 | 0 | 0 | Constrained, otherwise capacity available =138 kVA | --> | 0.19 | 0 | 0.034 | 0 | 0 | Constrained, otherwise capacity available =156 kW | --> | C11 ex GARDEN CITY | Garden City [T41,T42] | ARKLOW |  | 52.6767 | -6.2996
288216 | MV/LV Substation MI***216 |  | 10 kV | _ | LV | 400 kVA :Kiosk Substation | 0.4 | --> | 0.4 | 0 | 0 | Constrained, otherwise capacity available =375 kVA | --> | 0.38 | 0 | 0 | 0.377 | 0 |  | --> | C18 ex SANDYFORD | Sandyford [T41,T42] | CARRICKMINES |  | 53.2766 | -6.2186
019074X | MV/LV Substation CA***074X |  | 10 kV | _ | LV | 400 kVA :Kiosk Substation | 0.4 | --> | 0.4 | 0.3 | 2.18 |  | --> | 0.38 | 0 | 0.009 | 0 | 0 | Constrained, otherwise capacity available =359 kW | --> | C21 ex BALLYRICKARD | Ballyrickard [T41,T42] | TRALEE |  | 52.2666 | -9.7218
165803 | MV/LV Substation MA***803 |  | 10 kV | _ | LV | 50 kVA :Pole Substation | 0.05 | --> | 0.05 | 0 | 0 | Constrained, otherwise capacity available =41 kVA | --> | 0.048 | 0 | 0.015 | 0 | 0 | Constrained, otherwise capacity available =35 kW | --> | C11 ex CLONAKILTY | Clonakilty [T41,T42] | DUNMANWAY |  | 51.6668 | -8.859
244084 | MV/LV Substation CR***084 |  | 20 kV | _ | LV | 100 kVA :Pole Substation | 0.1 | --> | 0.1 | 0 | 0 | Constrained, otherwise capacity available =57 kVA | --> | 0.095 | 0 | 0 | 0 | 0 | Constrained, otherwise capacity available =89 kW | --> | E21 ex MILLTOWN (SR) | Milltown (sr) [T421,T422] | OUGHTRAGH |  | 52.0868 | -9.6024
066475Z | MV/LV Substation AS***475Z |  | 20 kV | _ | LV | 400 kVA :Building Structure | 0.4 | --> | 0.4 | 0 | 0 | Constrained, otherwise capacity available =304 kVA | --> | 0.38 | 0 | 0 | 0 | 0 | Constrained, otherwise capacity available =367 kW | --> | E15 ex ASHBOURNE | Ashbourne [T421,T422] | FINGLAS |  | 53.51 | -6.3991
067488X | MV/LV Substation RE***488X |  | 10 kV | _ | LV | 400 kVA :Kiosk Substation | 0.4 | --> | 0.4 | 0 | 0 | Constrained, otherwise capacity available =400 kVA | --> | 0.38 | 0 | 0 | 0 | 0 | Constrained, otherwise capacity available =380 kW | --> | C13 ex DOCK ROAD | Dock Road [T41,T42] | LIMERICK |  | 52.6445 | -8.6716
063531X | MV/LV Substation SE***531X |  | 10 kV | _ | LV | 50 kVA :Pole Substation | 0.05 | --> | 0.05 | 0 | 0 | Constrained, otherwise capacity available =50 kVA | --> | 0.048 | 0 | 0 | 0 | 0 | Constrained, otherwise capacity available =48 kW | --> | C17 ex STICKILLEN | Stickillen [T41,T42] | DRYBRIDGE |  | 53.8578 | -6.5242
120828 | MV/LV Substation MC***828 |  | 20 kV | _ | LV | 50 kVA :Pole Substation | 0.05 | --> | 0.05 | 0.043 | 3.5 |  | --> | 0.048 | 0 | 0 | 0 | 0 | Constrained, otherwise capacity available =46 kW | --> | E12 ex DUNFIRTH | Dunfirth [T122] | DUNFIRTH |  | 53.4305 | -6.9201
281231Y | MV/LV Substation ST***231Y |  | 10 kV | _ | LV | 400 kVA :Kiosk Substation | 0.4 | --> | 0.4 | 0 | 0 | Constrained, otherwise capacity available =350 kVA | --> | 0.38 | 0 | 0.015 | 0.362 | 0 |  | --> | C17 ex BISHOPSTOWN | Bishopstown [T41,T42] | KILBARRY |  | 51.8895 | -8.5657
0234387 | MV/LV Substation CL***4387 |  | 20 kV | _ | LV | 50 kVA :Pole Substation | 0.05 | --> | 0.05 | 0 | 0 | Constrained, otherwise capacity available =50 kVA | --> | 0.048 | 0 | 0 | 0 | 0 | Constrained, otherwise capacity available =48 kW | --> | E14 ex CASTLELYONS | Castlelyons [T421,T422] | BARRYMORE |  | 52.0881 | -8.2291
0814233 | MV/LV Substation KI***4233 |  | 10 kV | _ | LV | 630 kVA :Kiosk Substation | 0.63 | --> | 0.63 | 0 | 0 | Constrained, otherwise capacity available =436 kVA | --> | 0.598 | 0 | 0.006 | 0.5 | 0 |  | --> | C17 ex BALGADDY | Balgaddy [T41,T42] | GRANGE CASTLE |  | 53.3155 | -6.4252
248902X | MV/LV Substation CO***902X |  | 20 kV | _ | LV | 50 kVA :Pole Substation | 0.05 | --> | 0.05 | 0 | 0 | Constrained, otherwise capacity available =46 kVA | --> | 0.048 | 0 | 0 | 0 | 0 | Constrained, otherwise capacity available =47 kW | --> | E14 ex KILCOCK | Kilcock [T421,T422] | GRIFFINRATH |  | 53.4509 | -6.7283
037619X | MV/LV Substation TO***619X |  | 10 kV | _ | LV | 200 kVA :Kiosk Substation | 0.2 | --> | 0.2 | 0 | 0 | Constrained, otherwise capacity available =157 kVA | --> | 0.19 | 0 | 0.01 | 0 | 0 | Constrained, otherwise capacity available =177 kW | --> | C15 ex CAHIRCALLA | Cahircalla [T41,T42] | ENNIS |  | 52.8335 | -8.9802
093451 | MV/LV Substation NE***451 |  | 10 kV | _ | LV | 50 kVA :Pole Substation | 0.05 | --> | 0.05 | 0 | 0 | Constrained, otherwise capacity available =49 kVA | --> | 0.048 | 0 | 0 | 0.047 | 0 |  | --> | C26 ex POPPINTREE | Poppintree [T101,T102] | FINGLAS |  | 53.4189 | -6.3229
1544172 | MV/LV Substation CL***4172 |  | 10 kV | _ | LV | 400 kVA :Building Structure | 0.4 | --> | 0.4 | 0 | 0 | Constrained, otherwise capacity available =400 kVA | --> | 0.38 | 0 | 0 | 0.38 | 0 |  | --> | C23 ex MACETOWN | Macetown [T101,T102] | MACETOWN |  | 53.4128 | -6.4472
0814281 | MV/LV Substation KI***4281 |  | 10 kV | _ | LV | 630 kVA :Building Structure | 0.63 | --> | 0.63 | 0 | 0 | Constrained, otherwise capacity available =630 kVA | --> | 0.598 | 0 | 0 | 0.5 | 0 |  | --> | C19 ex CLONDALKIN | Clondalkin [T41,T42,T44] | INCHICORE 220KV |  | 53.3055 | -6.4284
066219 | MV/LV Substation GO***219 |  | 10 kV | _ | LV | 200 kVA :Pole Substation | 0.2 | --> | 0.2 | 0 | 0 | Constrained, otherwise capacity available =124 kVA | --> | 0.19 | 0 | 0.01 | 0 | 0 | Constrained, otherwise capacity available =172 kW | --> | C15 ex MALAHIDE | Malahide [T41,T42] | GLASMORE |  | 53.4206 | -6.1325
152651 | MV/LV Substation EL***651 |  | 10 kV | _ | LV | 50 kVA :Pole Substation | 0.05 | --> | 0.05 | 0 | 0 | Constrained, otherwise capacity available =34 kVA | --> | 0.048 | 0 | 0 | 0 | 0 | Constrained, otherwise capacity available =45 kW | --> | C12 ex CAPPAMORE | Cappamore [T41,T42] | ARDNACRUSHA |  | 52.63 | -8.4272
059122 | MV/LV Substation MO***122 |  | 10 kV | _ | LV | 200 kVA :Pole Substation | 0.2 | --> | 0.2 | 0 | 0 | Constrained, otherwise capacity available =161 kVA | --> | 0.19 | 0 | 0.04 | 0 | 0 | Constrained, otherwise capacity available =155 kW | --> | C11 ex DERRYCRAMPH | Derrycramph [T41,T42] | SHANKILL |  | 53.9705 | -7.3545
021494Z | MV/LV Substation PO***494Z |  | 10 kV | _ | LV | 400 kVA :Kiosk Substation | 0.4 | --> | 0.4 | 0 | 0 | Constrained, otherwise capacity available =306 kVA | --> | 0.38 | 0 | 0.004 | 0.364 | 0 |  | --> | C11 ex KILBARRY | Kilbarry [T101,T43] | KILBARRY |  | 51.9083 | -8.4702
081227X | MV/LV Substation CA***227X |  | 10 kV | _ | LV | 200 kVA :Pole Substation | 0.2 | --> | 0.2 | 0 | 0 | Constrained, otherwise capacity available =149 kVA | --> | 0.19 | 0 | 0 | 0 | 0 | Constrained, otherwise capacity available =183 kW | --> | C15 ex CASTLEKNOCK | Castleknock [T41,T42] | FINGLAS |  | 53.3688 | -6.3692
0674391 | MV/LV Substation CL***4391 |  | 20 kV | _ | LV | 100 kVA :Pole Substation | 0.1 | --> | 0.1 | 0 | 0 | Constrained, otherwise capacity available =97 kVA | --> | 0.095 | 0 | 0 | 0 | 0 | Constrained, otherwise capacity available =95 kW | --> | E18 ex CRATLOE | Cratloe [T421,T422] | ARDNACRUSHA |  | 52.703 | -8.8363
007169X | MV/LV Substation WE***169X |  | 10 kV | _ | LV | 630 kVA :Kiosk Substation | 0.63 | --> | 0.63 | 0.5 | 0.9 |  | --> | 0.598 | 0 | 0 | 0 | 0 | Constrained, otherwise capacity available =597 kW | --> | C16 ex CLONARD | Clonard [T41,T42] | WEXFORD |  | 52.3294 | -6.4919
2074125 | MV/LV Substation KI***4125 |  | 10 kV | _ | LV | 100 kVA :Pole Substation | 0.1 | --> | 0.1 | 0.1 | 2.9 |  | --> | 0.095 | 0 | 0 | 0 | 0 | Constrained, otherwise capacity available =95 kW | --> | C18 ex GLENGOOLE | Glengoole [T42] | THURLES |  | 52.5652 | -7.6713
503439 | MV/LV Substation GR***439 |  | 20 kV | _ | LV | 100 kVA :Pole Substation | 0.1 | --> | 0.1 | 0.099 | 1.69 |  | --> | 0.095 | 0 | 0 | 0 | 0 | Constrained, otherwise capacity available =95 kW | --> | C18 ex NEWTOWNCUNNINGHAM | Newtowncunningham [T41,T42] | LETTERKENNY |  | 55.0416 | -7.4407
010058 | MV/LV Substation BE***058 |  | 20 kV | _ | LV | 200 kVA :Kiosk Substation | 0.2 | --> | 0.2 | 0 | 0 | Constrained, otherwise capacity available =120 kVA | --> | 0.19 | 0 | 0.014 | 0 | 0 | Constrained, otherwise capacity available =168 kW | --> | E11 ex BALLYHALE | Ballyhale [T42,T421] | KILKENNY |  | 52.5268 | -7.1381
019051 | MV/LV Substation CA***051 |  | 10 kV | _ | LV | 400 kVA :Kiosk Substation | 0.4 | --> | 0.4 | 0.351 | 2.18 |  | --> | 0.38 | 0 | 0 | 0 | 0 | Constrained, otherwise capacity available =373 kW | --> | C21 ex BALLYRICKARD | Ballyrickard [T41,T42] | TRALEE |  | 52.268 | -9.7163
209208 | MV/LV Substation MU***208 |  | 20 kV | _ | LV | 50 kVA :Pole Substation | 0.05 | --> | 0.05 | 0 | 0 | Constrained, otherwise capacity available =36 kVA | --> | 0.048 | 0 | 0.005 | 0 | 0 | Constrained, otherwise capacity available =42 kW | --> | C21 ex MILFORD (NR) | Milford (nr) [T41,T42] | LETTERKENNY |  | 55.1971 | -7.8358
017854Y | MV/LV Substation BO***854Y |  | 10 kV | _ | LV | 50 kVA :Pole Substation | 0.05 | --> | 0.05 | 0.047 | 1.58 |  | --> | 0.048 | 0 | 0 | 0 | 0 | Constrained, otherwise capacity available =47 kW | --> | C18 ex FOYNES | Foynes [T41,T42] | RATHKEALE |  | 52.5952 | -9.0496
003906 | MV/LV Substation AV***906 |  | 10 kV | _ | LV | 200 kVA :Pole Substation | 0.2 | --> | 0.2 | 0 | 0 | Constrained, otherwise capacity available =195 kVA | --> | 0.19 | 0 | 0 | 0 | 0 | Constrained, otherwise capacity available =189 kW | --> | C11 ex RATHDRUM | Rathdrum [T42] | ARKLOW |  | 52.9123 | -6.2299
046366 | MV/LV Substation TE***366 |  | 10 kV | _ | LV | 100 kVA :Pole Substation | 0.1 | --> | 0.1 | 0.066 | 4.13 |  | --> | 0.095 | 0 | 0 | 0.09 | 0 |  | --> | C18 ex AGHAGAD | Aghagad [T41,T42] | SLIGO |  | 54.3684 | -8.5201
064137Z | MV/LV Substation MO***137Z |  | 20 kV | _ | LV | 50 kVA :Pole Substation | 0.05 | --> | 0.05 | 0 | 0 | Constrained, otherwise capacity available =50 kVA | --> | 0.048 | 0 | 0 | 0 | 0 | Constrained, otherwise capacity available =47 kW | --> | C13 ex MORNINGTON ROAD | Mornington Road [T41,T42] | DRYBRIDGE |  | 53.7252 | -6.2683
1804134 | MV/LV Substation AT***4134 |  | 10 kV | _ | LV | 50 kVA :Pole Substation | 0.05 | --> | 0.05 | 0.045 | 1.4 |  | --> | 0.048 | 0 | 0 | 0 | 0 | Constrained, otherwise capacity available =47 kW | --> | C26 ex KELLS | Kells [T41,T42] | NAVAN |  | 53.69 | -6.8407
074319X | MV/LV Substation DR***319X |  | 20 kV | _ | LV | 50 kVA :Pole Substation | 0.05 | --> | 0.05 | 0.045 | 2.03 |  | --> | 0.048 | 0 | 0 | 0 | 0 | Constrained, otherwise capacity available =47 kW | --> | E16 ex MOHILL | Mohill [T421,T422] | CARRICK ON SHANNON |  | 53.9233 | -8.0053
067015Z | MV/LV Substation TH***015Z |  | 10 kV | _ | LV | 630 kVA :Building Structure | 0.63 | --> | 0.63 | 0 | 0 | Constrained, otherwise capacity available =622 kVA | --> | 0.598 | 0 | 0 | 0.5 | 0 |  | --> | C18 ex BALLINACURRA | Ballinacurra [T41,T42] | LIMERICK |  | 52.6574 | -8.6272
015230Z | MV/LV Substation KI***230Z |  | 10 kV | _ | LV | 100 kVA :Pole Substation | 0.1 | --> | 0.1 | 0 | 0 | Constrained, otherwise capacity available =93 kVA | --> | 0.095 | 0 | 0.006 | 0 | 0 | Constrained, otherwise capacity available =90 kW | --> | C18 ex NAAS | Naas [T41,T42] | KILTEEL |  | 53.191 | -6.679
365924 | MV/LV Substation BR***924 |  | 10 kV | _ | LV | 400 kVA :Building Structure | 0.4 | --> | 0.4 | 0 | 0 | Constrained, otherwise capacity available =319 kVA | --> | 0.38 | 0 | 0.05 | 0.332 | 0 |  | --> | C19 ex BELGARD | Belgard [T41,T42] | COOKSTOWN |  | 53.2955 | -6.36
0114550 | MV/LV Substation SI***4550 |  | 10 kV | _ | LV | 400 kVA :Kiosk Substation | 0.4 | --> | 0.4 | 0.358 | 5.05 |  | --> | 0.38 | 0 | 0.025 | 0 | 0 | Constrained, otherwise capacity available =356 kW | --> | C14 ex MCDONAGH | Mcdonagh [T41,T42] | KILKENNY |  | 52.6467 | -7.2257
066629Z | MV/LV Substation AI***629Z |  | 10 kV | _ | LV | 630 kVA :Building Structure | 0.63 | --> | 0.63 | 0 | 0 | Constrained, otherwise capacity available =519 kVA | --> | 0.598 | 0 | 0 | 0 | 0 | Constrained, otherwise capacity available =583 kW | --> | E17 ex GLASMORE | Glasmore [T421,T422] | GLASMORE |  | 53.4487 | -6.2222
2814268 | MV/LV Substation RO***4268 |  | 10 kV | _ | LV | 200 kVA :Kiosk Substation | 0.2 | --> | 0.2 | 0 | 0 | Constrained, otherwise capacity available =200 kVA | --> | 0.19 | 0 | 0 | 0.19 | 0 |  | --> | C17 ex BISHOPSTOWN | Bishopstown [T41,T42] | KILBARRY |  | 51.8888 | -8.5775
0514034 | MV/LV Substation NU***4034 |  | 20 kV | _ | LV | 100 kVA :Pole Substation | 0.1 | --> | 0.1 | 0.023 | 2.22 |  | --> | 0.095 | 0 | 0 | 0.084 | 0 |  | --> | E20 ex CLARA | Clara [T421,T422] | THORNSBERRY |  | 53.3349 | -7.5954
160034Z | MV/LV Substation WA***034Z |  | 20 kV | _ | LV | 400 kVA :Kiosk Substation | 0.4 | --> | 0.4 | 0 | 0 | Constrained, otherwise capacity available =336 kVA | --> | 0.38 | 0 | 0 | 0 | 0 | Constrained, otherwise capacity available =371 kW | --> | C21 ex PORTARLINGTON | Portarlington [T43] | BLAKE |  | 53.1388 | -7.0629
0214187 | MV/LV Substation OC***4187 |  | 10 kV | _ | LV | 400 kVA :Building Structure | 0.4 | --> | 0.4 | 0 | 6.78 |  | --> | 0.38 | 0 | 0 | 0.368 | 0 |  | --> | C36 ex CASTLEVIEW | Castleview [T101,T102] | CASTLEVIEW |  | 51.8981 | -8.3325
156011Z | MV/LV Substation CO***011Z |  | 20 kV | _ | LV | 50 kVA :Pole Substation | 0.05 | --> | 0.05 | 0.047 | 2.1 |  | --> | 0.048 | 0 | 0 | 0 | 0 | Constrained, otherwise capacity available =47 kW | --> | E11 ex LISDRUM | Lisdrum [T422] | LISDRUM |  | 54.2589 | -6.9234
1204308 | MV/LV Substation BA***4308 |  | 20 kV | _ | LV | 630 kVA :Kiosk Substation | 0.63 | --> | 0.63 | 0.484 | 3.5 |  | --> | 0.598 | 0 | 0.041 | 0 | 0 | Constrained, otherwise capacity available =548 kW | --> | E12 ex DUNFIRTH | Dunfirth [T122] | DUNFIRTH |  | 53.4132 | -6.8175
127728Y | MV/LV Substation DU***728Y |  | 20 kV | _ | LV | 50 kVA :Pole Substation | 0.05 | --> | 0.05 | 0.05 | 5.89 |  | --> | 0.048 | 0 | 0 | 0 | 0 | Constrained, otherwise capacity available =48 kW | --> | C14 ex CASHEL | Cashel [T41,T42] | CAHIR |  | 52.5439 | -7.8184
062489Y | MV/LV Substation ST***489Y |  | 10 kV | _ | LV | 630 kVA :Kiosk Substation | 0.63 | --> | 0.63 | 0.5 | 5.69 |  | --> | 0.598 | 0 | 0 | 0 | 0 | Constrained, otherwise capacity available =598 kW | --> | C19 ex RAMPARTS | Ramparts [T41,T42] | DUNDALK |  | 54.0092 | -6.3925
012008 | MV/LV Substation CO***008 |  | 10 kV | _ | LV | 630 kVA :Kiosk Substation | 0.63 | --> | 0.63 | 0.447 | 1.99 |  | --> | 0.598 | 0 | 0 | 0 | 0 | Constrained, otherwise capacity available =573 kW | --> | C14 ex GRAIGUE | Graigue [T41,T42] | CARLOW |  | 52.8391 | -6.9295
244887X | MV/LV Substation KI***887X |  | 20 kV | _ | LV | 50 kVA :Pole Substation | 0.05 | --> | 0.05 | 0 | 0 | Constrained, otherwise capacity available =50 kVA | --> | 0.048 | 0 | 0 | 0 | 0 | Constrained, otherwise capacity available =48 kW | --> | E18 ex MILLTOWN (SR) | Milltown (sr) [T421,T422] | OUGHTRAGH |  | 52.1508 | -9.697
065931 | MV/LV Substation NA***931 |  | 20 kV | _ | LV | 50 kVA :Pole Substation | 0.05 | --> | 0.05 | 0 | 0 | Constrained, otherwise capacity available =50 kVA | --> | 0.048 | 0 | 0 | 0.048 | 0 |  | --> | C26 ex STEPHENSTOWN | Stephenstown [T101,T102] | FINGLAS |  | 53.5889 | -6.288
032063 | MV/LV Substation SW***063 |  | 10 kV | _ | LV | 630 kVA :Kiosk Substation | 0.63 | --> | 0.63 | 0 | 0 | Constrained, otherwise capacity available =547 kVA | --> | 0.598 | 0 | 0.029 | 0 | 0 | Constrained, otherwise capacity available =566 kW | --> | C23 ex TRAMORE | Tramore [T41,T42] | BUTLERSTOWN |  | 52.1651 | -7.1599
081360X | MV/LV Substation OA***360X |  | 10 kV | _ | LV | 200 kVA :Kiosk Substation | 0.2 | --> | 0.2 | 0 | 0 | Constrained, otherwise capacity available =108 kVA | --> | 0.19 | 0 | 0.014 | 0 | 0 | Constrained, otherwise capacity available =167 kW | --> | C18 ex PALMERSTOWN | Palmerstown [T41,T42] | FINGLAS |  | 53.3487 | -6.3725
026781 | MV/LV Substation HA***781 |  | 20 kV | _ | LV | 200 kVA :Kiosk Substation | 0.2 | --> | 0.2 | 0 | 0 | Constrained, otherwise capacity available =151 kVA | --> | 0.19 | 0 | 0 | 0 | 0 | Constrained, otherwise capacity available =183 kW | --> | C17 ex KINSALE | Kinsale [T41,T42] | BANDON |  | 51.8049 | -8.5682
0684430 | MV/LV Substation AP***4430 |  | 10 kV | _ | LV | 1000 kVA :Building Structure | 1 | --> | 1 | 0.5 | 9.02 |  | --> | 0.95 | 0 | 0 | 0.5 | 0 |  | --> | C17 ex MISERY HILL | Misery Hill [T101,T102] | POOLBEG |  | 53.3464 | -6.2553
081151 | MV/LV Substation CU***151 |  | 10 kV | _ | LV | 400 kVA :Kiosk Substation | 0.4 | --> | 0.4 | 0 | 0 | Constrained, otherwise capacity available =248 kVA | --> | 0.38 | 0 | 0.064 | 0 | 0 | Constrained, otherwise capacity available =311 kW | --> | C18 ex PALMERSTOWN | Palmerstown [T41,T42] | FINGLAS |  | 53.351 | -6.3636
026228 | MV/LV Substation KN***228 |  | 10 kV | _ | LV | 50 kVA :Pole Substation | 0.05 | --> | 0.05 | 0 | 0 | Constrained, otherwise capacity available =40 kVA | --> | 0.048 | 0 | 0.011 | 0 | 0 | Constrained, otherwise capacity available =38 kW | --> | C15 ex KINSALE | Kinsale [T41,T42] | BANDON |  | 51.6943 | -8.4895
210125Y | MV/LV Substation VA***125Y |  | 10 kV | _ | LV | 200 kVA :Pole Substation | 0.2 | --> | 0.2 | 0 | 0 | Constrained, otherwise capacity available =70 kVA | --> | 0.19 | 0 | 0.003 | 0 | 0 | Constrained, otherwise capacity available =169 kW | --> | C18 ex CARRICKMACROSS | Carrickmacross [T41,T42] | MEATH HILL |  | 53.9799 | -6.7195
064503 | MV/LV Substation SH***503 |  | 20 kV | _ | LV | 50 kVA :Pole Substation | 0.05 | --> | 0.05 | 0 | 0 | Constrained, otherwise capacity available =37 kVA | --> | 0.048 | 0 | 0.007 | 0 | 0 | Constrained, otherwise capacity available =41 kW | --> | E17 ex JULIANSTOWN | Julianstown [T421,T422] | DRYBRIDGE |  | 53.6718 | -6.3337
039301 | MV/LV Substation RO***301 |  | 10 kV | _ | LV | 400 kVA :Kiosk Substation | 0.4 | --> | 0.4 | 0.318 | 11.03 |  | --> | 0.38 | 0 | 0.013 | 0.359 | 0 |  | --> | C29 ex SALTHILL | Salthill [T101,T102] | SALTHILL |  | 53.2748 | -9.086
176347 | MV/LV Substation WO***347 |  | 20 kV | _ | LV | 50 kVA :Pole Substation | 0.05 | --> | 0.05 | 0 | 0 | Constrained, otherwise capacity available =39 kVA | --> | 0.048 | 0 | 0 | 0 | 0 | Constrained, otherwise capacity available =46 kW | --> | E11 ex MACROOM | Macroom [T422] | MACROOM |  | 51.9469 | -8.8241
046408 | MV/LV Substation TU***408 |  | 10 kV | _ | LV | 100 kVA :Pole Substation | 0.1 | --> | 0.1 | 0.082 | 5.78 |  | --> | 0.095 | 0 | 0.01 | 0.085 | 0 |  | --> | C20 ex OAKFIELD | Oakfield [T41,T42] | SLIGO |  | 54.2728 | -8.5656
049868X | MV/LV Substation CL***868X |  | 20 kV | _ | LV | 50 kVA :Pole Substation | 0.05 | --> | 0.05 | 0.05 | 0.21 |  | --> | 0.048 | 0 | 0 | 0 | 0 | Constrained, otherwise capacity available =47 kW | --> | E12 ex LONGFORD | Longford [T421,T422] | RICHMOND |  | 53.8069 | -7.8042
084639 | MV/LV Substation G ***639 |  | 20 kV | _ | LV | 50 kVA :Pole Substation | 0.05 | --> | 0.05 | 0 | 0 | Constrained, otherwise capacity available =45 kVA | --> | 0.048 | 0 | 0.01 | 0 | 0 | Constrained, otherwise capacity available =40 kW | --> | E11 ex KILCOLGAN | Kilcolgan [T42,T421] | GALWAY 110KV |  | 53.184 | -8.9079
042466 | MV/LV Substation BE***466 |  | 10 kV | _ | LV | 50 kVA :Pole Substation | 0.05 | --> | 0.05 | 0 | 0 | Constrained, otherwise capacity available =13 kVA | --> | 0.048 | 0 | 0.01 | 0 | 0 | Constrained, otherwise capacity available =35 kW | --> | C20 ex KNOCKAPHUNTA | Knockaphunta [T41,T42] | CASTLEBAR |  | 53.8018 | -9.2143
010735 | MV/LV Substation TH***735 |  | 10 kV | _ | LV | 100 kVA :Pole Substation | 0.1 | --> | 0.1 | 0 | 0 | Constrained, otherwise capacity available =90 kVA | --> | 0.095 | 0 | 0.01 | 0 | 0 | Constrained, otherwise capacity available =86 kW | --> | C17 ex GRAIGUENAMANAGH | Graiguenamanagh [T41,T42] | KILKENNY |  | 52.5428 | -6.9493
1184131 | MV/LV Substation SY***4131 |  | 20 kV | _ | LV | 50 kVA :Pole Substation | 0.05 | --> | 0.05 | 0.05 | 0.3 |  | --> | 0.048 | 0 | 0 | 0 | 0 | Constrained, otherwise capacity available =48 kW | --> | C17 ex BANAGHER | Banagher [T41,T42] | DALLOW |  | 53.255 | -8.18
293172X | MV/LV Substation SH***172X |  | 20 kV | _ | LV | 50 kVA :Pole Substation | 0.05 | --> | 0.05 | 0 | 0 | Constrained, otherwise capacity available =36 kVA | --> | 0.048 | 0 | 0 | 0 | 0 | Constrained, otherwise capacity available =46 kW | --> | E13 ex SHILLELAGH | Shillelagh [T421,T422] | CARLOW |  | 52.7553 | -6.501
265618X | MV/LV Substation PO***618X |  | 20 kV | _ | LV | 400 kVA :Kiosk Substation | 0.4 | --> | 0.4 | 0.392 | 2.56 |  | --> | 0.38 | 0 | 0 | 0.379 | 0 |  | --> | C18 ex KILLESHANDRA | Killeshandra [T41,T42] | GORTAWEE |  | 54.0089 | -7.5215
012009 | MV/LV Substation BA***009 |  | 10 kV | _ | LV | 400 kVA :Kiosk Substation | 0.4 | --> | 0.4 | 0.294 | 1.99 |  | --> | 0.38 | 0 | 0.008 | 0 | 0 | Constrained, otherwise capacity available =359 kW | --> | C11 ex GRAIGUE | Graigue [T41,T42] | CARLOW |  | 52.8328 | -6.9362
082492X | MV/LV Substation NE***492X |  | 10 kV | _ | LV | 100 kVA :Pole Substation | 0.1 | --> | 0.1 | 0.096 | 2.01 |  | --> | 0.095 | 0 | 0 | 0 | 0 | Constrained, otherwise capacity available =94 kW | --> | C11 ex ABBEYLAND | Abbeyland [T41,T42] | NAVAN |  | 53.6579 | -6.7101
069499 | MV/LV Substation O ***499 |  | 10 kV | _ | LV | 400 kVA :Building Structure | 0.4 | --> | 0.4 | 0.4 | 3 |  | --> | 0.38 | 0 | 0 | 0.38 | 0 |  | --> | C40 ex INCHICORE CENTRAL | Inchicore Central [T43,T45] | INCHICORE 220KV |  | 53.3248 | -6.3393
368004 | MV/LV Substation ST***004 |  | 10 kV | _ | LV | 200 kVA :Pole Substation | 0.2 | --> | 0.2 | 0 | 0 | Constrained, otherwise capacity available =92 kVA | --> | 0.19 | 0 | 0.015 | 0 | 0 | Constrained, otherwise capacity available =164 kW | --> | C16 ex BALLYHAUNIS | Ballyhaunis [T41,T42] | DALTON |  | 53.7609 | -8.759
293283Y | MV/LV Substation TE***283Y |  | 20 kV | _ | LV | 1000 kVA :Kiosk Substation | 1 | --> | 1 | 0.431 | 0.43 | Constrained, otherwise capacity available =994 kVA | --> | 0.95 | 0 | 0 | 0 | 0 | Constrained, otherwise capacity available =949 kW | --> | E19 ex TULLOW | Tullow [T421,T422] | CARLOW |  | 52.7998 | -6.6821
049113Z | MV/LV Substation ME***113Z |  | 20 kV | _ | LV | 100 kVA :Pole Substation | 0.1 | --> | 0.1 | 0.064 | 0.21 |  | --> | 0.095 | 0 | 0.002 | 0 | 0 | Constrained, otherwise capacity available =88 kW | --> | E17 ex LONGFORD | Longford [T421,T422] | RICHMOND |  | 53.7639 | -7.7866
1084060 | MV/LV Substation ES***4060 |  | 10 kV | _ | LV | 100 kVA :Pole Substation | 0.1 | --> | 0.1 | 0.1 | 1.57 |  | --> | 0.095 | 0 | 0 | 0 | 0 | Constrained, otherwise capacity available =95 kW | --> | C17 ex BALLYSHANNON | Ballyshannon [T41,T42] | CATHALEENS FALL |  | 54.4981 | -8.1751
005694 | MV/LV Substation CA***694 |  | 20 kV | _ | LV | 200 kVA :Pole Substation | 0.2 | --> | 0.2 | 0 | 0 | Constrained, otherwise capacity available =158 kVA | --> | 0.19 | 0 | 0 | 0 | 0 | Constrained, otherwise capacity available =184 kW | --> | E19 ex SHILLELAGH | Shillelagh [T421,T422] | CARLOW |  | 52.7133 | -6.4917
055583X | MV/LV Substation HA***583X |  | 10 kV | _ | LV | 50 kVA :Pole Substation | 0.05 | --> | 0.05 | 0 | 0 | Constrained, otherwise capacity available =37 kVA | --> | 0.048 | 0 | 0 | 0 | 0 | Constrained, otherwise capacity available =46 kW | --> | C18 ex RATHDOWNEY | Rathdowney [T42] | IKERRIN |  | 52.8356 | -7.6192
156491Y | MV/LV Substation CA***491Y |  | 20 kV | _ | LV | 50 kVA :Pole Substation | 0.05 | --> | 0.05 | 0 | 0 | Constrained, otherwise capacity available =49 kVA | --> | 0.048 | 0 | 0 | 0 | 0 | Constrained, otherwise capacity available =47 kW | --> | C17 ex CLONES | Clones [T41,T42] | SHANKILL |  | 54.2026 | -7.1223
1824177 | MV/LV Substation LA***4177 |  | 20 kV | _ | LV | 100 kVA :Pole Substation | 0.1 | --> | 0.1 | 0 | 0 | Constrained, otherwise capacity available =100 kVA | --> | 0.095 | 0 | 0 | 0 | 0 | Constrained, otherwise capacity available =95 kW | --> | C12 ex SCARIFF | Scariff [T42] | ENNIS |  | 52.929 | -8.422
018644 | MV/LV Substation KN***644 |  | 10 kV | _ | LV | 100 kVA :Pole Substation | 0.1 | --> | 0.1 | 0.089 | 3.75 |  | --> | 0.095 | 0 | 0 | 0 | 0 | Constrained, otherwise capacity available =94 kW | --> | C13 ex SMEARLA | Smearla [T41,T42] | TRIEN |  | 52.4777 | -9.4643
066185 | MV/LV Substation MA***185 |  | 10 kV | _ | LV | 630 kVA :Building Structure | 0.63 | --> | 0.63 | 0.433 | 12.96 |  | --> | 0.598 | 0 | 0.069 | 0.5 | 0 |  | --> | C30 ex ARTANE | Artane [T101,T102] | FINGLAS |  | 53.3773 | -6.184
0954076 | MV/LV Substation KI***4076 |  | 10 kV | _ | LV | 630 kVA :Building Structure | 0.63 | --> | 0.63 | 0.5 | 1.1 |  | --> | 0.598 | 0 | 0 | 0 | 0 | Constrained, otherwise capacity available =597 kW | --> | C25 ex KILKEE | Kilkee [T41] | TULLABRACK |  | 52.6756 | -9.6526
050931Y | MV/LV Substation BA***931Y |  | 10 kV | _ | LV | 630 kVA :Building Structure | 0.63 | --> | 0.63 | 0 | 0 | Constrained, otherwise capacity available =615 kVA | --> | 0.598 | 0 | 0 | 0 | 0 | Constrained, otherwise capacity available =596 kW | --> | C14 ex ATHLONE | Athlone [T41,T42] | ATHLONE |  | 53.4224 | -7.9469
288162X | MV/LV Substation TO***162X |  | 10 kV | _ | LV | 1000 kVA :Building Structure | 1 | --> | 1 | 0 | 19.52 |  | --> | 0.95 | 0 | 0 | 0.5 | 0 |  | --> | C21 ex TANEY | Taney [T101,T102] | CARRICKMINES |  | 53.2867 | -6.2405
293456 | MV/LV Substation NO***456 |  | 20 kV | _ | LV | 200 kVA :Pole Substation | 0.2 | --> | 0.2 | 0.184 | 0.43 |  | --> | 0.19 | 0 | 0 | 0 | 0 | Constrained, otherwise capacity available =188 kW | --> | E13 ex TULLOW | Tullow [T421,T422] | CARLOW |  | 52.751 | -6.7907
0194048 | MV/LV Substation CU***4048 |  | 10 kV | _ | LV | 50 kVA :Pole Substation | 0.05 | --> | 0.05 | 0.05 | 1.54 |  | --> | 0.048 | 0 | 0 | 0 | 0 | Constrained, otherwise capacity available =48 kW | --> | C22 ex BALLYARD | Ballyard [T41,T42] | TRALEE |  | 52.2088 | -9.8925
142146 | MV/LV Substation FA***146 |  | 20 kV | _ | LV | 50 kVA :Pole Substation | 0.05 | --> | 0.05 | 0 | 0 | Constrained, otherwise capacity available =45 kVA | --> | 0.048 | 0 | 0.011 | 0 | 0 | Constrained, otherwise capacity available =39 kW | --> | E21 ex ATHENRY | Athenry [T423] | GALWAY 110KV |  | 53.3498 | -8.7055
182025 | MV/LV Substation CA***025 |  | 10 kV | _ | LV | 100 kVA :Pole Substation | 0.1 | --> | 0.1 | 0 | 0 | Constrained, otherwise capacity available =64 kVA | --> | 0.095 | 0 | 0.005 | 0 | 0 | Constrained, otherwise capacity available =86 kW | --> | C11 ex SCARIFF | Scariff [T42] | ENNIS |  | 52.8483 | -8.4764
0114345 | MV/LV Substation DE***4345 |  | 10 kV | _ | LV | 50 kVA :Pole Substation | 0.05 | --> | 0.05 | 0.037 | 0.04 | Constrained, otherwise capacity available =50 kVA | --> | 0.048 | 0 | 0 | 0 | 0 | Constrained, otherwise capacity available =48 kW | --> | C11 ex CALLAN | Callan [T41,T42] | KILKENNY |  | 52.5805 | -7.3782
064903Y | MV/LV Substation M1***903Y |  | 10 kV | _ | LV | 50 kVA :Pole Substation | 0.05 | --> | 0.05 | 0 | 0 | Constrained, otherwise capacity available =50 kVA | --> | 0.048 | 0 | 0 | 0 | 0 | Constrained, otherwise capacity available =48 kW | --> | C13 ex DRYBRIDGE | Drybridge [T41,T42] | DRYBRIDGE |  | 53.7748 | -6.4054
0584117 | MV/LV Substation BA***4117 |  | 10 kV | _ | LV | 50 kVA :Pole Substation | 0.05 | --> | 0.05 | 0.049 | 3 |  | --> | 0.048 | 0 | 0 | 0 | 0 | Constrained, otherwise capacity available =47 kW | --> | C25 ex NENAGH | Nenagh [T41,T42] | NENAGH |  | 52.8689 | -8.096
281994Y | MV/LV Substation VI***994Y |  | 10 kV | _ | LV | 200 kVA :Pole Substation | 0.2 | --> | 0.2 | 0 | 0 | Constrained, otherwise capacity available =162 kVA | --> | 0.19 | 0 | 0 | 0.185 | 0 |  | --> | C24 ex BISHOPSTOWN | Bishopstown [T41,T42] | KILBARRY |  | 51.8592 | -8.5261
176417Y | MV/LV Substation CL***417Y |  | 20 kV | _ | LV | 630 kVA :Kiosk Substation | 0.63 | --> | 0.63 | 0.5 | 18.78 |  | --> | 0.598 | 0 | 0.018 | 0.5 | 0 |  | --> | E14 ex HARTNETTS CROSS | Hartnetts Cross [T121,T422] | MACROOM |  | 51.9399 | -9.1543
068624 | MV/LV Substation PR***624 |  | 10 kV | _ | LV | 400 kVA :Kiosk Substation | 0.4 | --> | 0.4 | 0.254 | 11.14 |  | --> | 0.38 | 0 | 0.037 | 0.332 | 0 |  | --> | C28 ex CABRA | Cabra [T101,T102] | FINGLAS |  | 53.3622 | -6.3111
160486Y | MV/LV Substation BE***486Y |  | 20 kV | _ | LV | 400 kVA :Kiosk Substation | 0.4 | --> | 0.4 | 0 | 0 | Constrained, otherwise capacity available =300 kVA | --> | 0.38 | 0 | 0 | 0 | 0 | Constrained, otherwise capacity available =366 kW | --> | C21 ex PORTARLINGTON | Portarlington [T43] | BLAKE |  | 53.1446 | -7.0669
004128Y | MV/LV Substation BR***128Y |  | 10 kV | _ | LV | 100 kVA :Pole Substation | 0.1 | --> | 0.1 | 0.044 | 18.08 |  | --> | 0.095 | 0 | 0.027 | 0.067 | 0 |  | --> | C13 ex ARKLOW | Arklow [T101,T102] | ARKLOW |  | 52.8479 | -6.2031
158071 | MV/LV Substation NE***071 |  | 20 kV | _ | LV | 100 kVA :Pole Substation | 0.1 | --> | 0.1 | 0 | 0 | Constrained, otherwise capacity available =100 kVA | --> | 0.095 | 0 | 0 | 0 | 0 | Constrained, otherwise capacity available =95 kW | --> | C19 ex ENNISTYMON | Ennistymon [T41,T42] | ENNIS |  | 53.1009 | -9.1642
365777X | MV/LV Substation WE***777X |  | 10 kV | _ | LV | 400 kVA :Building Structure | 0.4 | --> | 0.4 | 0 | 0 | Constrained, otherwise capacity available =334 kVA | --> | 0.38 | 0 | 0 | 0.371 | 0 |  | --> | C19 ex BALLYMOUNT | Ballymount [T41,T42] | INCHICORE 220KV |  | 53.3143 | -6.349
365001 | MV/LV Substation MA***001 |  | 10 kV | _ | LV | 400 kVA :Kiosk Substation | 0.4 | --> | 0.4 | 0 | 0 | Constrained, otherwise capacity available =369 kVA | --> | 0.38 | 0 | 0.015 | 0.365 | 0 |  | --> | C16 ex WHITESTOWN | Whitestown [T41,T42] | COOKSTOWN |  | 53.2845 | -6.3816
0054250 | MV/LV Substation BU***4250 |  | 10 kV | _ | LV | 100 kVA :Pole Substation | 0.1 | --> | 0.1 | 0 | 0 | Constrained, otherwise capacity available =95 kVA | --> | 0.095 | 0 | 0 | 0 | 0 | Constrained, otherwise capacity available =94 kW | --> | C11 ex GARDEN CITY | Garden City [T41,T42] | ARKLOW |  | 52.7061 | -6.304
054453Y | MV/LV Substation IN***453Y |  | 20 kV | _ | LV | 400 kVA :Building Structure | 0.4 | --> | 0.4 | 0 | 0 | Constrained, otherwise capacity available =400 kVA | --> | 0.38 | 0 | 0 | 0 | 0 | Constrained, otherwise capacity available =380 kW | --> | E19 ex PORTLAOISE | Portlaoise [T423,T424] | PORTLAOISE |  | 53.0322 | -7.247
007455Z | MV/LV Substation OL***455Z |  | 20 kV | _ | LV | 100 kVA :Pole Substation | 0.1 | --> | 0.1 | 0.086 | 16.12 |  | --> | 0.095 | 0 | 0.01 | 0.086 | 0 |  | --> | E17 ex WEXFORD | Wexford [T121,T122] | WEXFORD |  | 52.3386 | -6.6225
066284 | MV/LV Substation AR***284 |  | 10 kV | _ | LV | 400 kVA :Kiosk Substation | 0.4 | --> | 0.4 | 0 | 0 | Constrained, otherwise capacity available =239 kVA | --> | 0.38 | 0 | 0.046 | 0.323 | 0 |  | --> | C18 ex MOUNTGORRY | Mountgorry [T41,T42] | GRANGE (DR) |  | 53.4485 | -6.1734
281068X | MV/LV Substation CA***068X |  | 10 kV | _ | LV | 400 kVA :Kiosk Substation | 0.4 | --> | 0.4 | 0 | 0 | Constrained, otherwise capacity available =269 kVA | --> | 0.38 | 0 | 0.014 | 0.351 | 0 |  | --> | C21 ex BALLINCOLLIG | Ballincollig [T41,T42] | KILBARRY |  | 51.8868 | -8.5855
007942X | MV/LV Substation CA***942X |  | 10 kV | _ | LV | 400 kVA :Kiosk Substation | 0.4 | --> | 0.4 | 0.356 | 0.9 |  | --> | 0.38 | 0 | 0.005 | 0 | 0 | Constrained, otherwise capacity available =370 kW | --> | C15 ex CLONARD | Clonard [T41,T42] | WEXFORD |  | 52.3385 | -6.4851
067615Y | MV/LV Substation CR***615Y |  | 10 kV | _ | LV | 50 kVA :Pole Substation | 0.05 | --> | 0.05 | 0 | 0 | Constrained, otherwise capacity available =37 kVA | --> | 0.048 | 0 | 0 | 0 | 0 | Constrained, otherwise capacity available =46 kW | --> | E16 ex CRATLOE | Cratloe [T421,T422] | ARDNACRUSHA |  | 52.6917 | -8.7709
1164010 | MV/LV Substation LE***4010 |  | 20 kV | _ | LV | 50 kVA :Pole Substation | 0.05 | --> | 0.05 | 0.044 | 8.1 |  | --> | 0.048 | 0 | 0 | 0 | 0 | Constrained, otherwise capacity available =47 kW | --> | E16 ex WESTPORT | Westport [T421,T422] | CASTLEBAR |  | 53.5954 | -9.6903
023756Y | MV/LV Substation CU***756Y |  | 20 kV | _ | LV | 50 kVA :Pole Substation | 0.05 | --> | 0.05 | 0 | 0 | Constrained, otherwise capacity available =44 kVA | --> | 0.048 | 0 | 0 | 0 | 0 | Constrained, otherwise capacity available =47 kW | --> | C18 ex COOLCARRON | Coolcarron [T41,T42] | BARRYMORE |  | 52.1298 | -8.1879
069091 | MV/LV Substation CL***091 |  | 10 kV | _ | LV | 1000 kVA :Building Structure | 1 | --> | 1 | 0.5 | 9.99 |  | --> | 0.95 | 0 | 0 | 0.5 | 0 |  | --> | C21 ex HAROLDS CROSS | Harolds Cross [T101,T102] | POOLBEG |  | 53.3267 | -6.2944
281761X | MV/LV Substation II***761X |  | 10 kV | _ | LV | 100 kVA :Building Structure | 0.1 | --> | 0.1 | 0 | 0 | Constrained, otherwise capacity available =72 kVA | --> | 0.095 | 0 | 0 | 0.091 | 0 |  | --> | C21 ex BISHOPSTOWN | Bishopstown [T41,T42] | KILBARRY |  | 51.8852 | -8.5327
184314X | MV/LV Substation TU***314X |  | 10 kV | _ | LV | 50 kVA :Pole Substation | 0.05 | --> | 0.05 | 0.05 | 3.38 |  | --> | 0.048 | 0 | 0 | 0 | 0 | Constrained, otherwise capacity available =48 kW | --> | C17 ex CASTLEBLAYNEY | Castleblayney [T41,T42] | DUNDALK |  | 54.1157 | -6.7696
281114Y | MV/LV Substation BR***114Y |  | 10 kV | _ | LV | 630 kVA :Building Structure | 0.63 | --> | 0.63 | 0.188 | 4.67 |  | --> | 0.598 | 0 | 0.15 | 0.47 | 0 |  | --> | C19 ex CENTRE PARK ROAD | Marina [T105,T106] | MARINA |  | 51.8987 | -8.4701
017739Y | MV/LV Substation CR***739Y |  | 20 kV | _ | LV | 50 kVA :Pole Substation | 0.05 | --> | 0.05 | 0.045 | 7.48 |  | --> | 0.048 | 0 | 0 | 0 | 0 | Constrained, otherwise capacity available =47 kW | --> | E12 ex CHURCHTOWN | Churchtown [T422] | RATHKEALE |  | 52.4167 | -9.1126
066127X | MV/LV Substation SE***127X |  | 20 kV | _ | LV | 630 kVA :Kiosk Substation | 0.63 | --> | 0.63 | 0 | 0 | Constrained, otherwise capacity available =536 kVA | --> | 0.598 | 0 | 0.044 | 0 | 0 | Constrained, otherwise capacity available =553 kW | --> | E11 ex GLASMORE | Glasmore [T421,T422] | GLASMORE |  | 53.4915 | -6.1058
001833 | MV/LV Substation RO***833 |  | 10 kV | _ | LV | 400 kVA :Kiosk Substation | 0.4 | --> | 0.4 | 0.17 | 1.55 |  | --> | 0.38 | 0 | 0.01 | 0.34 | 0 |  | --> | C20 ex MONKSTOWN | Monkstown [T41,T42] | BLACKROCK |  | 53.3035 | -6.1862
122916 | MV/LV Substation DR***916 |  | 10 kV | _ | LV | 50 kVA :Pole Substation | 0.05 | --> | 0.05 | 0.049 | 4.18 |  | --> | 0.048 | 0 | 0 | 0 | 0 | Constrained, otherwise capacity available =47 kW | --> | C20 ex KINGSCOURT | Kingscourt [T41,T42] | MEATH HILL |  | 53.8419 | -6.6743
021497Z | MV/LV Substation BR***497Z |  | 10 kV | _ | LV | 200 kVA :Kiosk Substation | 0.2 | --> | 0.2 | 0 | 0 | Constrained, otherwise capacity available =178 kVA | --> | 0.19 | 0 | 0 | 0 | 0 | Constrained, otherwise capacity available =187 kW | --> | C22 ex KILBARRY |  |  |  | 51.9191 | -8.4834
0684335 | MV/LV Substation MA***4335 |  | 10 kV | _ | LV | 1000 kVA :Building Structure | 1 | --> | 1 | 0.5 | 20.78 |  | --> | 0.95 | 0 | 0 | 0.5 | 0 |  | --> | C19 ex HEUSTON SQUARE | Heuston Square [T101,T102] | INCHICORE 220KV |  | 53.3435 | -6.2825
021611Z | MV/LV Substation ME***611Z |  | 10 kV | _ | LV | 400 kVA :Kiosk Substation | 0.4 | --> | 0.4 | 0 | 0 | Constrained, otherwise capacity available =214 kVA | --> | 0.38 | 0 | 0.019 | 0.34 | 0 |  | --> | C25 ex KILBARRY | Kilbarry [T101,T43] | KILBARRY |  | 51.9108 | -8.5042
064716Y | MV/LV Substation DO***716Y |  | 10 kV | _ | LV | 50 kVA :Pole Substation | 0.05 | --> | 0.05 | 0 | 0 | Constrained, otherwise capacity available =50 kVA | --> | 0.048 | 0 | 0 | 0 | 0 | Constrained, otherwise capacity available =48 kW | --> | C20 ex RATHMULLAN | Rathmullan [T41,T42] | DRYBRIDGE |  | 53.6986 | -6.3925
0044075 | MV/LV Substation KI***4075 |  | 10 kV | _ | LV | 100 kVA :Pole Substation | 0.1 | --> | 0.1 | 0.08 | 18.08 |  | --> | 0.095 | 0 | 0 | 0.092 | 0 |  | --> | C13 ex ARKLOW | Arklow [T101,T102] | ARKLOW |  | 52.824 | -6.2119
039036Y | MV/LV Substation CI***036Y |  | 10 kV | _ | LV | 1000 kVA :Building Structure | 1 | --> | 1 | 0 | 0 | Constrained, otherwise capacity available =848 kVA | --> | 0.95 | 0 | 0 | 0 | 0 | Constrained, otherwise capacity available =929 kW | --> | C11 ex HEADFORD ROAD | Headford Road [T41,T42] | GALWAY 110KV |  | 53.276 | -9.0493
068555X | MV/LV Substation GA***555X |  | 10 kV | _ | LV | 1000 kVA :Building Structure | 1 | --> | 1 | 0.5 | 9.28 |  | --> | 0.95 | 0 | 0 | 0.5 | 0 |  | --> | C12 ex PEMBROKE | Pembroke [T41,T42,T43,T44] | RINGSEND |  | 53.3402 | -6.2359
053885Y | MV/LV Substation CA***885Y |  | 10 kV | _ | LV | 630 kVA :Building Structure | 0.63 | --> | 0.63 | 0 | 0 | Constrained, otherwise capacity available =518 kVA | --> | 0.598 | 0 | 0 | 0.5 | 0 |  | --> | C17 ex CLONMINCH | Clonminch [T41,T422] | THORNSBERRY |  | 53.2726 | -7.4962
0324002 | MV/LV Substation AM***4002 |  | 10 kV | _ | LV | 630 kVA :Building Structure | 0.63 | --> | 0.63 | 0 | 0 | Constrained, otherwise capacity available =539 kVA | --> | 0.598 | 0 | 0 | 0 | 0 | Constrained, otherwise capacity available =586 kW | --> | C16 ex TRAMORE | Tramore [T41,T42] | BUTLERSTOWN |  | 52.1603 | -7.147
081528Z | MV/LV Substation AD***528Z |  | 20 kV | _ | LV | 400 kVA :Building Structure | 0.4 | --> | 0.4 | 0 | 0 | Constrained, otherwise capacity available =377 kVA | --> | 0.38 | 0 | 0 | 0.377 | 0 |  | --> | E19 ex ADAMSTOWN | Adamstown [T121,T122] | INCHICORE 220KV |  | 53.3362 | -6.4696
022887X | MV/LV Substation EL***887X |  | 10 kV | _ | LV | 50 kVA :Pole Substation | 0.05 | --> | 0.05 | 0.04 | 4.55 |  | --> | 0.048 | 0 | 0.028 | 0 | 0 | Constrained, otherwise capacity available =26 kW | --> | C14 ex MALLOW | Mallow [T41,T42] | MALLOW |  | 52.1784 | -8.6661
117761X | MV/LV Substation OP***761X |  | 10 kV | _ | LV | 400 kVA :Building Structure | 0.4 | --> | 0.4 | 0.193 | 0.32 |  | --> | 0.38 | 0 | 0 | 0 | 0 | Constrained, otherwise capacity available =351 kW | --> | C15 ex BALLYMOTE | Ballymote [T41] | SLIGO |  | 54.087 | -8.5366
220761 | MV/LV Substation MI***761 |  | 10 kV | _ | LV | 50 kVA :Pole Substation | 0.05 | --> | 0.05 | 0.047 | 1.36 |  | --> | 0.048 | 0 | 0.01 | 0 | 0 | Constrained, otherwise capacity available =40 kW | --> | C11 ex CROSSMOLINA | Crossmolina [T41,T42] | MOY |  | 54.062 | -9.3325
060332X | MV/LV Substation CO***332X |  | 20 kV | _ | LV | 50 kVA :Pole Substation | 0.05 | --> | 0.05 | 0 | 0 | Constrained, otherwise capacity available =40 kVA | --> | 0.048 | 0 | 0 | 0 | 0 | Constrained, otherwise capacity available =46 kW | --> | C17 ex CLONES | Clones [T41,T42] | SHANKILL |  | 54.1593 | -7.1393
139100X | MV/LV Substation KI***100X |  | 10 kV | _ | LV | 200 kVA :Kiosk Substation | 0.2 | --> | 0.2 | 0.142 | 4 |  | --> | 0.19 | 0 | 0.007 | 0 | 0 | Constrained, otherwise capacity available =177 kW | --> | C18 ex BALLYJAMESDUFF | Ballyjamesduff [T41,T42] | SHANKILL |  | 53.8666 | -7.1927
0464112 | MV/LV Substation ID***4112 |  | 10 kV | _ | LV | 400 kVA :Building Structure | 0.4 | --> | 0.4 | 0 | 0 | Constrained, otherwise capacity available =400 kVA | --> | 0.38 | 0 | 0 | 0.38 | 0 |  | --> | C15 ex FINISKLIN | Finisklin [T41,T42] | SLIGO |  | 54.277 | -8.5035
081159 | MV/LV Substation RA***159 |  | 10 kV | _ | LV | 200 kVA :Pole Substation | 0.2 | --> | 0.2 | 0 | 0 | Constrained, otherwise capacity available =63 kVA | --> | 0.19 | 0 | 0.008 | 0.165 | 0 |  | --> | C14 ex INCHICORE NORTH | Inchicore North [T41] | INCHICORE 220KV |  | 53.3434 | -6.3304
068205 | MV/LV Substation FR***205 |  | 10 kV | _ | LV | 630 kVA :Kiosk Substation | 0.63 | --> | 0.63 | 0 | 0 | Constrained, otherwise capacity available =280 kVA | --> | 0.598 | 0 | 0 | 0.5 | 0 |  | --> | C11 ex NEWMARKET (DR) | Newmarket (dr) [T41] | FRANCIS STREET |  | 53.3399 | -6.2734
053685Y | MV/LV Substation SC***685Y |  | 10 kV | _ | LV | 200 kVA :Kiosk Substation | 0.2 | --> | 0.2 | 0.154 | 3.28 |  | --> | 0.19 | 0 | 0 | 0.184 | 0 |  | --> | C23 ex SRAH | Srah [T43] | THORNSBERRY |  | 53.2894 | -7.4969
034076 | MV/LV Substation OR***076 |  | 10 kV | _ | LV | 400 kVA :Kiosk Substation | 0.4 | --> | 0.4 | 0.335 | 5.88 |  | --> | 0.38 | 0 | 0.023 | 0 | 0 | Constrained, otherwise capacity available =354 kW | --> | C11 ex ARDGEEHA | Ardgeeha [T41,T42] | DOON |  | 52.3654 | -7.7092
071059 | MV/LV Substation LI***059 |  | 10 kV | _ | LV | 200 kVA :Pole Substation | 0.2 | --> | 0.2 | 0 | 0 | Constrained, otherwise capacity available =124 kVA | --> | 0.19 | 0 | 0.004 | 0.176 | 0 |  | --> | C17 ex GREYSTONES | Greystones [T41,T42] | FASSAROE |  | 53.1406 | -6.0697
066643Z | MV/LV Substation BR***643Z |  | 20 kV | _ | LV | 200 kVA :Kiosk Substation | 0.2 | --> | 0.2 | 0 | 0 | Constrained, otherwise capacity available =192 kVA | --> | 0.19 | 0 | 0 | 0 | 0 | Constrained, otherwise capacity available =189 kW | --> | E15 ex ASHBOURNE | Ashbourne [T421,T422] | FINGLAS |  | 53.5087 | -6.3968
069534 | MV/LV Substation CY***534 |  | 10 kV | _ | LV | 630 kVA :Kiosk Substation | 0.63 | --> | 0.63 | 0.373 | 4.47 |  | --> | 0.598 | 0 | 0.079 | 0.5 | 0 |  | --> | C11 ex TEMPLEOGUE | Templeogue [T41,T42] | MILLTOWN (DR) |  | 53.3011 | -6.3147
067161 | MV/LV Substation KI***161 |  | 10 kV | _ | LV | 630 kVA :Kiosk Substation | 0.63 | --> | 0.63 | 0 | 0 | Constrained, otherwise capacity available =416 kVA | --> | 0.598 | 0 | 0.05 | 0.5 | 0 |  | --> | C14 ex GARRYOWEN | Garryowen [T41,T42] | LIMERICK |  | 52.6644 | -8.6087
281164 | MV/LV Substation BI***164 |  | 10 kV | _ | LV | 400 kVA :Kiosk Substation | 0.4 | --> | 0.4 | 0 | 0 | Constrained, otherwise capacity available =372 kVA | --> | 0.38 | 0 | 0.015 | 0.365 | 0 |  | --> | C21 ex BISHOPSTOWN | Bishopstown [T41,T42] | KILBARRY |  | 51.8786 | -8.5136
020260 | MV/LV Substation MC***260 |  | 10 kV | _ | LV | 400 kVA :Kiosk Substation | 0.4 | --> | 0.4 | 0 | 0 | Constrained, otherwise capacity available =229 kVA | --> | 0.38 | 0 | 0.007 | 0 | 0 | Constrained, otherwise capacity available =351 kW | --> | C11 ex COOLCORCORAN | Coolcorcoran [T41,T42] | KNOCKEARAGH |  | 52.0605 | -9.5004
007009Y | MV/LV Substation WE***009Y |  | 20 kV | _ | LV | 50 kVA :Pole Substation | 0.05 | --> | 0.05 | 0.05 | 0.14 |  | --> | 0.048 | 0 | 0 | 0 | 0 | Constrained, otherwise capacity available =48 kW | --> | C12 ex CARRIGLAWN | Carriglawn [T41,T42] | WEXFORD |  | 52.3568 | -6.447
0194149 | MV/LV Substation CA***4149 |  | 10 kV | _ | LV | 400 kVA :Kiosk Substation | 0.4 | --> | 0.4 | 0.047 | 0.05 | Constrained, otherwise capacity available =312 kVA | --> | 0.38 | 0 | 0 | 0 | 0 | Constrained, otherwise capacity available =368 kW | --> | C20 ex BALLYBEGGAN | Ballybeggan [T43,T44] | TRALEE |  | 52.2709 | -9.6998
062997Y | MV/LV Substation HA***997Y |  | 10 kV | _ | LV | 200 kVA :Kiosk Substation | 0.2 | --> | 0.2 | 0.171 | 0.72 |  | --> | 0.19 | 0 | 0.003 | 0 | 0 | Constrained, otherwise capacity available =184 kW | --> | C15 ex COES ROAD | Coes Road [T41,T42] | DUNDALK |  | 54.0042 | -6.3608
204456 | MV/LV Substation MU***456 |  | 20 kV | _ | LV | 400 kVA :Kiosk Substation | 0.4 | --> | 0.4 | 0 | 0 | Constrained, otherwise capacity available =274 kVA | --> | 0.38 | 0 | 0.004 | 0 | 0 | Constrained, otherwise capacity available =360 kW | --> | E17 ex BUNCRANA | Buncrana [T421,T422] | TRILLICK |  | 55.0693 | -7.2692
1544300 | MV/LV Substation MA***4300 |  | 10 kV | _ | LV | 400 kVA :Kiosk Substation | 0.4 | --> | 0.4 | 0 | 0 | Constrained, otherwise capacity available =400 kVA | --> | 0.38 | 0 | 0 | 0 | 0 | Constrained, otherwise capacity available =380 kW | --> | C21 ex MONEYCOOLEY | Moneycooley [T41,T42,T44] | GRIFFINRATH |  | 53.3914 | -6.5986
019266X | MV/LV Substation CR***266X |  | 10 kV | _ | LV | 200 kVA :Kiosk Substation | 0.2 | --> | 0.2 | 0.146 | 2.18 |  | --> | 0.19 | 0 | 0 | 0 | 0 | Constrained, otherwise capacity available =182 kW | --> | C18 ex BALLYRICKARD | Ballyrickard [T41,T42] | TRALEE |  | 52.281 | -9.7122
1374106 | MV/LV Substation CO***4106 |  | 10 kV | _ | LV | 100 kVA :Pole Substation | 0.1 | --> | 0.1 | 0.071 | 2 |  | --> | 0.095 | 0 | 0 | 0 | 0 | Constrained, otherwise capacity available =91 kW | --> | C15 ex CAUSEWAY | Causeway [T41,T42] | TRALEE |  | 52.35 | -9.7252
003681 | MV/LV Substation LA***681 |  | 10 kV | _ | LV | 100 kVA :Pole Substation | 0.1 | --> | 0.1 | 0 | 0 | Constrained, otherwise capacity available =77 kVA | --> | 0.095 | 0 | 0 | 0 | 0 | Constrained, otherwise capacity available =92 kW | --> | C16 ex RATHDRUM | Rathdrum [T42] | ARKLOW |  | 53.0106 | -6.3028
345578 | MV/LV Substation MO***578 |  | 20 kV | _ | LV | 100 kVA :Pole Substation | 0.1 | --> | 0.1 | 0 | 0 | Constrained, otherwise capacity available =74 kVA | --> | 0.095 | 0 | 0 | 0.092 | 0 |  | --> | E11 ex MANORHAMILTON | Manorhamilton [T422] | SLIGO |  | 54.3129 | -8.2103
050903Y | MV/LV Substation AT***903Y |  | 10 kV | _ | LV | 1000 kVA :Building Structure | 1 | --> | 1 | 0 | 0 | Constrained, otherwise capacity available =367 kVA | --> | 0.95 | 0 | 0 | 0 | 0 | Constrained, otherwise capacity available =864 kW | --> | C17 ex ATHLONE | Athlone [T41,T42] | ATHLONE |  | 53.4247 | -7.936
196025X | MV/LV Substation DE***025X |  | 10 kV | _ | LV | 200 kVA :Kiosk Substation | 0.2 | --> | 0.2 | 0 | 0 | Constrained, otherwise capacity available =131 kVA | --> | 0.19 | 0 | 0.023 | 0 | 0 | Constrained, otherwise capacity available =163 kW | --> | C18 ex TRIM | Trim [T41,T42] | NAVAN |  | 53.5581 | -6.7831
281419 | MV/LV Substation ST***419 |  | 10 kV | _ | LV | 400 kVA :Kiosk Substation | 0.4 | --> | 0.4 | 0 | 0 | Constrained, otherwise capacity available =302 kVA | --> | 0.38 | 0 | 0.036 | 0 | 0 | Constrained, otherwise capacity available =340 kW | --> | C17 ex CARRIGALINE | Carrigaline [T41,T42] | BARNAHELY |  | 51.8027 | -8.3016
005567 | MV/LV Substation CO***567 |  | 20 kV | _ | LV | 50 kVA :Pole Substation | 0.05 | --> | 0.05 | 0.043 | 17.8 |  | --> | 0.048 | 0 | 0.006 | 0.042 | 0 |  | --> | E21 ex BANOGE | Banoge [T121,T122] | BANOGE |  | 52.6594 | -6.3249
0694041 | MV/LV Substation HA***4041 |  | 10 kV | _ | LV | 630 kVA :Kiosk Substation | 0.63 | --> | 0.63 | 0.5 | 2.93 |  | --> | 0.598 | 0 | 0 | 0.5 | 0 |  | --> | C20 ex DODDER ROAD | Dodder Road [T42] | MILLTOWN (DR) |  | 53.294 | -6.268
154475 | MV/LV Substation KE***475 |  | 10 kV | _ | LV | 100 kVA :Pole Substation | 0.1 | --> | 0.1 | 0 | 0 | Constrained, otherwise capacity available =88 kVA | --> | 0.095 | 0 | 0.005 | 0.09 | 0 |  | --> | C23 ex MACETOWN | Macetown [T101,T102] | MACETOWN |  | 53.398 | -6.468
210005 | MV/LV Substation TH***005 |  | 10 kV | _ | LV | 200 kVA :Pole Substation | 0.2 | --> | 0.2 | 0 | 0 | Constrained, otherwise capacity available =141 kVA | --> | 0.19 | 0 | 0 | 0 | 0 | Constrained, otherwise capacity available =182 kW | --> | C18 ex CARRICKMACROSS | Carrickmacross [T41,T42] | MEATH HILL |  | 53.9736 | -6.7198
016021Z | MV/LV Substation BA***021Z |  | 10 kV | _ | LV | 400 kVA :Kiosk Substation | 0.4 | --> | 0.4 | 0 | 0 | Constrained, otherwise capacity available =163 kVA | --> | 0.38 | 0 | 0.082 | 0 | 0 | Constrained, otherwise capacity available =286 kW | --> | C22 ex LEIXLIP | Leixlip [T41,T42] | GRIFFINRATH |  | 53.3639 | -6.5133
288233X | MV/LV Substation CA***233X |  | 10 kV | _ | LV | 50 kVA :Pole Substation | 0.05 | --> | 0.05 | 0 | 0 | Constrained, otherwise capacity available =49 kVA | --> | 0.048 | 0 | 0 | 0.047 | 0 |  | --> | C13 ex SANDYFORD | Sandyford [T41,T42] | CARRICKMINES |  | 53.2477 | -6.3009
281981Z | MV/LV Substation FI***981Z |  | 10 kV | _ | LV | 400 kVA :Kiosk Substation | 0.4 | --> | 0.4 | 0 | 0 | Constrained, otherwise capacity available =307 kVA | --> | 0.38 | 0 | 0.033 | 0.343 | 0 |  | --> | C26 ex BISHOPSTOWN | Bishopstown [T41,T42] | KILBARRY |  | 51.8916 | -8.5776
288131X | MV/LV Substation WY***131X |  | 10 kV | _ | LV | 400 kVA :Kiosk Substation | 0.4 | --> | 0.4 | 0 | 0 | Constrained, otherwise capacity available =391 kVA | --> | 0.38 | 0 | 0 | 0.379 | 0 |  | --> | C14 ex SANDYFORD | Sandyford [T41,T42] | CARRICKMINES |  | 53.2803 | -6.2448
426644 | MV/LV Substation UD***644 |  | 20 kV | _ | LV | 200 kVA :Pole Substation | 0.2 | --> | 0.2 | 0 | 0 | Constrained, otherwise capacity available =172 kVA | --> | 0.19 | 0 | 0.029 | 0 | 0 | Constrained, otherwise capacity available =165 kW | --> | E15 ex DINGLE | Dingle [T421,T422] | OUGHTRAGH |  | 52.1437 | -10.2899
0674261 | MV/LV Substation FO***4261 |  | 10 kV | _ | LV | 200 kVA :Pole Substation | 0.2 | --> | 0.2 | 0.2 | 13.8 |  | --> | 0.19 | 0 | 0 | 0.19 | 0 |  | --> | C20 ex SINGLAND | Singland [T101,T102] | SINGLAND |  | 52.6541 | -8.5688
138915 | MV/LV Substation HI***915 |  | 10 kV | _ | LV | 200 kVA :Kiosk Substation | 0.2 | --> | 0.2 | 0.154 | 2.18 |  | --> | 0.19 | 0 | 0.016 | 0 | 0 | Constrained, otherwise capacity available =172 kW | --> | C24 ex BAILIEBORO | Bailieboro [T41,T42] | MEATH HILL |  | 53.9122 | -6.981
049632Y | MV/LV Substation MO***632Y |  | 20 kV | _ | LV | 100 kVA :Pole Substation | 0.1 | --> | 0.1 | 0.084 | 0.21 |  | --> | 0.095 | 0 | 0 | 0 | 0 | Constrained, otherwise capacity available =93 kW | --> | E12 ex LONGFORD | Longford [T421,T422] | RICHMOND |  | 53.9157 | -7.6313
365774X | MV/LV Substation LA***774X |  | 10 kV | _ | LV | 400 kVA :Kiosk Substation | 0.4 | --> | 0.4 | 0 | 0 |  | --> | 0.38 | 0 | 0.219 | 0.128 | 0 |  | --> | C20 ex FORTUNESTOWN | Fortunestown [T101,T102] | INCHICORE 220KV |  | 53.2792 | -6.4212
293988 | MV/LV Substation SA***988 |  | 20 kV | _ | LV | 50 kVA :Pole Substation | 0.05 | --> | 0.05 | 0 | 0 | Constrained, otherwise capacity available =22 kVA | --> | 0.048 | 0 | 0.022 | 0 | 0 | Constrained, otherwise capacity available =27 kW | --> | E12 ex BALTINGLASS | Baltinglass [T421,T422] | STRATFORD |  | 52.9758 | -6.6943
206954 | MV/LV Substation RE***954 |  | 20 kV | _ | LV | 200 kVA :Pole Substation | 0.2 | --> | 0.2 | 0.2 | 2.76 |  | --> | 0.19 | 0 | 0 | 0.19 | 0 |  | --> | E14 ex BANGOR ERRIS | Bangor Erris [T421] | BELLACORICK |  | 54.237 | -9.7221
039006X | MV/LV Substation BR***006X |  | 10 kV | _ | LV | 50 kVA :Pole Substation | 0.05 | --> | 0.05 | 0 | 0 | Constrained, otherwise capacity available =40 kVA | --> | 0.048 | 0 | 0 | 0.046 | 0 |  | --> | C21 ex GALWAY 110KV | Galway 110kv [T102,T103] | GALWAY 110KV |  | 53.2899 | -8.9889
049385Y | MV/LV Substation AB***385Y |  | 20 kV | _ | LV | 50 kVA :Pole Substation | 0.05 | --> | 0.05 | 0.029 | 0.21 |  | --> | 0.048 | 0 | 0.003 | 0 | 0 | Constrained, otherwise capacity available =42 kW | --> | E20 ex LONGFORD | Longford [T421,T422] | RICHMOND |  | 53.7381 | -7.7968
365224 | MV/LV Substation FI***224 |  | 10 kV | _ | LV | 630 kVA :Building Structure | 0.63 | --> | 0.63 | 0 | 0 | Constrained, otherwise capacity available =510 kVA | --> | 0.598 | 0 | 0 | 0.5 | 0 |  | --> | C16 ex SAGGART | Saggart [T41,T42] | GRANGE CASTLE |  | 53.2842 | -6.4568
2484340 | MV/LV Substation BL***4340 |  | 20 kV | _ | LV | 50 kVA :Pole Substation | 0.05 | --> | 0.05 | 0 | 0 | Constrained, otherwise capacity available =50 kVA | --> | 0.048 | 0 | 0 | 0 | 0 | Constrained, otherwise capacity available =48 kW | --> | E12 ex KILCOCK | Kilcock [T421,T422] | GRIFFINRATH |  | 53.4367 | -6.6033
281268Y | MV/LV Substation CA***268Y |  | 10 kV | _ | LV | 50 kVA :Pole Substation | 0.05 | --> | 0.05 | 0.037 | 4.3 |  | --> | 0.048 | 0 | 0 | 0.046 | 0 |  | --> | C19 ex RINGASKIDDY 110KV | Ringaskiddy 110kv [T42] | BARNAHELY |  | 51.8508 | -8.3426
026550Y | MV/LV Substation KN***550Y |  | 10 kV | _ | LV | 50 kVA :Pole Substation | 0.05 | --> | 0.05 | 0 | 0 | Constrained, otherwise capacity available =48 kVA | --> | 0.048 | 0 | 0 | 0 | 0 | Constrained, otherwise capacity available =47 kW | --> | C18 ex KINSALE | Kinsale [T41,T42] | BANDON |  | 51.6868 | -8.5708
154374 | MV/LV Substation WH***374 |  | 10 kV | _ | LV | 400 kVA :Kiosk Substation | 0.4 | --> | 0.4 | 0 | 0 | Constrained, otherwise capacity available =281 kVA | --> | 0.38 | 0 | 0.004 | 0 | 0 | Constrained, otherwise capacity available =360 kW | --> | C24 ex BALLYCOOLIN | Ballycoolin [T41,T42,T43] | FINGLAS |  | 53.3974 | -6.3949
293634Z | MV/LV Substation SE***634Z |  | 20 kV | _ | LV | 50 kVA :Pole Substation | 0.05 | --> | 0.05 | 0.04 | 0.43 |  | --> | 0.048 | 0 | 0 | 0 | 0 | Constrained, otherwise capacity available =46 kW | --> | E13 ex TULLOW | Tullow [T421,T422] | CARLOW |  | 52.7428 | -6.7692
059072Y | MV/LV Substation IV***072Y |  | 10 kV | _ | LV | 200 kVA :Kiosk Substation | 0.2 | --> | 0.2 | 0 | 0 | Constrained, otherwise capacity available =138 kVA | --> | 0.19 | 0 | 0.004 | 0 | 0 | Constrained, otherwise capacity available =178 kW | --> | C20 ex CAVAN | Cavan [T42,T421] | SHANKILL |  | 54.0058 | -7.3482
046831 | MV/LV Substation RO***831 |  | 10 kV | _ | LV | 400 kVA :Kiosk Substation | 0.4 | --> | 0.4 | 0.361 | 5.48 |  | --> | 0.38 | 0 | 0.015 | 0.364 | 0 |  | --> | C17 ex BALLYTIVNAN | Ballytivnan [T41,T42] | SLIGO |  | 54.308 | -8.5607
3244002 | MV/LV Substation RA***4002 |  | 10 kV | _ | LV | 100 kVA :Pole Substation | 0.1 | --> | 0.1 | 0 | 0 | Constrained, otherwise capacity available =98 kVA | --> | 0.095 | 0 | 0 | 0 | 0 | Constrained, otherwise capacity available =95 kW | --> | C20 ex BALLYGAR | Ballygar [T41,T42] | ATHLONE |  | 53.5326 | -8.1516
059199Y | MV/LV Substation LI***199Y |  | 20 kV | _ | LV | 50 kVA :Pole Substation | 0.05 | --> | 0.05 | 0 | 0 | Constrained, otherwise capacity available =50 kVA | --> | 0.048 | 0 | 0 | 0 | 0 | Constrained, otherwise capacity available =48 kW | --> | E19 ex CAVAN | Cavan [T42,T421] | SHANKILL |  | 53.9467 | -7.4354
153017 | MV/LV Substation NE***017 |  | 20 kV | _ | LV | 200 kVA :Pole Substation | 0.2 | --> | 0.2 | 0 | 0 | Constrained, otherwise capacity available =95 kVA | --> | 0.19 | 0 | 0.005 | 0 | 0 | Constrained, otherwise capacity available =172 kW | --> | E11 ex BIRDHILL | Birdhill [T421,T422] | ARDNACRUSHA |  | 52.7121 | -8.4103
0634130 | MV/LV Substation CL***4130 |  | 10 kV | _ | LV | 400 kVA :Kiosk Substation | 0.4 | --> | 0.4 | 0 | 0 | Constrained, otherwise capacity available =384 kVA | --> | 0.38 | 0 | 0.058 | 0 | 0 | Constrained, otherwise capacity available =335 kW | --> | C18 ex STICKILLEN | Stickillen [T41,T42] | DRYBRIDGE |  | 53.8525 | -6.5274
0134105 | MV/LV Substation BE***4105 |  | 10 kV | _ | LV | 100 kVA :Pole Substation | 0.1 | --> | 0.1 | 0.1 | 0.12 |  | --> | 0.095 | 0 | 0 | 0.095 | 0 |  | --> | C21 ex ATHY | Athy [T101,T102] | ATHY |  | 52.9999 | -7.0959
244583X | MV/LV Substation FI***583X |  | 20 kV | _ | LV | 200 kVA :Kiosk Substation | 0.2 | --> | 0.2 | 0 | 0 | Constrained, otherwise capacity available =140 kVA | --> | 0.19 | 0 | 0.009 | 0 | 0 | Constrained, otherwise capacity available =175 kW | --> | E18 ex MILLTOWN (SR) | Milltown (sr) [T421,T422] | OUGHTRAGH |  | 52.1706 | -9.5978
158492 | MV/LV Substation ME***492 |  | 10 kV | _ | LV | 50 kVA :Pole Substation | 0.05 | --> | 0.05 | 0.03 | 0.83 |  | --> | 0.048 | 0 | 0 | 0 | 0 | Constrained, otherwise capacity available =45 kW | --> | C18 ex MILLTOWN MALBAY | Milltown Malbay [T42] | TULLABRACK |  | 52.8488 | -9.4392
204238X | MV/LV Substation CH***238X |  | 20 kV | _ | LV | 50 kVA :Pole Substation | 0.05 | --> | 0.05 | 0.031 | 2.02 |  | --> | 0.048 | 0 | 0.006 | 0 | 0 | Constrained, otherwise capacity available =40 kW | --> | E17 ex BALLYMACARRY | Ballymacarry [T421] | TRILLICK |  | 55.0864 | -7.4621
377064Y | MV/LV Substation SN***064Y |  | 20 kV | _ | LV | 50 kVA :Pole Substation | 0.05 | --> | 0.05 | 0.049 | 0.76 |  | --> | 0.048 | 0 | 0 | 0 | 0 | Constrained, otherwise capacity available =47 kW | --> | E19 ex KENMARE | Kenmare [T421] | KNOCKEARAGH |  | 51.8399 | -9.9087
137099 | MV/LV Substation BA***099 |  | 10 kV | _ | LV | 50 kVA :Pole Substation | 0.05 | --> | 0.05 | 0.036 | 3.74 |  | --> | 0.048 | 0 | 0 | 0 | 0 | Constrained, otherwise capacity available =46 kW | --> | C12 ex KILFLYNN | Kilflynn [T41,T42] | TRALEE |  | 52.3917 | -9.6684
093066Y | MV/LV Substation TE***066Y |  | 10 kV | _ | LV | 400 kVA :Kiosk Substation | 0.4 | --> | 0.4 | 0 | 0 | Constrained, otherwise capacity available =186 kVA | --> | 0.38 | 0 | 0.043 | 0.318 | 0 |  | --> | C13 ex GRANGE (DR) | Grange (dr) [T41,T42] | GRANGE (DR) |  | 53.4003 | -6.1723
067178Z | MV/LV Substation EA***178Z |  | 10 kV | _ | LV | 400 kVA :Building Structure | 0.4 | --> | 0.4 | 0 | 0 | Constrained, otherwise capacity available =344 kVA | --> | 0.38 | 0 | 0.035 | 0.346 | 0 |  | --> | C22 ex GARRYOWEN | Garryowen [T41,T42] | LIMERICK |  | 52.654 | -8.5863
081646Y | MV/LV Substation CA***646Y |  | 10 kV | _ | LV | 400 kVA :Kiosk Substation | 0.4 | --> | 0.4 | 0 | 0 | Constrained, otherwise capacity available =316 kVA | --> | 0.38 | 0 | 0.041 | 0 | 0 | Constrained, otherwise capacity available =338 kW | --> | C12 ex MONEYCOOLEY | Moneycooley [T41,T42,T44] | GRIFFINRATH |  | 53.3514 | -6.5549
154411Z | MV/LV Substation LA***411Z |  | 10 kV | _ | LV | 400 kVA :Kiosk Substation | 0.4 | --> | 0.4 | 0 | 0 | Constrained, otherwise capacity available =282 kVA | --> | 0.38 | 0 | 0.003 | 0.361 | 0 |  | --> | C11 ex MACETOWN | Macetown [T101,T102] | MACETOWN |  | 53.3977 | -6.4305
001542 | MV/LV Substation RA***542 |  | 10 kV | _ | LV | 400 kVA :Kiosk Substation | 0.4 | --> | 0.4 | 0 | 0 | Constrained, otherwise capacity available =236 kVA | --> | 0.38 | 0 | 0.008 | 0.351 | 0 |  | --> | C11 ex LOUGHLINSTOWN | Loughlinstown [T41,T42] | CARRICKMINES |  | 53.2377 | -6.1215
003710 | MV/LV Substation BA***710 |  | 10 kV | _ | LV | 200 kVA :Pole Substation | 0.2 | --> | 0.2 | 0 | 0 | Constrained, otherwise capacity available =200 kVA | --> | 0.19 | 0 | 0 | 0 | 0 | Constrained, otherwise capacity available =190 kW | --> | C11 ex RATHDRUM | Rathdrum [T42] | ARKLOW |  | 52.9369 | -6.1349
011940Z | MV/LV Substation BO***940Z |  | 10 kV | _ | LV | 630 kVA :Building Structure | 0.63 | --> | 0.63 | 0 | 0 | Constrained, otherwise capacity available =496 kVA | --> | 0.598 | 0 | 0 | 0 | 0 | Constrained, otherwise capacity available =580 kW | --> | C19 ex ROSEHILL | Rosehill [T41,T42] | KILKENNY |  | 52.6407 | -7.2463
030035X | MV/LV Substation KN***035X |  | 20 kV | _ | LV | 50 kVA :Pole Substation | 0.05 | --> | 0.05 | 0 | 0 | Constrained, otherwise capacity available =32 kVA | --> | 0.048 | 0 | 0 | 0 | 0 | Constrained, otherwise capacity available =45 kW | --> | E20 ex FOXHOLE | Foxhole [T421,T422] | DUNGARVAN |  | 51.9677 | -7.8827
162042X | MV/LV Substation SC***042X |  | 10 kV | _ | LV | 100 kVA :Pole Substation | 0.1 | --> | 0.1 | 0.091 | 0.25 |  | --> | 0.095 | 0 | 0 | 0 | 0 | Constrained, otherwise capacity available =94 kW | --> | C12 ex ROSSGEIR | Rossgeir [T41,T42] | LETTERKENNY |  | 54.8537 | -7.5042
293024 | MV/LV Substation AB***024 |  | 20 kV | _ | LV | 200 kVA :Pole Substation | 0.2 | --> | 0.2 | 0 | 0 | Constrained, otherwise capacity available =83 kVA | --> | 0.19 | 0 | 0.052 | 0 | 0 | Constrained, otherwise capacity available =135 kW | --> | E13 ex BALTINGLASS | Baltinglass [T421,T422] | STRATFORD |  | 52.9089 | -6.8365
118508X | MV/LV Substation AL***508X |  | 20 kV | _ | LV | 50 kVA :Pole Substation | 0.05 | --> | 0.05 | 0 | 0 | Constrained, otherwise capacity available =37 kVA | --> | 0.048 | 0 | 0.004 | 0 | 0 | Constrained, otherwise capacity available =43 kW | --> | E18 ex CREAGH | Creagh [T421,T422] | ATHLONE |  | 53.3812 | -8.4863
2664056 | MV/LV Substation CL***4056 |  | 20 kV | _ | LV | 400 kVA :Kiosk Substation | 0.4 | --> | 0.4 | 0 | 0 | Constrained, otherwise capacity available =394 kVA | --> | 0.38 | 0 | 0 | 0 | 0 | Constrained, otherwise capacity available =379 kW | --> | E18 ex CARNDONAGH | Carndonagh [T421,T422] | TRILLICK |  | 55.2418 | -7.2692
067265 | MV/LV Substation ST***265 |  | 10 kV | _ | LV | 200 kVA :Kiosk Substation | 0.2 | --> | 0.2 | 0 | 0 | Constrained, otherwise capacity available =157 kVA | --> | 0.19 | 0 | 0 | 0.184 | 0 |  | --> | C20 ex GARRYOWEN | Garryowen [T41,T42] | LIMERICK |  | 52.6464 | -8.5992
093179 | MV/LV Substation CO***179 |  | 10 kV | _ | LV | 400 kVA :Building Structure | 0.4 | --> | 0.4 | 0.224 | 12.96 |  | --> | 0.38 | 0 | 0.058 | 0.312 | 0 |  | --> | C19 ex ARTANE | Artane [T101,T102] | FINGLAS |  | 53.391 | -6.2072
1384109 | MV/LV Substation GR***4109 |  | 10 kV | _ | LV | 50 kVA :Pole Substation | 0.05 | --> | 0.05 | 0.05 | 2.18 |  | --> | 0.048 | 0 | 0 | 0 | 0 | Constrained, otherwise capacity available =48 kW | --> | C21 ex BAILIEBORO | Bailieboro [T41,T42] | MEATH HILL |  | 53.8984 | -6.9235
1444038 | MV/LV Substation AD***4038 |  | 20 kV | _ | LV | 50 kVA :Pole Substation | 0.05 | --> | 0.05 | 0.05 | 2.78 |  | --> | 0.048 | 0 | 0 | 0 | 0 | Constrained, otherwise capacity available =48 kW | --> | E13 ex BALLYRAGGET | Ballyragget [T421,T422] | BALLYRAGGET |  | 52.7057 | -7.4333
099403X | MV/LV Substation HE***403X |  | 10 kV | _ | LV | 630 kVA :Kiosk Substation | 0.63 | --> | 0.63 | 0.408 | 5.45 |  | --> | 0.598 | 0 | 0.042 | 0 | 0 | Constrained, otherwise capacity available =536 kW | --> | C13 ex GORTLEE | Gortlee [T41,T42] | LETTERKENNY |  | 54.9696 | -7.7308
281428X | MV/LV Substation SE***428X |  | 10 kV | _ | LV | 400 kVA :Kiosk Substation | 0.4 | --> | 0.4 | 0 | 0 | Constrained, otherwise capacity available =375 kVA | --> | 0.38 | 0 | 0.01 | 0 | 0 | Constrained, otherwise capacity available =369 kW | --> | C15 ex CARRIGALINE | Carrigaline [T41,T42] | BARNAHELY |  | 51.8142 | -8.3831
081500Z | MV/LV Substation LU***500Z |  | 10 kV | _ | LV | 400 kVA :Building Structure | 0.4 | --> | 0.4 | 0 | 0 | Constrained, otherwise capacity available =400 kVA | --> | 0.38 | 0 | 0 | 0 | 0 | Constrained, otherwise capacity available =380 kW | --> | C11 ex COOLMINE | Coolmine [T41,T42] | FINGLAS |  | 53.3748 | -6.4154
033745 | MV/LV Substation CA***745 |  | 10 kV | _ | LV | 200 kVA :Pole Substation | 0.2 | --> | 0.2 | 0 | 0 | Constrained, otherwise capacity available =188 kVA | --> | 0.19 | 0 | 0 | 0 | 0 | Constrained, otherwise capacity available =188 kW | --> | C18 ex BALLYHALE | Ballyhale [T42,T421] | KILKENNY |  | 52.4681 | -7.2959
043265 | MV/LV Substation MI***265 |  | 20 kV | _ | LV | 100 kVA :Pole Substation | 0.1 | --> | 0.1 | 0.088 | 0.43 |  | --> | 0.095 | 0 | 0 | 0 | 0 | Constrained, otherwise capacity available =93 kW | --> | C20 ex SWINFORD | Swinford [T41,T42] | CASTLEBAR |  | 53.874 | -8.8523
139531 | MV/LV Substation VI***531 |  | 10 kV | _ | LV | 50 kVA :Pole Substation | 0.05 | --> | 0.05 | 0.036 | 4 |  | --> | 0.048 | 0 | 0.01 | 0 | 0 | Constrained, otherwise capacity available =38 kW | --> | C14 ex BALLYJAMESDUFF | Ballyjamesduff [T41,T42] | SHANKILL |  | 53.8399 | -7.0939
046346X | MV/LV Substation FO***346X |  | 10 kV | _ | LV | 400 kVA :Kiosk Substation | 0.4 | --> | 0.4 | 0.313 | 5.78 |  | --> | 0.38 | 0 | 0.031 | 0.345 | 0 |  | --> | C14 ex OAKFIELD | Oakfield [T41,T42] | SLIGO |  | 54.2516 | -8.4684
093361Z | MV/LV Substation RA***361Z |  | 10 kV | _ | LV | 400 kVA :Kiosk Substation | 0.4 | --> | 0.4 | 0 | 0 | Constrained, otherwise capacity available =382 kVA | --> | 0.38 | 0 | 0 | 0.378 | 0 |  | --> | C21 ex GRANGE (DR) | Grange (dr) [T41,T42] | GRANGE (DR) |  | 53.4005 | -6.1498
281124Y | MV/LV Substation BA***124Y |  | 10 kV | _ | LV | 50 kVA :Pole Substation | 0.05 | --> | 0.05 | 0 | 0 | Constrained, otherwise capacity available =47 kVA | --> | 0.048 | 0 | 0 | 0 | 0 | Constrained, otherwise capacity available =47 kW | --> | C21 ex KILMONEY | Kilmoney [T41,T42] | TRABEG |  | 51.7391 | -8.3993
034055 | MV/LV Substation GO***055 |  | 10 kV | _ | LV | 200 kVA :Kiosk Substation | 0.2 | --> | 0.2 | 0.137 | 0.57 |  | --> | 0.19 | 0 | 0.009 | 0 | 0 | Constrained, otherwise capacity available =174 kW | --> | C16 ex LAWLESSTOWN | Lawlesstown [T42,T421] | DOON |  | 52.3573 | -7.7202
011003 | MV/LV Substation NE***003 |  | 10 kV | _ | LV | 400 kVA :Kiosk Substation | 0.4 | --> | 0.4 | 0 | 0 | Constrained, otherwise capacity available =149 kVA | --> | 0.38 | 0 | 0.012 | 0 | 0 | Constrained, otherwise capacity available =335 kW | --> | C14 ex ROSEHILL | Rosehill [T41,T42] | KILKENNY |  | 52.6476 | -7.253
031541X | MV/LV Substation WO***541X |  | 20 kV | _ | LV | 50 kVA :Pole Substation | 0.05 | --> | 0.05 | 0 | 0 | Constrained, otherwise capacity available =43 kVA | --> | 0.048 | 0 | 0 | 0 | 0 | Constrained, otherwise capacity available =46 kW | --> | E16 ex KILMACTHOMAS | Kilmacthomas [T421,T422] | DUNGARVAN |  | 52.1255 | -7.4801
254340 | MV/LV Substation RI***340 |  | 10 kV | _ | LV | 400 kVA :Kiosk Substation | 0.4 | --> | 0.4 | 0 | 0 | Constrained, otherwise capacity available =268 kVA | --> | 0.38 | 0 | 0.06 | 0 | 0 | Constrained, otherwise capacity available =317 kW | --> | C15 ex TUAM NORTH | Tuam North [T41,T42] | CLOON |  | 53.5154 | -8.8643
056401X | MV/LV Substation CR***401X |  | 10 kV | _ | LV | 100 kVA :Pole Substation | 0.1 | --> | 0.1 | 0.02 | 0.89 |  | --> | 0.095 | 0 | 0 | 0 | 0 | Constrained, otherwise capacity available =84 kW | --> | C21 ex BIRR | Birr [T41,T422] | DALLOW |  | 53.0784 | -7.8989
066795X | MV/LV Substation SU***795X |  | 10 kV | _ | LV | 200 kVA :Pole Substation | 0.2 | --> | 0.2 | 0 | 0 | Constrained, otherwise capacity available =162 kVA | --> | 0.19 | 0 | 0.03 | 0 | 0 | Constrained, otherwise capacity available =163 kW | --> | E11 ex ASHBOURNE | Ashbourne [T421,T422] | FINGLAS |  | 53.4424 | -6.3479
062905X | MV/LV Substation MU***905X |  | 10 kV | _ | LV | 50 kVA :Pole Substation | 0.05 | --> | 0.05 | 0.05 | 1.03 |  | --> | 0.048 | 0 | 0 | 0 | 0 | Constrained, otherwise capacity available =47 kW | --> | C15 ex LITTLE MILLS | Little Mills [T41] | DUNDALK |  | 53.9779 | -6.4009
004048 | MV/LV Substation AB***048 |  | 10 kV | _ | LV | 400 kVA :Kiosk Substation | 0.4 | --> | 0.4 | 0 | 0 | Constrained, otherwise capacity available =256 kVA | --> | 0.38 | 0 | 0.035 | 0 | 0 | Constrained, otherwise capacity available =334 kW | --> | C25 ex TINAHASK | Tinahask [T41,T42] | ARKLOW |  | 52.7927 | -6.1556
014812Z | MV/LV Substation CU***812Z |  | 10 kV | _ | LV | 630 kVA :Kiosk Substation | 0.63 | --> | 0.63 | 0 | 0 | Constrained, otherwise capacity available =604 kVA | --> | 0.598 | 0 | 0 | 0 | 0 | Constrained, otherwise capacity available =595 kW | --> | C11 ex ATHGARVAN | Athgarvan [T41,T44] | NEWBRIDGE |  | 53.1651 | -6.8039
495861 | MV/LV Substation BU***861 |  | 20 kV | _ | LV | 100 kVA :Pole Substation | 0.1 | --> | 0.1 | 0.096 | 1.5 |  | --> | 0.095 | 0 | 0 | 0.094 | 0 |  | --> | E17 ex ACHILL | Achill [T422] | CARROWBEG |  | 53.9718 | -9.9847
119703X | MV/LV Substation GO***703X |  | 20 kV | _ | LV | 50 kVA :Pole Substation | 0.05 | --> | 0.05 | 0 | 0 | Constrained, otherwise capacity available =46 kVA | --> | 0.048 | 0 | 0.005 | 0 | 0 | Constrained, otherwise capacity available =43 kW | --> | C15 ex KANTURK | Kanturk [T41,T42] | GLENLARA |  | 52.1352 | -8.8229
1114163 | MV/LV Substation SL***4163 |  | 10 kV | _ | LV | 400 kVA :Kiosk Substation | 0.4 | --> | 0.4 | 0 | 0 | Constrained, otherwise capacity available =371 kVA | --> | 0.38 | 0 | 0.003 | 0 | 0 | Constrained, otherwise capacity available =374 kW | --> | C16 ex BANTRY | Bantry [T41,T42] | BALLYLICKY |  | 51.686 | -9.4337
066301X | MV/LV Substation SE***301X |  | 10 kV | _ | LV | 400 kVA :Kiosk Substation | 0.4 | --> | 0.4 | 0 | 0 | Constrained, otherwise capacity available =261 kVA | --> | 0.38 | 0 | 0.02 | 0 | 0 | Constrained, otherwise capacity available =346 kW | --> | C17 ex SWORDS | Swords [T41,T42] | GLASMORE |  | 53.4645 | -6.2112
019752 | MV/LV Substation MC***752 |  | 10 kV | _ | LV | 400 kVA :Kiosk Substation | 0.4 | --> | 0.4 | 0.047 | 0.05 | Constrained, otherwise capacity available =203 kVA | --> | 0.38 | 0 | 0 | 0 | 0 | Constrained, otherwise capacity available =352 kW | --> | C19 ex BALLYBEGGAN | Ballybeggan [T43,T44] | TRALEE |  | 52.2646 | -9.6777
053006 | MV/LV Substation CO***006 |  | 10 kV | _ | LV | 630 kVA :Building Structure | 0.63 | --> | 0.63 | 0 | 0 | Constrained, otherwise capacity available =339 kVA | --> | 0.598 | 0 | 0.007 | 0.5 | 0 |  | --> | C17 ex CLONMINCH | Clonminch [T41,T422] | THORNSBERRY |  | 53.2688 | -7.4976
206205X | MV/LV Substation PO***205X |  | 20 kV | _ | LV | 630 kVA :Kiosk Substation | 0.63 | --> | 0.63 | 0.5 | 1.6 |  | --> | 0.598 | 0 | 0 | 0 | 0 | Constrained, otherwise capacity available =598 kW | --> | E17 ex BELMULLET | Belmullet [T421] | BELLACORICK |  | 54.2255 | -9.9881
059699Y | MV/LV Substation GL***699Y |  | 20 kV | _ | LV | 200 kVA :Kiosk Substation | 0.2 | --> | 0.2 | 0 | 0 | Constrained, otherwise capacity available =181 kVA | --> | 0.19 | 0 | 0.005 | 0 | 0 | Constrained, otherwise capacity available =184 kW | --> | E17 ex CAVAN | Cavan [T42,T421] | SHANKILL |  | 54.0442 | -7.3778
120506Y | MV/LV Substation ES***506Y |  | 20 kV | _ | LV | 630 kVA :Building Structure | 0.63 | --> | 0.63 | 0 | 0 | Constrained, otherwise capacity available =542 kVA | --> | 0.598 | 0 | 0 | 0 | 0 | Constrained, otherwise capacity available =586 kW | --> | E20 ex EDENDERRY | Edenderry [T421,T422] | BLAKE |  | 53.359 | -7.2144
281096 | MV/LV Substation S.***096 |  | 10 kV | _ | LV | 630 kVA :Building Structure | 0.63 | --> | 0.63 | 0.5 | 7.88 |  | --> | 0.598 | 0 | 0.01 | 0.5 | 0 |  | --> | C14 ex LIBERTY STREET | Liberty Street [T101,T102] | LIBERTY STREET |  | 51.8938 | -8.4702
068039X | MV/LV Substation BL***039X |  | 10 kV | _ | LV | 630 kVA :Kiosk Substation | 0.63 | --> | 0.63 | 0 | 0 | Constrained, otherwise capacity available =454 kVA | --> | 0.598 | 0 | 0.007 | 0.5 | 0 |  | --> | C15 ex WATLING STREET | Watling Street [T41,T42] | FRANCIS STREET |  | 53.3494 | -6.2829
0154024 | MV/LV Substation CE***4024 |  | 10 kV | _ | LV | 100 kVA :Pole Substation | 0.1 | --> | 0.1 | 0 | 0 | Constrained, otherwise capacity available =100 kVA | --> | 0.095 | 0 | 0 | 0 | 0 | Constrained, otherwise capacity available =95 kW | --> | C12 ex JOHNSTOWN | Johnstown [T41,T42] | KILTEEL |  | 53.2331 | -6.6355
020746X | MV/LV Substation CE***746X |  | 10 kV | _ | LV | 400 kVA :Building Structure | 0.4 | --> | 0.4 | 0 | 0 | Constrained, otherwise capacity available =350 kVA | --> | 0.38 | 0 | 0 | 0 | 0 | Constrained, otherwise capacity available =373 kW | --> | C11 ex COOLCORCORAN | Coolcorcoran [T41,T42] | KNOCKEARAGH |  | 52.0608 | -9.4923
009072Y | MV/LV Substation FI***072Y |  | 10 kV | _ | LV | 50 kVA :Pole Substation | 0.05 | --> | 0.05 | 0 | 0 | Constrained, otherwise capacity available =48 kVA | --> | 0.048 | 0 | 0.006 | 0 | 0 | Constrained, otherwise capacity available =43 kW | --> | C12 ex GRANAGH | Granagh [T41,T42] | WATERFORD |  | 52.3278 | -7.3116
081116Z | MV/LV Substation B.***116Z |  | 10 kV | _ | LV | 400 kVA :Building Structure | 0.4 | --> | 0.4 | 0 | 0 | Constrained, otherwise capacity available =346 kVA | --> | 0.38 | 0 | 0.01 | 0.365 | 0 |  | --> | C31 ex SEMPERIT | Semperit [T41,T42,T43] | GRANGE CASTLE |  | 53.3348 | -6.3666
066831Z | MV/LV Substation KI***831Z |  | 10 kV | _ | LV | 200 kVA :Pole Substation | 0.2 | --> | 0.2 | 0 | 0 | Constrained, otherwise capacity available =174 kVA | --> | 0.19 | 0 | 0 | 0 | 0 | Constrained, otherwise capacity available =186 kW | --> | C14 ex SWORDS | Swords [T41,T42] | GLASMORE |  | 53.447 | -6.2663
144652X | MV/LV Substation JU***652X |  | 10 kV | _ | LV | 50 kVA :Pole Substation | 0.05 | --> | 0.05 | 0 | 0 | Constrained, otherwise capacity available =40 kVA | --> | 0.048 | 0 | 0 | 0 | 0 | Constrained, otherwise capacity available =46 kW | --> | C11 ex CASTLECOMER | Castlecomer [T41,T42] | BALLYRAGGET |  | 52.7586 | -7.2233
068846X | MV/LV Substation CR***846X |  | 10 kV | _ | LV | 1000 kVA :Building Structure | 1 | --> | 1 | 0.5 | 14.34 |  | --> | 0.95 | 0 | 0 | 0.5 | 0 |  | --> | C13 ex NORTH QUAYS | North Quays [T101,T102,T103] | POOLBEG |  | 53.3553 | -6.2416
0114173 | MV/LV Substation DU***4173 |  | 10 kV | _ | LV | 50 kVA :Pole Substation | 0.05 | --> | 0.05 | 0 | 0 | Constrained, otherwise capacity available =45 kVA | --> | 0.048 | 0 | 0.02 | 0 | 0 | Constrained, otherwise capacity available =32 kW | --> | C21 ex TALBOTS INCH | Talbots Inch [T41,T42] | KILKENNY |  | 52.7091 | -7.2758
039224X | MV/LV Substation ST***224X |  | 10 kV | _ | LV | 400 kVA :Kiosk Substation | 0.4 | --> | 0.4 | 0.278 | 3.45 |  | --> | 0.38 | 0 | 0.013 | 0.353 | 0 |  | --> | C19 ex TRIMMS LANE | Trimms Lane [T41,T42] | SALTHILL |  | 53.2702 | -9.0671
062733Y | MV/LV Substation MU***733Y |  | 10 kV | _ | LV | 200 kVA :Kiosk Substation | 0.2 | --> | 0.2 | 0.129 | 3.12 |  | --> | 0.19 | 0 | 0 | 0 | 0 | Constrained, otherwise capacity available =180 kW | --> | C12 ex MARSHES | Marshes [T41,T42] | DUNDALK |  | 53.9921 | -6.3859
039005 | MV/LV Substation WH***005 |  | 10 kV | _ | LV | 630 kVA :Building Structure | 0.63 | --> | 0.63 | 0.435 | 3.45 |  | --> | 0.598 | 0 | 0.01 | 0.5 | 0 |  | --> | C11 ex TRIMMS LANE | Trimms Lane [T41,T42] | SALTHILL |  | 53.2671 | -9.0676
093253X | MV/LV Substation WO***253X |  | 10 kV | _ | LV | 630 kVA :Kiosk Substation | 0.63 | --> | 0.63 | 0 | 0 | Constrained, otherwise capacity available =512 kVA | --> | 0.598 | 0 | 0 | 0.5 | 0 |  | --> | C19 ex KILMORE | Kilmore [T101,T102,T103] | FINGLAS |  | 53.4117 | -6.2399
204087X | MV/LV Substation IN***087X |  | 20 kV | _ | LV | 630 kVA :Kiosk Substation | 0.63 | --> | 0.63 | 0.5 | 2.02 |  | --> | 0.598 | 0 | 0.01 | 0 | 0 | Constrained, otherwise capacity available =586 kW | --> | E17 ex BALLYMACARRY | Ballymacarry [T421] | TRILLICK |  | 55.1097 | -7.4637
176241 | MV/LV Substation GL***241 |  | 20 kV | _ | LV | 50 kVA :Pole Substation | 0.05 | --> | 0.05 | 0 | 0 | Constrained, otherwise capacity available =40 kVA | --> | 0.048 | 0 | 0 | 0 | 0 | Constrained, otherwise capacity available =46 kW | --> | E11 ex MACROOM | Macroom [T422] | MACROOM |  | 51.8982 | -8.8508
071870 | MV/LV Substation RO***870 |  | 10 kV | _ | LV | 400 kVA :Kiosk Substation | 0.4 | --> | 0.4 | 0.314 | 5.58 |  | --> | 0.38 | 0 | 0.022 | 0.352 | 0 |  | --> | C11 ex KILCOOLE | Kilcoole [T41,T42] | FASSAROE |  | 53.0858 | -6.1085
288274X | MV/LV Substation CA***274X |  | 10 kV | _ | LV | 400 kVA :Kiosk Substation | 0.4 | --> | 0.4 | 0 | 0 | Constrained, otherwise capacity available =317 kVA | --> | 0.38 | 0 | 0.013 | 0.359 | 0 |  | --> | C13 ex CARRICKMINES | Carrickmines [T41,T42] | CARRICKMINES |  | 53.2495 | -6.1772
001818 | MV/LV Substation FI***818 |  | 10 kV | _ | LV | 200 kVA :Kiosk Substation | 0.2 | --> | 0.2 | 0.057 | 1.23 |  | --> | 0.19 | 0 | 0.017 | 0.157 | 0 |  | --> | C20 ex SALLYNOGGIN ROAD | Sallynoggin Road [T41,T42] | CHERRYWOOD |  | 53.2815 | -6.1509
005617X | MV/LV Substation WO***617X |  | 10 kV | _ | LV | 400 kVA :Kiosk Substation | 0.4 | --> | 0.4 | 0.366 | 17.8 |  | --> | 0.38 | 0 | 0.017 | 0.363 | 0 |  | --> | E24 ex BANOGE | Banoge [T121,T122] | BANOGE |  | 52.6455 | -6.2389
046018 | MV/LV Substation HE***018 |  | 10 kV | _ | LV | 50 kVA :Pole Substation | 0.05 | --> | 0.05 | 0.026 | 5.48 |  | --> | 0.048 | 0 | 0 | 0.044 | 0 |  | --> | C14 ex BALLYTIVNAN | Ballytivnan [T41,T42] | SLIGO |  | 54.2846 | -8.4745
210660Y | MV/LV Substation CU***660Y |  | 10 kV | _ | LV | 50 kVA :Pole Substation | 0.05 | --> | 0.05 | 0.048 | 1.15 |  | --> | 0.048 | 0 | 0 | 0 | 0 | Constrained, otherwise capacity available =47 kW | --> | C15 ex TULLYNAMALRA | Tullynamalra [T41,T42] | MEATH HILL |  | 54.0412 | -6.7366
069810 | MV/LV Substation SW***810 |  | 10 kV | _ | LV | 1000 kVA :Building Structure | 1 | --> | 1 | 0 | 0 | Constrained, otherwise capacity available =861 kVA | --> | 0.95 | 0 | 0.006 | 0.5 | 0 |  | --> | C17 ex BALLYBODEN | Ballyboden [T41,T42] | COOKSTOWN |  | 53.2725 | -6.3055
068637X | MV/LV Substation US***637X |  | 10 kV | _ | LV | 1000 kVA :Building Structure | 1 | --> | 1 | 0.5 | 20.78 |  | --> | 0.95 | 0 | 0 | 0.5 | 0 |  | --> | C26 ex HEUSTON SQUARE | Heuston Square [T101,T102] | INCHICORE 220KV |  | 53.3452 | -6.2797
033827X | MV/LV Substation GR***827X |  | 10 kV | _ | LV | 200 kVA :Pole Substation | 0.2 | --> | 0.2 | 0 | 0 | Constrained, otherwise capacity available =154 kVA | --> | 0.19 | 0 | 0 | 0.059 | 0 | Constrained, otherwise capacity available =184 kW | --> | C16 ex CREGG ROAD | Cregg Road [T41,T42] | BALLYDINE |  | 52.3507 | -7.3987
0584252 | MV/LV Substation BU***4252 |  | 10 kV | _ | LV | 200 kVA :Pole Substation | 0.2 | --> | 0.2 | 0 | 0 | Constrained, otherwise capacity available =192 kVA | --> | 0.19 | 0 | 0 | 0 | 0 | Constrained, otherwise capacity available =189 kW | --> | C15 ex KYLEERAGH | Kyleeragh [T41,T42] | NENAGH |  | 52.8692 | -8.1902
054502Y | MV/LV Substation DE***502Y |  | 20 kV | _ | LV | 200 kVA :Kiosk Substation | 0.2 | --> | 0.2 | 0 | 0 | Constrained, otherwise capacity available =121 kVA | --> | 0.19 | 0 | 0.04 | 0 | 0 | Constrained, otherwise capacity available =149 kW | --> | E13 ex ABBEYLEIX | Abbeyleix [T422] | PORTLAOISE |  | 52.9102 | -7.3519
288208X | MV/LV Substation DU***208X |  | 10 kV | _ | LV | 1000 kVA :Building Structure | 1 | --> | 1 | 0.5 | 19.52 |  | --> | 0.95 | 0 | 0 | 0.5 | 0 |  | --> | C27 ex TANEY | Taney [T101,T102] | CARRICKMINES |  | 53.2888 | -6.2448
255202X | MV/LV Substation ME***202X |  | 10 kV | _ | LV | 50 kVA :Pole Substation | 0.05 | --> | 0.05 | 0 | 0 | Constrained, otherwise capacity available =25 kVA | --> | 0.048 | 0 | 0 | 0 | 0 | Constrained, otherwise capacity available =44 kW | --> | E12 ex KILLYBEGS | Killybegs [T422] | BINBANE |  | 54.7002 | -8.3966
001102X | MV/LV Substation MO***102X |  | 10 kV | _ | LV | 400 kVA :Kiosk Substation | 0.4 | --> | 0.4 | 0.284 | 1.23 |  | --> | 0.38 | 0 | 0.023 | 0.347 | 0 |  | --> | C20 ex SALLYNOGGIN ROAD | Sallynoggin Road [T41,T42] | CHERRYWOOD |  | 53.2856 | -6.1489
036615 | MV/LV Substation BA***615 |  | 20 kV | _ | LV | 50 kVA :Pole Substation | 0.05 | --> | 0.05 | 0 | 0 | Constrained, otherwise capacity available =39 kVA | --> | 0.048 | 0 | 0.011 | 0 | 0 | Constrained, otherwise capacity available =38 kW | --> | E19 ex GARRANACANTY | Garranacanty [T421,T422] | TIPPERARY |  | 52.4445 | -8.0737
1804013 | MV/LV Substation AL***4013 |  | 10 kV | _ | LV | 400 kVA :Kiosk Substation | 0.4 | --> | 0.4 | 0.339 | 3.27 |  | --> | 0.38 | 0 | 0 | 0 | 0 | Constrained, otherwise capacity available =372 kW | --> | C12 ex LLOYD | Lloyd [T41,T42] | NAVAN |  | 53.7307 | -6.8899
053911Y | MV/LV Substation CA***911Y |  | 10 kV | _ | LV | 630 kVA :Kiosk Substation | 0.63 | --> | 0.63 | 0.497 | 3.28 |  | --> | 0.598 | 0 | 0 | 0.5 | 0 |  | --> | C25 ex SRAH | Srah [T43] | THORNSBERRY |  | 53.286 | -7.5171
0664137 | MV/LV Substation AS***4137 |  | 10 kV | _ | LV | 400 kVA :Kiosk Substation | 0.4 | --> | 0.4 | 0 | 0 | Constrained, otherwise capacity available =160 kVA | --> | 0.38 | 0 | 0.104 | 0 | 0 | Constrained, otherwise capacity available =269 kW | --> | E12 ex GLASMORE | Glasmore [T421,T422] | GLASMORE |  | 53.4505 | -6.2512
288191X | MV/LV Substation BA***191X |  | 10 kV | _ | LV | 400 kVA :Kiosk Substation | 0.4 | --> | 0.4 | 0 | 0 | Constrained, otherwise capacity available =360 kVA | --> | 0.38 | 0 | 0.011 | 0.366 | 0 |  | --> | C19 ex SANDYFORD | Sandyford [T41,T42] | CARRICKMINES |  | 53.2751 | -6.2514
0694154 | MV/LV Substation LO***4154 |  | 10 kV | _ | LV | 1000 kVA :Building Structure | 1 | --> | 1 | 0 | 0 | Constrained, otherwise capacity available =954 kVA | --> | 0.95 | 0 | 0 | 0.5 | 0 |  | --> | C13 ex DONNYBROOK | Donnybrook [T41,T42] | MILLTOWN (DR) |  | 53.3218 | -6.2368
0584236 | MV/LV Substation TH***4236 |  | 10 kV | _ | LV | 50 kVA :Pole Substation | 0.05 | --> | 0.05 | 0.043 | 3 |  | --> | 0.048 | 0 | 0 | 0 | 0 | Constrained, otherwise capacity available =47 kW | --> | C21 ex NENAGH | Nenagh [T41,T42] | NENAGH |  | 52.8555 | -8.2073
281658X | MV/LV Substation NO***658X |  | 10 kV | _ | LV | 630 kVA :Building Structure | 0.63 | --> | 0.63 | 0.5 | 5.49 |  | --> | 0.598 | 0 | 0 | 0.5 | 0 |  | --> | C22 ex TRABEG | Trabeg [T101,T102] | TRABEG |  | 51.8528 | -8.4926
019169 | MV/LV Substation CA***169 |  | 10 kV | _ | LV | 200 kVA :Pole Substation | 0.2 | --> | 0.2 | 0.135 | 2.18 |  | --> | 0.19 | 0 | 0.005 | 0 | 0 | Constrained, otherwise capacity available =177 kW | --> | C18 ex BALLYRICKARD | Ballyrickard [T41,T42] | TRALEE |  | 52.28 | -9.711
065116Z | MV/LV Substation DA***116Z |  | 20 kV | _ | LV | 50 kVA :Pole Substation | 0.05 | --> | 0.05 | 0 | 0 | Constrained, otherwise capacity available =38 kVA | --> | 0.048 | 0 | 0.026 | 0.026 | 0 |  | --> | C26 ex STEPHENSTOWN | Stephenstown [T101,T102] | FINGLAS |  | 53.5965 | -6.2307
1224130 | MV/LV Substation CR***4130 |  | 10 kV | _ | LV | 50 kVA :Pole Substation | 0.05 | --> | 0.05 | 0.05 | 4.18 |  | --> | 0.048 | 0 | 0 | 0 | 0 | Constrained, otherwise capacity available =48 kW | --> | C19 ex KINGSCOURT | Kingscourt [T41,T42] | MEATH HILL |  | 53.7922 | -6.737
068342 | MV/LV Substation RO***342 |  | 10 kV | _ | LV | 1000 kVA :Building Structure | 1 | --> | 1 | 0.5 | 28.43 |  | --> | 0.95 | 0 | 0 | 0.5 | 0 |  | --> | C38 ex BEDFORD ROW | Bedford Row [T41,T42,T43,T44] | FRANCIS STREET |  | 53.3444 | -6.2617
021618Z | MV/LV Substation CO***618Z |  | 10 kV | _ | LV | 200 kVA :Building Structure | 0.2 | --> | 0.2 | 0.087 | 6.78 |  | --> | 0.19 | 0 | 0 | 0.174 | 0 |  | --> | C35 ex CASTLEVIEW | Castleview [T101,T102] | CASTLEVIEW |  | 51.8975 | -8.3466
153778 | MV/LV Substation DE***778 |  | 20 kV | _ | LV | 200 kVA :Building Structure | 0.2 | --> | 0.2 | 0 | 0 | Constrained, otherwise capacity available =173 kVA | --> | 0.19 | 0 | 0 | 0 | 0 | Constrained, otherwise capacity available =186 kW | --> | E18 ex BIRDHILL | Birdhill [T421,T422] | ARDNACRUSHA |  | 52.7293 | -8.491
032460X | MV/LV Substation BA***460X |  | 20 kV | _ | LV | 50 kVA :Pole Substation | 0.05 | --> | 0.05 | 0 | 0 | Constrained, otherwise capacity available =35 kVA | --> | 0.048 | 0 | 0.015 | 0 | 0 | Constrained, otherwise capacity available =34 kW | --> | C14 ex KILMEADEN | Kilmeaden [T42] | BUTLERSTOWN |  | 52.2316 | -7.2815
0814098 | MV/LV Substation MA***4098 |  | 10 kV | _ | LV | 400 kVA :Building Structure | 0.4 | --> | 0.4 | 0 | 0 | Constrained, otherwise capacity available =360 kVA | --> | 0.38 | 0 | 0 | 0.374 | 0 |  | --> | C19 ex SEMPERIT | Semperit [T41,T42,T43] | GRANGE CASTLE |  | 53.3505 | -6.3501
136146Y | MV/LV Substation FU***146Y |  | 20 kV | _ | LV | 50 kVA :Pole Substation | 0.05 | --> | 0.05 | 0 | 0 | Constrained, otherwise capacity available =49 kVA | --> | 0.048 | 0 | 0 | 0 | 0 | Constrained, otherwise capacity available =47 kW | --> | C17 ex ROSCOMMON | Roscommon [T41,T42] | LANESBORO |  | 53.6165 | -8.2635
0684316 | MV/LV Substation EX***4316 |  | 10 kV | _ | LV | 630 kVA :Building Structure | 0.63 | --> | 0.63 | 0.16 | 14.34 |  | --> | 0.598 | 0 | 0 | 0.5 | 0 |  | --> | C20 ex NORTH QUAYS | North Quays [T101,T102,T103] | POOLBEG |  | 53.3476 | -6.2275
062933X | MV/LV Substation AG***933X |  | 20 kV | _ | LV | 200 kVA :Pole Substation | 0.2 | --> | 0.2 | 0.2 | 4.25 |  | --> | 0.19 | 0 | 0 | 0 | 0 | Constrained, otherwise capacity available =190 kW | --> | E15 ex JENKINSTOWN | Jenkinstown [T421,T422] | DUNDALK |  | 54.0618 | -6.358
0684447 | MV/LV Substation PO***4447 |  | 10 kV | _ | LV | 1000 kVA :Building Structure | 1 | --> | 1 | 0 | 0 | Constrained, otherwise capacity available =683 kVA | --> | 0.95 | 0 | 0.006 | 0.5 | 0 |  | --> | C14 ex CAMDEN ROW | Camden Row [T41] | FRANCIS STREET |  | 53.3305 | -6.2657
288001 | MV/LV Substation LI***001 |  | 10 kV | _ | LV | 400 kVA :Kiosk Substation | 0.4 | --> | 0.4 | 0 | 0 | Constrained, otherwise capacity available =228 kVA | --> | 0.38 | 0 | 0.02 | 0.341 | 0 |  | --> | C19 ex SANDYFORD | Sandyford [T41,T42] | CARRICKMINES |  | 53.2764 | -6.2509
065444 | MV/LV Substation CA***444 |  | 10 kV | _ | LV | 200 kVA :Pole Substation | 0.2 | --> | 0.2 | 0 | 0 | Constrained, otherwise capacity available =125 kVA | --> | 0.19 | 0 | 0.032 | 0 | 0 | Constrained, otherwise capacity available =156 kW | --> | C15 ex LOUGHSHINNY | Loughshinny [T41,T42] | GLASMORE |  | 53.5463 | -6.0966
059025 | MV/LV Substation RO***025 |  | 10 kV | _ | LV | 200 kVA :Pole Substation | 0.2 | --> | 0.2 | 0 | 0 | Constrained, otherwise capacity available =156 kVA | --> | 0.19 | 0 | 0.006 | 0 | 0 | Constrained, otherwise capacity available =180 kW | --> | C18 ex CAVAN | Cavan [T42,T421] | SHANKILL |  | 53.9986 | -7.3745
144023Y | MV/LV Substation CO***023Y |  | 10 kV | _ | LV | 200 kVA :Kiosk Substation | 0.2 | --> | 0.2 | 0 | 0 | Constrained, otherwise capacity available =195 kVA | --> | 0.19 | 0 | 0 | 0 | 0 | Constrained, otherwise capacity available =189 kW | --> | C11 ex CASTLECOMER | Castlecomer [T41,T42] | BALLYRAGGET |  | 52.7982 | -7.2104
019274X | MV/LV Substation BA***274X |  | 10 kV | _ | LV | 100 kVA :Pole Substation | 0.1 | --> | 0.1 | 0.047 | 0.05 | Constrained, otherwise capacity available =89 kVA | --> | 0.095 | 0 | 0 | 0 | 0 | Constrained, otherwise capacity available =94 kW | --> | C12 ex BALLYBEGGAN | Ballybeggan [T43,T44] | TRALEE |  | 52.2739 | -9.6536
062771Y | MV/LV Substation CL***771Y |  | 10 kV | _ | LV | 200 kVA :Kiosk Substation | 0.2 | --> | 0.2 | 0.149 | 3.12 |  | --> | 0.19 | 0 | 0.002 | 0 | 0 | Constrained, otherwise capacity available =181 kW | --> | C12 ex MARSHES | Marshes [T41,T42] | DUNDALK |  | 53.9934 | -6.3905
1564431 | MV/LV Substation FE***4431 |  | 20 kV | _ | LV | 50 kVA :Pole Substation | 0.05 | --> | 0.05 | 0.05 | 2.1 |  | --> | 0.048 | 0 | 0 | 0 | 0 | Constrained, otherwise capacity available =48 kW | --> | E11 ex LISDRUM | Lisdrum [T422] | LISDRUM |  | 54.2481 | -6.9151
066806X | MV/LV Substation KI***806X |  | 10 kV | _ | LV | 50 kVA :Pole Substation | 0.05 | --> | 0.05 | 0 | 0 | Constrained, otherwise capacity available =11 kVA | --> | 0.048 | 0 | 0.011 | 0 | 0 | Constrained, otherwise capacity available =34 kW | --> | E11 ex ASHBOURNE | Ashbourne [T421,T422] | FINGLAS |  | 53.4477 | -6.2942
070085 | MV/LV Substation TU***085 |  | 20 kV | _ | LV | 50 kVA :Pole Substation | 0.05 | --> | 0.05 | 0.043 | 0.76 |  | --> | 0.048 | 0 | 0 | 0 | 0 | Constrained, otherwise capacity available =47 kW | --> | E17 ex RATHMORE | Rathmore [T42,T421] | KNOCKEARAGH |  | 52.0723 | -9.1232
0744131 | MV/LV Substation NE***4131 |  | 20 kV | _ | LV | 100 kVA :Pole Substation | 0.1 | --> | 0.1 | 0 | 0 | Constrained, otherwise capacity available =100 kVA | --> | 0.095 | 0 | 0 | 0 | 0 | Constrained, otherwise capacity available =95 kW | --> | C16 ex CARRICK ON SHANNON | Carrick On Shannon [T41,T42] | CARRICK ON SHANNON |  | 53.8198 | -8.0665
305277 | MV/LV Substation CL***277 |  | 20 kV | _ | LV | 200 kVA :Pole Substation | 0.2 | --> | 0.2 | 0.095 | 4.61 |  | --> | 0.19 | 0 | 0.041 | 0 | 0 | Constrained, otherwise capacity available =145 kW | --> | E11 ex LUMCLOON | Lumcloon [T421,T422] | DALLOW |  | 53.2253 | -7.8817
065402Z | MV/LV Substation CR***402Z |  | 20 kV | _ | LV | 100 kVA :Pole Substation | 0.1 | --> | 0.1 | 0 | 0 | Constrained, otherwise capacity available =100 kVA | --> | 0.095 | 0 | 0 | 0 | 0 | Constrained, otherwise capacity available =95 kW | --> | E19 ex BALTRASNA | Baltrasna [T121,T122] | BALTRASNA |  | 53.5347 | -6.4328
042855 | MV/LV Substation TU***855 |  | 10 kV | _ | LV | 100 kVA :Pole Substation | 0.1 | --> | 0.1 | 0.097 | 1.93 |  | --> | 0.095 | 0 | 0 | 0 | 0 | Constrained, otherwise capacity available =94 kW | --> | C18 ex TURLOUGH ROAD | Turlough Road [T41,T42] | CASTLEBAR |  | 53.8816 | -9.1963
160490Y | MV/LV Substation TH***490Y |  | 10 kV | _ | LV | 200 kVA :Kiosk Substation | 0.2 | --> | 0.2 | 0 | 0 | Constrained, otherwise capacity available =143 kVA | --> | 0.19 | 0 | 0.008 | 0 | 0 | Constrained, otherwise capacity available =176 kW | --> | C14 ex PORTLAOISE | Portlaoise [T41,T42] | PORTLAOISE |  | 53.0508 | -7.2773
020219 | MV/LV Substation MA***219 |  | 10 kV | _ | LV | 630 kVA :Building Structure | 0.63 | --> | 0.63 | 0 | 0 | Constrained, otherwise capacity available =474 kVA | --> | 0.598 | 0 | 0 | 0 | 0 | Constrained, otherwise capacity available =577 kW | --> | C16 ex COOLCORCORAN | Coolcorcoran [T41,T42] | KNOCKEARAGH |  | 52.0582 | -9.5116
059211Y | MV/LV Substation FA***211Y |  | 10 kV | _ | LV | 630 kVA :Kiosk Substation | 0.63 | --> | 0.63 | 0 | 0 | Constrained, otherwise capacity available =546 kVA | --> | 0.598 | 0 | 0 | 0 | 0 | Constrained, otherwise capacity available =587 kW | --> | C15 ex DERRYCRAMPH | Derrycramph [T41,T42] | SHANKILL |  | 53.9917 | -7.3589
062553 | MV/LV Substation KN***553 |  | 20 kV | _ | LV | 100 kVA :Pole Substation | 0.1 | --> | 0.1 | 0.082 | 4.25 |  | --> | 0.095 | 0 | 0 | 0 | 0 | Constrained, otherwise capacity available =92 kW | --> | E18 ex JENKINSTOWN | Jenkinstown [T421,T422] | DUNDALK |  | 54.0871 | -6.2592
2104034 | MV/LV Substation PL***4034 |  | 10 kV | _ | LV | 400 kVA :Building Structure | 0.4 | --> | 0.4 | 0.328 | 1.15 |  | --> | 0.38 | 0 | 0 | 0 | 0 | Constrained, otherwise capacity available =371 kW | --> | C17 ex TULLYNAMALRA | Tullynamalra [T41,T42] | MEATH HILL |  | 54.059 | -6.8137
006172Y | MV/LV Substation SP***172Y |  | 20 kV | _ | LV | 50 kVA :Pole Substation | 0.05 | --> | 0.05 | 0 | 0 | Constrained, otherwise capacity available =47 kVA | --> | 0.048 | 0 | 0 | 0 | 0 | Constrained, otherwise capacity available =47 kW | --> | E16 ex CLONROCHE | Clonroche [T421,T422] | WEXFORD |  | 52.5446 | -6.762
049256Y | MV/LV Substation BR***256Y |  | 20 kV | _ | LV | 200 kVA :Pole Substation | 0.2 | --> | 0.2 | 0.066 | 1.31 |  | --> | 0.19 | 0 | 0.059 | 0 | 0 | Constrained, otherwise capacity available =127 kW | --> | C17 ex ROOSKY | Roosky [T41] | RICHMOND |  | 53.7751 | -8.1038
355141X | MV/LV Substation OH***141X |  | 10 kV | _ | LV | 50 kVA :Pole Substation | 0.05 | --> | 0.05 | 0.049 | 0.06 |  | --> | 0.048 | 0 | 0 | 0 | 0 | Constrained, otherwise capacity available =47 kW | --> | C17 ex TUBBERCURRY | Tubbercurry [T41,T42] | TONROE |  | 54.0652 | -8.7622
254312 | MV/LV Substation MO***312 |  | 10 kV | _ | LV | 50 kVA :Pole Substation | 0.05 | --> | 0.05 | 0.05 | 10.7 |  | --> | 0.048 | 0 | 0 | 0 | 0 | Constrained, otherwise capacity available =47 kW | --> | C14 ex CLOON | Cloon [T42,T421] | CLOON |  | 53.4627 | -8.9109
011482Z | MV/LV Substation TH***482Z |  | 10 kV | _ | LV | 400 kVA :Building Structure | 0.4 | --> | 0.4 | 0 | 0 | Constrained, otherwise capacity available =374 kVA | --> | 0.38 | 0 | 0 | 0 | 0 | Constrained, otherwise capacity available =376 kW | --> | C18 ex ROSEHILL | Rosehill [T41,T42] | KILKENNY |  | 52.6532 | -7.256
066597X | MV/LV Substation BL***597X |  | 20 kV | _ | LV | 100 kVA :Pole Substation | 0.1 | --> | 0.1 | 0 | 0 | Constrained, otherwise capacity available =64 kVA | --> | 0.095 | 0 | 0.005 | 0.086 | 0 |  | --> | C24 ex MACETOWN | Macetown [T101,T102] | MACETOWN |  | 53.4772 | -6.5025
2204087 | MV/LV Substation MC***4087 |  | 20 kV | _ | LV | 50 kVA :Pole Substation | 0.05 | --> | 0.05 | 0.05 | 2.33 |  | --> | 0.048 | 0 | 0 | 0 | 0 | Constrained, otherwise capacity available =48 kW | --> | E14 ex MOY | Moy [T421,T422] | MOY |  | 54.1959 | -9.2147
288008 | MV/LV Substation PI***008 |  | 10 kV | _ | LV | 400 kVA :Kiosk Substation | 0.4 | --> | 0.4 | 0 | 0 | Constrained, otherwise capacity available =300 kVA | --> | 0.38 | 0 | 0.05 | 0.329 | 0 |  | --> | C19 ex SANDYFORD | Sandyford [T41,T42] | CARRICKMINES |  | 53.2738 | -6.261
377293 | MV/LV Substation AN***293 |  | 20 kV | _ | LV | 100 kVA :Pole Substation | 0.1 | --> | 0.1 | 0 | 0 | Constrained, otherwise capacity available =98 kVA | --> | 0.095 | 0 | 0 | 0 | 0 | Constrained, otherwise capacity available =95 kW | --> | E18 ex GURRANEBANE | Gurranebane [T421,T422] | OUGHTRAGH |  | 51.8546 | -10.2614
017133 | MV/LV Substation BA***133 |  | 10 kV | _ | LV | 1000 kVA :Building Structure | 1 | --> | 1 | 0.5 | 1.05 |  | --> | 0.95 | 0 | 0.005 | 0 | 0 | Constrained, otherwise capacity available =906 kW | --> | C14 ex NEWCASTLEWEST | Newcastlewest [T41,T42] | RATHKEALE |  | 52.4503 | -9.0499
127035 | MV/LV Substation TI***035 |  | 10 kV | _ | LV | 630 kVA :Building Structure | 0.63 | --> | 0.63 | 0 | 0 | Constrained, otherwise capacity available =231 kVA | --> | 0.598 | 0 | 0.023 | 0 | 0 | Constrained, otherwise capacity available =538 kW | --> | C17 ex HOLYCROSS ROAD | Holycross Road [T41,T42] | THURLES |  | 52.7512 | -7.957
053853Y | MV/LV Substation ID***853Y |  | 10 kV | _ | LV | 50 kVA :Pole Substation | 0.05 | --> | 0.05 | 0.05 | 3.28 |  | --> | 0.048 | 0 | 0 | 0.048 | 0 |  | --> | C25 ex SRAH | Srah [T43] | THORNSBERRY |  | 53.2827 | -7.509
154584Z | MV/LV Substation KI***584Z |  | 20 kV | _ | LV | 50 kVA :Pole Substation | 0.05 | --> | 0.05 | 0 | 0 | Constrained, otherwise capacity available =41 kVA | --> | 0.048 | 0 | 0 | 0 | 0 | Constrained, otherwise capacity available =46 kW | --> | E12 ex KILCOCK | Kilcock [T421,T422] | GRIFFINRATH |  | 53.4188 | -6.5648
0494098 | MV/LV Substation CL***4098 |  | 20 kV | _ | LV | 50 kVA :Pole Substation | 0.05 | --> | 0.05 | 0.05 | 0.21 |  | --> | 0.048 | 0 | 0 | 0 | 0 | Constrained, otherwise capacity available =47 kW | --> | E11 ex LONGFORD | Longford [T421,T422] | RICHMOND |  | 53.7206 | -7.8269
081417Z | MV/LV Substation ST***417Z |  | 10 kV | _ | LV | 400 kVA :Kiosk Substation | 0.4 | --> | 0.4 | 0 | 0 | Constrained, otherwise capacity available =319 kVA | --> | 0.38 | 0 | 0 | 0 | 0 | Constrained, otherwise capacity available =369 kW | --> | C11 ex MONEYCOOLEY | Moneycooley [T41,T42,T44] | GRIFFINRATH |  | 53.3699 | -6.5951
118014 | MV/LV Substation BR***014 |  | 10 kV | _ | LV | 400 kVA :Kiosk Substation | 0.4 | --> | 0.4 | 0.25 | 2 |  | --> | 0.38 | 0 | 0.012 | 0 | 0 | Constrained, otherwise capacity available =350 kW | --> | C17 ex BALLINASLOE | Ballinasloe [T41,T42] | SOMERSET |  | 53.3234 | -8.2386
067931 | MV/LV Substation CR***931 |  | 20 kV | _ | LV | 50 kVA :Pole Substation | 0.05 | --> | 0.05 | 0 | 0 | Constrained, otherwise capacity available =37 kVA | --> | 0.048 | 0 | 0.004 | 0 | 0 | Constrained, otherwise capacity available =43 kW | --> | E21 ex CRATLOE | Cratloe [T421,T422] | ARDNACRUSHA |  | 52.6998 | -8.7634
207194Y | MV/LV Substation AN***194Y |  | 10 kV | _ | LV | 200 kVA :Pole Substation | 0.2 | --> | 0.2 | 0.178 | 2.9 |  | --> | 0.19 | 0 | 0 | 0 | 0 | Constrained, otherwise capacity available =187 kW | --> | C18 ex GLENGOOLE | Glengoole [T42] | THURLES |  | 52.5674 | -7.6668
0904006 | MV/LV Substation SL***4006 |  | 10 kV | _ | LV | 200 kVA :Pole Substation | 0.2 | --> | 0.2 | 0.128 | 3.16 |  | --> | 0.19 | 0 | 0 | 0 | 0 | Constrained, otherwise capacity available =180 kW | --> | C20 ex ENNISKEANE | Enniskeane [T41,T42] | BANDON |  | 51.7672 | -8.9689
207976 | MV/LV Substation OL***976 |  | 10 kV | _ | LV | 30 kVA :Pole Substation | 0.03 | --> | 0.03 | 0 | 0 | Constrained, otherwise capacity available =27 kVA | --> | 0.028 | 0 | 0 | 0 | 0 | Constrained, otherwise capacity available =28 kW | --> | C14 ex TEMPLEMORE | Templemore [T41,T42] | IKERRIN |  | 52.8107 | -7.5141
059305Y | MV/LV Substation DR***305Y |  | 10 kV | _ | LV | 200 kVA :Kiosk Substation | 0.2 | --> | 0.2 | 0 | 0 | Constrained, otherwise capacity available =163 kVA | --> | 0.19 | 0 | 0.034 | 0 | 0 | Constrained, otherwise capacity available =160 kW | --> | C15 ex DERRYCRAMPH | Derrycramph [T41,T42] | SHANKILL |  | 53.9857 | -7.3789
064962Y | MV/LV Substation GL***962Y |  | 20 kV | _ | LV | 200 kVA :Kiosk Substation | 0.2 | --> | 0.2 | 0 | 0 | Constrained, otherwise capacity available =86 kVA | --> | 0.19 | 0 | 0.027 | 0 | 0 | Constrained, otherwise capacity available =154 kW | --> | E15 ex JULIANSTOWN | Julianstown [T421,T422] | DRYBRIDGE |  | 53.6306 | -6.2739
093195Z | MV/LV Substation LA***195Z |  | 10 kV | _ | LV | 400 kVA :Kiosk Substation | 0.4 | --> | 0.4 | 0 | 0 | Constrained, otherwise capacity available =301 kVA | --> | 0.38 | 0 | 0 | 0.366 | 0 |  | --> | C16 ex SANTRY | Santry [T41,T42] | FINGLAS |  | 53.3998 | -6.2285
012700X | MV/LV Substation FE***700X |  | 20 kV | _ | LV | 100 kVA :Pole Substation | 0.1 | --> | 0.1 | 0.099 | 2.83 |  | --> | 0.095 | 0 | 0 | 0 | 0 | Constrained, otherwise capacity available =95 kW | --> | E12 ex BAGENALSTOWN | Bagenalstown [T421,T422] | CARLOW |  | 52.684 | -6.9707
007764Z | MV/LV Substation MA***764Z |  | 20 kV | _ | LV | 50 kVA :Pole Substation | 0.05 | --> | 0.05 | 0.038 | 0.2 |  | --> | 0.048 | 0 | 0 | 0 | 0 | Constrained, otherwise capacity available =46 kW | --> | E15 ex BEALISTOWN | Bealistown [T421,T422] | GREAT ISLAND |  | 52.2647 | -6.7493
021347X | MV/LV Substation CO***347X |  | 20 kV | _ | LV | 200 kVA :Pole Substation | 0.2 | --> | 0.2 | 0 | 0 | Constrained, otherwise capacity available =178 kVA | --> | 0.19 | 0 | 0 | 0 | 0 | Constrained, otherwise capacity available =187 kW | --> | E18 ex WHITECHURCH | Whitechurch [T421,T422] | KILBARRY |  | 52.0115 | -8.6146
032344Y | MV/LV Substation LO***344Y |  | 10 kV | _ | LV | 400 kVA :Kiosk Substation | 0.4 | --> | 0.4 | 0 | 0 | Constrained, otherwise capacity available =384 kVA | --> | 0.38 | 0 | 0 | 0 | 0 | Constrained, otherwise capacity available =378 kW | --> | C25 ex TRAMORE | Tramore [T41,T42] | BUTLERSTOWN |  | 52.1561 | -7.1586
039600X | MV/LV Substation RI***600X |  | 10 kV | _ | LV | 50 kVA :Pole Substation | 0.05 | --> | 0.05 | 0 | 0 | Constrained, otherwise capacity available =47 kVA | --> | 0.048 | 0 | 0 | 0 | 0 | Constrained, otherwise capacity available =47 kW | --> | C15 ex ORANMORE | Oranmore [T41,T44] | GALWAY 110KV |  | 53.2473 | -8.9509
164405 | MV/LV Substation RA***405 |  | 10 kV | _ | LV | 200 kVA :Pole Substation | 0.2 | --> | 0.2 | 0 | 0 | Constrained, otherwise capacity available =193 kVA | --> | 0.19 | 0 | 0.013 | 0 | 0 | Constrained, otherwise capacity available =180 kW | --> | C17 ex SKIBBEREEN | Skibbereen [T41,T42] | DUNMANWAY |  | 51.5351 | -9.212
089178X | MV/LV Substation CO***178X |  | 20 kV | _ | LV | 100 kVA :Pole Substation | 0.1 | --> | 0.1 | 0.09 | 3.56 |  | --> | 0.095 | 0 | 0 | 0 | 0 | Constrained, otherwise capacity available =94 kW | --> | E22 ex ENNISCRONE | Enniscrone [T421,T422] | MOY |  | 54.2329 | -9.0717
093052Y | MV/LV Substation OL***052Y |  | 10 kV | _ | LV | 400 kVA :Kiosk Substation | 0.4 | --> | 0.4 | 0.393 | 5.82 |  | --> | 0.38 | 0 | 0 | 0.379 | 0 |  | --> | C11 ex COOLOCK | Coolock [T41,T42] | FINGLAS |  | 53.3971 | -6.1908
074124 | MV/LV Substation SI***124 |  | 20 kV | _ | LV | 50 kVA :Pole Substation | 0.05 | --> | 0.05 | 0 | 0 | Constrained, otherwise capacity available =15 kVA | --> | 0.048 | 0 | 0 | 0 | 0 | Constrained, otherwise capacity available =42 kW | --> | C16 ex CARRICK ON SHANNON | Carrick On Shannon [T41,T42] | CARRICK ON SHANNON |  | 53.8237 | -8.0696
355034X | MV/LV Substation RH***034X |  | 10 kV | _ | LV | 50 kVA :Pole Substation | 0.05 | --> | 0.05 | 0.049 | 0.06 |  | --> | 0.048 | 0 | 0 | 0 | 0 | Constrained, otherwise capacity available =47 kW | --> | C17 ex TUBBERCURRY | Tubbercurry [T41,T42] | TONROE |  | 54.0367 | -8.7721
093240X | MV/LV Substation I.***240X |  | 10 kV | _ | LV | 400 kVA :Kiosk Substation | 0.4 | --> | 0.4 | 0 | 0 | Constrained, otherwise capacity available =365 kVA | --> | 0.38 | 0 | 0 | 0.375 | 0 |  | --> | C21 ex POPPINTREE | Poppintree [T101,T102] | FINGLAS |  | 53.4023 | -6.285
066541Z | MV/LV Substation TH***541Z |  | 20 kV | _ | LV | 400 kVA :Kiosk Substation | 0.4 | --> | 0.4 | 0 | 0 | Constrained, otherwise capacity available =309 kVA | --> | 0.38 | 0 | 0.016 | 0 | 0 | Constrained, otherwise capacity available =356 kW | --> | E16 ex ASHBOURNE | Ashbourne [T421,T422] | FINGLAS |  | 53.5007 | -6.3894
340469 | MV/LV Substation AU***469 |  | 10 kV | _ | LV | 100 kVA :Pole Substation | 0.1 | --> | 0.1 | 0 | 0 | Constrained, otherwise capacity available =29 kVA | --> | 0.095 | 0 | 0.012 | 0 | 0 | Constrained, otherwise capacity available =76 kW | --> | C16 ex DUNGLOE | Dungloe [T41,T42] | ARDNAGAPPARY |  | 54.9541 | -8.3647
071741 | MV/LV Substation NE***741 |  | 10 kV | _ | LV | 50 kVA :Pole Substation | 0.05 | --> | 0.05 | 0.028 | 5.58 |  | --> | 0.048 | 0 | 0.01 | 0.037 | 0 |  | --> | C12 ex KILCOOLE | Kilcoole [T41,T42] | FASSAROE |  | 53.0775 | -6.0666
093325Z | MV/LV Substation PR***325Z |  | 10 kV | _ | LV | 400 kVA :Kiosk Substation | 0.4 | --> | 0.4 | 0 | 0 | Constrained, otherwise capacity available =318 kVA | --> | 0.38 | 0 | 0 | 0.369 | 0 |  | --> | C22 ex GRANGE (DR) | Grange (dr) [T41,T42] | GRANGE (DR) |  | 53.4008 | -6.1905
001026X | MV/LV Substation DO***026X |  | 10 kV | _ | LV | 630 kVA :Kiosk Substation | 0.63 | --> | 0.63 | 0.5 | 1.23 |  | --> | 0.598 | 0 | 0.004 | 0.5 | 0 |  | --> | C20 ex SALLYNOGGIN ROAD | Sallynoggin Road [T41,T42] | CHERRYWOOD |  | 53.2919 | -6.1406
053181Z | MV/LV Substation BU***181Z |  | 10 kV | _ | LV | 630 kVA :Kiosk Substation | 0.63 | --> | 0.63 | 0.5 | 3.28 |  | --> | 0.598 | 0 | 0 | 0.5 | 0 |  | --> | C25 ex SRAH | Srah [T43] | THORNSBERRY |  | 53.2854 | -7.5134
042762X | MV/LV Substation HE***762X |  | 20 kV | _ | LV | 50 kVA :Pole Substation | 0.05 | --> | 0.05 | 0 | 0 | Constrained, otherwise capacity available =50 kVA | --> | 0.048 | 0 | 0 | 0 | 0 | Constrained, otherwise capacity available =48 kW | --> | E17 ex WINDSOR | Windsor [T421,T422] | CASTLEBAR |  | 53.8465 | -9.232
009262Y | MV/LV Substation IN***262Y |  | 10 kV | _ | LV | 400 kVA :Building Structure | 0.4 | --> | 0.4 | 0.263 | 13.6 |  | --> | 0.38 | 0 | 0 | 0.361 | 0 |  | --> | C23 ex KILLOTERAN | Killoteran [T101,T102] | KILLOTERAN |  | 52.2526 | -7.1493
019622 | MV/LV Substation CL***622 |  | 10 kV | _ | LV | 50 kVA :Pole Substation | 0.05 | --> | 0.05 | 0.022 | 0.05 |  | --> | 0.048 | 0 | 0.003 | 0 | 0 | Constrained, otherwise capacity available =41 kW | --> | C12 ex BALLYBEGGAN | Ballybeggan [T43,T44] | TRALEE |  | 52.2487 | -9.6455
1674193 | MV/LV Substation BA***4193 |  | 20 kV | _ | LV | 50 kVA :Pole Substation | 0.05 | --> | 0.05 | 0 | 0 | Constrained, otherwise capacity available =50 kVA | --> | 0.048 | 0 | 0 | 0 | 0 | Constrained, otherwise capacity available =48 kW | --> | E11 ex WHITECHURCH | Whitechurch [T421,T422] | KILBARRY |  | 52.0549 | -8.6188
081008 | MV/LV Substation TH***008 |  | 10 kV | _ | LV | 400 kVA :Kiosk Substation | 0.4 | --> | 0.4 | 0 | 0 | Constrained, otherwise capacity available =212 kVA | --> | 0.38 | 0 | 0 | 0.354 | 0 |  | --> | C14 ex INCHICORE NORTH | Inchicore North [T41] | INCHICORE 220KV |  | 53.343 | -6.3387
249593 | MV/LV Substation TI***593 |  | 10 kV | _ | LV | 50 kVA :Pole Substation | 0.05 | --> | 0.05 | 0 | 0 | Constrained, otherwise capacity available =50 kVA | --> | 0.048 | 0 | 0 | 0 | 0 | Constrained, otherwise capacity available =47 kW | --> | C16 ex KILCLOHER | Kilcloher [T41,T42] | DUNGARVAN |  | 52.1589 | -7.8358
008584Z | MV/LV Substation EL***584Z |  | 10 kV | _ | LV | 200 kVA :Kiosk Substation | 0.2 | --> | 0.2 | 0 | 0 | Constrained, otherwise capacity available =180 kVA | --> | 0.19 | 0 | 0 | 0 | 0 | Constrained, otherwise capacity available =187 kW | --> | C14 ex KNOCKMULLEN | Knockmullen [T42,T421] | GREAT ISLAND |  | 52.3866 | -6.9328
255329 | MV/LV Substation MC***329 |  | 10 kV | _ | LV | 100 kVA :Pole Substation | 0.1 | --> | 0.1 | 0 | 0 | Constrained, otherwise capacity available =85 kVA | --> | 0.095 | 0 | 0 | 0 | 0 | Constrained, otherwise capacity available =93 kW | --> | E12 ex KILLYBEGS | Killybegs [T422] | BINBANE |  | 54.6542 | -8.2843
081413Z | MV/LV Substation KY***413Z |  | 10 kV | _ | LV | 400 kVA :Building Structure | 0.4 | --> | 0.4 | 0 | 0 | Constrained, otherwise capacity available =358 kVA | --> | 0.38 | 0 | 0 | 0.374 | 0 |  | --> | C17 ex SEMPERIT | Semperit [T41,T42,T43] | GRANGE CASTLE |  | 53.3356 | -6.3515
011285Y | MV/LV Substation PA***285Y |  | 10 kV | _ | LV | 50 kVA :Pole Substation | 0.05 | --> | 0.05 | 0 | 0 | Constrained, otherwise capacity available =30 kVA | --> | 0.048 | 0 | 0 | 0 | 0 | Constrained, otherwise capacity available =45 kW | --> | C23 ex GORESBRIDGE | Goresbridge [T41,T42] | KILKENNY |  | 52.6618 | -7.0218
006305Y | MV/LV Substation RA***305Y |  | 20 kV | _ | LV | 50 kVA :Pole Substation | 0.05 | --> | 0.05 | 0 | 0 | Constrained, otherwise capacity available =49 kVA | --> | 0.048 | 0 | 0 | 0 | 0 | Constrained, otherwise capacity available =47 kW | --> | E16 ex CLONROCHE | Clonroche [T421,T422] | WEXFORD |  | 52.4949 | -6.7504
253058 | MV/LV Substation C ***058 |  | 10 kV | _ | LV | 630 kVA :Building Structure | 0.63 | --> | 0.63 | 0 | 0 | Constrained, otherwise capacity available =587 kVA | --> | 0.598 | 0 | 0 | 0 | 0 | Constrained, otherwise capacity available =593 kW | --> | C16 ex TUAM NORTH | Tuam North [T41,T42] | CLOON |  | 53.5274 | -8.8748
281967 | MV/LV Substation PO***967 |  | 10 kV | _ | LV | 200 kVA :Pole Substation | 0.2 | --> | 0.2 | 0.171 | 5.49 |  | --> | 0.19 | 0 | 0 | 0.186 | 0 |  | --> | C17 ex TRABEG | Trabeg [T101,T102] | TRABEG |  | 51.8713 | -8.4873
034320 | MV/LV Substation DO***320 |  | 20 kV | _ | LV | 50 kVA :Pole Substation | 0.05 | --> | 0.05 | 0.04 | 5.88 |  | --> | 0.048 | 0 | 0 | 0 | 0 | Constrained, otherwise capacity available =46 kW | --> | C14 ex ARDGEEHA | Ardgeeha [T41,T42] | DOON |  | 52.417 | -7.7176
042052Y | MV/LV Substation MC***052Y |  | 10 kV | _ | LV | 400 kVA :Kiosk Substation | 0.4 | --> | 0.4 | 0 | 0 | Constrained, otherwise capacity available =380 kVA | --> | 0.38 | 0 | 0 | 0 | 0 | Constrained, otherwise capacity available =377 kW | --> | E18 ex WINDSOR | Windsor [T421,T422] | CASTLEBAR |  | 53.8541 | -9.2832
050841Y | MV/LV Substation SH***841Y |  | 10 kV | _ | LV | 630 kVA :Building Structure | 0.63 | --> | 0.63 | 0.5 | 7.61 |  | --> | 0.598 | 0 | 0.025 | 0 | 0 | Constrained, otherwise capacity available =578 kW | --> | C12 ex GARRYCASTLE | Garrycastle [T41,T42] | ATHLONE |  | 53.4142 | -7.8996
059037 | MV/LV Substation CA***037 |  | 20 kV | _ | LV | 50 kVA :Pole Substation | 0.05 | --> | 0.05 | 0 | 0 | Constrained, otherwise capacity available =48 kVA | --> | 0.048 | 0 | 0 | 0 | 0 | Constrained, otherwise capacity available =47 kW | --> | E11 ex CAVAN | Cavan [T42,T421] | SHANKILL |  | 54.0325 | -7.2779
2534399 | MV/LV Substation FO***4399 |  | 20 kV | _ | LV | 50 kVA :Pole Substation | 0.05 | --> | 0.05 | 0 | 0 | Constrained, otherwise capacity available =50 kVA | --> | 0.048 | 0 | 0 | 0 | 0 | Constrained, otherwise capacity available =48 kW | --> | C23 ex TUAM NORTH | Tuam North [T41,T42] | CLOON |  | 53.5337 | -8.8237
011311Z | MV/LV Substation DR***311Z |  | 10 kV | _ | LV | 50 kVA :Pole Substation | 0.05 | --> | 0.05 | 0 | 0 | Constrained, otherwise capacity available =47 kVA | --> | 0.048 | 0 | 0 | 0 | 0 | Constrained, otherwise capacity available =47 kW | --> | C11 ex ROSEHILL | Rosehill [T41,T42] | KILKENNY |  | 52.6487 | -7.2909
154405 | MV/LV Substation CA***405 |  | 10 kV | _ | LV | 200 kVA :Kiosk Substation | 0.2 | --> | 0.2 | 0 | 0 | Constrained, otherwise capacity available =126 kVA | --> | 0.19 | 0 | 0.034 | 0 | 0 | Constrained, otherwise capacity available =154 kW | --> | C15 ex COOLMINE | Coolmine [T41,T42] | FINGLAS |  | 53.3983 | -6.4172
056512X | MV/LV Substation CO***512X |  | 20 kV | _ | LV | 50 kVA :Pole Substation | 0.05 | --> | 0.05 | 0.029 | 0.89 |  | --> | 0.048 | 0 | 0 | 0 | 0 | Constrained, otherwise capacity available =45 kW | --> | E20 ex BIRR | Birr [T41,T422] | DALLOW |  | 53.0779 | -7.9325
012059 | MV/LV Substation MI***059 |  | 10 kV | _ | LV | 630 kVA :Building Structure | 0.63 | --> | 0.63 | 0.449 | 1.99 |  | --> | 0.598 | 0 | 0 | 0 | 0 | Constrained, otherwise capacity available =573 kW | --> | C11 ex GRAIGUE | Graigue [T41,T42] | CARLOW |  | 52.8361 | -6.9355
065643 | MV/LV Substation KE***643 |  | 10 kV | _ | LV | 200 kVA :Pole Substation | 0.2 | --> | 0.2 | 0 | 0 | Constrained, otherwise capacity available =176 kVA | --> | 0.19 | 0 | 0.078 | 0 | 0 | Constrained, otherwise capacity available =129 kW | --> | C15 ex LOUGHSHINNY | Loughshinny [T41,T42] | GLASMORE |  | 53.5311 | -6.0987
365052X | MV/LV Substation AS***052X |  | 10 kV | _ | LV | 1000 kVA :Building Structure | 1 | --> | 1 | 0 | 0 | Constrained, otherwise capacity available =906 kVA | --> | 0.95 | 0 | 0 | 0.5 | 0 |  | --> | C19 ex WHITESTOWN | Whitestown [T41,T42] | COOKSTOWN |  | 53.2808 | -6.3822
081230Z | MV/LV Substation PA***230Z |  | 10 kV | _ | LV | 1000 kVA :Building Structure | 1 | --> | 1 | 0 | 0 | Constrained, otherwise capacity available =885 kVA | --> | 0.95 | 0 | 0 | 0.5 | 0 |  | --> | C31 ex SEMPERIT | Semperit [T41,T42,T43] | GRANGE CASTLE |  | 53.3316 | -6.3727
039058 | MV/LV Substation RI***058 |  | 10 kV | _ | LV | 400 kVA :Kiosk Substation | 0.4 | --> | 0.4 | 0.341 | 11.03 |  | --> | 0.38 | 0 | 0.031 | 0.349 | 0 |  | --> | C13 ex SALTHILL | Salthill [T101,T102] | SALTHILL |  | 53.2692 | -9.0761
014738X | MV/LV Substation RO***738X |  | 10 kV | _ | LV | 630 kVA :Kiosk Substation | 0.63 | --> | 0.63 | 0 | 0 | Constrained, otherwise capacity available =564 kVA | --> | 0.598 | 0 | 0.006 | 0 | 0 | Constrained, otherwise capacity available =585 kW | --> | C17 ex ATHGARVAN | Athgarvan [T41,T44] | NEWBRIDGE |  | 53.1797 | -6.8016
089475 | MV/LV Substation EA***475 |  | 20 kV | _ | LV | 100 kVA :Pole Substation | 0.1 | --> | 0.1 | 0.004 | 3.56 |  | --> | 0.095 | 0 | 0.006 | 0 | 0 | Constrained, otherwise capacity available =77 kW | --> | E22 ex ENNISCRONE | Enniscrone [T421,T422] | MOY |  | 54.2861 | -8.9636
118005 | MV/LV Substation ME***005 |  | 10 kV | _ | LV | 630 kVA :Building Structure | 0.63 | --> | 0.63 | 0.5 | 2 |  | --> | 0.598 | 0 | 0.006 | 0 | 0 | Constrained, otherwise capacity available =586 kW | --> | C11 ex BALLINASLOE | Ballinasloe [T41,T42] | SOMERSET |  | 53.3308 | -8.2046
011726Y | MV/LV Substation KE***726Y |  | 10 kV | _ | LV | 200 kVA :Pole Substation | 0.2 | --> | 0.2 | 0.037 | 0.04 | Constrained, otherwise capacity available =174 kVA | --> | 0.19 | 0 | 0.005 | 0 | 0 | Constrained, otherwise capacity available =183 kW | --> | C16 ex CALLAN | Callan [T41,T42] | KILKENNY |  | 52.5434 | -7.2722
081313Z | MV/LV Substation KI***313Z |  | 10 kV | _ | LV | 630 kVA :Building Structure | 0.63 | --> | 0.63 | 0 | 0 | Constrained, otherwise capacity available =538 kVA | --> | 0.598 | 0 | 0 | 0.5 | 0 |  | --> | C19 ex CLONDALKIN | Clondalkin [T41,T42,T44] | INCHICORE 220KV |  | 53.3166 | -6.3975
075478X | MV/LV Substation CL***478X |  | 20 kV | _ | LV | 100 kVA :Pole Substation | 0.1 | --> | 0.1 | 0.083 | 0.58 |  | --> | 0.095 | 0 | 0 | 0 | 0 | Constrained, otherwise capacity available =93 kW | --> | E17 ex FERNS | Ferns [T421] | CRANE |  | 52.617 | -6.4741
281680Z | MV/LV Substation RO***680Z |  | 10 kV | _ | LV | 400 kVA :Kiosk Substation | 0.4 | --> | 0.4 | 0.28 | 4.67 |  | --> | 0.38 | 0 | 0.025 | 0.345 | 0 |  | --> | C20 ex CENTRE PARK ROAD | Marina [T105,T106] | MARINA |  | 51.8933 | -8.4582
156426 | MV/LV Substation G.***426 |  | 20 kV | _ | LV | 50 kVA :Pole Substation | 0.05 | --> | 0.05 | 0.039 | 2.47 |  | --> | 0.048 | 0 | 0 | 0 | 0 | Constrained, otherwise capacity available =46 kW | --> | E13 ex TELAYDON | Telaydon [T42,T421] | LISDRUM |  | 54.2719 | -7.1548
377926X | MV/LV Substation SN***926X |  | 20 kV | _ | LV | 400 kVA :Kiosk Substation | 0.4 | --> | 0.4 | 0.366 | 0.76 |  | --> | 0.38 | 0 | 0.005 | 0 | 0 | Constrained, otherwise capacity available =372 kW | --> | E19 ex KENMARE | Kenmare [T421] | KNOCKEARAGH |  | 51.8361 | -9.9062
082396 | MV/LV Substation BA***396 |  | 20 kV | _ | LV | 200 kVA :Pole Substation | 0.2 | --> | 0.2 | 0 | 0 | Constrained, otherwise capacity available =194 kVA | --> | 0.19 | 0 | 0 | 0 | 0 | Constrained, otherwise capacity available =189 kW | --> | E15 ex ACADEMY STREET | Academy Street [T421,T422,T44] | NAVAN |  | 53.6332 | -6.6678
066691Z | MV/LV Substation WH***691Z |  | 20 kV | _ | LV | 400 kVA :Kiosk Substation | 0.4 | --> | 0.4 | 0 | 0 | Constrained, otherwise capacity available =283 kVA | --> | 0.38 | 0 | 0.114 | 0 | 0 | Constrained, otherwise capacity available =279 kW | --> | E21 ex BALTRASNA | Baltrasna [T121,T122] | BALTRASNA |  | 53.5074 | -6.3856
068508X | MV/LV Substation CA***508X |  | 10 kV | _ | LV | 630 kVA :Kiosk Substation | 0.63 | --> | 0.63 | 0 | 0 | Constrained, otherwise capacity available =574 kVA | --> | 0.598 | 0 | 0 | 0.5 | 0 |  | --> | C13 ex GLOUCESTER PLACE | Gloucester Place [T41,T42] | MCDERMOTT |  | 53.3577 | -6.2477
015188Z | MV/LV Substation LA***188Z |  | 10 kV | _ | LV | 400 kVA :Kiosk Substation | 0.4 | --> | 0.4 | 0 | 0 | Constrained, otherwise capacity available =232 kVA | --> | 0.38 | 0 | 0 | 0 | 0 | Constrained, otherwise capacity available =356 kW | --> | E20 ex BLESSINGTON | Blessington [T421,T422] | KILTEEL |  | 53.1615 | -6.5343
036436X | MV/LV Substation CU***436X |  | 20 kV | _ | LV | 50 kVA :Pole Substation | 0.05 | --> | 0.05 | 0 | 0 | Constrained, otherwise capacity available =40 kVA | --> | 0.048 | 0 | 0 | 0 | 0 | Constrained, otherwise capacity available =46 kW | --> | E18 ex GARRANACANTY | Garranacanty [T421,T422] | TIPPERARY |  | 52.5126 | -8.2721
365944 | MV/LV Substation WE***944 |  | 10 kV | _ | LV | 400 kVA :Building Structure | 0.4 | --> | 0.4 | 0 | 0 | Constrained, otherwise capacity available =86 kVA | --> | 0.38 | 0 | 0 | 0.335 | 0 |  | --> | C13 ex CLONDALKIN | Clondalkin [T41,T42,T44] | INCHICORE 220KV |  | 53.3216 | -6.3619
015545Z | MV/LV Substation AT***545Z |  | 10 kV | _ | LV | 100 kVA :Pole Substation | 0.1 | --> | 0.1 | 0 | 0 | Constrained, otherwise capacity available =99 kVA | --> | 0.095 | 0 | 0 | 0 | 0 | Constrained, otherwise capacity available =95 kW | --> | C11 ex JOHNSTOWN | Johnstown [T41,T42] | KILTEEL |  | 53.1859 | -6.5577
1274129 | MV/LV Substation H+***4129 |  | 20 kV | _ | LV | 400 kVA :Building Structure | 0.4 | --> | 0.4 | 0.393 | 5.89 |  | --> | 0.38 | 0 | 0 | 0 | 0 | Constrained, otherwise capacity available =379 kW | --> | C14 ex CASHEL | Cashel [T41,T42] | CAHIR |  | 52.5607 | -7.7799
022859 | MV/LV Substation NA***859 |  | 10 kV | _ | LV | 100 kVA :Pole Substation | 0.1 | --> | 0.1 | 0 | 0 | Constrained, otherwise capacity available =55 kVA | --> | 0.095 | 0 | 0 | 0 | 0 | Constrained, otherwise capacity available =89 kW | --> | C15 ex SCARTEEN | Scarteen [T41,T42] | MALLOW |  | 52.108 | -8.682
210001 | MV/LV Substation PU***001 |  | 10 kV | _ | LV | 50 kVA :Pole Substation | 0.05 | --> | 0.05 | 0 | 0 | Constrained, otherwise capacity available =36 kVA | --> | 0.048 | 0 | 0 | 0 | 0 | Constrained, otherwise capacity available =46 kW | --> | C18 ex CARRICKMACROSS | Carrickmacross [T41,T42] | MEATH HILL |  | 53.9832 | -6.7252
001639 | MV/LV Substation LA***639 |  | 10 kV | _ | LV | 400 kVA :Kiosk Substation | 0.4 | --> | 0.4 | 0 | 0 | Constrained, otherwise capacity available =307 kVA | --> | 0.38 | 0 | 0.001 | 0.366 | 0 |  | --> | C11 ex LOUGHLINSTOWN | Loughlinstown [T41,T42] | CARRICKMINES |  | 53.246 | -6.126
154191Z | MV/LV Substation RO***191Z |  | 10 kV | _ | LV | 400 kVA :Kiosk Substation | 0.4 | --> | 0.4 | 0 | 0 | Constrained, otherwise capacity available =314 kVA | --> | 0.38 | 0 | 0 | 0.368 | 0 |  | --> | C22 ex MACETOWN | Macetown [T101,T102] | MACETOWN |  | 53.3991 | -6.4349
066048Z | MV/LV Substation MA***048Z |  | 10 kV | _ | LV | 400 kVA :Building Structure | 0.4 | --> | 0.4 | 0 | 0 | Constrained, otherwise capacity available =243 kVA | --> | 0.38 | 0 | 0.04 | 0.328 | 0 |  | --> | C14 ex MOUNTGORRY | Mountgorry [T41,T42] | GRANGE (DR) |  | 53.4552 | -6.2048
119469 | MV/LV Substation BA***469 |  | 20 kV | _ | LV | 100 kVA :Pole Substation | 0.1 | --> | 0.1 | 0 | 0 | Constrained, otherwise capacity available =30 kVA | --> | 0.095 | 0 | 0.02 | 0 | 0 | Constrained, otherwise capacity available =70 kW | --> | C15 ex KANTURK | Kanturk [T41,T42] | GLENLARA |  | 52.1306 | -8.8941
099119 | MV/LV Substation DR***119 |  | 10 kV | _ | LV | 200 kVA :Pole Substation | 0.2 | --> | 0.2 | 0.18 | 2.96 |  | --> | 0.19 | 0 | 0.01 | 0 | 0 | Constrained, otherwise capacity available =180 kW | --> | C21 ex BALLYRAINE | Ballyraine [T41,T42] | LETTERKENNY |  | 54.9724 | -7.6895
026703X | MV/LV Substation KI***703X |  | 10 kV | _ | LV | 100 kVA :Pole Substation | 0.1 | --> | 0.1 | 0 | 0 | Constrained, otherwise capacity available =64 kVA | --> | 0.095 | 0 | 0 | 0 | 0 | Constrained, otherwise capacity available =90 kW | --> | C13 ex TIMOLEAGUE | Timoleague [T41] | BANDON |  | 51.6779 | -8.6694
036370X | MV/LV Substation BA***370X |  | 20 kV | _ | LV | 50 kVA :Pole Substation | 0.05 | --> | 0.05 | 0 | 0 | Constrained, otherwise capacity available =48 kVA | --> | 0.048 | 0 | 0 | 0 | 0 | Constrained, otherwise capacity available =47 kW | --> | E18 ex GARRANACANTY | Garranacanty [T421,T422] | TIPPERARY |  | 52.5047 | -8.2193
0664249 | MV/LV Substation TH***4249 |  | 20 kV | _ | LV | 400 kVA :Kiosk Substation | 0.4 | --> | 0.4 | 0 | 0 | Constrained, otherwise capacity available =367 kVA | --> | 0.38 | 0 | 0 | 0 | 0 | Constrained, otherwise capacity available =376 kW | --> | E21 ex ASHBOURNE | Ashbourne [T421,T422] | FINGLAS |  | 53.4897 | -6.2933
019091 | MV/LV Substation SP***091 |  | 10 kV | _ | LV | 630 kVA :Kiosk Substation | 0.63 | --> | 0.63 | 0.492 | 2.18 |  | --> | 0.598 | 0 | 0.02 | 0 | 0 | Constrained, otherwise capacity available =564 kW | --> | C18 ex BALLYRICKARD | Ballyrickard [T41,T42] | TRALEE |  | 52.2703 | -9.7176
001087X | MV/LV Substation GL***087X |  | 10 kV | _ | LV | 200 kVA :Kiosk Substation | 0.2 | --> | 0.2 | 0 | 0 | Constrained, otherwise capacity available =153 kVA | --> | 0.19 | 0 | 0 | 0.184 | 0 |  | --> | C11 ex LOUGHLINSTOWN | Loughlinstown [T41,T42] | CARRICKMINES |  | 53.2388 | -6.1166
039491 | MV/LV Substation OC***491 |  | 10 kV | _ | LV | 400 kVA :Kiosk Substation | 0.4 | --> | 0.4 | 0.319 | 3.45 |  | --> | 0.38 | 0 | 0.007 | 0.364 | 0 |  | --> | C20 ex TRIMMS LANE | Trimms Lane [T41,T42] | SALTHILL |  | 53.2646 | -9.0697
071869 | MV/LV Substation RO***869 |  | 10 kV | _ | LV | 400 kVA :Kiosk Substation | 0.4 | --> | 0.4 | 0.262 | 5.58 |  | --> | 0.38 | 0 | 0.034 | 0.336 | 0 |  | --> | C11 ex KILCOOLE | Kilcoole [T41,T42] | FASSAROE |  | 53.0849 | -6.1117
034316 | MV/LV Substation FE***316 |  | 20 kV | _ | LV | 400 kVA :Building Structure | 0.4 | --> | 0.4 | 0.352 | 0.57 |  | --> | 0.38 | 0 | 0 | 0 | 0 | Constrained, otherwise capacity available =374 kW | --> | E19 ex LAWLESSTOWN | Lawlesstown [T42,T421] | DOON |  | 52.464 | -7.6837
249321 | MV/LV Substation SH***321 |  | 10 kV | _ | LV | 50 kVA :Pole Substation | 0.05 | --> | 0.05 | 0 | 0 | Constrained, otherwise capacity available =45 kVA | --> | 0.048 | 0 | 0 | 0 | 0 | Constrained, otherwise capacity available =47 kW | --> | C19 ex LISMORE | Lismore [T41,T42] | DUNGARVAN |  | 52.1245 | -8.084
081458Z | MV/LV Substation WA***458Z |  | 10 kV | _ | LV | 50 kVA :Pole Substation | 0.05 | --> | 0.05 | 0 | 0 | Constrained, otherwise capacity available =50 kVA | --> | 0.048 | 0 | 0 | 0 | 0 | Constrained, otherwise capacity available =48 kW | --> | C16 ex LEIXLIP | Leixlip [T41,T42] | GRIFFINRATH |  | 53.3466 | -6.4956
020735X | MV/LV Substation RE***735X |  | 10 kV | _ | LV | 1000 kVA :Building Structure | 1 | --> | 1 | 0 | 0 | Constrained, otherwise capacity available =1000 kVA | --> | 0.95 | 0 | 0 | 0 | 0 | Constrained, otherwise capacity available =950 kW | --> | C15 ex COOLCORCORAN | Coolcorcoran [T41,T42] | KNOCKEARAGH |  | 52.0683 | -9.5168
065715 | MV/LV Substation LO***715 |  | 10 kV | _ | LV | 50 kVA :Pole Substation | 0.05 | --> | 0.05 | 0 | 0 | Constrained, otherwise capacity available =34 kVA | --> | 0.048 | 0 | 0.01 | 0 | 0 | Constrained, otherwise capacity available =38 kW | --> | C16 ex LOUGHSHINNY | Loughshinny [T41,T42] | GLASMORE |  | 53.5627 | -6.1294
012013 | MV/LV Substation PO***013 |  | 10 kV | _ | LV | 200 kVA :Pole Substation | 0.2 | --> | 0.2 | 0 | 0 | Constrained, otherwise capacity available =105 kVA | --> | 0.19 | 0 | 0.101 | 0 | 0 | Constrained, otherwise capacity available =102 kW | --> | C11 ex POLLERTON | Pollerton [T41,T42] | CARLOW |  | 52.8396 | -6.8953
0074604 | MV/LV Substation BM***4604 |  | 20 kV | _ | LV | 50 kVA :Pole Substation | 0.05 | --> | 0.05 | 0.05 | 16.12 |  | --> | 0.048 | 0 | 0 | 0.048 | 0 |  | --> | E17 ex WEXFORD | Wexford [T121,T122] | WEXFORD |  | 52.2789 | -6.7163
058638Y | MV/LV Substation CL***638Y |  | 10 kV | _ | LV | 50 kVA :Pole Substation | 0.05 | --> | 0.05 | 0.046 | 0.18 |  | --> | 0.048 | 0 | 0 | 0 | 0 | Constrained, otherwise capacity available =47 kW | --> | C16 ex TOOMEVARA | Toomevara [T42] | NENAGH |  | 52.8585 | -8.0837
2814002 | MV/LV Substation PH***4002 |  | 10 kV | _ | LV | 630 kVA :Building Structure | 0.63 | --> | 0.63 | 0.5 | 4.67 |  | --> | 0.598 | 0 | 0 | 0.5 | 0 |  | --> | C20 ex CENTRE PARK ROAD | Marina [T105,T106] | MARINA |  | 51.895 | -8.4494
014739X | MV/LV Substation CR***739X |  | 20 kV | _ | LV | 100 kVA :Pole Substation | 0.1 | --> | 0.1 | 0.072 | 0.63 |  | --> | 0.095 | 0 | 0.006 | 0 | 0 | Constrained, otherwise capacity available =87 kW | --> | E12 ex KILCULLEN | Kilcullen [T41,T42,T424] | STRATFORD |  | 53.0203 | -6.8059
016258Z | MV/LV Substation GR***258Z |  | 20 kV | _ | LV | 630 kVA :Building Structure | 0.63 | --> | 0.63 | 0 | 0 | Constrained, otherwise capacity available =604 kVA | --> | 0.598 | 0 | 0 | 0 | 0 | Constrained, otherwise capacity available =595 kW | --> | E58 ex GRANGE CASTLE |  |  |  | 53.2965 | -6.4665
122953 | MV/LV Substation CL***953 |  | 10 kV | _ | LV | 200 kVA :Kiosk Substation | 0.2 | --> | 0.2 | 0.175 | 4.18 |  | --> | 0.19 | 0 | 0 | 0 | 0 | Constrained, otherwise capacity available =187 kW | --> | C19 ex KINGSCOURT | Kingscourt [T41,T42] | MEATH HILL |  | 53.8226 | -6.7477
018410Z | MV/LV Substation FR***410Z |  | 10 kV | _ | LV | 100 kVA :Pole Substation | 0.1 | --> | 0.1 | 0.099 | 3.75 |  | --> | 0.095 | 0 | 0 | 0 | 0 | Constrained, otherwise capacity available =95 kW | --> | C18 ex SMEARLA | Smearla [T41,T42] | TRIEN |  | 52.4107 | -9.5948
0894092 | MV/LV Substation EA***4092 |  | 20 kV | _ | LV | 100 kVA :Pole Substation | 0.1 | --> | 0.1 | 0.1 | 3.56 |  | --> | 0.095 | 0 | 0 | 0 | 0 | Constrained, otherwise capacity available =95 kW | --> | E22 ex ENNISCRONE | Enniscrone [T421,T422] | MOY |  | 54.2856 | -8.9629
0684191 | MV/LV Substation GR***4191 |  | 10 kV | _ | LV | 630 kVA :Kiosk Substation | 0.63 | --> | 0.63 | 0 | 0 | Constrained, otherwise capacity available =571 kVA | --> | 0.598 | 0 | 0.022 | 0.5 | 0 |  | --> | C16 ex WHITEHALL | Whitehall [T41] | FINGLAS |  | 53.3685 | -6.2463
012720X | MV/LV Substation KI***720X |  | 20 kV | _ | LV | 50 kVA :Pole Substation | 0.05 | --> | 0.05 | 0.028 | 2.83 |  | --> | 0.048 | 0 | 0.025 | 0 | 0 | Constrained, otherwise capacity available =26 kW | --> | E12 ex BAGENALSTOWN | Bagenalstown [T421,T422] | CARLOW |  | 52.6889 | -6.9639
046153X | MV/LV Substation IN***153X |  | 10 kV | _ | LV | 100 kVA :Pole Substation | 0.1 | --> | 0.1 | 0 | 0 | Constrained, otherwise capacity available =88 kVA | --> | 0.095 | 0 | 0 | 0.093 | 0 |  | --> | C12 ex CRANMORE | Cranmore [T41,T42] | SLIGO |  | 54.2358 | -8.4451
073728 | MV/LV Substation BA***728 |  | 20 kV | _ | LV | 50 kVA :Pole Substation | 0.05 | --> | 0.05 | 0 | 0 | Constrained, otherwise capacity available =27 kVA | --> | 0.048 | 0 | 0.005 | 0 | 0 | Constrained, otherwise capacity available =41 kW | --> | C16 ex MOATE | Moate [T41,T42] | ATHLONE |  | 53.4907 | -7.6716
244327 | MV/LV Substation OU***327 |  | 20 kV | _ | LV | 100 kVA :Pole Substation | 0.1 | --> | 0.1 | 0 | 0 | Constrained, otherwise capacity available =83 kVA | --> | 0.095 | 0 | 0 | 0 | 0 | Constrained, otherwise capacity available =93 kW | --> | E12 ex MILLTOWN (SR) | Milltown (sr) [T421,T422] | OUGHTRAGH |  | 52.0506 | -9.8298
012866 | MV/LV Substation CL***866 |  | 20 kV | _ | LV | 100 kVA :Pole Substation | 0.1 | --> | 0.1 | 0.079 | 2.83 |  | --> | 0.095 | 0 | 0 | 0 | 0 | Constrained, otherwise capacity available =92 kW | --> | E17 ex BAGENALSTOWN | Bagenalstown [T421,T422] | CARLOW |  | 52.7191 | -6.995
238778X | MV/LV Substation FI***778X |  | 20 kV | _ | LV | 50 kVA :Pole Substation | 0.05 | --> | 0.05 | 0 | 0 | Constrained, otherwise capacity available =5 kVA | --> | 0.048 | 0 | 0 | 0 | 0 | Constrained, otherwise capacity available =41 kW | --> | E13 ex BALLINROBE | Ballinrobe [T421,T422] | DALTON |  | 53.6288 | -9.2331
001361 | MV/LV Substation CL***361 |  | 10 kV | _ | LV | 400 kVA :Kiosk Substation | 0.4 | --> | 0.4 | 0.284 | 1.16 |  | --> | 0.38 | 0 | 0.052 | 0.325 | 0 |  | --> | C23 ex MOUNT MERRION | Mount Merrion [T41,T42] | CARRICKMINES |  | 53.2913 | -6.2145
0094257 | MV/LV Substation BA***4257 |  | 20 kV | _ | LV | 50 kVA :Pole Substation | 0.05 | --> | 0.05 | 0 | 0 | Constrained, otherwise capacity available =50 kVA | --> | 0.048 | 0 | 0 | 0 | 0 | Constrained, otherwise capacity available =48 kW | --> | E11 ex KILCARRAGH | Kilcarragh [T421,T422] | BUTLERSTOWN |  | 52.2234 | -7.0514
110661 | MV/LV Substation SC***661 |  | 10 kV | _ | LV | 100 kVA :Pole Substation | 0.1 | --> | 0.1 | 0.085 | 0.76 |  | --> | 0.095 | 0 | 0 | 0 | 0 | Constrained, otherwise capacity available =93 kW | --> | C16 ex KENMARE | Kenmare [T42] | KNOCKEARAGH |  | 51.8815 | -9.5811
009110Y | MV/LV Substation WA***110Y |  | 10 kV | _ | LV | 400 kVA :Kiosk Substation | 0.4 | --> | 0.4 | 0.394 | 0.53 |  | --> | 0.38 | 0 | 0.005 | 0 | 0 | Constrained, otherwise capacity available =376 kW | --> | C11 ex MANOR STREET | Manor Street [T41,T42] | WATERFORD |  | 52.2498 | -7.0735
017395X | MV/LV Substation DO***395X |  | 10 kV | _ | LV | 50 kVA :Pole Substation | 0.05 | --> | 0.05 | 0.04 | 1.05 |  | --> | 0.048 | 0 | 0 | 0 | 0 | Constrained, otherwise capacity available =46 kW | --> | C16 ex NEWCASTLEWEST | Newcastlewest [T41,T42] | RATHKEALE |  | 52.4616 | -9.0977
281210Z | MV/LV Substation BL***210Z |  | 10 kV | _ | LV | 400 kVA :Building Structure | 0.4 | --> | 0.4 | 0.196 | 5.49 |  | --> | 0.38 | 0 | 0 | 0.351 | 0 |  | --> | C22 ex TRABEG | Trabeg [T101,T102] | TRABEG |  | 51.8508 | -8.4841
0184054 | MV/LV Substation FU***4054 |  | 20 kV | _ | LV | 50 kVA :Pole Substation | 0.05 | --> | 0.05 | 0.044 | 3.75 |  | --> | 0.048 | 0 | 0 | 0 | 0 | Constrained, otherwise capacity available =47 kW | --> | C18 ex SMEARLA | Smearla [T41,T42] | TRIEN |  | 52.4095 | -9.4801
046037 | MV/LV Substation DE***037 |  | 10 kV | _ | LV | 400 kVA :Building Structure | 0.4 | --> | 0.4 | 0 | 0 | Constrained, otherwise capacity available =398 kVA | --> | 0.38 | 0 | 0 | 0.38 | 0 |  | --> | C18 ex FINISKLIN | Finisklin [T41,T42] | SLIGO |  | 54.2785 | -8.4846
023413Y | MV/LV Substation MI***413Y |  | 10 kV | _ | LV | 50 kVA :Pole Substation | 0.05 | --> | 0.05 | 0 | 0 | Constrained, otherwise capacity available =42 kVA | --> | 0.048 | 0 | 0 | 0 | 0 | Constrained, otherwise capacity available =46 kW | --> | C13 ex FERMOY NORTH | Fermoy North [T41,T42] | BARRYMORE |  | 52.1463 | -8.2832
154152Z | MV/LV Substation RO***152Z |  | 10 kV | _ | LV | 400 kVA :Kiosk Substation | 0.4 | --> | 0.4 | 0.298 | 7.91 |  | --> | 0.38 | 0 | 0.057 | 0.324 | 0 |  | --> | C23 ex PELLETSTOWN | Pelletstown [T101,T102] | FINGLAS |  | 53.3825 | -6.3743
064147Z | MV/LV Substation M1***147Z |  | 20 kV | _ | LV | 400 kVA :Building Structure | 0.4 | --> | 0.4 | 0 | 0 | Constrained, otherwise capacity available =180 kVA | --> | 0.38 | 0 | 0 | 0 | 0 | Constrained, otherwise capacity available =349 kW | --> | E15 ex JULIANSTOWN | Julianstown [T421,T422] | DRYBRIDGE |  | 53.6394 | -6.2577
011509Z | MV/LV Substation WH***509Z |  | 10 kV | _ | LV | 200 kVA :Kiosk Substation | 0.2 | --> | 0.2 | 0 | 0 | Constrained, otherwise capacity available =172 kVA | --> | 0.19 | 0 | 0.02 | 0 | 0 | Constrained, otherwise capacity available =171 kW | --> | C23 ex GORESBRIDGE | Goresbridge [T41,T42] | KILKENNY |  | 52.6803 | -7.0283
001028 | MV/LV Substation LO***028 |  | 10 kV | _ | LV | 400 kVA :Building Structure | 0.4 | --> | 0.4 | 0 | 0 | Constrained, otherwise capacity available =224 kVA | --> | 0.38 | 0 | 0 | 0.355 | 0 |  | --> | C12 ex LOUGHLINSTOWN | Loughlinstown [T41,T42] | CARRICKMINES |  | 53.2433 | -6.1328
0094233 | MV/LV Substation TE***4233 |  | 10 kV | _ | LV | 400 kVA :Building Structure | 0.4 | --> | 0.4 | 0.391 | 13.6 |  | --> | 0.38 | 0 | 0.05 | 0.342 | 0 |  | --> | C22 ex KILLOTERAN | Killoteran [T101,T102] | KILLOTERAN |  | 52.2421 | -7.1783
017244Y | MV/LV Substation CL***244Y |  | 10 kV | _ | LV | 100 kVA :Pole Substation | 0.1 | --> | 0.1 | 0.098 | 1.58 |  | --> | 0.095 | 0 | 0 | 0 | 0 | Constrained, otherwise capacity available =95 kW | --> | C18 ex FOYNES | Foynes [T41,T42] | RATHKEALE |  | 52.6021 | -8.9985
209287 | MV/LV Substation FA***287 |  | 20 kV | _ | LV | 50 kVA :Pole Substation | 0.05 | --> | 0.05 | 0 | 0 | Constrained, otherwise capacity available =48 kVA | --> | 0.048 | 0 | 0 | 0 | 0 | Constrained, otherwise capacity available =47 kW | --> | C21 ex MILFORD (NR) | Milford (nr) [T41,T42] | LETTERKENNY |  | 55.1512 | -7.6944
067656Y | MV/LV Substation EI***656Y |  | 20 kV | _ | LV | 400 kVA :Kiosk Substation | 0.4 | --> | 0.4 | 0.322 | 13.8 |  | --> | 0.38 | 0 | 0 | 0.369 | 0 |  | --> | C14 ex SINGLAND | Singland [T101,T102] | SINGLAND |  | 52.6396 | -8.5478
154573 | MV/LV Substation HO***573 |  | 10 kV | _ | LV | 200 kVA :Kiosk Substation | 0.2 | --> | 0.2 | 0 | 0 | Constrained, otherwise capacity available =195 kVA | --> | 0.19 | 0 | 0 | 0.189 | 0 |  | --> | C20 ex COLLEGE PARK | College Park [T101,T102,T103] | COLLEGE PARK |  | 53.3871 | -6.372
0094359 | MV/LV Substation BR***4359 |  | 10 kV | _ | LV | 400 kVA :Kiosk Substation | 0.4 | --> | 0.4 | 0 | 0 | Constrained, otherwise capacity available =400 kVA | --> | 0.38 | 0 | 0 | 0 | 0 | Constrained, otherwise capacity available =380 kW | --> | C21 ex WATERFORD IND EST | Waterford Ind Est [T41,T42,T44] | BUTLERSTOWN |  | 52.2317 | -7.1318
042069 | MV/LV Substation TE***069 |  | 10 kV | _ | LV | 200 kVA :Kiosk Substation | 0.2 | --> | 0.2 | 0 | 0 | Constrained, otherwise capacity available =118 kVA | --> | 0.19 | 0 | 0 | 0 | 0 | Constrained, otherwise capacity available =178 kW | --> | C13 ex KNOCKAPHUNTA | Knockaphunta [T41,T42] | CASTLEBAR |  | 53.8527 | -9.2966
0314273 | MV/LV Substation CA***4273 |  | 20 kV | _ | LV | 50 kVA :Pole Substation | 0.05 | --> | 0.05 | 0 | 0 | Constrained, otherwise capacity available =50 kVA | --> | 0.048 | 0 | 0 | 0 | 0 | Constrained, otherwise capacity available =48 kW | --> | C17 ex COLLIGAN | Colligan [T41,T42] | DUNGARVAN |  | 52.0942 | -7.702
047299 | MV/LV Substation AB***299 |  | 10 kV | _ | LV | 200 kVA :Kiosk Substation | 0.2 | --> | 0.2 | 0.146 | 1.04 |  | --> | 0.19 | 0 | 0.031 | 0 | 0 | Constrained, otherwise capacity available =160 kW | --> | C15 ex BOYLE | Boyle [T41,T42] | CARRICK ON SHANNON |  | 53.9766 | -8.2896
001002X | MV/LV Substation CL***002X |  | 10 kV | _ | LV | 400 kVA :Kiosk Substation | 0.4 | --> | 0.4 | 0.299 | 1.16 |  | --> | 0.38 | 0 | 0.018 | 0.353 | 0 |  | --> | C18 ex MOUNT MERRION | Mount Merrion [T41,T42] | CARRICKMINES |  | 53.2989 | -6.1964
032331Y | MV/LV Substation AM***331Y |  | 10 kV | _ | LV | 400 kVA :Kiosk Substation | 0.4 | --> | 0.4 | 0 | 0 | Constrained, otherwise capacity available =341 kVA | --> | 0.38 | 0 | 0 | 0 | 0 | Constrained, otherwise capacity available =372 kW | --> | C16 ex TRAMORE | Tramore [T41,T42] | BUTLERSTOWN |  | 52.1597 | -7.1455
1824104 | MV/LV Substation ST***4104 |  | 20 kV | _ | LV | 400 kVA :Kiosk Substation | 0.4 | --> | 0.4 | 0 | 0 | Constrained, otherwise capacity available =349 kVA | --> | 0.38 | 0 | 0.021 | 0 | 0 | Constrained, otherwise capacity available =357 kW | --> | C17 ex TULLA | Tulla [T41,T42] | ENNIS |  | 52.8633 | -8.7623
082209Y | MV/LV Substation CU***209Y |  | 20 kV | _ | LV | 50 kVA :Pole Substation | 0.05 | --> | 0.05 | 0 | 0 | Constrained, otherwise capacity available =50 kVA | --> | 0.048 | 0 | 0 | 0 | 0 | Constrained, otherwise capacity available =48 kW | --> | E19 ex SLANE | Slane [T421] | DRYBRIDGE |  | 53.7124 | -6.6284
082948Y | MV/LV Substation BR***948Y |  | 20 kV | _ | LV | 50 kVA :Pole Substation | 0.05 | --> | 0.05 | 0 | 0 | Constrained, otherwise capacity available =50 kVA | --> | 0.048 | 0 | 0 | 0 | 0 | Constrained, otherwise capacity available =48 kW | --> | E17 ex DULEEK | Duleek [T421,T422] | DRYBRIDGE |  | 53.6339 | -6.5626
021358Z | MV/LV Substation KI***358Z |  | 10 kV | _ | LV | 100 kVA :Pole Substation | 0.1 | --> | 0.1 | 0 | 0 | Constrained, otherwise capacity available =61 kVA | --> | 0.095 | 0 | 0 | 0.09 | 0 |  | --> | C31 ex KILBARRY | Kilbarry [T101,T43] | KILBARRY |  | 51.9415 | -8.4516
007750Y | MV/LV Substation AR***750Y |  | 20 kV | _ | LV | 100 kVA :Pole Substation | 0.1 | --> | 0.1 | 0.084 | 0.14 |  | --> | 0.095 | 0 | 0.006 | 0 | 0 | Constrained, otherwise capacity available =88 kW | --> | C12 ex CARRIGLAWN | Carriglawn [T41,T42] | WEXFORD |  | 52.364 | -6.4491
081465Z | MV/LV Substation LA***465Z |  | 10 kV | _ | LV | 400 kVA :Kiosk Substation | 0.4 | --> | 0.4 | 0 | 0 | Constrained, otherwise capacity available =374 kVA | --> | 0.38 | 0 | 0 | 0.376 | 0 |  | --> | C14 ex INCHICORE NORTH | Inchicore North [T41] | INCHICORE 220KV |  | 53.343 | -6.3376
009655X | MV/LV Substation BA***655X |  | 20 kV | _ | LV | 630 kVA :Kiosk Substation | 0.63 | --> | 0.63 | 0 | 0 | Constrained, otherwise capacity available =554 kVA | --> | 0.598 | 0 | 0.016 | 0 | 0 | Constrained, otherwise capacity available =576 kW | --> | E11 ex KILCARRAGH | Kilcarragh [T421,T422] | BUTLERSTOWN |  | 52.2255 | -7.0634
0664176 | MV/LV Substation SO***4176 |  | 20 kV | _ | LV | 400 kVA :Kiosk Substation | 0.4 | --> | 0.4 | 0 | 0 | Constrained, otherwise capacity available =347 kVA | --> | 0.38 | 0 | 0.01 | 0 | 0 | Constrained, otherwise capacity available =365 kW | --> | E11 ex GLASMORE | Glasmore [T421,T422] | GLASMORE |  | 53.4906 | -6.1424
0644172 | MV/LV Substation MO***4172 |  | 10 kV | _ | LV | 200 kVA :Kiosk Substation | 0.2 | --> | 0.2 | 0 | 0 | Constrained, otherwise capacity available =184 kVA | --> | 0.19 | 0 | 0 | 0 | 0 | Constrained, otherwise capacity available =188 kW | --> | C12 ex MORNINGTON ROAD | Mornington Road [T41,T42] | DRYBRIDGE |  | 53.7145 | -6.3363
011582Z | MV/LV Substation PU***582Z |  | 10 kV | _ | LV | 200 kVA :Kiosk Substation | 0.2 | --> | 0.2 | 0.2 | 2.8 |  | --> | 0.19 | 0 | 0 | 0 | 0 | Constrained, otherwise capacity available =190 kW | --> | C18 ex PURCELLS INCH | Purcells Inch [T41,T42] | KILKENNY |  | 52.6443 | -7.2095
0674283 | MV/LV Substation ID***4283 |  | 20 kV | _ | LV | 630 kVA :Building Structure | 0.63 | --> | 0.63 | 0.5 | 6.81 |  | --> | 0.598 | 0 | 0 | 0.5 | 0 |  | --> | C03 ex AHANE | Ahane [T102] | AHANE |  | 52.6688 | -8.5407
2884180 | MV/LV Substation PA***4180 |  | 10 kV | _ | LV | 630 kVA :Kiosk Substation | 0.63 | --> | 0.63 | 0 | 0 | Constrained, otherwise capacity available =596 kVA | --> | 0.598 | 0 | 0.024 | 0.5 | 0 |  | --> | C17 ex CARRICKMINES | Carrickmines [T41,T42] | CARRICKMINES |  | 53.2378 | -6.1991
066236X | MV/LV Substation ST***236X |  | 10 kV | _ | LV | 100 kVA :Pole Substation | 0.1 | --> | 0.1 | 0 | 0 | Constrained, otherwise capacity available =64 kVA | --> | 0.095 | 0 | 0.003 | 0 | 0 | Constrained, otherwise capacity available =88 kW | --> | C15 ex MALAHIDE | Malahide [T41,T42] | GLASMORE |  | 53.4203 | -6.1425
053187Z | MV/LV Substation BA***187Z |  | 10 kV | _ | LV | 50 kVA :Pole Substation | 0.05 | --> | 0.05 | 0.043 | 2.39 |  | --> | 0.048 | 0 | 0 | 0 | 0 | Constrained, otherwise capacity available =46 kW | --> | C18 ex SRAH | Srah [T41,T42] | THORNSBERRY |  | 53.2939 | -7.5632
039090 | MV/LV Substation DE***090 |  | 10 kV | _ | LV | 630 kVA :Kiosk Substation | 0.63 | --> | 0.63 | 0.5 | 3.45 |  | --> | 0.598 | 0 | 0.063 | 0.5 | 0 |  | --> | C20 ex TRIMMS LANE | Trimms Lane [T41,T42] | SALTHILL |  | 53.2657 | -9.0731
011059 | MV/LV Substation HI***059 |  | 10 kV | _ | LV | 50 kVA :Pole Substation | 0.05 | --> | 0.05 | 0.046 | 5.05 |  | --> | 0.048 | 0 | 0 | 0 | 0 | Constrained, otherwise capacity available =47 kW | --> | C14 ex MCDONAGH | Mcdonagh [T41,T42] | KILKENNY |  | 52.6394 | -7.1732
050877 | MV/LV Substation BA***877 |  | 10 kV | _ | LV | 50 kVA :Pole Substation | 0.05 | --> | 0.05 | 0.044 | 7.61 |  | --> | 0.048 | 0 | 0 | 0 | 0 | Constrained, otherwise capacity available =47 kW | --> | C19 ex GARRYCASTLE | Garrycastle [T41,T42] | ATHLONE |  | 53.3233 | -7.9225
0064428 | MV/LV Substation CN***4428 |  | 10 kV | _ | LV | 630 kVA :Kiosk Substation | 0.63 | --> | 0.63 | 0.5 | 3.12 |  | --> | 0.598 | 0 | 0 | 0 | 0 | Constrained, otherwise capacity available =598 kW | --> | C14 ex BELLFIELD | Bellfield [T41,T42] | CRANE |  | 52.5139 | -6.5793
015430Z | MV/LV Substation TR***430Z |  | 10 kV | _ | LV | 400 kVA :Kiosk Substation | 0.4 | --> | 0.4 | 0 | 0 | Constrained, otherwise capacity available =180 kVA | --> | 0.38 | 0 | 0.005 | 0 | 0 | Constrained, otherwise capacity available =356 kW | --> | E20 ex BLESSINGTON | Blessington [T421,T422] | KILTEEL |  | 53.1739 | -6.5282
258964 | MV/LV Substation SH***964 |  | 20 kV | _ | LV | 50 kVA :Pole Substation | 0.05 | --> | 0.05 | 0.05 | 1.86 |  | --> | 0.048 | 0 | 0 | 0 | 0 | Constrained, otherwise capacity available =47 kW | --> | E18 ex CREESLOUGH | Creeslough [T421] | ARDNAGAPPARY |  | 55.1094 | -7.8878
110082 | MV/LV Substation CR***082 |  | 20 kV | _ | LV | 50 kVA :Pole Substation | 0.05 | --> | 0.05 | 0.046 | 0.76 |  | --> | 0.048 | 0 | 0.006 | 0 | 0 | Constrained, otherwise capacity available =42 kW | --> | E11 ex KILGARVAN | Kilgarvan [T421] | KNOCKEARAGH |  | 51.8986 | -9.5023
093393Z | MV/LV Substation HA***393Z |  | 10 kV | _ | LV | 630 kVA :Kiosk Substation | 0.63 | --> | 0.63 | 0 | 0 | Constrained, otherwise capacity available =552 kVA | --> | 0.598 | 0 | 0.011 | 0.5 | 0 |  | --> | C24 ex POPPINTREE | Poppintree [T101,T102] | FINGLAS |  | 53.4053 | -6.2873
017569 | MV/LV Substation GO***569 |  | 10 kV | _ | LV | 400 kVA :Kiosk Substation | 0.4 | --> | 0.4 | 0.358 | 4.23 |  | --> | 0.38 | 0 | 0.014 | 0 | 0 | Constrained, otherwise capacity available =364 kW | --> | C13 ex CHURCHTOWN | Churchtown [T41] | RATHKEALE |  | 52.4561 | -9.049
1374121 | MV/LV Substation BA***4121 |  | 10 kV | _ | LV | 100 kVA :Pole Substation | 0.1 | --> | 0.1 | 0.094 | 3.74 |  | --> | 0.095 | 0 | 0.025 | 0 | 0 | Constrained, otherwise capacity available =76 kW | --> | C11 ex KILFLYNN | Kilflynn [T41,T42] | TRALEE |  | 52.3404 | -9.709
142944 | MV/LV Substation GR***944 |  | 10 kV | _ | LV | 50 kVA :Pole Substation | 0.05 | --> | 0.05 | 0 | 0 | Constrained, otherwise capacity available =40 kVA | --> | 0.048 | 0 | 0 | 0 | 0 | Constrained, otherwise capacity available =46 kW | --> | C11 ex ATHENRY | Athenry [T41,T42] | GALWAY 110KV |  | 53.2642 | -8.8228
081678Y | MV/LV Substation BA***678Y |  | 10 kV | _ | LV | 200 kVA :Kiosk Substation | 0.2 | --> | 0.2 | 0 | 0 | Constrained, otherwise capacity available =111 kVA | --> | 0.19 | 0 | 0.045 | 0 | 0 | Constrained, otherwise capacity available =144 kW | --> | C12 ex MONEYCOOLEY | Moneycooley [T41,T42,T44] | GRIFFINRATH |  | 53.3504 | -6.5529
207894 | MV/LV Substation GO***894 |  | 10 kV | _ | LV | 200 kVA :Pole Substation | 0.2 | --> | 0.2 | 0.157 | 3.38 |  | --> | 0.19 | 0 | 0.009 | 0 | 0 | Constrained, otherwise capacity available =177 kW | --> | C15 ex GLENGOOLE | Glengoole [T41] | THURLES |  | 52.6738 | -7.606
142798X | MV/LV Substation CO***798X |  | 20 kV | _ | LV | 50 kVA :Pole Substation | 0.05 | --> | 0.05 | 0 | 0 | Constrained, otherwise capacity available =50 kVA | --> | 0.048 | 0 | 0 | 0 | 0 | Constrained, otherwise capacity available =47 kW | --> | E21 ex ATHENRY | Athenry [T423] | GALWAY 110KV |  | 53.3956 | -8.6236
025802Y | MV/LV Substation FE***802Y |  | 20 kV | _ | LV | 50 kVA :Pole Substation | 0.05 | --> | 0.05 | 0.044 | 6.21 |  | --> | 0.048 | 0 | 0 | 0 | 0 | Constrained, otherwise capacity available =47 kW | --> | E28 ex MILFORD (MWR) | Milford (mwr) [T422] | CHARLEVILLE |  | 52.3896 | -8.8852
047299X | MV/LV Substation DR***299X |  | 10 kV | _ | LV | 200 kVA :Pole Substation | 0.2 | --> | 0.2 | 0.2 | 1.04 |  | --> | 0.19 | 0 | 0 | 0 | 0 | Constrained, otherwise capacity available =190 kW | --> | C15 ex BOYLE | Boyle [T41,T42] | CARRICK ON SHANNON |  | 53.9747 | -8.2855
2814228 | MV/LV Substation NA***4228 |  | 10 kV | _ | LV | 1000 kVA :Building Structure | 1 | --> | 1 | 0.5 | 4.67 |  | --> | 0.95 | 0 | 0 | 0.5 | 0 |  | --> | C26 ex CENTRE PARK ROAD | Marina [T105,T106] | MARINA |  | 51.8978 | -8.461
026641Y | MV/LV Substation GA***641Y |  | 10 kV | _ | LV | 50 kVA :Pole Substation | 0.05 | --> | 0.05 | 0 | 0 | Constrained, otherwise capacity available =47 kVA | --> | 0.048 | 0 | 0.005 | 0 | 0 | Constrained, otherwise capacity available =43 kW | --> | C13 ex TIMOLEAGUE | Timoleague [T41] | BANDON |  | 51.6621 | -8.6597
093258Z | MV/LV Substation SC***258Z |  | 10 kV | _ | LV | 400 kVA :Kiosk Substation | 0.4 | --> | 0.4 | 0.364 | 7.91 |  | --> | 0.38 | 0 | 0 | 0.375 | 0 |  | --> | C20 ex PELLETSTOWN | Pelletstown [T101,T102] | FINGLAS |  | 53.3801 | -6.318
074189 | MV/LV Substation KE***189 |  | 20 kV | _ | LV | 50 kVA :Pole Substation | 0.05 | --> | 0.05 | 0 | 0 | Constrained, otherwise capacity available =42 kVA | --> | 0.048 | 0 | 0 | 0 | 0 | Constrained, otherwise capacity available =46 kW | --> | C16 ex CARRICK ON SHANNON | Carrick On Shannon [T41,T42] | CARRICK ON SHANNON |  | 53.8284 | -8.0708
093308Z | MV/LV Substation BA***308Z |  | 10 kV | _ | LV | 400 kVA :Kiosk Substation | 0.4 | --> | 0.4 | 0 | 0 | Constrained, otherwise capacity available =371 kVA | --> | 0.38 | 0 | 0 | 0.376 | 0 |  | --> | C20 ex POPPINTREE | Poppintree [T101,T102] | FINGLAS |  | 53.4 | -6.2664
019352X | MV/LV Substation HU***352X |  | 10 kV | _ | LV | 630 kVA :Kiosk Substation | 0.63 | --> | 0.63 | 0.5 | 1.54 |  | --> | 0.598 | 0 | 0.015 | 0 | 0 | Constrained, otherwise capacity available =584 kW | --> | C17 ex BALLYARD | Ballyard [T41,T42] | TRALEE |  | 52.2573 | -9.6863
030109X | MV/LV Substation YO***109X |  | 20 kV | _ | LV | 400 kVA :Building Structure | 0.4 | --> | 0.4 | 0 | 0 | Constrained, otherwise capacity available =359 kVA | --> | 0.38 | 0 | 0.02 | 0 | 0 | Constrained, otherwise capacity available =360 kW | --> | E17 ex FOXHOLE | Foxhole [T421,T422] | DUNGARVAN |  | 51.9511 | -7.8734
081688Y | MV/LV Substation LE***688Y |  | 10 kV | _ | LV | 200 kVA :Kiosk Substation | 0.2 | --> | 0.2 | 0 | 0 | Constrained, otherwise capacity available =175 kVA | --> | 0.19 | 0 | 0 | 0 | 0 | Constrained, otherwise capacity available =187 kW | --> | C18 ex LEIXLIP | Leixlip [T41,T42] | GRIFFINRATH |  | 53.3656 | -6.489
366077X | MV/LV Substation IN***077X |  | 20 kV | _ | LV | 50 kVA :Pole Substation | 0.05 | --> | 0.05 | 0.038 | 0.45 |  | --> | 0.048 | 0 | 0.016 | 0 | 0 | Constrained, otherwise capacity available =34 kW | --> | C16 ex CARRAROE | Carraroe [T42] | SCREEB |  | 53.063 | -9.512
012944 | MV/LV Substation RI***944 |  | 20 kV | _ | LV | 50 kVA :Pole Substation | 0.05 | --> | 0.05 | 0.048 | 2.83 |  | --> | 0.048 | 0 | 0.004 | 0 | 0 | Constrained, otherwise capacity available =44 kW | --> | E17 ex BAGENALSTOWN | Bagenalstown [T421,T422] | CARLOW |  | 52.7491 | -7.0543
340706 | MV/LV Substation MI***706 |  | 10 kV | _ | LV | 400 kVA :Kiosk Substation | 0.4 | --> | 0.4 | 0 | 0 | Constrained, otherwise capacity available =288 kVA | --> | 0.38 | 0 | 0.014 | 0 | 0 | Constrained, otherwise capacity available =354 kW | --> | C16 ex DUNGLOE | Dungloe [T41,T42] | ARDNAGAPPARY |  | 54.9517 | -8.3622
117255Y | MV/LV Substation RO***255Y |  | 20 kV | _ | LV | 200 kVA :Kiosk Substation | 0.2 | --> | 0.2 | 0 | 0 | Constrained, otherwise capacity available =165 kVA | --> | 0.19 | 0 | 0.005 | 0 | 0 | Constrained, otherwise capacity available =181 kW | --> | E14 ex COLLOONEY | Collooney [T421,T422] | SLIGO |  | 54.1672 | -8.6221
340472 | MV/LV Substation PE***472 |  | 10 kV | _ | LV | 50 kVA :Pole Substation | 0.05 | --> | 0.05 | 0 | 0 | Constrained, otherwise capacity available =42 kVA | --> | 0.048 | 0 | 0 | 0 | 0 | Constrained, otherwise capacity available =46 kW | --> | C18 ex DUNGLOE | Dungloe [T41,T42] | ARDNAGAPPARY |  | 54.9561 | -8.3566
2444060 | MV/LV Substation LE***4060 |  | 20 kV | _ | LV | 50 kVA :Pole Substation | 0.05 | --> | 0.05 | 0 | 0 | Constrained, otherwise capacity available =40 kVA | --> | 0.048 | 0 | 0 | 0 | 0 | Constrained, otherwise capacity available =46 kW | --> | E16 ex MILLTOWN (SR) | Milltown (sr) [T421,T422] | OUGHTRAGH |  | 52.1035 | -9.7567
068429X | MV/LV Substation GL***429X |  | 10 kV | _ | LV | 630 kVA :Kiosk Substation | 0.63 | --> | 0.63 | 0.5 | 7.91 |  | --> | 0.598 | 0 | 0 | 0.5 | 0 |  | --> | C29 ex PELLETSTOWN | Pelletstown [T101,T102] | FINGLAS |  | 53.3737 | -6.324
049656X | MV/LV Substation FA***656X |  | 10 kV | _ | LV | 200 kVA :Kiosk Substation | 0.2 | --> | 0.2 | 0.099 | 2.8 |  | --> | 0.19 | 0 | 0.03 | 0 | 0 | Constrained, otherwise capacity available =154 kW | --> | C17 ex GLEBE | Glebe [T41,T42] | RICHMOND |  | 53.721 | -7.7897
032349Y | MV/LV Substation CA***349Y |  | 20 kV | _ | LV | 200 kVA :Kiosk Substation | 0.2 | --> | 0.2 | 0 | 0 | Constrained, otherwise capacity available =170 kVA | --> | 0.19 | 0 | 0.015 | 0 | 0 | Constrained, otherwise capacity available =175 kW | --> | C19 ex TRAMORE | Tramore [T41,T42] | BUTLERSTOWN |  | 52.1703 | -7.155
127347Y | MV/LV Substation BA***347Y |  | 10 kV | _ | LV | 100 kVA :Pole Substation | 0.1 | --> | 0.1 | 0 | 0 | Constrained, otherwise capacity available =92 kVA | --> | 0.095 | 0 | 0.01 | 0 | 0 | Constrained, otherwise capacity available =86 kW | --> | C11 ex LOUGHTAGALLA | Loughtagalla [T41,T42] | THURLES |  | 52.6333 | -7.7517
009795X | MV/LV Substation CA***795X |  | 10 kV | _ | LV | 50 kVA :Pole Substation | 0.05 | --> | 0.05 | 0 | 0 | Constrained, otherwise capacity available =47 kVA | --> | 0.048 | 0 | 0 | 0 | 0 | Constrained, otherwise capacity available =47 kW | --> | C12 ex GRANAGH | Granagh [T41,T42] | WATERFORD |  | 52.289 | -7.2243
192939 | MV/LV Substation HY***939 |  | 20 kV | _ | LV | 200 kVA :Pole Substation | 0.2 | --> | 0.2 | 0.09 | 1.7 |  | --> | 0.19 | 0 | 0 | 0 | 0 | Constrained, otherwise capacity available =184 kW | --> | E15 ex GWEEDORE | Gweedore [T421] | ARDNAGAPPARY |  | 55.0806 | -8.099
4614040 | MV/LV Substation CU***4040 |  | 20 kV | _ | LV | 400 kVA :Kiosk Substation | 0.4 | --> | 0.4 | 0.394 | 2.33 |  | --> | 0.38 | 0 | 0.01 | 0 | 0 | Constrained, otherwise capacity available =372 kW | --> | E14 ex MOY | Moy [T421,T422] | MOY |  | 54.137 | -9.1698
009743X | MV/LV Substation UR***743X |  | 10 kV | _ | LV | 400 kVA :Kiosk Substation | 0.4 | --> | 0.4 | 0 | 0 | Constrained, otherwise capacity available =321 kVA | --> | 0.38 | 0 | 0.014 | 0 | 0 | Constrained, otherwise capacity available =359 kW | --> | C12 ex GRANGE (SR) | Grange (sr) [T41,T42] | BUTLERSTOWN |  | 52.244 | -7.1155
020663X | MV/LV Substation PA***663X |  | 10 kV | _ | LV | 630 kVA :Building Structure | 0.63 | --> | 0.63 | 0 | 0 | Constrained, otherwise capacity available =437 kVA | --> | 0.598 | 0 | 0 | 0 | 0 | Constrained, otherwise capacity available =572 kW | --> | C16 ex COOLCORCORAN | Coolcorcoran [T41,T42] | KNOCKEARAGH |  | 52.0616 | -9.5112
064092Z | MV/LV Substation ST***092Z |  | 20 kV | _ | LV | 100 kVA :Pole Substation | 0.1 | --> | 0.1 | 0 | 0 | Constrained, otherwise capacity available =84 kVA | --> | 0.095 | 0 | 0.006 | 0 | 0 | Constrained, otherwise capacity available =88 kW | --> | E15 ex DULEEK | Duleek [T421,T422] | DRYBRIDGE |  | 53.6945 | -6.4434
3654012 | MV/LV Substation KC***4012 |  | 10 kV | _ | LV | 200 kVA :Kiosk Substation | 0.2 | --> | 0.2 | 0 | 0 | Constrained, otherwise capacity available =172 kVA | --> | 0.19 | 0 | 0 | 0.186 | 0 |  | --> | C12 ex TYMON | Tymon [T41,T42] | COOKSTOWN |  | 53.3101 | -6.3588
253004Y | MV/LV Substation AN***004Y |  | 10 kV | _ | LV | 200 kVA :Kiosk Substation | 0.2 | --> | 0.2 | 0.125 | 10.7 |  | --> | 0.19 | 0 | 0.01 | 0 | 0 | Constrained, otherwise capacity available =172 kW | --> | C22 ex CLOON | Cloon [T42,T421] | CLOON |  | 53.5079 | -8.838
256908 | MV/LV Substation TE***908 |  | 10 kV | _ | LV | 400 kVA :Building Structure | 0.4 | --> | 0.4 | 0.349 | 1.28 |  | --> | 0.38 | 0 | 0 | 0 | 0 | Constrained, otherwise capacity available =373 kW | --> | C18 ex CASTLEREA | Castlerea [T41,T42] | CARRICK ON SHANNON |  | 53.7658 | -8.4757
021562 | MV/LV Substation WO***562 |  | 20 kV | _ | LV | 100 kVA :Pole Substation | 0.1 | --> | 0.1 | 0 | 0 | Constrained, otherwise capacity available =72 kVA | --> | 0.095 | 0 | 0.011 | 0 | 0 | Constrained, otherwise capacity available =83 kW | --> | E18 ex CURRALEIGH | Curraleigh [T421,T422] | KILBARRY |  | 51.9155 | -8.5777
139936Y | MV/LV Substation VO***936Y |  | 10 kV | _ | LV | 200 kVA :Kiosk Substation | 0.2 | --> | 0.2 | 0 | 0 | Constrained, otherwise capacity available =146 kVA | --> | 0.19 | 0 | 0.006 | 0 | 0 | Constrained, otherwise capacity available =178 kW | --> | C17 ex VIRGINIA | Virginia [T41,T42] | MEATH HILL |  | 53.8319 | -7.0832
082510Y | MV/LV Substation Q ***510Y |  | 10 kV | _ | LV | 630 kVA :Kiosk Substation | 0.63 | --> | 0.63 | 0.485 | 2.01 |  | --> | 0.598 | 0 | 0 | 0 | 0 | Constrained, otherwise capacity available =578 kW | --> | C15 ex ABBEYLAND | Abbeyland [T41,T42] | NAVAN |  | 53.6526 | -6.6878
0684432 | MV/LV Substation WA***4432 |  | 10 kV | _ | LV | 1000 kVA :Building Structure | 1 | --> | 1 | 0.5 | 7.91 |  | --> | 0.95 | 0 | 0 | 0.5 | 0 |  | --> | C28 ex PELLETSTOWN | Pelletstown [T101,T102] | FINGLAS |  | 53.3762 | -6.3102
365565X | MV/LV Substation DO***565X |  | 10 kV | _ | LV | 630 kVA :Building Structure | 0.63 | --> | 0.63 | 0 | 0 | Constrained, otherwise capacity available =546 kVA | --> | 0.598 | 0 | 0 | 0.5 | 0 |  | --> | C19 ex BALLYMOUNT | Ballymount [T41,T42] | INCHICORE 220KV |  | 53.3116 | -6.357
062900 | MV/LV Substation GR***900 |  | 20 kV | _ | LV | 50 kVA :Pole Substation | 0.05 | --> | 0.05 | 0.045 | 19.76 |  | --> | 0.048 | 0 | 0 | 0.047 | 0 |  | --> | E19 ex MULLAGHARLIN | Mullagharlin [T121,T122] | MULLAGHARLIN |  | 53.959 | -6.4885
007865Z | MV/LV Substation SO***865Z |  | 10 kV | _ | LV | 200 kVA :Kiosk Substation | 0.2 | --> | 0.2 | 0.166 | 1.4 |  | --> | 0.19 | 0 | 0.028 | 0 | 0 | Constrained, otherwise capacity available =165 kW | --> | E18 ex KILLINICK | Killinick [T421,T422] | WEXFORD |  | 52.2647 | -6.3831
117220 | MV/LV Substation WA***220 |  | 10 kV | _ | LV | 50 kVA :Pole Substation | 0.05 | --> | 0.05 | 0.05 | 0.32 |  | --> | 0.048 | 0 | 0 | 0 | 0 | Constrained, otherwise capacity available =47 kW | --> | C18 ex BALLYMOTE | Ballymote [T41] | SLIGO |  | 54.0886 | -8.4927
137129X | MV/LV Substation SE***129X |  | 10 kV | _ | LV | 50 kVA :Pole Substation | 0.05 | --> | 0.05 | 0.048 | 2 |  | --> | 0.048 | 0 | 0 | 0 | 0 | Constrained, otherwise capacity available =47 kW | --> | C19 ex CAUSEWAY | Causeway [T41,T42] | TRALEE |  | 52.3822 | -9.8287
034327 | MV/LV Substation CL***327 |  | 20 kV | _ | LV | 100 kVA :Pole Substation | 0.1 | --> | 0.1 | 0.099 | 0.57 |  | --> | 0.095 | 0 | 0 | 0 | 0 | Constrained, otherwise capacity available =95 kW | --> | E23 ex LAWLESSTOWN | Lawlesstown [T42,T421] | DOON |  | 52.3711 | -7.7884
070915X | MV/LV Substation VE***915X |  | 20 kV | _ | LV | 50 kVA :Pole Substation | 0.05 | --> | 0.05 | 0.041 | 0.76 |  | --> | 0.048 | 0 | 0 | 0 | 0 | Constrained, otherwise capacity available =46 kW | --> | E17 ex RATHMORE | Rathmore [T42,T421] | KNOCKEARAGH |  | 52.0568 | -9.0591
058190Y | MV/LV Substation MI***190Y |  | 10 kV | _ | LV | 400 kVA :Kiosk Substation | 0.4 | --> | 0.4 | 0 | 0 | Constrained, otherwise capacity available =308 kVA | --> | 0.38 | 0 | 0.023 | 0 | 0 | Constrained, otherwise capacity available =350 kW | --> | C11 ex KYLEERAGH | Kyleeragh [T41,T42] | NENAGH |  | 52.8741 | -8.1947
417116X | MV/LV Substation AR***116X |  | 20 kV | _ | LV | 50 kVA :Pole Substation | 0.05 | --> | 0.05 | 0.04 | 8.5 |  | --> | 0.048 | 0 | 0 | 0 | 0 | Constrained, otherwise capacity available =46 kW | --> | E14 ex ARIGNA | Arigna [T121] | ARIGNA |  | 54.0794 | -8.1221
068568X | MV/LV Substation DO***568X |  | 10 kV | _ | LV | 1000 kVA :Building Structure | 1 | --> | 1 | 0 | 0 | Constrained, otherwise capacity available =705 kVA | --> | 0.95 | 0 | 0 | 0.5 | 0 |  | --> | C18 ex PHIBSBORO | Phibsboro [T41,T42] | FINGLAS |  | 53.3515 | -6.2669
139964Y | MV/LV Substation CU***964Y |  | 20 kV | _ | LV | 100 kVA :Pole Substation | 0.1 | --> | 0.1 | 0 | 0 | Constrained, otherwise capacity available =76 kVA | --> | 0.095 | 0 | 0.006 | 0 | 0 | Constrained, otherwise capacity available =87 kW | --> | E21 ex FINEA | Finea [T421,T422] | SHANKILL |  | 53.8609 | -7.3187
0214259 | MV/LV Substation BA***4259 |  | 20 kV | _ | LV | 200 kVA :Kiosk Substation | 0.2 | --> | 0.2 | 0 | 0 | Constrained, otherwise capacity available =182 kVA | --> | 0.19 | 0 | 0.008 | 0.182 | 0 |  | --> | C11 ex RIVERSTOWN | Riverstown [T41,T42] | KILBARRY |  | 52.0068 | -8.3468
034868X | MV/LV Substation KI***868X |  | 10 kV | _ | LV | 100 kVA :Pole Substation | 0.1 | --> | 0.1 | 0.076 | 0.95 |  | --> | 0.095 | 0 | 0.003 | 0 | 0 | Constrained, otherwise capacity available =89 kW | --> | C18 ex SPA ROAD | Spa Road [T41,T42] | DOON |  | 52.3604 | -7.5722
093476Z | MV/LV Substation MA***476Z |  | 10 kV | _ | LV | 630 kVA :Kiosk Substation | 0.63 | --> | 0.63 | 0 | 0 | Constrained, otherwise capacity available =506 kVA | --> | 0.598 | 0 | 0 | 0.5 | 0 |  | --> | C22 ex GRANGE (DR) | Grange (dr) [T41,T42] | GRANGE (DR) |  | 53.4053 | -6.1794
0604209 | MV/LV Substation CA***4209 |  | 10 kV | _ | LV | 50 kVA :Pole Substation | 0.05 | --> | 0.05 | 0 | 0 | Constrained, otherwise capacity available =50 kVA | --> | 0.048 | 0 | 0 | 0 | 0 | Constrained, otherwise capacity available =48 kW | --> | C11 ex DERRYCRAMPH | Derrycramph [T41,T42] | SHANKILL |  | 53.9574 | -7.1236
167382Y | MV/LV Substation CO***382Y |  | 20 kV | _ | LV | 50 kVA :Pole Substation | 0.05 | --> | 0.05 | 0 | 0 | Constrained, otherwise capacity available =37 kVA | --> | 0.048 | 0 | 0 | 0 | 0 | Constrained, otherwise capacity available =46 kW | --> | E21 ex WHITECHURCH | Whitechurch [T421,T422] | KILBARRY |  | 51.9623 | -8.4405
0034194 | MV/LV Substation CA***4194 |  | 10 kV | _ | LV | 400 kVA :Kiosk Substation | 0.4 | --> | 0.4 | 0.338 | 11.58 |  | --> | 0.38 | 0 | 0.035 | 0 | 0 | Constrained, otherwise capacity available =345 kW | --> | C17 ex BALLYBEG | Ballybeg [T101,T102] | CARRICKMINES |  | 52.9801 | -6.0665
109565 | MV/LV Substation EL***565 |  | 10 kV | _ | LV | 630 kVA :Building Structure | 0.63 | --> | 0.63 | 0 | 0 | Constrained, otherwise capacity available =470 kVA | --> | 0.598 | 0 | 0.08 | 0 | 0 | Constrained, otherwise capacity available =524 kW | --> | E16 ex DRUMLINE | Drumline [T421,T422] | DRUMLINE |  | 52.7185 | -8.8708
180666X | MV/LV Substation KN***666X |  | 10 kV | _ | LV | 100 kVA :Pole Substation | 0.1 | --> | 0.1 | 0.092 | 0.68 |  | --> | 0.095 | 0 | 0 | 0 | 0 | Constrained, otherwise capacity available =94 kW | --> | C24 ex MULLAGH | Mullagh [T44] | MEATH HILL |  | 53.7562 | -6.8727
156969Y | MV/LV Substation TI***969Y |  | 20 kV | _ | LV | 50 kVA :Pole Substation | 0.05 | --> | 0.05 | 0.049 | 2.47 |  | --> | 0.048 | 0 | 0 | 0 | 0 | Constrained, otherwise capacity available =47 kW | --> | E19 ex TELAYDON | Telaydon [T42,T421] | LISDRUM |  | 54.284 | -6.9117
2814140 | MV/LV Substation HA***4140 |  | 10 kV | _ | LV | 630 kVA :Building Structure | 0.63 | --> | 0.63 | 0.5 | 10.79 |  | --> | 0.598 | 0 | 0.011 | 0.5 | 0 |  | --> | C12 ex FACTORY CROSS | Factory Cross [T41,T42] | BARNAHELY |  | 51.8332 | -8.3026
324566X | MV/LV Substation AT***566X |  | 10 kV | _ | LV | 200 kVA :Pole Substation | 0.2 | --> | 0.2 | 0 | 0 | Constrained, otherwise capacity available =183 kVA | --> | 0.19 | 0 | 0 | 0 | 0 | Constrained, otherwise capacity available =188 kW | --> | C20 ex BALLYGAR | Ballygar [T41,T42] | ATHLONE |  | 53.569 | -8.2502
165130Y | MV/LV Substation LI***130Y |  | 10 kV | _ | LV | 630 kVA :Building Structure | 0.63 | --> | 0.63 | 0.5 | 0.88 |  | --> | 0.598 | 0 | 0 | 0 | 0 | Constrained, otherwise capacity available =598 kW | --> | C21 ex ROSS CARBERY | Ross Carbery [T41,T42] | DUNMANWAY |  | 51.6039 | -8.9758
009031 | MV/LV Substation HE***031 |  | 10 kV | _ | LV | 630 kVA :Building Structure | 0.63 | --> | 0.63 | 0.337 | 0.95 |  | --> | 0.598 | 0 | 0.019 | 0 | 0 | Constrained, otherwise capacity available =543 kW | --> | C13 ex TYCOR | Tycor [T41,T42] | WATERFORD |  | 52.2512 | -7.1228
1604382 | MV/LV Substation CO***4382 |  | 20 kV | _ | LV | 200 kVA :Pole Substation | 0.2 | --> | 0.2 | 0.121 | 0.12 | Constrained, otherwise capacity available =200 kVA | --> | 0.19 | 0 | 0 | 0.19 | 0 |  | --> | E64 ex ATHY | Athy [T101,T102] | ATHY |  | 53.0933 | -7.0844
207012 | MV/LV Substation ST***012 |  | 10 kV | _ | LV | 100 kVA :Pole Substation | 0.1 | --> | 0.1 | 0 | 2.9 |  | --> | 0.095 | 0 | 0.005 | 0 | 0 | Constrained, otherwise capacity available =76 kW | --> | C18 ex GLENGOOLE | Glengoole [T42] | THURLES |  | 52.57 | -7.6738
0814385 | MV/LV Substation PA***4385 |  | 20 kV | _ | LV | 400 kVA :Kiosk Substation | 0.4 | --> | 0.4 | 0 | 0 | Constrained, otherwise capacity available =343 kVA | --> | 0.38 | 0 | 0.005 | 0.368 | 0 |  | --> | E21 ex ADAMSTOWN | Adamstown [T121,T122] | INCHICORE 220KV |  | 53.333 | -6.412
067165X | MV/LV Substation KI***165X |  | 10 kV | _ | LV | 400 kVA :Kiosk Substation | 0.4 | --> | 0.4 | 0.236 | 13.8 |  | --> | 0.38 | 0 | 0.119 | 0.269 | 0 |  | --> | C19 ex SINGLAND | Singland [T101,T102] | SINGLAND |  | 52.6573 | -8.5704
064145 | MV/LV Substation ST***145 |  | 10 kV | _ | LV | 400 kVA :Kiosk Substation | 0.4 | --> | 0.4 | 0 | 0 | Constrained, otherwise capacity available =241 kVA | --> | 0.38 | 0 | 0.05 | 0 | 0 | Constrained, otherwise capacity available =321 kW | --> | C18 ex RATHMULLAN | Rathmullan [T41,T42] | DRYBRIDGE |  | 53.7064 | -6.3199
008795 | MV/LV Substation VI***795 |  | 10 kV | _ | LV | 50 kVA :Pole Substation | 0.05 | --> | 0.05 | 0 | 0 | Constrained, otherwise capacity available =46 kVA | --> | 0.048 | 0 | 0 | 0 | 0 | Constrained, otherwise capacity available =47 kW | --> | E15 ex CLONROCHE | Clonroche [T421,T422] | WEXFORD |  | 52.4629 | -6.837
210420X | MV/LV Substation CA***420X |  | 10 kV | _ | LV | 50 kVA :Pole Substation | 0.05 | --> | 0.05 | 0 | 0 | Constrained, otherwise capacity available =49 kVA | --> | 0.048 | 0 | 0 | 0 | 0 | Constrained, otherwise capacity available =47 kW | --> | C17 ex CARRICKMACROSS | Carrickmacross [T41,T42] | MEATH HILL |  | 53.9848 | -6.7204
006679X | MV/LV Substation AS***679X |  | 20 kV | _ | LV | 50 kVA :Pole Substation | 0.05 | --> | 0.05 | 0.03 | 4.38 |  | --> | 0.048 | 0 | 0.023 | 0.028 | 0 |  | --> | E13 ex CRANE | Crane [T122] | CRANE |  | 52.4605 | -6.3825
365838X | MV/LV Substation AN***838X |  | 10 kV | _ | LV | 200 kVA :Kiosk Substation | 0.2 | --> | 0.2 | 0 | 0 | Constrained, otherwise capacity available =182 kVA | --> | 0.19 | 0 | 0 | 0.188 | 0 |  | --> | C12 ex WHITESTOWN | Whitestown [T41,T42] | COOKSTOWN |  | 53.2785 | -6.4012
206204X | MV/LV Substation CI***204X |  | 20 kV | _ | LV | 630 kVA :Kiosk Substation | 0.63 | --> | 0.63 | 0.5 | 1.6 |  | --> | 0.598 | 0 | 0.007 | 0 | 0 | Constrained, otherwise capacity available =590 kW | --> | E12 ex BELMULLET | Belmullet [T421] | BELLACORICK |  | 54.2218 | -9.9882
252625 | MV/LV Substation FO***625 |  | 20 kV | _ | LV | 50 kVA :Pole Substation | 0.05 | --> | 0.05 | 0.045 | 2.76 |  | --> | 0.048 | 0 | 0 | 0.047 | 0 |  | --> | C13 ex RECESS | Recess [T41] | SCREEB |  | 53.5566 | -9.8958
022559 | MV/LV Substation CL***559 |  | 10 kV | _ | LV | 50 kVA :Pole Substation | 0.05 | --> | 0.05 | 0.045 | 2.24 |  | --> | 0.048 | 0 | 0 | 0 | 0 | Constrained, otherwise capacity available =47 kW | --> | C13 ex CASTLETOWNROCHE | Castletownroche [T41] | MALLOW |  | 52.1489 | -8.4869
008138Z | MV/LV Substation FA***138Z |  | 10 kV | _ | LV | 400 kVA :Kiosk Substation | 0.4 | --> | 0.4 | 0.239 | 0.24 | Constrained, otherwise capacity available =345 kVA | --> | 0.38 | 0 | 0.036 | 0 | 0 | Constrained, otherwise capacity available =346 kW | --> | C15 ex ROSBERCON | Rosbercon [T41,T42] | WATERFORD |  | 52.387 | -6.9702
281596Z | MV/LV Substation GR***596Z |  | 10 kV | _ | LV | 50 kVA :Pole Substation | 0.05 | --> | 0.05 | 0 | 0 | Constrained, otherwise capacity available =49 kVA | --> | 0.048 | 0 | 0 | 0 | 0 | Constrained, otherwise capacity available =47 kW | --> | C21 ex KILMONEY | Kilmoney [T41,T42] | TRABEG |  | 51.7745 | -8.4147
0684231 | MV/LV Substation TH***4231 |  | 10 kV | _ | LV | 400 kVA :Kiosk Substation | 0.4 | --> | 0.4 | 0 | 0 | Constrained, otherwise capacity available =400 kVA | --> | 0.38 | 0 | 0 | 0.38 | 0 |  | --> | C17 ex CAMDEN ROW | Camden Row [T41] | FRANCIS STREET |  | 53.3423 | -6.2803
433313X | MV/LV Substation BR***313X |  | 10 kV | _ | LV | 200 kVA :Kiosk Substation | 0.2 | --> | 0.2 | 0 | 0 | Constrained, otherwise capacity available =161 kVA | --> | 0.19 | 0 | 0.01 | 0 | 0 | Constrained, otherwise capacity available =177 kW | --> | C12 ex BALLAGHADERREEN | Ballaghaderreen [T41,T42] | TONROE |  | 53.8974 | -8.5848
053182 | MV/LV Substation KN***182 |  | 10 kV | _ | LV | 100 kVA :Pole Substation | 0.1 | --> | 0.1 | 0.064 | 2.39 |  | --> | 0.095 | 0 | 0.034 | 0 | 0 | Constrained, otherwise capacity available =65 kW | --> | C12 ex SRAH | Srah [T41,T42] | THORNSBERRY |  | 53.2843 | -7.5012
138157 | MV/LV Substation GR***157 |  | 10 kV | _ | LV | 50 kVA :Pole Substation | 0.05 | --> | 0.05 | 0.046 | 2.18 |  | --> | 0.048 | 0 | 0 | 0 | 0 | Constrained, otherwise capacity available =47 kW | --> | C18 ex BAILIEBORO | Bailieboro [T41,T42] | MEATH HILL |  | 53.8939 | -6.9677
119242Y | MV/LV Substation AL***242Y |  | 10 kV | _ | LV | 200 kVA :Kiosk Substation | 0.2 | --> | 0.2 | 0 | 0 | Constrained, otherwise capacity available =174 kVA | --> | 0.19 | 0 | 0 | 0 | 0 | Constrained, otherwise capacity available =186 kW | --> | C16 ex KANTURK | Kanturk [T41,T42] | GLENLARA |  | 52.2777 | -8.8854
028075 | MV/LV Substation TI***075 |  | 10 kV | _ | LV | 630 kVA :Kiosk Substation | 0.63 | --> | 0.63 | 0 | 0 | Constrained, otherwise capacity available =460 kVA | --> | 0.598 | 0 | 0 | 0 | 0 | Constrained, otherwise capacity available =575 kW | --> | C13 ex COW CROSS |  |  |  | 51.8607 | -8.2971
305783 | MV/LV Substation BO***783 |  | 20 kV | _ | LV | 50 kVA :Pole Substation | 0.05 | --> | 0.05 | 0.05 | 4.61 |  | --> | 0.048 | 0 | 0 | 0 | 0 | Constrained, otherwise capacity available =48 kW | --> | E14 ex LUMCLOON | Lumcloon [T421,T422] | DALLOW |  | 53.2372 | -7.6886
093483 | MV/LV Substation SN***483 |  | 10 kV | _ | LV | 150 kVA :Pole Substation | 0.15 | --> | 0.15 | 0 | 0 | Constrained, otherwise capacity available =149 kVA | --> | 0.142 | 0 | 0 | 0 | 0 | Constrained, otherwise capacity available =142 kW | --> | C13 ex MALAHIDE | Malahide [T41,T42] | GLASMORE |  | 53.4109 | -6.1616
110653 | MV/LV Substation KI***653 |  | 20 kV | _ | LV | 200 kVA :Pole Substation | 0.2 | --> | 0.2 | 0.148 | 0.76 |  | --> | 0.19 | 0 | 0.022 | 0 | 0 | Constrained, otherwise capacity available =166 kW | --> | E11 ex KENMARE | Kenmare [T421] | KNOCKEARAGH |  | 51.8864 | -9.5637
009467Y | MV/LV Substation SH***467Y |  | 10 kV | _ | LV | 200 kVA :Kiosk Substation | 0.2 | --> | 0.2 | 0.152 | 3.82 |  | --> | 0.19 | 0 | 0 | 0 | 0 | Constrained, otherwise capacity available =183 kW | --> | C17 ex WATERFORD | Waterford [T41,T42] | WATERFORD |  | 52.2586 | -7.1274
093519Z | MV/LV Substation CI***519Z |  | 10 kV | _ | LV | 630 kVA :Kiosk Substation | 0.63 | --> | 0.63 | 0 | 0 | Constrained, otherwise capacity available =607 kVA | --> | 0.598 | 0 | 0 | 0.5 | 0 |  | --> | C13 ex POPPINTREE | Poppintree [T101,T102] | FINGLAS |  | 53.4297 | -6.2647
068603 | MV/LV Substation BE***603 |  | 10 kV | _ | LV | 630 kVA :Building Structure | 0.63 | --> | 0.63 | 0 | 0 | Constrained, otherwise capacity available =420 kVA | --> | 0.598 | 0 | 0 | 0.5 | 0 |  | --> | C13 ex GRANBY ROW | Granby Row [T41] | MCDERMOTT |  | 53.3554 | -6.2621
067027X | MV/LV Substation BA***027X |  | 10 kV | _ | LV | 630 kVA :Building Structure | 0.63 | --> | 0.63 | 0 | 0 | Constrained, otherwise capacity available =524 kVA | --> | 0.598 | 0 | 0 | 0.5 | 0 |  | --> | C20 ex GARRYOWEN | Garryowen [T41,T42] | LIMERICK |  | 52.6417 | -8.5948
281713X | MV/LV Substation SE***713X |  | 10 kV | _ | LV | 400 kVA :Kiosk Substation | 0.4 | --> | 0.4 | 0 | 0 | Constrained, otherwise capacity available =292 kVA | --> | 0.38 | 0 | 0.016 | 0 | 0 | Constrained, otherwise capacity available =353 kW | --> | C24 ex KILMONEY | Kilmoney [T41,T42] | TRABEG |  | 51.8467 | -8.4717
012147Y | MV/LV Substation CE***147Y |  | 10 kV | _ | LV | 200 kVA :Kiosk Substation | 0.2 | --> | 0.2 | 0.16 | 1.99 |  | --> | 0.19 | 0 | 0 | 0 | 0 | Constrained, otherwise capacity available =184 kW | --> | C14 ex GRAIGUE | Graigue [T41,T42] | CARLOW |  | 52.837 | -6.9355
081602Y | MV/LV Substation BA***602Y |  | 10 kV | _ | LV | 50 kVA :Pole Substation | 0.05 | --> | 0.05 | 0 | 0 | Constrained, otherwise capacity available =50 kVA | --> | 0.048 | 0 | 0 | 0 | 0 | Constrained, otherwise capacity available =48 kW | --> | C12 ex MONEYCOOLEY | Moneycooley [T41,T42,T44] | GRIFFINRATH |  | 53.3662 | -6.5606
006556X | MV/LV Substation NE***556X |  | 20 kV | _ | LV | 50 kVA :Pole Substation | 0.05 | --> | 0.05 | 0 | 0 | Constrained, otherwise capacity available =43 kVA | --> | 0.048 | 0 | 0 | 0 | 0 | Constrained, otherwise capacity available =47 kW | --> | E11 ex CLONROCHE | Clonroche [T421,T422] | WEXFORD |  | 52.4031 | -6.7067
060654Y | MV/LV Substation AL***654Y |  | 20 kV | _ | LV | 50 kVA :Pole Substation | 0.05 | --> | 0.05 | 0 | 0 | Constrained, otherwise capacity available =47 kVA | --> | 0.048 | 0 | 0 | 0 | 0 | Constrained, otherwise capacity available =47 kW | --> | C17 ex CLONES | Clones [T41,T42] | SHANKILL |  | 54.1795 | -7.2181
1644040 | MV/LV Substation BA***4040 |  | 10 kV | _ | LV | 50 kVA :Pole Substation | 0.05 | --> | 0.05 | 0 | 0 | Constrained, otherwise capacity available =49 kVA | --> | 0.048 | 0 | 0 | 0 | 0 | Constrained, otherwise capacity available =47 kW | --> | C11 ex SKIBBEREEN | Skibbereen [T41,T42] | DUNMANWAY |  | 51.5962 | -9.2713
164139X | MV/LV Substation HA***139X |  | 10 kV | _ | LV | 200 kVA :Pole Substation | 0.2 | --> | 0.2 | 0 | 0 | Constrained, otherwise capacity available =196 kVA | --> | 0.19 | 0 | 0 | 0 | 0 | Constrained, otherwise capacity available =189 kW | --> | C17 ex SKIBBEREEN | Skibbereen [T41,T42] | DUNMANWAY |  | 51.5414 | -9.2175
293380Z | MV/LV Substation GR***380Z |  | 20 kV | _ | LV | 400 kVA :Kiosk Substation | 0.4 | --> | 0.4 | 0.303 | 0.43 |  | --> | 0.38 | 0 | 0.003 | 0 | 0 | Constrained, otherwise capacity available =364 kW | --> | E15 ex TULLOW | Tullow [T421,T422] | CARLOW |  | 52.8028 | -6.7485
363501 | MV/LV Substation BR***501 |  | 20 kV | _ | LV | 200 kVA :Pole Substation | 0.2 | --> | 0.2 | 0.116 | 3.25 |  | --> | 0.19 | 0 | 0.04 | 0 | 0 | Constrained, otherwise capacity available =149 kW | --> | E15 ex BALLYBUNION | Ballybunion [T421,T422] | TRIEN |  | 52.5459 | -9.477
021619Z | MV/LV Substation MO***619Z |  | 10 kV | _ | LV | 400 kVA :Building Structure | 0.4 | --> | 0.4 | 0 | 0 | Constrained, otherwise capacity available =192 kVA | --> | 0.38 | 0 | 0 | 0.351 | 0 |  | --> | C18 ex MAYFIELD | Mayfield [T41,T42] | KILBARRY |  | 51.9045 | -8.4506
0124289 | MV/LV Substation CW***4289 |  | 20 kV | _ | LV | 630 kVA :Building Structure | 0.63 | --> | 0.63 | 0.5 | 2.83 |  | --> | 0.598 | 0 | 0.2 | 0 | 0 | Constrained, otherwise capacity available =444 kW | --> | E12 ex BAGENALSTOWN | Bagenalstown [T421,T422] | CARLOW |  | 52.6934 | -6.9757
043217X | MV/LV Substation HI***217X |  | 20 kV | _ | LV | 400 kVA :Kiosk Substation | 0.4 | --> | 0.4 | 0.38 | 0.43 |  | --> | 0.38 | 0 | 0.005 | 0 | 0 | Constrained, otherwise capacity available =374 kW | --> | C20 ex SWINFORD | Swinford [T41,T42] | CASTLEBAR |  | 53.8735 | -8.8426
119240Y | MV/LV Substation LI***240Y |  | 10 kV | _ | LV | 200 kVA :Kiosk Substation | 0.2 | --> | 0.2 | 0.192 | 4.16 |  | --> | 0.19 | 0 | 0 | 0.189 | 0 |  | --> | C20 ex NEWMARKET (SR) | Newmarket (sr) [T41,T42] | GLENLARA |  | 52.2274 | -8.9421
066258 | MV/LV Substation SU***258 |  | 10 kV | _ | LV | 400 kVA :Kiosk Substation | 0.4 | --> | 0.4 | 0 | 0 | Constrained, otherwise capacity available =275 kVA | --> | 0.38 | 0 | 0.021 | 0.347 | 0 |  | --> | C14 ex SUTTON | Sutton [T41,T42] | GRANGE (DR) |  | 53.3891 | -6.1329
060113X | MV/LV Substation FE***113X |  | 10 kV | _ | LV | 630 kVA :Building Structure | 0.63 | --> | 0.63 | 0 | 0 | Constrained, otherwise capacity available =307 kVA | --> | 0.598 | 0 | 0 | 0 | 0 | Constrained, otherwise capacity available =567 kW | --> | C16 ex CLONES | Clones [T41,T42] | SHANKILL |  | 54.1831 | -7.2255
099507 | MV/LV Substation NE***507 |  | 10 kV | _ | LV | 100 kVA :Pole Substation | 0.1 | --> | 0.1 | 0 | 0 | Constrained, otherwise capacity available =58 kVA | --> | 0.095 | 0 | 0.016 | 0 | 0 | Constrained, otherwise capacity available =77 kW | --> | C12 ex CULLION | Cullion [T41,T42] | LETTERKENNY |  | 54.9296 | -7.8071
176368 | MV/LV Substation CH***368 |  | 20 kV | _ | LV | 100 kVA :Pole Substation | 0.1 | --> | 0.1 | 0 | 0 | Constrained, otherwise capacity available =54 kVA | --> | 0.095 | 0 | 0.006 | 0 | 0 | Constrained, otherwise capacity available =84 kW | --> | E14 ex BEALNABLATH | Bealnablath [T421] | BANDON |  | 51.866 | -8.8889
075226 | MV/LV Substation KI***226 |  | 20 kV | _ | LV | 50 kVA :Pole Substation | 0.05 | --> | 0.05 | 0.035 | 4.38 |  | --> | 0.048 | 0 | 0 | 0.045 | 0 |  | --> | E18 ex CRANE | Crane [T122] | CRANE |  | 52.5151 | -6.2876
2884039 | MV/LV Substation TA***4039 |  | 10 kV | _ | LV | 400 kVA :Kiosk Substation | 0.4 | --> | 0.4 | 0 | 0 | Constrained, otherwise capacity available =388 kVA | --> | 0.38 | 0 | 0 | 0.378 | 0 |  | --> | C13 ex SANDYFORD | Sandyford [T41,T42] | CARRICKMINES |  | 53.2731 | -6.2728
033180 | MV/LV Substation MU***180 |  | 10 kV | _ | LV | 50 kVA :Pole Substation | 0.05 | --> | 0.05 | 0 | 0 | Constrained, otherwise capacity available =46 kVA | --> | 0.048 | 0 | 0 | 0 | 0 | Constrained, otherwise capacity available =47 kW | --> | C16 ex DEERPARK | Deerpark [T41,T42] | BALLYDINE |  | 52.3652 | -7.47
063840X | MV/LV Substation OC***840X |  | 10 kV | _ | LV | 100 kVA :Pole Substation | 0.1 | --> | 0.1 | 0 | 0 | Constrained, otherwise capacity available =98 kVA | --> | 0.095 | 0 | 0 | 0 | 0 | Constrained, otherwise capacity available =95 kW | --> | C19 ex BALLYBAILIE | Ballybailie [T41,T42] | DUNDALK |  | 53.8714 | -6.5344
009457 | MV/LV Substation FI***457 |  | 10 kV | _ | LV | 200 kVA :Pole Substation | 0.2 | --> | 0.2 | 0 | 0 | Constrained, otherwise capacity available =188 kVA | --> | 0.19 | 0 | 0.005 | 0 | 0 | Constrained, otherwise capacity available =185 kW | --> | C12 ex GRANAGH | Granagh [T41,T42] | WATERFORD |  | 52.2904 | -7.2456
009050 | MV/LV Substation BA***050 |  | 10 kV | _ | LV | 200 kVA :Kiosk Substation | 0.2 | --> | 0.2 | 0 | 0 | Constrained, otherwise capacity available =169 kVA | --> | 0.19 | 0 | 0 | 0 | 0 | Constrained, otherwise capacity available =186 kW | --> | C18 ex WATERFORD IND EST | Waterford Ind Est [T41,T42,T44] | BUTLERSTOWN |  | 52.2446 | -7.1411
293459Z | MV/LV Substation DE***459Z |  | 20 kV | _ | LV | 200 kVA :Kiosk Substation | 0.2 | --> | 0.2 | 0 | 0 | Constrained, otherwise capacity available =126 kVA | --> | 0.19 | 0 | 0.004 | 0 | 0 | Constrained, otherwise capacity available =177 kW | --> | E17 ex BALTINGLASS | Baltinglass [T421,T422] | STRATFORD |  | 52.8772 | -6.6967
066804 | MV/LV Substation NE***804 |  | 20 kV | _ | LV | 50 kVA :Pole Substation | 0.05 | --> | 0.05 | 0 | 0 | Constrained, otherwise capacity available =29 kVA | --> | 0.048 | 0 | 0.01 | 0 | 0 | Constrained, otherwise capacity available =37 kW | --> | E15 ex BATTER LANE TEMPORARY | Batter Lane Temporary 38kv [T421] | GLASMORE |  | 53.5111 | -6.1795
059864X | MV/LV Substation KI***864X |  | 20 kV | _ | LV | 100 kVA :Pole Substation | 0.1 | --> | 0.1 | 0 | 0 | Constrained, otherwise capacity available =87 kVA | --> | 0.095 | 0 | 0 | 0 | 0 | Constrained, otherwise capacity available =93 kW | --> | E17 ex CAVAN | Cavan [T42,T421] | SHANKILL |  | 54.0463 | -7.3781
011674Z | MV/LV Substation LE***674Z |  | 10 kV | _ | LV | 400 kVA :Kiosk Substation | 0.4 | --> | 0.4 | 0 | 0 | Constrained, otherwise capacity available =299 kVA | --> | 0.38 | 0 | 0.04 | 0 | 0 | Constrained, otherwise capacity available =336 kW | --> | C17 ex ROSEHILL | Rosehill [T41,T42] | KILKENNY |  | 52.6288 | -7.2497
039324 | MV/LV Substation CL***324 |  | 10 kV | _ | LV | 400 kVA :Kiosk Substation | 0.4 | --> | 0.4 | 0.303 | 11.03 |  | --> | 0.38 | 0 | 0.041 | 0.336 | 0 |  | --> | C26 ex SALTHILL | Salthill [T101,T102] | SALTHILL |  | 53.2637 | -9.1072
065459Z | MV/LV Substation BA***459Z |  | 20 kV | _ | LV | 400 kVA :Kiosk Substation | 0.4 | --> | 0.4 | 0 | 0 | Constrained, otherwise capacity available =348 kVA | --> | 0.38 | 0 | 0.011 | 0 | 0 | Constrained, otherwise capacity available =365 kW | --> | E23 ex BALTRASNA | Baltrasna [T121,T122] | BALTRASNA |  | 53.5661 | -6.386
067108X | MV/LV Substation I.***108X |  | 10 kV | _ | LV | 200 kVA :Building Structure | 0.2 | --> | 0.2 | 0.2 | 13.8 |  | --> | 0.19 | 0 | 0 | 0.19 | 0 |  | --> | C17 ex SINGLAND | Singland [T101,T102] | SINGLAND |  | 52.6736 | -8.5786
281743X | MV/LV Substation RA***743X |  | 10 kV | _ | LV | 50 kVA :Pole Substation | 0.05 | --> | 0.05 | 0 | 0 | Constrained, otherwise capacity available =49 kVA | --> | 0.048 | 0 | 0 | 0 | 0 | Constrained, otherwise capacity available =47 kW | --> | C17 ex CARRIGALINE | Carrigaline [T41,T42] | BARNAHELY |  | 51.8253 | -8.3671
028012Y | MV/LV Substation CO***012Y |  | 10 kV | _ | LV | 200 kVA :Kiosk Substation | 0.2 | --> | 0.2 | 0.172 | 19.7 |  | --> | 0.19 | 0 | 0 | 0.186 | 0 |  | --> | C11 ex COW CROSS | Cow Cross [T102,T41] | N/A |  | 51.8482 | -8.3049
2884170 | MV/LV Substation WO***4170 |  | 10 kV | _ | LV | 630 kVA :Kiosk Substation | 0.63 | --> | 0.63 | 0.041 | 0.04 | Constrained, otherwise capacity available =577 kVA | --> | 0.598 | 0 | 0.01 | 0.5 | 0 |  | --> | C11 ex LITTLE BRAY | Little Bray [T41,T42] | FASSAROE |  | 53.2172 | -6.1179
012328Y | MV/LV Substation HI***328Y |  | 10 kV | _ | LV | 400 kVA :Kiosk Substation | 0.4 | --> | 0.4 | 0.319 | 1.99 |  | --> | 0.38 | 0 | 0.027 | 0 | 0 | Constrained, otherwise capacity available =349 kW | --> | C17 ex GRAIGUE | Graigue [T41,T42] | CARLOW |  | 52.8277 | -6.9479
068037 | MV/LV Substation MA***037 |  | 10 kV | _ | LV | 630 kVA :Building Structure | 0.63 | --> | 0.63 | 0.37 | 1.47 |  | --> | 0.598 | 0 | 0 | 0.5 | 0 |  | --> | C12 ex MARROWBONE LANE | Marrowbone Lane [T42] | INCHICORE 220KV |  | 53.3383 | -6.2869
023059Y | MV/LV Substation BA***059Y |  | 20 kV | _ | LV | 50 kVA :Pole Substation | 0.05 | --> | 0.05 | 0 | 0 | Constrained, otherwise capacity available =36 kVA | --> | 0.048 | 0 | 0 | 0 | 0 | Constrained, otherwise capacity available =46 kW | --> | E12 ex CASTLELYONS | Castlelyons [T421,T422] | BARRYMORE |  | 52.0692 | -8.276
039934 | MV/LV Substation TO***934 |  | 20 kV | _ | LV | 200 kVA :Pole Substation | 0.2 | --> | 0.2 | 0.182 | 11.03 |  | --> | 0.19 | 0 | 0 | 0.188 | 0 |  | --> | C36 ex SALTHILL | Salthill [T101,T102] | SALTHILL |  | 53.2912 | -9.1119
060208 | MV/LV Substation FE***208 |  | 20 kV | _ | LV | 50 kVA :Pole Substation | 0.05 | --> | 0.05 | 0 | 0 | Constrained, otherwise capacity available =37 kVA | --> | 0.048 | 0 | 0 | 0 | 0 | Constrained, otherwise capacity available =46 kW | --> | C17 ex CLONES | Clones [T41,T42] | SHANKILL |  | 54.1525 | -7.0965
0674096 | MV/LV Substation CL***4096 |  | 20 kV | _ | LV | 50 kVA :Pole Substation | 0.05 | --> | 0.05 | 0 | 0 | Constrained, otherwise capacity available =40 kVA | --> | 0.048 | 0 | 0 | 0 | 0 | Constrained, otherwise capacity available =46 kW | --> | E18 ex CRATLOE | Cratloe [T421,T422] | ARDNACRUSHA |  | 52.7097 | -8.8381
066144X | MV/LV Substation RI***144X |  | 10 kV | _ | LV | 400 kVA :Kiosk Substation | 0.4 | --> | 0.4 | 0 | 0 | Constrained, otherwise capacity available =305 kVA | --> | 0.38 | 0 | 0.021 | 0 | 0 | Constrained, otherwise capacity available =351 kW | --> | E17 ex GLASMORE | Glasmore [T421,T422] | GLASMORE |  | 53.4534 | -6.2363
0524131 | MV/LV Substation KN***4131 |  | 10 kV | _ | LV | 50 kVA :Pole Substation | 0.05 | --> | 0.05 | 0.03 | 10.9 |  | --> | 0.048 | 0 | 0.019 | 0.03 | 0 |  | --> | C13 ex MULLINGAR | Mullingar [T101,T102] | MULLINGAR |  | 53.5653 | -7.3254
1544123 | MV/LV Substation BE***4123 |  | 10 kV | _ | LV | 400 kVA :Kiosk Substation | 0.4 | --> | 0.4 | 0 | 0 | Constrained, otherwise capacity available =344 kVA | --> | 0.38 | 0 | 0.116 | 0.286 | 0 |  | --> | C22 ex MACETOWN | Macetown [T101,T102] | MACETOWN |  | 53.3929 | -6.4463
0664219 | MV/LV Substation ME***4219 |  | 20 kV | _ | LV | 630 kVA :Kiosk Substation | 0.63 | --> | 0.63 | 0 | 0 | Constrained, otherwise capacity available =555 kVA | --> | 0.598 | 0 | 0.057 | 0 | 0 | Constrained, otherwise capacity available =546 kW | --> | E13 ex GLASMORE | Glasmore [T421,T422] | GLASMORE |  | 53.4774 | -6.2408
008779X | MV/LV Substation RO***779X |  | 10 kV | _ | LV | 400 kVA :Kiosk Substation | 0.4 | --> | 0.4 | 0 | 0 | Constrained, otherwise capacity available =333 kVA | --> | 0.38 | 0 | 0 | 0 | 0 | Constrained, otherwise capacity available =371 kW | --> | E11 ex KNOCKMULLEN | Knockmullen [T42,T421] | GREAT ISLAND |  | 52.4051 | -6.9221
365951 | MV/LV Substation CA***951 |  | 10 kV | _ | LV | 400 kVA :Kiosk Substation | 0.4 | --> | 0.4 | 0 | 0 | Constrained, otherwise capacity available =306 kVA | --> | 0.38 | 0 | 0.024 | 0.349 | 0 |  | --> | C20 ex OLDBAWN | Oldbawn [T41,T42] | COOKSTOWN |  | 53.2737 | -6.3692
008297Z | MV/LV Substation HE***297Z |  | 10 kV | _ | LV | 200 kVA :Pole Substation | 0.2 | --> | 0.2 | 0 | 0 | Constrained, otherwise capacity available =164 kVA | --> | 0.19 | 0 | 0 | 0 | 0 | Constrained, otherwise capacity available =185 kW | --> | E11 ex KNOCKMULLEN | Knockmullen [T42,T421] | GREAT ISLAND |  | 52.3857 | -6.9255
209544 | MV/LV Substation FA***544 |  | 20 kV | _ | LV | 50 kVA :Pole Substation | 0.05 | --> | 0.05 | 0 | 0 | Constrained, otherwise capacity available =38 kVA | --> | 0.048 | 0 | 0 | 0 | 0 | Constrained, otherwise capacity available =46 kW | --> | C21 ex MILFORD (NR) | Milford (nr) [T41,T42] | LETTERKENNY |  | 55.1866 | -7.825
160616X | MV/LV Substation BR***616X |  | 20 kV | _ | LV | 100 kVA :Pole Substation | 0.1 | --> | 0.1 | 0 | 0 | Constrained, otherwise capacity available =80 kVA | --> | 0.095 | 0 | 0 | 0 | 0 | Constrained, otherwise capacity available =92 kW | --> | C11 ex MOUNTMELLICK | Mountmellick [T41,T42] | PORTLAOISE |  | 53.1734 | -7.5118
293749 | MV/LV Substation AR***749 |  | 20 kV | _ | LV | 50 kVA :Pole Substation | 0.05 | --> | 0.05 | 0.042 | 0.43 |  | --> | 0.048 | 0 | 0 | 0 | 0 | Constrained, otherwise capacity available =46 kW | --> | E16 ex TULLOW | Tullow [T421,T422] | CARLOW |  | 52.7814 | -6.6862
012896X | MV/LV Substation BO***896X |  | 10 kV | _ | LV | 200 kVA :Kiosk Substation | 0.2 | --> | 0.2 | 0 | 0 | Constrained, otherwise capacity available =164 kVA | --> | 0.19 | 0 | 0.021 | 0 | 0 | Constrained, otherwise capacity available =170 kW | --> | C23 ex POLLERTON | Pollerton [T41,T42] | CARLOW |  | 52.8224 | -6.9343
053044 | MV/LV Substation CH***044 |  | 10 kV | _ | LV | 50 kVA :Pole Substation | 0.05 | --> | 0.05 | 0.016 | 2.39 |  | --> | 0.048 | 0 | 0.012 | 0 | 0 | Constrained, otherwise capacity available =34 kW | --> | C11 ex SRAH | Srah [T41,T42] | THORNSBERRY |  | 53.2676 | -7.509
039598X | MV/LV Substation PE***598X |  | 10 kV | _ | LV | 200 kVA :Building Structure | 0.2 | --> | 0.2 | 0.169 | 11.03 |  | --> | 0.19 | 0 | 0 | 0.186 | 0 |  | --> | C24 ex SALTHILL | Salthill [T101,T102] | SALTHILL |  | 53.2626 | -9.0847
0534107 | MV/LV Substation SC***4107 |  | 20 kV | _ | LV | 50 kVA :Pole Substation | 0.05 | --> | 0.05 | 0 | 0 | Constrained, otherwise capacity available =50 kVA | --> | 0.048 | 0 | 0 | 0.048 | 0 |  | --> | E18 ex CLONMINCH | Clonminch [T41,T422] | THORNSBERRY |  | 53.2486 | -7.5597
025923 | MV/LV Substation RA***923 |  | 20 kV | _ | LV | 50 kVA :Pole Substation | 0.05 | --> | 0.05 | 0.029 | 2.96 |  | --> | 0.048 | 0 | 0 | 0 | 0 | Constrained, otherwise capacity available =44 kW | --> | E14 ex CHARLEVILLE | Charleville [T421,T422] | CHARLEVILLE |  | 52.348 | -8.7249
023255Y | MV/LV Substation CO***255Y |  | 10 kV | _ | LV | 400 kVA :Kiosk Substation | 0.4 | --> | 0.4 | 0 | 0 | Constrained, otherwise capacity available =350 kVA | --> | 0.38 | 0 | 0.022 | 0 | 0 | Constrained, otherwise capacity available =357 kW | --> | C21 ex COOLCARRON | Coolcarron [T41,T42] | BARRYMORE |  | 52.1333 | -8.2831
0814143 | MV/LV Substation ST***4143 |  | 10 kV | _ | LV | 630 kVA :Kiosk Substation | 0.63 | --> | 0.63 | 0 | 0 | Constrained, otherwise capacity available =387 kVA | --> | 0.598 | 0 | 0 | 0.5 | 0 |  | --> | C13 ex LIFFEY VALLEY | Liffey Valley [T41,T42] | INCHICORE 220KV |  | 53.3564 | -6.4111
590200 | MV/LV Substation CL***200 |  | 20 kV | _ | LV | 50 kVA :Pole Substation | 0.05 | --> | 0.05 | 0 | 0 | Constrained, otherwise capacity available =50 kVA | --> | 0.048 | 0 | 0 | 0 | 0 | Constrained, otherwise capacity available =48 kW | --> | E15 ex CONG |  |  |  | 53.5426 | -9.3075
2814438 | MV/LV Substation ME***4438 |  | 10 kV | _ | LV | 630 kVA :Kiosk Substation | 0.63 | --> | 0.63 | 0.5 | 5.49 |  | --> | 0.598 | 0 | 0 | 0.5 | 0 |  | --> | C18 ex TRABEG | Trabeg [T101,T102] | TRABEG |  | 51.8623 | -8.4544
0684003 | MV/LV Substation ST***4003 |  | 10 kV | _ | LV | 630 kVA :Building Structure | 0.63 | --> | 0.63 | 0.5 | 3 |  | --> | 0.598 | 0 | 0.01 | 0.5 | 0 |  | --> | C37 ex INCHICORE CENTRAL | Inchicore Central [T43,T45] | INCHICORE 220KV |  | 53.3389 | -6.3152
0214007 | MV/LV Substation LE***4007 |  | 10 kV | _ | LV | 630 kVA :Building Structure | 0.63 | --> | 0.63 | 0 | 0 | Constrained, otherwise capacity available =564 kVA | --> | 0.598 | 0 | 0 | 0.5 | 0 |  | --> | C15 ex BISHOPSTOWN | Bishopstown [T41,T42] | KILBARRY |  | 51.8976 | -8.5264
1184224 | MV/LV Substation HO***4224 |  | 10 kV | _ | LV | 400 kVA :Kiosk Substation | 0.4 | --> | 0.4 | 0 | 2 |  | --> | 0.38 | 0 | 0.021 | 0 | 0 | Constrained, otherwise capacity available =265 kW | --> | C17 ex BALLINASLOE | Ballinasloe [T41,T42] | SOMERSET |  | 53.3283 | -8.234
067344Y | MV/LV Substation SC***344Y |  | 10 kV | _ | LV | 630 kVA :Building Structure | 0.63 | --> | 0.63 | 0.5 | 13.8 |  | --> | 0.598 | 0 | 0 | 0.5 | 0 |  | --> | C17 ex SINGLAND | Singland [T101,T102] | SINGLAND |  | 52.6712 | -8.5775
0684499 | MV/LV Substation CE***4499 |  | 10 kV | _ | LV | 1000 kVA :Building Structure | 1 | --> | 1 | 0.5 | 28.43 |  | --> | 0.95 | 0 | 0 | 0.5 | 0 |  | --> | C47 ex BEDFORD ROW | Bedford Row [T41,T42,T43,T44] | FRANCIS STREET |  | 53.3435 | -6.2638
068648 | MV/LV Substation FE***648 |  | 10 kV | _ | LV | 400 kVA :Building Structure | 0.4 | --> | 0.4 | 0.301 | 9.28 |  | --> | 0.38 | 0 | 0 | 0.366 | 0 |  | --> | C14 ex PEMBROKE | Pembroke [T41,T42,T43,T44] | RINGSEND |  | 53.3377 | -6.2418
0314101 | MV/LV Substation ST***4101 |  | 20 kV | _ | LV | 100 kVA :Pole Substation | 0.1 | --> | 0.1 | 0 | 0 | Constrained, otherwise capacity available =89 kVA | --> | 0.095 | 0 | 0 | 0 | 0 | Constrained, otherwise capacity available =94 kW | --> | E16 ex KILMACTHOMAS | Kilmacthomas [T421,T422] | DUNGARVAN |  | 52.1277 | -7.4546
049573 | MV/LV Substation CL***573 |  | 20 kV | _ | LV | 50 kVA :Pole Substation | 0.05 | --> | 0.05 | 0.041 | 0.21 |  | --> | 0.048 | 0 | 0.004 | 0 | 0 | Constrained, otherwise capacity available =43 kW | --> | E17 ex LONGFORD | Longford [T421,T422] | RICHMOND |  | 53.7567 | -7.7925
093019 | MV/LV Substation GA***019 |  | 10 kV | _ | LV | 630 kVA :Building Structure | 0.63 | --> | 0.63 | 0 | 0 | Constrained, otherwise capacity available =567 kVA | --> | 0.598 | 0 | 0.003 | 0.5 | 0 |  | --> | C24 ex UNIDARE | Unidare [T41,T42] | FINGLAS |  | 53.396 | -6.3019
237630 | MV/LV Substation ST***630 |  | 10 kV | _ | LV | 50 kVA :Pole Substation | 0.05 | --> | 0.05 | 0 | 0 | Constrained, otherwise capacity available =48 kVA | --> | 0.048 | 0 | 0 | 0 | 0 | Constrained, otherwise capacity available =47 kW | --> | C17 ex DUNLEER | Dunleer [T41,T42] | DRYBRIDGE |  | 53.8716 | -6.3451
1394181 | MV/LV Substation DR***4181 |  | 20 kV | _ | LV | 50 kVA :Pole Substation | 0.05 | --> | 0.05 | 0.048 | 2.68 |  | --> | 0.048 | 0 | 0 | 0 | 0 | Constrained, otherwise capacity available =47 kW | --> | E12 ex OLDCASTLE | Oldcastle [T41,T422] | MULLINGAR |  | 53.7171 | -7.1507
005445 | MV/LV Substation CL***445 |  | 10 kV | _ | LV | 100 kVA :Pole Substation | 0.1 | --> | 0.1 | 0 | 0 | Constrained, otherwise capacity available =88 kVA | --> | 0.095 | 0 | 0.005 | 0 | 0 | Constrained, otherwise capacity available =90 kW | --> | C11 ex GARDEN CITY | Garden City [T41,T42] | ARKLOW |  | 52.6836 | -6.2678
068374X | MV/LV Substation PH***374X |  | 10 kV | _ | LV | 1000 kVA :Building Structure | 1 | --> | 1 | 0 | 0 | Constrained, otherwise capacity available =496 kVA | --> | 0.95 | 0 | 0.006 | 0.5 | 0 |  | --> | C18 ex WATLING STREET | Watling Street [T41,T42] | FRANCIS STREET |  | 53.347 | -6.2772
034046 | MV/LV Substation CA***046 |  | 10 kV | _ | LV | 200 kVA :Kiosk Substation | 0.2 | --> | 0.2 | 0.083 | 5.88 |  | --> | 0.19 | 0 | 0.011 | 0 | 0 | Constrained, otherwise capacity available =165 kW | --> | C11 ex ARDGEEHA | Ardgeeha [T41,T42] | DOON |  | 52.36 | -7.708
2884158 | MV/LV Substation DY***4158 |  | 10 kV | _ | LV | 1000 kVA :Building Structure | 1 | --> | 1 | 0.5 | 1.16 |  | --> | 0.95 | 0 | 0 | 0.5 | 0 |  | --> | C17 ex BREWERY ROAD | Brewery Road [T41,T42] | CARRICKMINES |  | 53.2782 | -6.2136
184150X | MV/LV Substation AR***150X |  | 10 kV | _ | LV | 200 kVA :Kiosk Substation | 0.2 | --> | 0.2 | 0.127 | 3.38 |  | --> | 0.19 | 0 | 0 | 0 | 0 | Constrained, otherwise capacity available =180 kW | --> | C20 ex CASTLEBLAYNEY | Castleblayney [T41,T42] | DUNDALK |  | 54.1168 | -6.743
0354138 | MV/LV Substation TU***4138 |  | 20 kV | _ | LV | 50 kVA :Pole Substation | 0.05 | --> | 0.05 | 0.046 | 0.49 |  | --> | 0.048 | 0 | 0 | 0 | 0 | Constrained, otherwise capacity available =47 kW | --> | E11 ex ARDFINNAN | Ardfinnan [T421] | CAHIR |  | 52.3085 | -7.9642
041233Y | MV/LV Substation ME***233Y |  | 20 kV | _ | LV | 400 kVA :Kiosk Substation | 0.4 | --> | 0.4 | 0 | 0 | Constrained, otherwise capacity available =374 kVA | --> | 0.38 | 0 | 0.007 | 0 | 0 | Constrained, otherwise capacity available =371 kW | --> | E14 ex DALTON | Dalton [T421,T422] | DALTON |  | 53.8017 | -8.9248
026427 | MV/LV Substation HA***427 |  | 10 kV | _ | LV | 100 kVA :Pole Substation | 0.1 | --> | 0.1 | 0.073 | 8.66 |  | --> | 0.095 | 0 | 0 | 0 | 0 | Constrained, otherwise capacity available =91 kW | --> | C13 ex BANDON | Bandon [T101,T42] | BANDON |  | 51.7396 | -8.7526
071584 | MV/LV Substation GL***584 |  | 10 kV | _ | LV | 200 kVA :Kiosk Substation | 0.2 | --> | 0.2 | 0.095 | 5.58 |  | --> | 0.19 | 0 | 0.045 | 0.142 | 0 |  | --> | C14 ex KILCOOLE | Kilcoole [T41,T42] | FASSAROE |  | 53.1145 | -6.1069
235153 | MV/LV Substation AH***153 |  | 20 kV | _ | LV | 50 kVA :Pole Substation | 0.05 | --> | 0.05 | 0 | 0 | Constrained, otherwise capacity available =38 kVA | --> | 0.048 | 0 | 0.006 | 0 | 0 | Constrained, otherwise capacity available =41 kW | --> | E11 ex BEALNABLATH | Bealnablath [T421] | BANDON |  | 51.8485 | -8.7213
0814039 | MV/LV Substation LI***4039 |  | 10 kV | _ | LV | 400 kVA :Building Structure | 0.4 | --> | 0.4 | 0 | 0 | Constrained, otherwise capacity available =318 kVA | --> | 0.38 | 0 | 0 | 0 | 0 | Constrained, otherwise capacity available =369 kW | --> | C17 ex CELBRIDGE | Celbridge [T41,T42] | GRIFFINRATH |  | 53.3455 | -6.5414
028060Y | MV/LV Substation CO***060Y |  | 10 kV | _ | LV | 400 kVA :Kiosk Substation | 0.4 | --> | 0.4 | 0 | 0 | Constrained, otherwise capacity available =286 kVA | --> | 0.38 | 0 | 0.033 | 0 | 0 | Constrained, otherwise capacity available =340 kW | --> | C13 ex COW CROSS |  |  |  | 51.858 | -8.3027
009700X | MV/LV Substation CO***700X |  | 10 kV | _ | LV | 400 kVA :Kiosk Substation | 0.4 | --> | 0.4 | 0 | 0 | Constrained, otherwise capacity available =285 kVA | --> | 0.38 | 0 | 0.011 | 0 | 0 | Constrained, otherwise capacity available =356 kW | --> | C12 ex GRANGE (SR) | Grange (sr) [T41,T42] | BUTLERSTOWN |  | 52.2407 | -7.1076
062154 | MV/LV Substation GL***154 |  | 10 kV | _ | LV | 630 kVA :Kiosk Substation | 0.63 | --> | 0.63 | 0.5 | 3.12 |  | --> | 0.598 | 0 | 0.022 | 0 | 0 | Constrained, otherwise capacity available =569 kW | --> | C12 ex MARSHES | Marshes [T41,T42] | DUNDALK |  | 53.9893 | -6.3947
0464203 | MV/LV Substation ST***4203 |  | 10 kV | _ | LV | 100 kVA :Pole Substation | 0.1 | --> | 0.1 | 0.1 | 5.48 |  | --> | 0.095 | 0 | 0 | 0.095 | 0 |  | --> | C17 ex BALLYTIVNAN | Ballytivnan [T41,T42] | SLIGO |  | 54.3041 | -8.5138
069662 | MV/LV Substation BR***662 |  | 10 kV | _ | LV | 400 kVA :Building Structure | 0.4 | --> | 0.4 | 0.298 | 9.28 |  | --> | 0.38 | 0 | 0 | 0.366 | 0 |  | --> | C21 ex PEMBROKE | Pembroke [T41,T42,T43,T44] | RINGSEND |  | 53.325 | -6.2247
0114395 | MV/LV Substation TU***4395 |  | 10 kV | _ | LV | 50 kVA :Pole Substation | 0.05 | --> | 0.05 | 0 | 0 | Constrained, otherwise capacity available =47 kVA | --> | 0.048 | 0 | 0 | 0 | 0 | Constrained, otherwise capacity available =47 kW | --> | C17 ex ROSEHILL | Rosehill [T41,T42] | KILKENNY |  | 52.5683 | -7.3491
281277Z | MV/LV Substation PI***277Z |  | 10 kV | _ | LV | 400 kVA :Building Structure | 0.4 | --> | 0.4 | 0 | 0 | Constrained, otherwise capacity available =313 kVA | --> | 0.38 | 0 | 0 | 0 | 0 | Constrained, otherwise capacity available =368 kW | --> | C18 ex DENNEHYS CROSS | Dennehys Cross [T41,T42] | TRABEG |  | 51.8893 | -8.5199
074234X | MV/LV Substation CL***234X |  | 10 kV | _ | LV | 100 kVA :Pole Substation | 0.1 | --> | 0.1 | 0 | 0 | Constrained, otherwise capacity available =100 kVA | --> | 0.095 | 0 | 0 | 0 | 0 | Constrained, otherwise capacity available =95 kW | --> | C14 ex CARRICK ON SHANNON | Carrick On Shannon [T41,T42] | CARRICK ON SHANNON |  | 53.9573 | -8.0902
156275 | MV/LV Substation NA***275 |  | 20 kV | _ | LV | 50 kVA :Pole Substation | 0.05 | --> | 0.05 | 0.036 | 2.47 |  | --> | 0.048 | 0 | 0 | 0 | 0 | Constrained, otherwise capacity available =46 kW | --> | E13 ex TELAYDON | Telaydon [T42,T421] | LISDRUM |  | 54.2374 | -7.1451
084379X | MV/LV Substation KI***379X |  | 20 kV | _ | LV | 50 kVA :Pole Substation | 0.05 | --> | 0.05 | 0 | 0 | Constrained, otherwise capacity available =50 kVA | --> | 0.048 | 0 | 0 | 0 | 0 | Constrained, otherwise capacity available =47 kW | --> | E17 ex KILCOLGAN | Kilcolgan [T42,T421] | GALWAY 110KV |  | 53.2126 | -8.8641
109426 | MV/LV Substation CA***426 |  | 10 kV | _ | LV | 400 kVA :Kiosk Substation | 0.4 | --> | 0.4 | 0 | 0 | Constrained, otherwise capacity available =399 kVA | --> | 0.38 | 0 | 0 | 0 | 0 | Constrained, otherwise capacity available =380 kW | --> | E16 ex DRUMLINE | Drumline [T421,T422] | DRUMLINE |  | 52.713 | -8.8638
067216 | MV/LV Substation CO***216 |  | 10 kV | _ | LV | 400 kVA :Kiosk Substation | 0.4 | --> | 0.4 | 0 | 0 | Constrained, otherwise capacity available =325 kVA | --> | 0.38 | 0 | 0.025 | 0 | 0 | Constrained, otherwise capacity available =351 kW | --> | C13 ex MOYLISH | Moylish [T41,T42] | ARDNACRUSHA |  | 52.6741 | -8.6494
008921X | MV/LV Substation BA***921X |  | 10 kV | _ | LV | 50 kVA :Pole Substation | 0.05 | --> | 0.05 | 0 | 0 | Constrained, otherwise capacity available =37 kVA | --> | 0.048 | 0 | 0 | 0 | 0 | Constrained, otherwise capacity available =46 kW | --> | E11 ex KNOCKMULLEN | Knockmullen [T42,T421] | GREAT ISLAND |  | 52.447 | -6.8684
067921Y | MV/LV Substation ST***921Y |  | 20 kV | _ | LV | 200 kVA :Kiosk Substation | 0.2 | --> | 0.2 | 0.184 | 13.8 |  | --> | 0.19 | 0 | 0.006 | 0.183 | 0 |  | --> | C14 ex SINGLAND | Singland [T101,T102] | SINGLAND |  | 52.6015 | -8.6035
237563 | MV/LV Substation MA***563 |  | 10 kV | _ | LV | 50 kVA :Pole Substation | 0.05 | --> | 0.05 | 0 | 0 | Constrained, otherwise capacity available =34 kVA | --> | 0.048 | 0 | 0 | 0 | 0 | Constrained, otherwise capacity available =45 kW | --> | C11 ex KILSARAN | Kilsaran [T42] | DRYBRIDGE |  | 53.8977 | -6.4448
015350 | MV/LV Substation LO***350 |  | 10 kV | _ | LV | 200 kVA :Building Structure | 0.2 | --> | 0.2 | 0 | 0 | Constrained, otherwise capacity available =147 kVA | --> | 0.19 | 0 | 0 | 0 | 0 | Constrained, otherwise capacity available =183 kW | --> | C12 ex SALLINS | Sallins [T41,T42] | GRIFFINRATH |  | 53.2822 | -6.7237
109115 | MV/LV Substation PU***115 |  | 10 kV | _ | LV | 400 kVA :Kiosk Substation | 0.4 | --> | 0.4 | 0 | 0 | Constrained, otherwise capacity available =262 kVA | --> | 0.38 | 0 | 0.058 | 0 | 0 | Constrained, otherwise capacity available =318 kW | --> | E16 ex DRUMLINE | Drumline [T421,T422] | DRUMLINE |  | 52.7087 | -8.862
031294Y | MV/LV Substation GR***294Y |  | 20 kV | _ | LV | 50 kVA :Pole Substation | 0.05 | --> | 0.05 | 0 | 0 | Constrained, otherwise capacity available =38 kVA | --> | 0.048 | 0 | 0.005 | 0 | 0 | Constrained, otherwise capacity available =42 kW | --> | E13 ex FOXHOLE | Foxhole [T421,T422] | DUNGARVAN |  | 51.9826 | -7.7448
041356Y | MV/LV Substation CA***356Y |  | 20 kV | _ | LV | 50 kVA :Pole Substation | 0.05 | --> | 0.05 | 0 | 0 | Constrained, otherwise capacity available =46 kVA | --> | 0.048 | 0 | 0 | 0 | 0 | Constrained, otherwise capacity available =47 kW | --> | E14 ex DALTON | Dalton [T421,T422] | DALTON |  | 53.8016 | -8.932
0684626 | MV/LV Substation BO***4626 |  | 10 kV | _ | LV | 630 kVA :Building Structure | 0.63 | --> | 0.63 | 0.5 | 17.78 |  | --> | 0.598 | 0 | 0 | 0.5 | 0 |  | --> | C22 ex RINGSEND | Ringsend [T101,T102] | POOLBEG |  | 53.3441 | -6.2248
042067 | MV/LV Substation MA***067 |  | 10 kV | _ | LV | 400 kVA :Kiosk Substation | 0.4 | --> | 0.4 | 0 | 0 | Constrained, otherwise capacity available =347 kVA | --> | 0.38 | 0 | 0.01 | 0 | 0 | Constrained, otherwise capacity available =365 kW | --> | C13 ex KNOCKAPHUNTA | Knockaphunta [T41,T42] | CASTLEBAR |  | 53.8491 | -9.2865
281515Z | MV/LV Substation J ***515Z |  | 10 kV | _ | LV | 100 kVA :Pole Substation | 0.1 | --> | 0.1 | 0 | 0 | Constrained, otherwise capacity available =89 kVA | --> | 0.095 | 0 | 0 | 0.093 | 0 |  | --> | C11 ex BALLINCOLLIG | Ballincollig [T41,T42] | KILBARRY |  | 51.8249 | -8.6566
004068Y | MV/LV Substation MA***068Y |  | 10 kV | _ | LV | 630 kVA :Kiosk Substation | 0.63 | --> | 0.63 | 0.448 | 18.08 |  | --> | 0.598 | 0 | 0.006 | 0.5 | 0 |  | --> | C19 ex ARKLOW | Arklow [T101,T102] | ARKLOW |  | 52.7989 | -6.1563
149012X | MV/LV Substation MI***012X |  | 10 kV | _ | LV | 200 kVA :Building Structure | 0.2 | --> | 0.2 | 0 | 0 | Constrained, otherwise capacity available =103 kVA | --> | 0.19 | 0 | 0 | 0 | 0 | Constrained, otherwise capacity available =176 kW | --> | C11 ex DONEGAL | Donegal [T41,T42] | CATHALEENS FALL |  | 54.6588 | -8.1193
109430 | MV/LV Substation BO***430 |  | 10 kV | _ | LV | 630 kVA :Building Structure | 0.63 | --> | 0.63 | 0 | 0 | Constrained, otherwise capacity available =581 kVA | --> | 0.598 | 0 | 0.05 | 0 | 0 | Constrained, otherwise capacity available =561 kW | --> | E16 ex DRUMLINE | Drumline [T421,T422] | DRUMLINE |  | 52.7193 | -8.872
014259Z | MV/LV Substation SU***259Z |  | 10 kV | _ | LV | 200 kVA :Pole Substation | 0.2 | --> | 0.2 | 0.146 | 0.63 |  | --> | 0.19 | 0 | 0 | 0 | 0 | Constrained, otherwise capacity available =182 kW | --> | C16 ex KILCULLEN | Kilcullen [T41,T42,T424] | STRATFORD |  | 53.1075 | -6.8598
254292 | MV/LV Substation KI***292 |  | 20 kV | _ | LV | 50 kVA :Pole Substation | 0.05 | --> | 0.05 | 0 | 0 | Constrained, otherwise capacity available =47 kVA | --> | 0.048 | 0 | 0 | 0 | 0 | Constrained, otherwise capacity available =47 kW | --> | C23 ex TUAM NORTH | Tuam North [T41,T42] | CLOON |  | 53.5775 | -9.1201
068492 | MV/LV Substation DO***492 |  | 10 kV | _ | LV | 630 kVA :Kiosk Substation | 0.63 | --> | 0.63 | 0.164 | 11.14 |  | --> | 0.598 | 0 | 0.028 | 0.5 | 0 |  | --> | C24 ex CABRA | Cabra [T101,T102] | FINGLAS |  | 53.3638 | -6.2818
084361X | MV/LV Substation CR***361X |  | 20 kV | _ | LV | 50 kVA :Pole Substation | 0.05 | --> | 0.05 | 0 | 0 | Constrained, otherwise capacity available =44 kVA | --> | 0.048 | 0 | 0.003 | 0 | 0 | Constrained, otherwise capacity available =44 kW | --> | E11 ex KILCOLGAN | Kilcolgan [T42,T421] | GALWAY 110KV |  | 53.1834 | -8.9043
030072X | MV/LV Substation TO***072X |  | 10 kV | _ | LV | 100 kVA :Pole Substation | 0.1 | --> | 0.1 | 0 | 0 | Constrained, otherwise capacity available =78 kVA | --> | 0.095 | 0 | 0 | 0 | 0 | Constrained, otherwise capacity available =92 kW | --> | E19 ex FOXHOLE | Foxhole [T421,T422] | DUNGARVAN |  | 52.0932 | -8.0001
026228Z | MV/LV Substation BA***228Z |  | 10 kV | _ | LV | 50 kVA :Pole Substation | 0.05 | --> | 0.05 | 0 | 0 | Constrained, otherwise capacity available =49 kVA | --> | 0.048 | 0 | 0 | 0 | 0 | Constrained, otherwise capacity available =47 kW | --> | C21 ex KINSALE |  |  |  | 51.7174 | -8.4224
093219Z | MV/LV Substation LA***219Z |  | 10 kV | _ | LV | 400 kVA :Kiosk Substation | 0.4 | --> | 0.4 | 0 | 0 | Constrained, otherwise capacity available =359 kVA | --> | 0.38 | 0 | 0 | 0.374 | 0 |  | --> | C21 ex POPPINTREE | Poppintree [T101,T102] | FINGLAS |  | 53.4023 | -6.2952
119167Y | MV/LV Substation CU***167Y |  | 20 kV | _ | LV | 50 kVA :Pole Substation | 0.05 | --> | 0.05 | 0 | 0 | Constrained, otherwise capacity available =47 kVA | --> | 0.048 | 0 | 0 | 0 | 0 | Constrained, otherwise capacity available =47 kW | --> | C18 ex KANTURK | Kanturk [T41,T42] | GLENLARA |  | 52.0869 | -8.9374
099405 | MV/LV Substation DR***405 |  | 10 kV | _ | LV | 50 kVA :Pole Substation | 0.05 | --> | 0.05 | 0 | 0 | Constrained, otherwise capacity available =28 kVA | --> | 0.048 | 0 | 0.006 | 0 | 0 | Constrained, otherwise capacity available =40 kW | --> | C15 ex CULLION | Cullion [T41,T42] | LETTERKENNY |  | 54.9448 | -7.6814
160876Y | MV/LV Substation WI***876Y |  | 10 kV | _ | LV | 200 kVA :Pole Substation | 0.2 | --> | 0.2 | 0 | 0 | Constrained, otherwise capacity available =148 kVA | --> | 0.19 | 0 | 0.002 | 0 | 0 | Constrained, otherwise capacity available =181 kW | --> | C16 ex MOUNTMELLICK | Mountmellick [T41,T42] | PORTLAOISE |  | 53.1135 | -7.3158
030213X | MV/LV Substation GL***213X |  | 20 kV | _ | LV | 400 kVA :Kiosk Substation | 0.4 | --> | 0.4 | 0 | 0 | Constrained, otherwise capacity available =312 kVA | --> | 0.38 | 0 | 0.011 | 0 | 0 | Constrained, otherwise capacity available =360 kW | --> | E17 ex FOXHOLE | Foxhole [T421,T422] | DUNGARVAN |  | 51.9545 | -7.8718
035766X | MV/LV Substation LO***766X |  | 10 kV | _ | LV | 200 kVA :Pole Substation | 0.2 | --> | 0.2 | 0.11 | 3.91 |  | --> | 0.19 | 0 | 0 | 0 | 0 | Constrained, otherwise capacity available =177 kW | --> | C16 ex ARDFINNAN | Ardfinnan [T42] | CAHIR |  | 52.3373 | -7.8584
0554133 | MV/LV Substation GO***4133 |  | 10 kV | _ | LV | 50 kVA :Pole Substation | 0.05 | --> | 0.05 | 0 | 0 | Constrained, otherwise capacity available =46 kVA | --> | 0.048 | 0 | 0 | 0 | 0 | Constrained, otherwise capacity available =47 kW | --> | C20 ex TEMPLEMORE | Templemore [T41,T42] | IKERRIN |  | 52.8209 | -7.8602
014795X | MV/LV Substation SU***795X |  | 10 kV | _ | LV | 200 kVA :Pole Substation | 0.2 | --> | 0.2 | 0.138 | 0.63 |  | --> | 0.19 | 0 | 0.005 | 0 | 0 | Constrained, otherwise capacity available =178 kW | --> | C16 ex KILCULLEN | Kilcullen [T41,T42,T424] | STRATFORD |  | 53.1076 | -6.8606
0264208 | MV/LV Substation IN***4208 |  | 10 kV | _ | LV | 400 kVA :Kiosk Substation | 0.4 | --> | 0.4 | 0.363 | 8.66 |  | --> | 0.38 | 0 | 0 | 0 | 0 | Constrained, otherwise capacity available =375 kW | --> | C13 ex BANDON | Bandon [T101,T42] | BANDON |  | 51.7521 | -8.7541
276833 | MV/LV Substation FL***833 |  | 10 kV | _ | LV | 630 kVA :Kiosk Substation | 0.63 | --> | 0.63 | 0.49 | 0.76 |  | --> | 0.598 | 0 | 0.03 | 0 | 0 | Constrained, otherwise capacity available =557 kW | --> | C18 ex WOODFORD | Woodford [T41,T42] | KNOCKEARAGH |  | 52.0466 | -9.5039
0014073 | MV/LV Substation SI***4073 |  | 10 kV | _ | LV | 200 kVA :Kiosk Substation | 0.2 | --> | 0.2 | 0 | 0 | Constrained, otherwise capacity available =65 kVA | --> | 0.19 | 0 | 0.045 | 0.138 | 0 |  | --> | C12 ex LOUGHLINSTOWN | Loughlinstown [T41,T42] | CARRICKMINES |  | 53.2446 | -6.1347
066247Z | MV/LV Substation KI***247Z |  | 10 kV | _ | LV | 400 kVA :Kiosk Substation | 0.4 | --> | 0.4 | 0 | 0 | Constrained, otherwise capacity available =324 kVA | --> | 0.38 | 0 | 0 | 0.37 | 0 |  | --> | C39 ex COLLEGE PARK | College Park [T101,T102,T103] | COLLEGE PARK |  | 53.4518 | -6.3953
082342Z | MV/LV Substation BL***342Z |  | 20 kV | _ | LV | 100 kVA :Pole Substation | 0.1 | --> | 0.1 | 0.083 | 0.64 |  | --> | 0.095 | 0 | 0 | 0 | 0 | Constrained, otherwise capacity available =93 kW | --> | E14 ex RANDALSTOWN | Randalstown [T422] | NAVAN |  | 53.699 | -6.7161
154278Z | MV/LV Substation BL***278Z |  | 10 kV | _ | LV | 400 kVA :Kiosk Substation | 0.4 | --> | 0.4 | 0 | 0 | Constrained, otherwise capacity available =280 kVA | --> | 0.38 | 0 | 0.01 | 0.356 | 0 |  | --> | C20 ex COLLEGE PARK | College Park [T101,T102,T103] | COLLEGE PARK |  | 53.3941 | -6.3751
288773 | MV/LV Substation BA***773 |  | 10 kV | _ | LV | 100 kVA :Pole Substation | 0.1 | --> | 0.1 | 0.041 | 0.04 | Constrained, otherwise capacity available =80 kVA | --> | 0.095 | 0 | 0.016 | 0.08 | 0 |  | --> | C21 ex LITTLE BRAY | Little Bray [T41,T42] | FASSAROE |  | 53.2042 | -6.1709
281381Z | MV/LV Substation MA***381Z |  | 10 kV | _ | LV | 100 kVA :Pole Substation | 0.1 | --> | 0.1 | 0 | 0 | Constrained, otherwise capacity available =68 kVA | --> | 0.095 | 0 | 0 | 0 | 0 | Constrained, otherwise capacity available =90 kW | --> | C16 ex CARRIGALINE | Carrigaline [T41,T42] | BARNAHELY |  | 51.8367 | -8.3942
062059 | MV/LV Substation MO***059 |  | 10 kV | _ | LV | 50 kVA :Pole Substation | 0.05 | --> | 0.05 | 0.028 | 2.33 |  | --> | 0.048 | 0 | 0 | 0 | 0 | Constrained, otherwise capacity available =44 kW | --> | C18 ex DUNDALK | Dundalk [T41,T42] | DUNDALK |  | 54.013 | -6.4283
0824354 | MV/LV Substation FE***4354 |  | 10 kV | _ | LV | 50 kVA :Pole Substation | 0.05 | --> | 0.05 | 0 | 0 | Constrained, otherwise capacity available =42 kVA | --> | 0.048 | 0 | 0 | 0 | 0 | Constrained, otherwise capacity available =46 kW | --> | C30 ex ACADEMY STREET | Academy Street [T421,T422,T44] | NAVAN |  | 53.6567 | -6.6562
2814488 | MV/LV Substation CA***4488 |  | 10 kV | _ | LV | 50 kVA :Pole Substation | 0.05 | --> | 0.05 | 0 | 0 | Constrained, otherwise capacity available =49 kVA | --> | 0.048 | 0 | 0 | 0 | 0 | Constrained, otherwise capacity available =47 kW | --> | C18 ex DOUGLAS | Douglas [T41,T42] | TRABEG |  | 51.8633 | -8.4236
042459 | MV/LV Substation MA***459 |  | 20 kV | _ | LV | 50 kVA :Pole Substation | 0.05 | --> | 0.05 | 0 | 0 | Constrained, otherwise capacity available =40 kVA | --> | 0.048 | 0 | 0.005 | 0 | 0 | Constrained, otherwise capacity available =42 kW | --> | E17 ex WINDSOR | Windsor [T421,T422] | CASTLEBAR |  | 53.8318 | -9.1832
1544135 | MV/LV Substation WE***4135 |  | 10 kV | _ | LV | 400 kVA :Kiosk Substation | 0.4 | --> | 0.4 | 0 | 0 | Constrained, otherwise capacity available =346 kVA | --> | 0.38 | 0 | 0 | 0 | 0 | Constrained, otherwise capacity available =373 kW | --> | C14 ex COOLMINE | Coolmine [T41,T42] | FINGLAS |  | 53.3823 | -6.4182
068616X | MV/LV Substation BE***616X |  | 10 kV | _ | LV | 1000 kVA :Building Structure | 1 | --> | 1 | 0 | 0 | Constrained, otherwise capacity available =847 kVA | --> | 0.95 | 0 | 0 | 0.5 | 0 |  | --> | C19 ex GLOUCESTER PLACE | Gloucester Place [T41,T42] | MCDERMOTT |  | 53.3545 | -6.2564
288346X | MV/LV Substation GO***346X |  | 10 kV | _ | LV | 1000 kVA :Building Structure | 1 | --> | 1 | 0.5 | 19.52 |  | --> | 0.95 | 0 | 0 | 0.5 | 0 |  | --> | C30 ex TANEY | Taney [T101,T102] | CARRICKMINES |  | 53.2791 | -6.2442
0174358 | MV/LV Substation CH***4358 |  | 10 kV | _ | LV | 400 kVA :Kiosk Substation | 0.4 | --> | 0.4 | 0.365 | 1.58 |  | --> | 0.38 | 0 | 0 | 0 | 0 | Constrained, otherwise capacity available =375 kW | --> | C12 ex FOYNES | Foynes [T41,T42] | RATHKEALE |  | 52.6107 | -9.0981
035671X | MV/LV Substation OA***671X |  | 10 kV | _ | LV | 400 kVA :Kiosk Substation | 0.4 | --> | 0.4 | 0.374 | 6.17 |  | --> | 0.38 | 0 | 0 | 0 | 0 | Constrained, otherwise capacity available =376 kW | --> | C20 ex CAHIR | Cahir [T41,T42] | CAHIR |  | 52.3727 | -7.9327
192121 | MV/LV Substation BU***121 |  | 10 kV | _ | LV | 100 kVA :Building Structure | 0.1 | --> | 0.1 | 0.098 | 1.56 |  | --> | 0.095 | 0 | 0 | 0 | 0 | Constrained, otherwise capacity available =95 kW | --> | C14 ex DERRYBEG | Derrybeg [T41,T42] | ARDNAGAPPARY |  | 55.0634 | -8.2847
180661X | MV/LV Substation CA***661X |  | 10 kV | _ | LV | 50 kVA :Pole Substation | 0.05 | --> | 0.05 | 0.04 | 3.27 |  | --> | 0.048 | 0 | 0 | 0 | 0 | Constrained, otherwise capacity available =46 kW | --> | C11 ex LLOYD | Lloyd [T41,T42] | NAVAN |  | 53.7368 | -6.9582
049518Y | MV/LV Substation SM***518Y |  | 20 kV | _ | LV | 50 kVA :Pole Substation | 0.05 | --> | 0.05 | 0.022 | 0.21 |  | --> | 0.048 | 0 | 0.002 | 0 | 0 | Constrained, otherwise capacity available =42 kW | --> | E13 ex LONGFORD | Longford [T421,T422] | RICHMOND |  | 53.8706 | -7.5983
0664026 | MV/LV Substation CA***4026 |  | 20 kV | _ | LV | 50 kVA :Pole Substation | 0.05 | --> | 0.05 | 0 | 0 | Constrained, otherwise capacity available =49 kVA | --> | 0.048 | 0 | 0 | 0 | 0 | Constrained, otherwise capacity available =47 kW | --> | E21 ex ASHBOURNE | Ashbourne [T421,T422] | FINGLAS |  | 53.4745 | -6.3167
081462Z | MV/LV Substation EL***462Z |  | 10 kV | _ | LV | 200 kVA :Kiosk Substation | 0.2 | --> | 0.2 | 0 | 0 | Constrained, otherwise capacity available =142 kVA | --> | 0.19 | 0 | 0.015 | 0 | 0 | Constrained, otherwise capacity available =171 kW | --> | C16 ex LEIXLIP | Leixlip [T41,T42] | GRIFFINRATH |  | 53.3363 | -6.5145
059183X | MV/LV Substation KI***183X |  | 20 kV | _ | LV | 50 kVA :Pole Substation | 0.05 | --> | 0.05 | 0 | 0 | Constrained, otherwise capacity available =40 kVA | --> | 0.048 | 0 | 0 | 0 | 0 | Constrained, otherwise capacity available =46 kW | --> | E19 ex CAVAN | Cavan [T42,T421] | SHANKILL |  | 54.0005 | -7.4704
350480 | MV/LV Substation CR***480 |  | 10 kV | _ | LV | 200 kVA :Kiosk Substation | 0.2 | --> | 0.2 | 0.148 | 1.57 |  | --> | 0.19 | 0 | 0.033 | 0 | 0 | Constrained, otherwise capacity available =158 kW | --> | C15 ex BUNDORAN | Bundoran [T41,T42] | CATHALEENS FALL |  | 54.4764 | -8.3141
064265Y | MV/LV Substation GR***265Y |  | 10 kV | _ | LV | 630 kVA :Kiosk Substation | 0.63 | --> | 0.63 | 0 | 0 | Constrained, otherwise capacity available =436 kVA | --> | 0.598 | 0 | 0.015 | 0 | 0 | Constrained, otherwise capacity available =560 kW | --> | C15 ex TERMONFECKIN ROAD | Termonfeckin Road [T41,T42] | DRYBRIDGE |  | 53.719 | -6.3304
0484070 | MV/LV Substation PR***4070 |  | 20 kV | _ | LV | 400 kVA :Kiosk Substation | 0.4 | --> | 0.4 | 0.369 | 2.03 |  | --> | 0.38 | 0 | 0 | 0 | 0 | Constrained, otherwise capacity available =376 kW | --> | E15 ex MOHILL | Mohill [T421,T422] | CARRICK ON SHANNON |  | 54.05 | -7.8025
029398Y | MV/LV Substation DI***398Y |  | 10 kV | _ | LV | 50 kVA :Pole Substation | 0.05 | --> | 0.05 | 0 | 0 | Constrained, otherwise capacity available =33 kVA | --> | 0.048 | 0 | 0 | 0.045 | 0 |  | --> | C18 ex MIDLETON | Midleton [T101,T102] | MIDLETON |  | 51.9636 | -8.2204
019455 | MV/LV Substation LO***455 |  | 10 kV | _ | LV | 200 kVA :Pole Substation | 0.2 | --> | 0.2 | 0.188 | 1.54 |  | --> | 0.19 | 0 | 0 | 0 | 0 | Constrained, otherwise capacity available =188 kW | --> | C22 ex BALLYARD | Ballyard [T41,T42] | TRALEE |  | 52.262 | -9.7322
042310 | MV/LV Substation GR***310 |  | 10 kV | _ | LV | 50 kVA :Pole Substation | 0.05 | --> | 0.05 | 0 | 0 | Constrained, otherwise capacity available =35 kVA | --> | 0.048 | 0 | 0.006 | 0 | 0 | Constrained, otherwise capacity available =41 kW | --> | C18 ex KNOCKAPHUNTA | Knockaphunta [T41,T42] | CASTLEBAR |  | 53.8587 | -9.3542
099268X | MV/LV Substation FI***268X |  | 10 kV | _ | LV | 630 kVA :Kiosk Substation | 0.63 | --> | 0.63 | 0.5 | 5.45 |  | --> | 0.598 | 0 | 0 | 0 | 0 | Constrained, otherwise capacity available =594 kW | --> | C17 ex GORTLEE | Gortlee [T41,T42] | LETTERKENNY |  | 54.9566 | -7.7336
288997 | MV/LV Substation AN***997 |  | 10 kV | _ | LV | 50 kVA :Pole Substation | 0.05 | --> | 0.05 | 0.04 | 0.04 |  | --> | 0.048 | 0 | 0.006 | 0.042 | 0 |  | --> | C21 ex LITTLE BRAY | Little Bray [T41,T42] | FASSAROE |  | 53.2068 | -6.1701
053115Z | MV/LV Substation AX***115Z |  | 10 kV | _ | LV | 630 kVA :Kiosk Substation | 0.63 | --> | 0.63 | 0.479 | 2.39 |  | --> | 0.598 | 0 | 0 | 0 | 0 | Constrained, otherwise capacity available =578 kW | --> | C18 ex SRAH | Srah [T41,T42] | THORNSBERRY |  | 53.2886 | -7.5147
011492Z | MV/LV Substation LA***492Z |  | 10 kV | _ | LV | 50 kVA :Pole Substation | 0.05 | --> | 0.05 | 0 | 0 | Constrained, otherwise capacity available =49 kVA | --> | 0.048 | 0 | 0.01 | 0 | 0 | Constrained, otherwise capacity available =40 kW | --> | C15 ex TALBOTS INCH | Talbots Inch [T41,T42] | KILKENNY |  | 52.6641 | -7.4317
160741Y | MV/LV Substation KI***741Y |  | 20 kV | _ | LV | 200 kVA :Kiosk Substation | 0.2 | --> | 0.2 | 0 | 0 | Constrained, otherwise capacity available =188 kVA | --> | 0.19 | 0 | 0.015 | 0 | 0 | Constrained, otherwise capacity available =177 kW | --> | C23 ex PORTARLINGTON | Portarlington [T43] | BLAKE |  | 53.1381 | -7.1609
011900 | MV/LV Substation MU***900 |  | 10 kV | _ | LV | 50 kVA :Pole Substation | 0.05 | --> | 0.05 | 0.037 | 0.04 | Constrained, otherwise capacity available =47 kVA | --> | 0.048 | 0 | 0 | 0 | 0 | Constrained, otherwise capacity available =47 kW | --> | C11 ex CALLAN | Callan [T41,T42] | KILKENNY |  | 52.5979 | -7.3682
081579X | MV/LV Substation EL***579X |  | 10 kV | _ | LV | 400 kVA :Kiosk Substation | 0.4 | --> | 0.4 | 0 | 0 | Constrained, otherwise capacity available =274 kVA | --> | 0.38 | 0 | 0.028 | 0.342 | 0 |  | --> | C18 ex LUCAN EAST | Lucan East [T41,T42] | GRANGE CASTLE |  | 53.3514 | -6.4313
156435X | MV/LV Substation MA***435X |  | 20 kV | _ | LV | 50 kVA :Pole Substation | 0.05 | --> | 0.05 | 0 | 0 | Constrained, otherwise capacity available =50 kVA | --> | 0.048 | 0 | 0 | 0 | 0 | Constrained, otherwise capacity available =48 kW | --> | E12 ex EMYVALE | Emyvale [T422] | LISDRUM |  | 54.3519 | -7.0671
039331 | MV/LV Substation BR***331 |  | 10 kV | _ | LV | 400 kVA :Building Structure | 0.4 | --> | 0.4 | 0 | 0 | Constrained, otherwise capacity available =335 kVA | --> | 0.38 | 0 | 0 | 0.371 | 0 |  | --> | C22 ex GALWAY 110KV | Galway 110kv [T102,T103] | GALWAY 110KV |  | 53.2895 | -9.0023
4054066 | MV/LV Substation ST***4066 |  | 20 kV | _ | LV | 100 kVA :Pole Substation | 0.1 | --> | 0.1 | 0.1 | 3.03 |  | --> | 0.095 | 0 | 0 | 0 | 0 | Constrained, otherwise capacity available =95 kW | --> | E12 ex MOVILLE | Moville [T421,T422] | TRILLICK |  | 55.2309 | -6.9424
093538Z | MV/LV Substation SA***538Z |  | 10 kV | _ | LV | 400 kVA :Kiosk Substation | 0.4 | --> | 0.4 | 0.236 | 2.86 |  | --> | 0.38 | 0 | 0 | 0.357 | 0 |  | --> | C14 ex BALLYMUN | Ballymun [T41,T42] | FINGLAS |  | 53.3971 | -6.275
253010X | MV/LV Substation BI***010X |  | 10 kV | _ | LV | 50 kVA :Pole Substation | 0.05 | --> | 0.05 | 0 | 0 | Constrained, otherwise capacity available =47 kVA | --> | 0.048 | 0 | 0.006 | 0 | 0 | Constrained, otherwise capacity available =43 kW | --> | C16 ex TUAM NORTH | Tuam North [T41,T42] | CLOON |  | 53.4545 | -8.979
021545 | MV/LV Substation SH***545 |  | 10 kV | _ | LV | 100 kVA :Pole Substation | 0.1 | --> | 0.1 | 0 | 0 | Constrained, otherwise capacity available =78 kVA | --> | 0.095 | 0 | 0.003 | 0 | 0 | Constrained, otherwise capacity available =90 kW | --> | E15 ex WHITECHURCH | Whitechurch [T421,T422] | KILBARRY |  | 51.9392 | -8.5583
365759X | MV/LV Substation SA***759X |  | 10 kV | _ | LV | 630 kVA :Building Structure | 0.63 | --> | 0.63 | 0 | 0 | Constrained, otherwise capacity available =488 kVA | --> | 0.598 | 0 | 0.006 | 0.5 | 0 |  | --> | C18 ex FORTUNESTOWN | Fortunestown [T101,T102] | INCHICORE 220KV |  | 53.2885 | -6.4318
4174078 | MV/LV Substation LO***4078 |  | 20 kV | _ | LV | 400 kVA :Building Structure | 0.4 | --> | 0.4 | 0.268 | 8.5 |  | --> | 0.38 | 0 | 0 | 0 | 0 | Constrained, otherwise capacity available =362 kW | --> | E14 ex ARIGNA | Arigna [T121] | ARIGNA |  | 54.0549 | -8.046
0644311 | MV/LV Substation KE***4311 |  | 10 kV | _ | LV | 630 kVA :Kiosk Substation | 0.63 | --> | 0.63 | 0 | 0 | Constrained, otherwise capacity available =580 kVA | --> | 0.598 | 0 | 0 | 0 | 0 | Constrained, otherwise capacity available =592 kW | --> | C18 ex RATHMULLAN | Rathmullan [T41,T42] | DRYBRIDGE |  | 53.6982 | -6.3676
056067X | MV/LV Substation MI***067X |  | 10 kV | _ | LV | 630 kVA :Kiosk Substation | 0.63 | --> | 0.63 | 0.229 | 0.89 |  | --> | 0.598 | 0 | 0.01 | 0 | 0 | Constrained, otherwise capacity available =534 kW | --> | C17 ex BIRR | Birr [T41,T422] | DALLOW |  | 53.095 | -7.9108
062049 | MV/LV Substation CO***049 |  | 10 kV | _ | LV | 630 kVA :Building Structure | 0.63 | --> | 0.63 | 0.418 | 5.69 |  | --> | 0.598 | 0 | 0.017 | 0 | 0 | Constrained, otherwise capacity available =556 kW | --> | C11 ex RAMPARTS | Ramparts [T41,T42] | DUNDALK |  | 53.989 | -6.4019
081197X | MV/LV Substation ME***197X |  | 10 kV | _ | LV | 400 kVA :Building Structure | 0.4 | --> | 0.4 | 0 | 0 | Constrained, otherwise capacity available =134 kVA | --> | 0.38 | 0 | 0.15 | 0.235 | 0 |  | --> | C28 ex CLONDALKIN | Clondalkin [T41,T42,T44] | INCHICORE 220KV |  | 53.3335 | -6.3884
012088 | MV/LV Substation MO***088 |  | 10 kV | _ | LV | 200 kVA :Pole Substation | 0.2 | --> | 0.2 | 0.16 | 1.99 |  | --> | 0.19 | 0 | 0 | 0 | 0 | Constrained, otherwise capacity available =184 kW | --> | C18 ex GRAIGUE | Graigue [T41,T42] | CARLOW |  | 52.8411 | -6.9329
052970Z | MV/LV Substation VI***970Z |  | 20 kV | _ | LV | 400 kVA :Kiosk Substation | 0.4 | --> | 0.4 | 0 | 0 | Constrained, otherwise capacity available =400 kVA | --> | 0.38 | 0 | 0 | 0 | 0 | Constrained, otherwise capacity available =380 kW | --> | E18 ex BALLINDERRY | Ballinderry [T41,T422] | MULLINGAR |  | 53.5141 | -7.1398
122944 | MV/LV Substation OA***944 |  | 10 kV | _ | LV | 200 kVA :Pole Substation | 0.2 | --> | 0.2 | 0.174 | 4.18 |  | --> | 0.19 | 0 | 0.005 | 0 | 0 | Constrained, otherwise capacity available =183 kW | --> | C18 ex KINGSCOURT | Kingscourt [T41,T42] | MEATH HILL |  | 53.9137 | -6.807
031740X | MV/LV Substation PO***740X |  | 10 kV | _ | LV | 50 kVA :Pole Substation | 0.05 | --> | 0.05 | 0 | 0 | Constrained, otherwise capacity available =45 kVA | --> | 0.048 | 0 | 0 | 0 | 0 | Constrained, otherwise capacity available =47 kW | --> | C17 ex COLLIGAN | Colligan [T41,T42] | DUNGARVAN |  | 52.1023 | -7.6955
139483 | MV/LV Substation CR***483 |  | 10 kV | _ | LV | 200 kVA :Pole Substation | 0.2 | --> | 0.2 | 0.172 | 4 |  | --> | 0.19 | 0 | 0 | 0 | 0 | Constrained, otherwise capacity available =186 kW | --> | C19 ex BALLYJAMESDUFF | Ballyjamesduff [T41,T42] | SHANKILL |  | 53.8278 | -7.2948
038063 | MV/LV Substation CO***063 |  | 10 kV | _ | LV | 50 kVA :Pole Substation | 0.05 | --> | 0.05 | 0 | 0 | Constrained, otherwise capacity available =35 kVA | --> | 0.048 | 0 | 0 | 0 | 0 | Constrained, otherwise capacity available =45 kW | --> | C18 ex GORT | Gort [T41,T42] | ENNIS |  | 52.9913 | -8.9018
281950Y | MV/LV Substation WI***950Y |  | 10 kV | _ | LV | 200 kVA :Kiosk Substation | 0.2 | --> | 0.2 | 0 | 0 | Constrained, otherwise capacity available =119 kVA | --> | 0.19 | 0 | 0.053 | 0 | 0 | Constrained, otherwise capacity available =139 kW | --> | C16 ex DOUGLAS | Douglas [T41,T42] | TRABEG |  | 51.8924 | -8.4217
046020X | MV/LV Substation BR***020X |  | 10 kV | _ | LV | 400 kVA :Kiosk Substation | 0.4 | --> | 0.4 | 0 | 0 | Constrained, otherwise capacity available =306 kVA | --> | 0.38 | 0 | 0 | 0.367 | 0 |  | --> | C11 ex FINISKLIN | Finisklin [T41,T42] | SLIGO |  | 54.2744 | -8.483
069506 | MV/LV Substation WH***506 |  | 10 kV | _ | LV | 400 kVA :Kiosk Substation | 0.4 | --> | 0.4 | 0 | 0 | Constrained, otherwise capacity available =314 kVA | --> | 0.38 | 0 | 0.077 | 0.311 | 0 |  | --> | C18 ex BALLYBODEN | Ballyboden [T41,T42] | COOKSTOWN |  | 53.2845 | -6.2885
0074546 | MV/LV Substation RA***4546 |  | 20 kV | _ | LV | 400 kVA :Kiosk Substation | 0.4 | --> | 0.4 | 0.4 | 16.12 |  | --> | 0.38 | 0 | 0 | 0.38 | 0 |  | --> | E21 ex WEXFORD | Wexford [T121,T122] | WEXFORD |  | 52.3922 | -6.4491
008034 | MV/LV Substation CO***034 |  | 10 kV | _ | LV | 400 kVA :Kiosk Substation | 0.4 | --> | 0.4 | 0 | 0 | Constrained, otherwise capacity available =135 kVA | --> | 0.38 | 0 | 0.029 | 0 | 0 | Constrained, otherwise capacity available =321 kW | --> | C14 ex KNOCKMULLEN | Knockmullen [T42,T421] | GREAT ISLAND |  | 52.3983 | -6.9393
041846X | MV/LV Substation FA***846X |  | 20 kV | _ | LV | 50 kVA :Pole Substation | 0.05 | --> | 0.05 | 0 | 0 | Constrained, otherwise capacity available =49 kVA | --> | 0.048 | 0 | 0 | 0 | 0 | Constrained, otherwise capacity available =47 kW | --> | E19 ex DALTON | Dalton [T421,T422] | DALTON |  | 53.6914 | -9.026
095544 | MV/LV Substation LO***544 |  | 10 kV | _ | LV | 50 kVA :Pole Substation | 0.05 | --> | 0.05 | 0 | 0 | Constrained, otherwise capacity available =43 kVA | --> | 0.048 | 0 | 0 | 0 | 0 | Constrained, otherwise capacity available =47 kW | --> | C15 ex CRANNY | Cranny [T41] | ENNIS |  | 52.7138 | -9.2659
069515 | MV/LV Substation BO***515 |  | 10 kV | _ | LV | 630 kVA :Kiosk Substation | 0.63 | --> | 0.63 | 0 | 0 | Constrained, otherwise capacity available =521 kVA | --> | 0.598 | 0 | 0.011 | 0.5 | 0 |  | --> | C19 ex BALLYBODEN | Ballyboden [T41,T42] | COOKSTOWN |  | 53.282 | -6.2994
0674134 | MV/LV Substation CA***4134 |  | 20 kV | _ | LV | 50 kVA :Pole Substation | 0.05 | --> | 0.05 | 0.046 | 13.8 |  | --> | 0.048 | 0 | 0 | 0.047 | 0 |  | --> | C14 ex SINGLAND | Singland [T101,T102] | SINGLAND |  | 52.6593 | -8.5081
009405X | MV/LV Substation QU***405X |  | 10 kV | _ | LV | 100 kVA :Pole Substation | 0.1 | --> | 0.1 | 0.099 | 0.95 |  | --> | 0.095 | 0 | 0 | 0 | 0 | Constrained, otherwise capacity available =95 kW | --> | C25 ex TYCOR | Tycor [T41,T42] | WATERFORD |  | 52.2595 | -7.1766
108042 | MV/LV Substation ***042 |  | 10 kV | _ | LV | 200 kVA :Pole Substation | 0.2 | --> | 0.2 | 0.054 | 1.57 |  | --> | 0.19 | 0 | 0.021 | 0 | 0 | Constrained, otherwise capacity available =154 kW | --> | C17 ex BALLYSHANNON | Ballyshannon [T41,T42] | CATHALEENS FALL |  | 54.5036 | -8.1899
365387 | MV/LV Substation AS***387 |  | 10 kV | _ | LV | 400 kVA :Kiosk Substation | 0.4 | --> | 0.4 | 0 | 0 | Constrained, otherwise capacity available =306 kVA | --> | 0.38 | 0 | 0.008 | 0.361 | 0 |  | --> | C17 ex WHITESTOWN | Whitestown [T41,T42] | COOKSTOWN |  | 53.2883 | -6.3865
120518X | MV/LV Substation DE***518X |  | 10 kV | _ | LV | 50 kVA :Pole Substation | 0.05 | --> | 0.05 | 0 | 0 | Constrained, otherwise capacity available =47 kVA | --> | 0.048 | 0 | 0 | 0 | 0 | Constrained, otherwise capacity available =47 kW | --> | C18 ex BLAKE | Blake [T41,T42] | BLAKE |  | 53.2759 | -6.861
011428Y | MV/LV Substation BA***428Y |  | 10 kV | _ | LV | 100 kVA :Pole Substation | 0.1 | --> | 0.1 | 0 | 0 | Constrained, otherwise capacity available =74 kVA | --> | 0.095 | 0 | 0 | 0 | 0 | Constrained, otherwise capacity available =91 kW | --> | C14 ex GORESBRIDGE | Goresbridge [T41,T42] | KILKENNY |  | 52.6279 | -6.9948
162251X | MV/LV Substation CA***251X |  | 10 kV | _ | LV | 400 kVA :Kiosk Substation | 0.4 | --> | 0.4 | 0.368 | 7.25 |  | --> | 0.38 | 0 | 0.008 | 0 | 0 | Constrained, otherwise capacity available =370 kW | --> | C18 ex CONVOY | Convoy [T41,T42] | LETTERKENNY |  | 54.8736 | -7.6087
0014123 | MV/LV Substation GL***4123 |  | 10 kV | _ | LV | 400 kVA :Kiosk Substation | 0.4 | --> | 0.4 | 0.4 | 1.16 |  | --> | 0.38 | 0 | 0 | 0.38 | 0 |  | --> | C14 ex MOUNT MERRION | Mount Merrion [T41,T42] | CARRICKMINES |  | 53.302 | -6.2123
117461X | MV/LV Substation SE***461X |  | 20 kV | _ | LV | 100 kVA :Pole Substation | 0.1 | --> | 0.1 | 0 | 0 | Constrained, otherwise capacity available =79 kVA | --> | 0.095 | 0 | 0 | 0 | 0 | Constrained, otherwise capacity available =92 kW | --> | E20 ex COLLOONEY | Collooney [T421,T422] | SLIGO |  | 54.1865 | -8.4862
288293 | MV/LV Substation TU***293 |  | 10 kV | _ | LV | 200 kVA :Kiosk Substation | 0.2 | --> | 0.2 | 0.098 | 1.16 |  | --> | 0.19 | 0 | 0.015 | 0.164 | 0 |  | --> | C19 ex BREWERY ROAD | Brewery Road [T41,T42] | CARRICKMINES |  | 53.2719 | -6.1945
069714 | MV/LV Substation CH***714 |  | 10 kV | _ | LV | 630 kVA :Kiosk Substation | 0.63 | --> | 0.63 | 0.5 | 4.91 |  | --> | 0.598 | 0 | 0 | 0.5 | 0 |  | --> | C14 ex CRUMLIN | Crumlin [T41,T42] | INCHICORE 220KV |  | 53.3135 | -6.3235
081438Z | MV/LV Substation HA***438Z |  | 10 kV | _ | LV | 200 kVA :Kiosk Substation | 0.2 | --> | 0.2 | 0 | 0 | Constrained, otherwise capacity available =126 kVA | --> | 0.19 | 0 | 0.008 | 0 | 0 | Constrained, otherwise capacity available =174 kW | --> | C18 ex CELBRIDGE | Celbridge [T41,T42] | GRIFFINRATH |  | 53.3307 | -6.5347
058185Y | MV/LV Substation NU***185Y |  | 20 kV | _ | LV | 50 kVA :Pole Substation | 0.05 | --> | 0.05 | 0 | 0 | Constrained, otherwise capacity available =24 kVA | --> | 0.048 | 0 | 0 | 0 | 0 | Constrained, otherwise capacity available =44 kW | --> | C17 ex KYLEERAGH | Kyleeragh [T41,T42] | NENAGH |  | 52.8733 | -8.1822
066529 | MV/LV Substation CO***529 |  | 20 kV | _ | LV | 200 kVA :Pole Substation | 0.2 | --> | 0.2 | 0 | 0 | Constrained, otherwise capacity available =186 kVA | --> | 0.19 | 0 | 0.016 | 0 | 0 | Constrained, otherwise capacity available =176 kW | --> | E18 ex GLASMORE | Glasmore [T421,T422] | GLASMORE |  | 53.529 | -6.2069
345893 | MV/LV Substation RO***893 |  | 20 kV | _ | LV | 100 kVA :Pole Substation | 0.1 | --> | 0.1 | 0 | 0 | Constrained, otherwise capacity available =94 kVA | --> | 0.095 | 0 | 0 | 0.094 | 0 |  | --> | E18 ex MANORHAMILTON | Manorhamilton [T422] | SLIGO |  | 54.3857 | -8.1122
004872 | MV/LV Substation LI***872 |  | 10 kV | _ | LV | 50 kVA :Pole Substation | 0.05 | --> | 0.05 | 0 | 0 | Constrained, otherwise capacity available =47 kVA | --> | 0.048 | 0 | 0 | 0 | 0 | Constrained, otherwise capacity available =47 kW | --> | C23 ex TINAHASK | Tinahask [T41,T42] | ARKLOW |  | 52.7335 | -6.2994
059666X | MV/LV Substation DR***666X |  | 20 kV | _ | LV | 100 kVA :Pole Substation | 0.1 | --> | 0.1 | 0 | 0 | Constrained, otherwise capacity available =96 kVA | --> | 0.095 | 0 | 0.006 | 0 | 0 | Constrained, otherwise capacity available =90 kW | --> | E19 ex CAVAN | Cavan [T42,T421] | SHANKILL |  | 53.9859 | -7.4074
068589X | MV/LV Substation RU***589X |  | 10 kV | _ | LV | 1000 kVA :Building Structure | 1 | --> | 1 | 0.5 | 1.47 |  | --> | 0.95 | 0 | 0 | 0.5 | 0 |  | --> | C11 ex MARROWBONE LANE | Marrowbone Lane [T42] | INCHICORE 220KV |  | 53.3346 | -6.291
095538 | MV/LV Substation LA***538 |  | 10 kV | _ | LV | 100 kVA :Pole Substation | 0.1 | --> | 0.1 | 0 | 0 | Constrained, otherwise capacity available =90 kVA | --> | 0.095 | 0 | 0.005 | 0 | 0 | Constrained, otherwise capacity available =90 kW | --> | C15 ex CRANNY | Cranny [T41] | ENNIS |  | 52.7192 | -9.3022
0714052 | MV/LV Substation HA***4052 |  | 10 kV | _ | LV | 630 kVA :Building Structure | 0.63 | --> | 0.63 | 0 | 0 | Constrained, otherwise capacity available =630 kVA | --> | 0.598 | 0 | 0 | 0.5 | 0 | Constrained, otherwise capacity available =598 kW | --> | C17 ex GREYSTONES | Greystones [T41,T42] | FASSAROE |  | 53.1536 | -6.069
288220 | MV/LV Substation RA***220 |  | 10 kV | _ | LV | 630 kVA :Building Structure | 0.63 | --> | 0.63 | 0.486 | 1.16 |  | --> | 0.598 | 0 | 0.015 | 0.5 | 0 |  | --> | C19 ex BREWERY ROAD | Brewery Road [T41,T42] | CARRICKMINES |  | 53.2752 | -6.2107
214080 | MV/LV Substation BA***080 |  | 10 kV | _ | LV | 100 kVA :Pole Substation | 0.1 | --> | 0.1 | 0 | 0 | Constrained, otherwise capacity available =81 kVA | --> | 0.095 | 0 | 0 | 0 | 0 | Constrained, otherwise capacity available =92 kW | --> | C15 ex DRUMQUIN | Drumquin [T42] | ENNIS |  | 52.7206 | -9.0654
0114376 | MV/LV Substation PE***4376 |  | 10 kV | _ | LV | 400 kVA :Kiosk Substation | 0.4 | --> | 0.4 | 0.333 | 5.05 |  | --> | 0.38 | 0 | 0 | 0 | 0 | Constrained, otherwise capacity available =371 kW | --> | C18 ex MCDONAGH | Mcdonagh [T41,T42] | KILKENNY |  | 52.6573 | -7.2419
0014045 | MV/LV Substation HO***4045 |  | 10 kV | _ | LV | 400 kVA :Kiosk Substation | 0.4 | --> | 0.4 | 0.329 | 1.23 |  | --> | 0.38 | 0 | 0.141 | 0.266 | 0 |  | --> | C20 ex SALLYNOGGIN ROAD | Sallynoggin Road [T41,T42] | CHERRYWOOD |  | 53.281 | -6.1439
021628Z | MV/LV Substation SH***628Z |  | 10 kV | _ | LV | 630 kVA :Kiosk Substation | 0.63 | --> | 0.63 | 0 | 0 | Constrained, otherwise capacity available =590 kVA | --> | 0.598 | 0 | 0 | 0.5 | 0 |  | --> | C27 ex KILBARRY | Kilbarry [T101,T43] | KILBARRY |  | 51.904 | -8.477
293266 | MV/LV Substation CA***266 |  | 20 kV | _ | LV | 200 kVA :Pole Substation | 0.2 | --> | 0.2 | 0 | 0 | Constrained, otherwise capacity available =141 kVA | --> | 0.19 | 0 | 0.005 | 0 | 0 | Constrained, otherwise capacity available =178 kW | --> | E13 ex BALTINGLASS | Baltinglass [T421,T422] | STRATFORD |  | 52.916 | -6.8373
064374Z | MV/LV Substation CO***374Z |  | 10 kV | _ | LV | 630 kVA :Building Structure | 0.63 | --> | 0.63 | 0 | 0 | Constrained, otherwise capacity available =588 kVA | --> | 0.598 | 0 | 0 | 0 | 0 | Constrained, otherwise capacity available =593 kW | --> | C12 ex MORNINGTON ROAD | Mornington Road [T41,T42] | DRYBRIDGE |  | 53.7029 | -6.3106
068492X | MV/LV Substation GR***492X |  | 10 kV | _ | LV | 1000 kVA :Building Structure | 1 | --> | 1 | 0.5 | 9.28 |  | --> | 0.95 | 0 | 0 | 0.5 | 0 |  | --> | C02 ex PEMBROKE | Pembroke [T41,T42,T43,T44] | RINGSEND |  | 53.3403 | -6.2366
1604441 | MV/LV Substation DA***4441 |  | 10 kV | _ | LV | 400 kVA :Kiosk Substation | 0.4 | --> | 0.4 | 0 | 0 | Constrained, otherwise capacity available =400 kVA | --> | 0.38 | 0 | 0 | 0 | 0 | Constrained, otherwise capacity available =380 kW | --> | C14 ex PORTLAOISE | Portlaoise [T41,T42] | PORTLAOISE |  | 53.0456 | -7.2801
053848Y | MV/LV Substation NU***848Y |  | 20 kV | _ | LV | 100 kVA :Pole Substation | 0.1 | --> | 0.1 | 0 | 0 | Constrained, otherwise capacity available =78 kVA | --> | 0.095 | 0 | 0.004 | 0.089 | 0 |  | --> | E18 ex CLONMINCH | Clonminch [T41,T422] | THORNSBERRY |  | 53.2502 | -7.5497
043481X | MV/LV Substation CO***481X |  | 10 kV | _ | LV | 400 kVA :Kiosk Substation | 0.4 | --> | 0.4 | 0.376 | 0.43 |  | --> | 0.38 | 0 | 0 | 0 | 0 | Constrained, otherwise capacity available =377 kW | --> | C13 ex SWINFORD | Swinford [T41,T42] | CASTLEBAR |  | 53.9368 | -8.946
001132 | MV/LV Substation BL***132 |  | 10 kV | _ | LV | 630 kVA :Building Structure | 0.63 | --> | 0.63 | 0.459 | 1.16 |  | --> | 0.598 | 0 | 0 | 0.5 | 0 |  | --> | C24 ex MOUNT MERRION | Mount Merrion [T41,T42] | CARRICKMINES |  | 53.2987 | -6.1791
049425Y | MV/LV Substation HO***425Y |  | 20 kV | _ | LV | 50 kVA :Pole Substation | 0.05 | --> | 0.05 | 0.05 | 1.31 |  | --> | 0.048 | 0 | 0 | 0 | 0 | Constrained, otherwise capacity available =48 kW | --> | C17 ex ROOSKY | Roosky [T41] | RICHMOND |  | 53.8345 | -7.949
016226Z | MV/LV Substation WI***226Z |  | 10 kV | _ | LV | 400 kVA :Kiosk Substation | 0.4 | --> | 0.4 | 0 | 0 | Constrained, otherwise capacity available =294 kVA | --> | 0.38 | 0 | 0.053 | 0 | 0 | Constrained, otherwise capacity available =326 kW | --> | C18 ex CELBRIDGE | Celbridge [T41,T42] | GRIFFINRATH |  | 53.3354 | -6.5295
055751 | MV/LV Substation OS***751 |  | 20 kV | _ | LV | 400 kVA :Kiosk Substation | 0.4 | --> | 0.4 | 0 | 0 | Constrained, otherwise capacity available =224 kVA | --> | 0.38 | 0 | 0.01 | 0 | 0 | Constrained, otherwise capacity available =348 kW | --> | E20 ex ROSCREA | Roscrea [T41,T42] | IKERRIN |  | 52.9387 | -7.6322
150426 | MV/LV Substation GO***426 |  | 20 kV | _ | LV | 50 kVA :Pole Substation | 0.05 | --> | 0.05 | 0.042 | 3.96 |  | --> | 0.048 | 0 | 0 | 0 | 0 | Constrained, otherwise capacity available =46 kW | --> | E21 ex STRANORLAR | Stranorlar [T421,T422] | LETTERKENNY |  | 54.8014 | -7.7717
2374102 | MV/LV Substation MA***4102 |  | 10 kV | _ | LV | 100 kVA :Pole Substation | 0.1 | --> | 0.1 | 0 | 0 | Constrained, otherwise capacity available =100 kVA | --> | 0.095 | 0 | 0 | 0 | 0 | Constrained, otherwise capacity available =95 kW | --> | C11 ex KILSARAN | Kilsaran [T42] | DRYBRIDGE |  | 53.9075 | -6.4501
238938 | MV/LV Substation CA***938 |  | 20 kV | _ | LV | 200 kVA :Pole Substation | 0.2 | --> | 0.2 | 0 | 0 | Constrained, otherwise capacity available =127 kVA | --> | 0.19 | 0 | 0 | 0 | 0 | Constrained, otherwise capacity available =180 kW | --> | E18 ex BALLINROBE | Ballinrobe [T421,T422] | DALTON |  | 53.6364 | -9.2361
233343 | MV/LV Substation CL***343 |  | 20 kV | _ | LV | 50 kVA :Pole Substation | 0.05 | --> | 0.05 | 0 | 0 | Constrained, otherwise capacity available =43 kVA | --> | 0.048 | 0 | 0 | 0 | 0 | Constrained, otherwise capacity available =47 kW | --> | C21 ex CASTLEISLAND | Castleisland [T41,T42] | TRALEE |  | 52.2045 | -9.5052
067116X | MV/LV Substation CH***116X |  | 10 kV | _ | LV | 200 kVA :Kiosk Substation | 0.2 | --> | 0.2 | 0 | 13.8 |  | --> | 0.19 | 0 | 0 | 0.168 | 0 |  | --> | C13 ex SINGLAND | Singland [T101,T102] | SINGLAND |  | 52.665 | -8.6033
0564174 | MV/LV Substation MU***4174 |  | 20 kV | _ | LV | 50 kVA :Pole Substation | 0.05 | --> | 0.05 | 0.043 | 0.89 |  | --> | 0.048 | 0 | 0.02 | 0 | 0 | Constrained, otherwise capacity available =32 kW | --> | E18 ex BIRR | Birr [T41,T422] | DALLOW |  | 53.0482 | -8.0567
036072 | MV/LV Substation PE***072 |  | 10 kV | _ | LV | 400 kVA :Kiosk Substation | 0.4 | --> | 0.4 | 0 | 0 | Constrained, otherwise capacity available =321 kVA | --> | 0.38 | 0 | 0.01 | 0 | 0 | Constrained, otherwise capacity available =362 kW | --> | E16 ex GARRANACANTY | Garranacanty [T421,T422] | TIPPERARY |  | 52.474 | -8.1525
0014205 | MV/LV Substation PL***4205 |  | 10 kV | _ | LV | 1000 kVA :Building Structure | 1 | --> | 1 | 0 | 0 | Constrained, otherwise capacity available =1000 kVA | --> | 0.95 | 0 | 0 | 0.5 | 0 |  | --> | C19 ex LOUGHLINSTOWN | Loughlinstown [T41,T42] | CARRICKMINES |  | 53.2449 | -6.1465
004159 | MV/LV Substation LA***159 |  | 10 kV | _ | LV | 200 kVA :Pole Substation | 0.2 | --> | 0.2 | 0.166 | 0.45 |  | --> | 0.19 | 0 | 0 | 0 | 0 | Constrained, otherwise capacity available =185 kW | --> | C15 ex KILMAGIG | Kilmagig [T42] | ARKLOW |  | 52.8542 | -6.3275
209343X | MV/LV Substation MA***343X |  | 10 kV | _ | LV | 200 kVA :Kiosk Substation | 0.2 | --> | 0.2 | 0 | 0 | Constrained, otherwise capacity available =129 kVA | --> | 0.19 | 0 | 0.011 | 0 | 0 | Constrained, otherwise capacity available =172 kW | --> | C16 ex MILFORD (NR) | Milford (nr) [T41,T42] | LETTERKENNY |  | 55.0281 | -7.7824
161417X | MV/LV Substation RI***417X |  | 10 kV | _ | LV | 100 kVA :Pole Substation | 0.1 | --> | 0.1 | 0 | 0 | Constrained, otherwise capacity available =83 kVA | --> | 0.095 | 0 | 0.01 | 0 | 0 | Constrained, otherwise capacity available =85 kW | --> | C13 ex SPIDDAL |  |  |  | 53.2565 | -9.3063
1534187 | MV/LV Substation CU***4187 |  | 20 kV | _ | LV | 50 kVA :Pole Substation | 0.05 | --> | 0.05 | 0 | 0 | Constrained, otherwise capacity available =50 kVA | --> | 0.048 | 0 | 0 | 0 | 0 | Constrained, otherwise capacity available =48 kW | --> | E13 ex BIRDHILL | Birdhill [T421,T422] | ARDNACRUSHA |  | 52.7561 | -8.4715
160286Y | MV/LV Substation DU***286Y |  | 20 kV | _ | LV | 400 kVA :Kiosk Substation | 0.4 | --> | 0.4 | 0 | 0 | Constrained, otherwise capacity available =371 kVA | --> | 0.38 | 0 | 0.003 | 0 | 0 | Constrained, otherwise capacity available =374 kW | --> | C11 ex KILDARE | Kildare [T41,T42] | NEWBRIDGE |  | 53.1392 | -7.0549
2534097 | MV/LV Substation FR***4097 |  | 10 kV | _ | LV | 630 kVA :Kiosk Substation | 0.63 | --> | 0.63 | 0.5 | 10.7 |  | --> | 0.598 | 0 | 0.006 | 0 | 0 | Constrained, otherwise capacity available =580 kW | --> | C22 ex CLOON | Cloon [T42,T421] | CLOON |  | 53.5123 | -8.8477
062016 | MV/LV Substation BL***016 |  | 10 kV | _ | LV | 630 kVA :Building Structure | 0.63 | --> | 0.63 | 0.5 | 0.72 |  | --> | 0.598 | 0 | 0.01 | 0 | 0 | Constrained, otherwise capacity available =582 kW | --> | C12 ex COES ROAD | Coes Road [T41,T42] | DUNDALK |  | 54.0046 | -6.379
248339X | MV/LV Substation MC***339X |  | 20 kV | _ | LV | 100 kVA :Pole Substation | 0.1 | --> | 0.1 | 0 | 0 | Constrained, otherwise capacity available =99 kVA | --> | 0.095 | 0 | 0 | 0 | 0 | Constrained, otherwise capacity available =95 kW | --> | E14 ex KILCOCK | Kilcock [T421,T422] | GRIFFINRATH |  | 53.4791 | -6.69
020283 | MV/LV Substation CA***283 |  | 10 kV | _ | LV | 50 kVA :Pole Substation | 0.05 | --> | 0.05 | 0 | 0 | Constrained, otherwise capacity available =26 kVA | --> | 0.048 | 0 | 0.01 | 0 | 0 | Constrained, otherwise capacity available =37 kW | --> | C15 ex COOLCORCORAN | Coolcorcoran [T41,T42] | KNOCKEARAGH |  | 52.067 | -9.5263
028040 | MV/LV Substation IN***040 |  | 10 kV | _ | LV | 400 kVA :Kiosk Substation | 0.4 | --> | 0.4 | 0.362 | 19.7 |  | --> | 0.38 | 0 | 0.01 | 0.367 | 0 |  | --> | C12 ex COW CROSS | Cow Cross [T102,T41] | COW CROSS |  | 51.8502 | -8.3051
2484206 | MV/LV Substation FE***4206 |  | 20 kV | _ | LV | 400 kVA :Kiosk Substation | 0.4 | --> | 0.4 | 0 | 0 | Constrained, otherwise capacity available =305 kVA | --> | 0.38 | 0 | 0.006 | 0 | 0 | Constrained, otherwise capacity available =362 kW | --> | E14 ex KILCOCK | Kilcock [T421,T422] | GRIFFINRATH |  | 53.4018 | -6.672
021219Y | MV/LV Substation KI***219Y |  | 20 kV | _ | LV | 50 kVA :Pole Substation | 0.05 | --> | 0.05 | 0 | 0 | Constrained, otherwise capacity available =26 kVA | --> | 0.048 | 0 | 0 | 0.044 | 0 |  | --> | C26 ex KILBARRY | Kilbarry [T101,T43] | KILBARRY |  | 51.9296 | -8.5191
158542X | MV/LV Substation EN***542X |  | 10 kV | _ | LV | 200 kVA :Building Structure | 0.2 | --> | 0.2 | 0 | 0 | Constrained, otherwise capacity available =156 kVA | --> | 0.19 | 0 | 0 | 0 | 0 | Constrained, otherwise capacity available =184 kW | --> | C22 ex ENNISTYMON | Ennistymon [T41,T42] | ENNIS |  | 52.9357 | -9.287
081572Y | MV/LV Substation BA***572Y |  | 10 kV | _ | LV | 50 kVA :Pole Substation | 0.05 | --> | 0.05 | 0 | 0 | Constrained, otherwise capacity available =25 kVA | --> | 0.048 | 0 | 0.015 | 0 | 0 | Constrained, otherwise capacity available =33 kW | --> | C22 ex CELBRIDGE | Celbridge [T41,T42] | GRIFFINRATH |  | 53.335 | -6.5589
365423 | MV/LV Substation KI***423 |  | 10 kV | _ | LV | 200 kVA :Pole Substation | 0.2 | --> | 0.2 | 0 | 0 | Constrained, otherwise capacity available =85 kVA | --> | 0.19 | 0 | 0.01 | 0.166 | 0 |  | --> | C21 ex OLDBAWN | Oldbawn [T41,T42] | COOKSTOWN |  | 53.2682 | -6.3644
276687 | MV/LV Substation CO***687 |  | 10 kV | _ | LV | 400 kVA :Building Structure | 0.4 | --> | 0.4 | 0.348 | 0.76 |  | --> | 0.38 | 0 | 0 | 0 | 0 | Constrained, otherwise capacity available =373 kW | --> | C12 ex WOODFORD | Woodford [T41,T42] | KNOCKEARAGH |  | 52.0622 | -9.4373
039223 | MV/LV Substation OH***223 |  | 10 kV | _ | LV | 630 kVA :Building Structure | 0.63 | --> | 0.63 | 0.5 | 11.03 |  | --> | 0.598 | 0 | 0 | 0.5 | 0 |  | --> | C14 ex SALTHILL | Salthill [T101,T102] | SALTHILL |  | 53.274 | -9.0783
2934436 | MV/LV Substation OU***4436 |  | 20 kV | _ | LV | 100 kVA :Pole Substation | 0.1 | --> | 0.1 | 0.085 | 0.43 |  | --> | 0.095 | 0 | 0 | 0 | 0 | Constrained, otherwise capacity available =93 kW | --> | E12 ex TULLOW | Tullow [T421,T422] | CARLOW |  | 52.7846 | -6.7361
0264339 | MV/LV Substation TI***4339 |  | 10 kV | _ | LV | 50 kVA :Pole Substation | 0.05 | --> | 0.05 | 0 | 0 | Constrained, otherwise capacity available =50 kVA | --> | 0.048 | 0 | 0 | 0 | 0 | Constrained, otherwise capacity available =47 kW | --> | C18 ex KINSALE | Kinsale [T41,T42] | BANDON |  | 51.715 | -8.5801
067052X | MV/LV Substation TH***052X |  | 10 kV | _ | LV | 400 kVA :Kiosk Substation | 0.4 | --> | 0.4 | 0 | 0 | Constrained, otherwise capacity available =350 kVA | --> | 0.38 | 0 | 0 | 0.373 | 0 |  | --> | C16 ex BALLINACURRA | Ballinacurra [T41,T42] | LIMERICK |  | 52.6335 | -8.6413
1114005 | MV/LV Substation SK***4005 |  | 10 kV | _ | LV | 100 kVA :Pole Substation | 0.1 | --> | 0.1 | 0 | 0 | Constrained, otherwise capacity available =80 kVA | --> | 0.095 | 0 | 0.04 | 0 | 0 | Constrained, otherwise capacity available =63 kW | --> | E11 ex BALLYDEHOB | Ballydehob [T421] | DUNMANWAY |  | 51.5544 | -9.423
068848 | MV/LV Substation ST***848 |  | 10 kV | _ | LV | 1000 kVA :Building Structure | 1 | --> | 1 | 0.5 | 11.14 |  | --> | 0.95 | 0 | 0.063 | 0.5 | 0 |  | --> | C24 ex CABRA | Cabra [T101,T102] | FINGLAS |  | 53.375 | -6.3026
1364260 | MV/LV Substation KI***4260 |  | 10 kV | _ | LV | 50 kVA :Pole Substation | 0.05 | --> | 0.05 | 0 | 0 | Constrained, otherwise capacity available =47 kVA | --> | 0.048 | 0 | 0 | 0 | 0 | Constrained, otherwise capacity available =47 kW | --> | C12 ex AGHAMORE | Aghamore [T41,T42] | LANESBORO |  | 53.741 | -8.0363
033659 | MV/LV Substation MU***659 |  | 20 kV | _ | LV | 400 kVA :Building Structure | 0.4 | --> | 0.4 | 0 | 0 | Constrained, otherwise capacity available =254 kVA | --> | 0.38 | 0 | 0 | 0 | 0 | Constrained, otherwise capacity available =360 kW | --> | C18 ex DEERPARK | Deerpark [T41,T42] | BALLYDINE |  | 52.4989 | -7.5082
093540Z | MV/LV Substation GR***540Z |  | 10 kV | _ | LV | 630 kVA :Kiosk Substation | 0.63 | --> | 0.63 | 0 | 0 | Constrained, otherwise capacity available =552 kVA | --> | 0.598 | 0 | 0 | 0.5 | 0 |  | --> | C13 ex GRANGE (DR) | Grange (dr) [T41,T42] | GRANGE (DR) |  | 53.4073 | -6.1525
2814189 | MV/LV Substation FI***4189 |  | 10 kV | _ | LV | 200 kVA :Kiosk Substation | 0.2 | --> | 0.2 | 0.195 | 5.49 |  | --> | 0.19 | 0 | 0 | 0.189 | 0 |  | --> | C22 ex TRABEG | Trabeg [T101,T102] | TRABEG |  | 51.8379 | -8.4932
026058 | MV/LV Substation BA***058 |  | 10 kV | _ | LV | 50 kVA :Pole Substation | 0.05 | --> | 0.05 | 0 | 0 | Constrained, otherwise capacity available =46 kVA | --> | 0.048 | 0 | 0 | 0 | 0 | Constrained, otherwise capacity available =47 kW | --> | C15 ex KINSALE | Kinsale [T41,T42] | BANDON |  | 51.6986 | -8.4839
009173Y | MV/LV Substation IE***173Y |  | 10 kV | _ | LV | 400 kVA :Building Structure | 0.4 | --> | 0.4 | 0.397 | 0.95 |  | --> | 0.38 | 0 | 0 | 0 | 0 | Constrained, otherwise capacity available =380 kW | --> | C22 ex TYCOR | Tycor [T41,T42] | WATERFORD |  | 52.257 | -7.148
249257 | MV/LV Substation CL***257 |  | 10 kV | _ | LV | 50 kVA :Pole Substation | 0.05 | --> | 0.05 | 0 | 0 | Constrained, otherwise capacity available =45 kVA | --> | 0.048 | 0 | 0 | 0 | 0 | Constrained, otherwise capacity available =47 kW | --> | C22 ex LISMORE | Lismore [T41,T42] | DUNGARVAN |  | 52.1666 | -7.9839
0334329 | MV/LV Substation KN***4329 |  | 20 kV | _ | LV | 50 kVA :Pole Substation | 0.05 | --> | 0.05 | 0 | 0 | Constrained, otherwise capacity available =42 kVA | --> | 0.048 | 0 | 0.028 | 0 | 0 | Constrained, otherwise capacity available =26 kW | --> | C18 ex DEERPARK | Deerpark [T41,T42] | BALLYDINE |  | 52.422 | -7.3508
120277 | MV/LV Substation KI***277 |  | 20 kV | _ | LV | 50 kVA :Pole Substation | 0.05 | --> | 0.05 | 0 | 0 | Constrained, otherwise capacity available =33 kVA | --> | 0.048 | 0 | 0.013 | 0 | 0 | Constrained, otherwise capacity available =35 kW | --> | E20 ex EDENDERRY | Edenderry [T421,T422] | BLAKE |  | 53.332 | -7.071
052764Z | MV/LV Substation TH***764Z |  | 20 kV | _ | LV | 50 kVA :Pole Substation | 0.05 | --> | 0.05 | 0 | 0 | Constrained, otherwise capacity available =43 kVA | --> | 0.048 | 0 | 0.03 | 0 | 0 | Constrained, otherwise capacity available =24 kW | --> | E18 ex BALLINDERRY | Ballinderry [T41,T422] | MULLINGAR |  | 53.5082 | -7.2409
067150 | MV/LV Substation KE***150 |  | 10 kV | _ | LV | 400 kVA :Building Structure | 0.4 | --> | 0.4 | 0 | 0 | Constrained, otherwise capacity available =278 kVA | --> | 0.38 | 0 | 0.035 | 0.337 | 0 |  | --> | C11 ex GARRYOWEN | Garryowen [T41,T42] | LIMERICK |  | 52.6536 | -8.6125
249640 | MV/LV Substation GR***640 |  | 10 kV | _ | LV | 100 kVA :Pole Substation | 0.1 | --> | 0.1 | 0 | 0 | Constrained, otherwise capacity available =99 kVA | --> | 0.095 | 0 | 0 | 0 | 0 | Constrained, otherwise capacity available =95 kW | --> | C20 ex LISMORE | Lismore [T41,T42] | DUNGARVAN |  | 52.1216 | -7.8652
293306Z | MV/LV Substation DE***306Z |  | 20 kV | _ | LV | 200 kVA :Kiosk Substation | 0.2 | --> | 0.2 | 0 | 0 | Constrained, otherwise capacity available =171 kVA | --> | 0.19 | 0 | 0 | 0 | 0 | Constrained, otherwise capacity available =186 kW | --> | E18 ex BALTINGLASS | Baltinglass [T421,T422] | STRATFORD |  | 52.9355 | -6.6918
081425Z | MV/LV Substation PA***425Z |  | 10 kV | _ | LV | 1000 kVA :Building Structure | 1 | --> | 1 | 0 | 0 | Constrained, otherwise capacity available =817 kVA | --> | 0.95 | 0 | 0 | 0.5 | 0 |  | --> | C31 ex SEMPERIT | Semperit [T41,T42,T43] | GRANGE CASTLE |  | 53.3319 | -6.3782
068531X | MV/LV Substation NE***531X |  | 10 kV | _ | LV | 1000 kVA :Building Structure | 1 | --> | 1 | 0.5 | 1.47 |  | --> | 0.95 | 0 | 0 | 0.5 | 0 |  | --> | C12 ex MARROWBONE LANE | Marrowbone Lane [T42] | INCHICORE 220KV |  | 53.3386 | -6.2761
0104121 | MV/LV Substation LE***4121 |  | 20 kV | _ | LV | 630 kVA :Kiosk Substation | 0.63 | --> | 0.63 | 0 | 0 | Constrained, otherwise capacity available =493 kVA | --> | 0.598 | 0 | 0.031 | 0 | 0 | Constrained, otherwise capacity available =556 kW | --> | E11 ex BALLYHALE | Ballyhale [T42,T421] | KILKENNY |  | 52.529 | -7.1431
1324007 | MV/LV Substation KI***4007 |  | 20 kV | _ | LV | 50 kVA :Pole Substation | 0.05 | --> | 0.05 | 0 | 0 | Constrained, otherwise capacity available =50 kVA | --> | 0.048 | 0 | 0 | 0 | 0 | Constrained, otherwise capacity available =48 kW | --> | E30 ex LOUGHREA | Loughrea [T41,T42] | SOMERSET |  | 53.2274 | -8.6297
067266 | MV/LV Substation RI***266 |  | 10 kV | _ | LV | 630 kVA :Kiosk Substation | 0.63 | --> | 0.63 | 0 | 0 | Constrained, otherwise capacity available =461 kVA | --> | 0.598 | 0 | 0.041 | 0 | 0 | Constrained, otherwise capacity available =544 kW | --> | C11 ex CORBALLY | Corbally [T41,T42] | ARDNACRUSHA |  | 52.6855 | -8.6103
0634045 | MV/LV Substation BE***4045 |  | 10 kV | _ | LV | 50 kVA :Pole Substation | 0.05 | --> | 0.05 | 0 | 0 | Constrained, otherwise capacity available =36 kVA | --> | 0.048 | 0 | 0.027 | 0 | 0 | Constrained, otherwise capacity available =26 kW | --> | C15 ex STICKILLEN | Stickillen [T41,T42] | DRYBRIDGE |  | 53.7974 | -6.6597
049431Y | MV/LV Substation WA***431Y |  | 20 kV | _ | LV | 50 kVA :Pole Substation | 0.05 | --> | 0.05 | 0.05 | 0.21 |  | --> | 0.048 | 0 | 0 | 0 | 0 | Constrained, otherwise capacity available =48 kW | --> | E13 ex LONGFORD | Longford [T421,T422] | RICHMOND |  | 53.9193 | -7.6098
066089X | MV/LV Substation PI***089X |  | 10 kV | _ | LV | 400 kVA :Kiosk Substation | 0.4 | --> | 0.4 | 0 | 0 | Constrained, otherwise capacity available =243 kVA | --> | 0.38 | 0 | 0.061 | 0 | 0 | Constrained, otherwise capacity available =313 kW | --> | C14 ex SWORDS | Swords [T41,T42] | GLASMORE |  | 53.4656 | -6.2338
2484008 | MV/LV Substation CA***4008 |  | 20 kV | _ | LV | 50 kVA :Pole Substation | 0.05 | --> | 0.05 | 0.026 | 0.33 |  | --> | 0.048 | 0 | 0 | 0 | 0 | Constrained, otherwise capacity available =44 kW | --> | E33 ex TRIM | Trim [T421] | NAVAN |  | 53.4605 | -6.7667
154515Z | MV/LV Substation BC***515Z |  | 10 kV | _ | LV | 200 kVA :Kiosk Substation | 0.2 | --> | 0.2 | 0 | 0 | Constrained, otherwise capacity available =200 kVA | --> | 0.19 | 0 | 0 | 0 | 0 | Constrained, otherwise capacity available =190 kW | --> | C18 ex BALLYCOOLIN | Ballycoolin [T41,T42,T43] | FINGLAS |  | 53.4099 | -6.3679
0354169 | MV/LV Substation BU***4169 |  | 20 kV | _ | LV | 50 kVA :Pole Substation | 0.05 | --> | 0.05 | 0.048 | 0.49 |  | --> | 0.048 | 0 | 0 | 0 | 0 | Constrained, otherwise capacity available =47 kW | --> | E11 ex ARDFINNAN | Ardfinnan [T421] | CAHIR |  | 52.3182 | -7.9614
049759Y | MV/LV Substation TH***759Y |  | 20 kV | _ | LV | 1000 kVA :Building Structure | 1 | --> | 1 | 0.213 | 0.21 | Constrained, otherwise capacity available =838 kVA | --> | 0.95 | 0 | 0.05 | 0 | 0 | Constrained, otherwise capacity available =891 kW | --> | E20 ex LONGFORD | Longford [T421,T422] | RICHMOND |  | 53.7408 | -7.8032
093371Z | MV/LV Substation HI***371Z |  | 10 kV | _ | LV | 1000 kVA :Building Structure | 1 | --> | 1 | 0 | 0 | Constrained, otherwise capacity available =1000 kVA | --> | 0.95 | 0 | 0 | 0.5 | 0 |  | --> | C22 ex GRANGE (DR) | Grange (dr) [T41,T42] | GRANGE (DR) |  | 53.4045 | -6.1803
156759Y | MV/LV Substation DU***759Y |  | 20 kV | _ | LV | 100 kVA :Pole Substation | 0.1 | --> | 0.1 | 0.062 | 2.47 |  | --> | 0.095 | 0 | 0 | 0 | 0 | Constrained, otherwise capacity available =90 kW | --> | E13 ex TELAYDON | Telaydon [T42,T421] | LISDRUM |  | 54.2819 | -7.1305
116505X | MV/LV Substation BA***505X |  | 10 kV | _ | LV | 100 kVA :Pole Substation | 0.1 | --> | 0.1 | 0.097 | 7.32 |  | --> | 0.095 | 0 | 0 | 0.095 | 0 |  | --> | C12 ex CARROWBEG | Carrowbeg [T41,T42] | CARROWBEG |  | 53.7845 | -9.4691
093002Z | MV/LV Substation WO***002Z |  | 10 kV | _ | LV | 630 kVA :Building Structure | 0.63 | --> | 0.63 | 0 | 0 | Constrained, otherwise capacity available =521 kVA | --> | 0.598 | 0 | 0 | 0.5 | 0 |  | --> | C19 ex KILMORE | Kilmore [T101,T102,T103] | FINGLAS |  | 53.4095 | -6.2361
062098Y | MV/LV Substation SE***098Y |  | 20 kV | _ | LV | 200 kVA :Pole Substation | 0.2 | --> | 0.2 | 0.066 | 3.47 |  | --> | 0.19 | 0 | 0.008 | 0 | 0 | Constrained, otherwise capacity available =165 kW | --> | E17 ex BUSH | Bush [T421,T422] | DUNDALK |  | 54.0337 | -6.1806
014528Z | MV/LV Substation MT***528Z |  | 10 kV | _ | LV | 50 kVA :Pole Substation | 0.05 | --> | 0.05 | 0 | 0 | Constrained, otherwise capacity available =44 kVA | --> | 0.048 | 0 | 0 | 0 | 0 | Constrained, otherwise capacity available =47 kW | --> | C19 ex KILDARE | Kildare [T41,T42] | NEWBRIDGE |  | 53.2064 | -6.9993
037900X | MV/LV Substation LE***900X |  | 10 kV | _ | LV | 400 kVA :Kiosk Substation | 0.4 | --> | 0.4 | 0 | 0 | Constrained, otherwise capacity available =358 kVA | --> | 0.38 | 0 | 0 | 0 | 0 | Constrained, otherwise capacity available =374 kW | --> | C15 ex ENNIS NORTH | Ennis North [T41,T42] | ENNIS |  | 52.8542 | -8.9964
066396Z | MV/LV Substation DR***396Z |  | 10 kV | _ | LV | 400 kVA :Kiosk Substation | 0.4 | --> | 0.4 | 0 | 0 | Constrained, otherwise capacity available =275 kVA | --> | 0.38 | 0 | 0.02 | 0 | 0 | Constrained, otherwise capacity available =348 kW | --> | C13 ex MALAHIDE | Malahide [T41,T42] | GLASMORE |  | 53.4158 | -6.1545
093180 | MV/LV Substation KI***180 |  | 10 kV | _ | LV | 200 kVA :Building Structure | 0.2 | --> | 0.2 | 0.119 | 12.96 |  | --> | 0.19 | 0 | 0.032 | 0.155 | 0 |  | --> | C19 ex ARTANE | Artane [T101,T102] | FINGLAS |  | 53.3913 | -6.2097
019043 | MV/LV Substation AS***043 |  | 10 kV | _ | LV | 630 kVA :Building Structure | 0.63 | --> | 0.63 | 0.5 | 1.54 |  | --> | 0.598 | 0 | 0 | 0 | 0 | Constrained, otherwise capacity available =584 kW | --> | C16 ex BALLYARD | Ballyard [T41,T42] | TRALEE |  | 52.2707 | -9.7023
044917 | MV/LV Substation CA***917 |  | 20 kV | _ | LV | 50 kVA :Pole Substation | 0.05 | --> | 0.05 | 0.05 | 0.43 |  | --> | 0.048 | 0 | 0 | 0 | 0 | Constrained, otherwise capacity available =48 kW | --> | C21 ex SWINFORD | Swinford [T41,T42] | CASTLEBAR |  | 53.9807 | -9.0405
060719X | MV/LV Substation TH***719X |  | 10 kV | _ | LV | 200 kVA :Pole Substation | 0.2 | --> | 0.2 | 0 | 0 | Constrained, otherwise capacity available =127 kVA | --> | 0.19 | 0 | 0.01 | 0 | 0 | Constrained, otherwise capacity available =172 kW | --> | C16 ex CLONES | Clones [T41,T42] | SHANKILL |  | 54.1801 | -7.2306
139334Y | MV/LV Substation BO***334Y |  | 20 kV | _ | LV | 400 kVA :Building Structure | 0.4 | --> | 0.4 | 0.4 | 2.68 |  | --> | 0.38 | 0 | 0 | 0 | 0 | Constrained, otherwise capacity available =380 kW | --> | E12 ex OLDCASTLE | Oldcastle [T41,T422] | MULLINGAR |  | 53.7642 | -7.2326
119272Y | MV/LV Substation RE***272Y |  | 10 kV | _ | LV | 100 kVA :Pole Substation | 0.1 | --> | 0.1 | 0 | 0 | Constrained, otherwise capacity available =92 kVA | --> | 0.095 | 0 | 0 | 0 | 0 | Constrained, otherwise capacity available =94 kW | --> | C11 ex KANTURK | Kanturk [T41,T42] | GLENLARA |  | 52.1751 | -8.8997
032778 | MV/LV Substation WE***778 |  | 20 kV | _ | LV | 200 kVA :Kiosk Substation | 0.2 | --> | 0.2 | 0 | 0 | Constrained, otherwise capacity available =175 kVA | --> | 0.19 | 0 | 0.01 | 0 | 0 | Constrained, otherwise capacity available =179 kW | --> | E13 ex KILCARRAGH | Kilcarragh [T421,T422] | BUTLERSTOWN |  | 52.1455 | -6.9935
001684 | MV/LV Substation KI***684 |  | 10 kV | _ | LV | 200 kVA :Kiosk Substation | 0.2 | --> | 0.2 | 0 | 0 | Constrained, otherwise capacity available =135 kVA | --> | 0.19 | 0 | 0.041 | 0.151 | 0 |  | --> | C11 ex LOUGHLINSTOWN | Loughlinstown [T41,T42] | CARRICKMINES |  | 53.2425 | -6.1151
0214223 | MV/LV Substation CR***4223 |  | 20 kV | _ | LV | 400 kVA :Kiosk Substation | 0.4 | --> | 0.4 | 0 | 0 | Constrained, otherwise capacity available =350 kVA | --> | 0.38 | 0 | 0.003 | 0 | 0 | Constrained, otherwise capacity available =371 kW | --> | E18 ex CURRALEIGH | Curraleigh [T421,T422] | KILBARRY |  | 51.9158 | -8.5805
068636X | MV/LV Substation TH***636X |  | 10 kV | _ | LV | 1000 kVA :Building Structure | 1 | --> | 1 | 0 | 0 | Constrained, otherwise capacity available =881 kVA | --> | 0.95 | 0 | 0 | 0.5 | 0 |  | --> | C14 ex DRUMCONDRA | Drumcondra [T41,T42] | MCDERMOTT |  | 53.3638 | -6.2482
116039 | MV/LV Substation AL***039 |  | 10 kV | _ | LV | 200 kVA :Pole Substation | 0.2 | --> | 0.2 | 0.091 | 7.32 |  | --> | 0.19 | 0 | 0.014 | 0.164 | 0 |  | --> | C12 ex CARROWBEG | Carrowbeg [T41,T42] | CARROWBEG |  | 53.7991 | -9.5134
033977 | MV/LV Substation CU***977 |  | 10 kV | _ | LV | 50 kVA :Pole Substation | 0.05 | --> | 0.05 | 0 | 0 | Constrained, otherwise capacity available =48 kVA | --> | 0.048 | 0 | 0 | 0 | 0 | Constrained, otherwise capacity available =47 kW | --> | C11 ex PORTLAW | Portlaw [T41,T42] | BUTLERSTOWN |  | 52.2988 | -7.3607
365889X | MV/LV Substation SA***889X |  | 10 kV | _ | LV | 400 kVA :Building Structure | 0.4 | --> | 0.4 | 0 | 0 | Constrained, otherwise capacity available =391 kVA | --> | 0.38 | 0 | 0 | 0.379 | 0 |  | --> | C23 ex CITYWEST | Citywest [T101,T102] | INCHICORE 220KV |  | 53.2944 | -6.423
081489Y | MV/LV Substation CE***489Y |  | 10 kV | _ | LV | 100 kVA :Pole Substation | 0.1 | --> | 0.1 | 0 | 0 | Constrained, otherwise capacity available =92 kVA | --> | 0.095 | 0 | 0.006 | 0 | 0 | Constrained, otherwise capacity available =90 kW | --> | C18 ex CELBRIDGE | Celbridge [T41,T42] | GRIFFINRATH |  | 53.3287 | -6.5283
007755Y | MV/LV Substation WA***755Y |  | 20 kV | _ | LV | 400 kVA :Kiosk Substation | 0.4 | --> | 0.4 | 0.319 | 1.4 |  | --> | 0.38 | 0 | 0.003 | 0 | 0 | Constrained, otherwise capacity available =367 kW | --> | E20 ex KILLINICK | Killinick [T421,T422] | WEXFORD |  | 52.26 | -6.4798
055075Y | MV/LV Substation CI***075Y |  | 20 kV | _ | LV | 200 kVA :Pole Substation | 0.2 | --> | 0.2 | 0 | 0 | Constrained, otherwise capacity available =200 kVA | --> | 0.19 | 0 | 0 | 0 | 0 | Constrained, otherwise capacity available =190 kW | --> | E22 ex ROSCREA | Roscrea [T41,T42] | IKERRIN |  | 52.9627 | -7.8566
021700X | MV/LV Substation CL***700X |  | 10 kV | _ | LV | 50 kVA :Pole Substation | 0.05 | --> | 0.05 | 0 | 0 | Constrained, otherwise capacity available =47 kVA | --> | 0.048 | 0 | 0 | 0.047 | 0 |  | --> | C15 ex BISHOPSTOWN | Bishopstown [T41,T42] | KILBARRY |  | 51.8965 | -8.5186
064640Y | MV/LV Substation CA***640Y |  | 10 kV | _ | LV | 400 kVA :Building Structure | 0.4 | --> | 0.4 | 0 | 0 | Constrained, otherwise capacity available =315 kVA | --> | 0.38 | 0 | 0.015 | 0 | 0 | Constrained, otherwise capacity available =357 kW | --> | C11 ex MORNINGTON ROAD | Mornington Road [T41,T42] | DRYBRIDGE |  | 53.7142 | -6.3414
192447 | MV/LV Substation MI***447 |  | 10 kV | _ | LV | 200 kVA :Pole Substation | 0.2 | --> | 0.2 | 0.123 | 1.56 |  | --> | 0.19 | 0 | 0.012 | 0 | 0 | Constrained, otherwise capacity available =170 kW | --> | C15 ex DERRYBEG | Derrybeg [T41,T42] | ARDNAGAPPARY |  | 55.0718 | -8.296
153772 | MV/LV Substation CA***772 |  | 20 kV | _ | LV | 50 kVA :Pole Substation | 0.05 | --> | 0.05 | 0 | 0 | Constrained, otherwise capacity available =36 kVA | --> | 0.048 | 0 | 0 | 0 | 0 | Constrained, otherwise capacity available =46 kW | --> | E11 ex BIRDHILL | Birdhill [T421,T422] | ARDNACRUSHA |  | 52.7173 | -8.3661
093455Z | MV/LV Substation CL***455Z |  | 10 kV | _ | LV | 630 kVA :Building Structure | 0.63 | --> | 0.63 | 0 | 0 | Constrained, otherwise capacity available =590 kVA | --> | 0.598 | 0 | 0 | 0.5 | 0 |  | --> | C22 ex GRANGE (DR) | Grange (dr) [T41,T42] | GRANGE (DR) |  | 53.3996 | -6.1801
011297Z | MV/LV Substation AS***297Z |  | 10 kV | _ | LV | 400 kVA :Kiosk Substation | 0.4 | --> | 0.4 | 0.3 | 5.05 |  | --> | 0.38 | 0 | 0.025 | 0 | 0 | Constrained, otherwise capacity available =348 kW | --> | C13 ex MCDONAGH | Mcdonagh [T41,T42] | KILKENNY |  | 52.6666 | -7.2302
017915 | MV/LV Substation BE***915 |  | 10 kV | _ | LV | 200 kVA :Pole Substation | 0.2 | --> | 0.2 | 0.09 | 1.05 |  | --> | 0.19 | 0 | 0 | 0 | 0 | Constrained, otherwise capacity available =174 kW | --> | C15 ex NEWCASTLEWEST | Newcastlewest [T41,T42] | RATHKEALE |  | 52.4459 | -9.0535
009693Y | MV/LV Substation AI***693Y |  | 20 kV | _ | LV | 100 kVA :Pole Substation | 0.1 | --> | 0.1 | 0.079 | 8.16 |  | --> | 0.095 | 0 | 0 | 0 | 0 | Constrained, otherwise capacity available =92 kW | --> | C17 ex MOUNT MISERY | Mount Misery [T41,T42] | WATERFORD |  | 52.2896 | -7.0658
165639X | MV/LV Substation HA***639X |  | 10 kV | _ | LV | 200 kVA :Pole Substation | 0.2 | --> | 0.2 | 0.186 | 0.88 |  | --> | 0.19 | 0 | 0 | 0 | 0 | Constrained, otherwise capacity available =188 kW | --> | C12 ex ROSS CARBERY | Ross Carbery [T41,T42] | DUNMANWAY |  | 51.5669 | -8.9909
023389 | MV/LV Substation KI***389 |  | 20 kV | _ | LV | 100 kVA :Pole Substation | 0.1 | --> | 0.1 | 0 | 0 | Constrained, otherwise capacity available =16 kVA | --> | 0.095 | 0 | 0.013 | 0 | 0 | Constrained, otherwise capacity available =73 kW | --> | C14 ex FERMOY NORTH | Fermoy North [T41,T42] | BARRYMORE |  | 52.1758 | -8.2478
015002 | MV/LV Substation TH***002 |  | 10 kV | _ | LV | 200 kVA :Kiosk Substation | 0.2 | --> | 0.2 | 0.163 | 12.6 |  | --> | 0.19 | 0 | 0.027 | 0.165 | 0 |  | --> | C12 ex MONREAD | Monread [T101,T102] | MONREAD |  | 53.2219 | -6.659
026025 | MV/LV Substation WA***025 |  | 10 kV | _ | LV | 630 kVA :Building Structure | 0.63 | --> | 0.63 | 0.408 | 8.66 |  | --> | 0.598 | 0 | 0.005 | 0 | 0 | Constrained, otherwise capacity available =564 kW | --> | C11 ex BANDON | Bandon [T101,T42] | BANDON |  | 51.7473 | -8.7323
0654316 | MV/LV Substation IN***4316 |  | 20 kV | _ | LV | 400 kVA :Kiosk Substation | 0.4 | --> | 0.4 | 0 | 0 | Constrained, otherwise capacity available =358 kVA | --> | 0.38 | 0 | 0.005 | 0 | 0 | Constrained, otherwise capacity available =370 kW | --> | C11 ex LOUGHSHINNY | Loughshinny [T41,T42] | GLASMORE |  | 53.5261 | -6.156
068363X | MV/LV Substation PO***363X |  | 10 kV | _ | LV | 1000 kVA :Building Structure | 1 | --> | 1 | 0.5 | 6.65 |  | --> | 0.95 | 0 | 0 | 0.5 | 0 |  | --> | C12 ex EAST WALL ROAD | East Wall Road [T41,T42] | MCDERMOTT |  | 53.3538 | -6.2124
012956 | MV/LV Substation DO***956 |  | 10 kV | _ | LV | 400 kVA :Kiosk Substation | 0.4 | --> | 0.4 | 0 | 0 | Constrained, otherwise capacity available =252 kVA | --> | 0.38 | 0 | 0.019 | 0 | 0 | Constrained, otherwise capacity available =345 kW | --> | C20 ex POLLERTON | Pollerton [T41,T42] | CARLOW |  | 52.8382 | -6.9024
066592 | MV/LV Substation SK***592 |  | 20 kV | _ | LV | 50 kVA :Pole Substation | 0.05 | --> | 0.05 | 0 | 0 | Constrained, otherwise capacity available =49 kVA | --> | 0.048 | 0 | 0 | 0 | 0 | Constrained, otherwise capacity available =47 kW | --> | E18 ex GLASMORE | Glasmore [T421,T422] | GLASMORE |  | 53.4906 | -6.26
099048 | MV/LV Substation GR***048 |  | 10 kV | _ | LV | 630 kVA :Building Structure | 0.63 | --> | 0.63 | 0 | 0 | Constrained, otherwise capacity available =385 kVA | --> | 0.598 | 0 | 0 | 0 | 0 | Constrained, otherwise capacity available =564 kW | --> | C18 ex CULLION | Cullion [T41,T42] | LETTERKENNY |  | 54.9493 | -7.7371
252770X | MV/LV Substation CL***770X |  | 10 kV | _ | LV | 50 kVA :Pole Substation | 0.05 | --> | 0.05 | 0.042 | 1.32 |  | --> | 0.048 | 0 | 0.005 | 0.043 | 0 |  | --> | C29 ex CLIFDEN | Clifden [T41,T42] | SCREEB |  | 53.4859 | -9.9873
015448 | MV/LV Substation TI***448 |  | 10 kV | _ | LV | 50 kVA :Pole Substation | 0.05 | --> | 0.05 | 0 | 0 | Constrained, otherwise capacity available =48 kVA | --> | 0.048 | 0 | 0 | 0 | 0 | Constrained, otherwise capacity available =47 kW | --> | C11 ex JOHNSTOWN | Johnstown [T41,T42] | KILTEEL |  | 53.2123 | -6.6247
253323Y | MV/LV Substation CR***323Y |  | 20 kV | _ | LV | 50 kVA :Pole Substation | 0.05 | --> | 0.05 | 0 | 0 | Constrained, otherwise capacity available =38 kVA | --> | 0.048 | 0 | 0.003 | 0 | 0 | Constrained, otherwise capacity available =44 kW | --> | E47 ex CLAREGALWAY | Claregalway [T42,T421] | GALWAY 110KV |  | 53.3998 | -8.7779
001333 | MV/LV Substation GA***333 |  | 10 kV | _ | LV | 400 kVA :Building Structure | 0.4 | --> | 0.4 | 0.212 | 1.55 |  | --> | 0.38 | 0 | 0.063 | 0.307 | 0 |  | --> | C21 ex MONKSTOWN | Monkstown [T41,T42] | BLACKROCK |  | 53.2842 | -6.1774
153145 | MV/LV Substation CT***145 |  | 20 kV | _ | LV | 50 kVA :Pole Substation | 0.05 | --> | 0.05 | 0 | 0 | Constrained, otherwise capacity available =30 kVA | --> | 0.048 | 0 | 0 | 0 | 0 | Constrained, otherwise capacity available =45 kW | --> | E14 ex BIRDHILL | Birdhill [T421,T422] | ARDNACRUSHA |  | 52.8362 | -8.2735
058050 | MV/LV Substation FA***050 |  | 10 kV | _ | LV | 100 kVA :Pole Substation | 0.1 | --> | 0.1 | 0.051 | 3 |  | --> | 0.095 | 0 | 0.003 | 0 | 0 | Constrained, otherwise capacity available =86 kW | --> | C21 ex NENAGH | Nenagh [T41,T42] | NENAGH |  | 52.8564 | -8.1954
3554027 | MV/LV Substation CH***4027 |  | 10 kV | _ | LV | 50 kVA :Pole Substation | 0.05 | --> | 0.05 | 0.045 | 0.06 |  | --> | 0.048 | 0 | 0.006 | 0 | 0 | Constrained, otherwise capacity available =42 kW | --> | C18 ex TUBBERCURRY | Tubbercurry [T41,T42] | TONROE |  | 54.0464 | -8.6843
138168 | MV/LV Substation TA***168 |  | 10 kV | _ | LV | 200 kVA :Pole Substation | 0.2 | --> | 0.2 | 0.158 | 1.52 |  | --> | 0.19 | 0 | 0 | 0 | 0 | Constrained, otherwise capacity available =184 kW | --> | C18 ex SHERCOCK | Shercock [T41,T42] | MEATH HILL |  | 53.9938 | -6.8931
064750Y | MV/LV Substation IN***750Y |  | 20 kV | _ | LV | 200 kVA :Kiosk Substation | 0.2 | --> | 0.2 | 0 | 0 | Constrained, otherwise capacity available =101 kVA | --> | 0.19 | 0 | 0.034 | 0 | 0 | Constrained, otherwise capacity available =151 kW | --> | E16 ex JULIANSTOWN | Julianstown [T421,T422] | DRYBRIDGE |  | 53.6837 | -6.2456
116201Y | MV/LV Substation WE***201Y |  | 10 kV | _ | LV | 630 kVA :Building Structure | 0.63 | --> | 0.63 | 0.453 | 7.32 |  | --> | 0.598 | 0 | 0 | 0.5 | 0 |  | --> | C13 ex CARROWBEG | Carrowbeg [T41,T42] | CARROWBEG |  | 53.8012 | -9.5201
055965 | MV/LV Substation SF***965 |  | 20 kV | _ | LV | 100 kVA :Pole Substation | 0.1 | --> | 0.1 | 0 | 0 | Constrained, otherwise capacity available =88 kVA | --> | 0.095 | 0 | 0 | 0 | 0 | Constrained, otherwise capacity available =93 kW | --> | E22 ex ROSCREA | Roscrea [T41,T42] | IKERRIN |  | 52.9844 | -7.9316
365074 | MV/LV Substation GR***074 |  | 10 kV | _ | LV | 400 kVA :Building Structure | 0.4 | --> | 0.4 | 0 | 0 | Constrained, otherwise capacity available =206 kVA | --> | 0.38 | 0 | 0 | 0.353 | 0 |  | --> | C13 ex FORTUNESTOWN | Fortunestown [T101,T102] | INCHICORE 220KV |  | 53.2826 | -6.411
068271 | MV/LV Substation KI***271 |  | 10 kV | _ | LV | 630 kVA :Building Structure | 0.63 | --> | 0.63 | 0 | 0 | Constrained, otherwise capacity available =366 kVA | --> | 0.598 | 0 | 0.054 | 0.5 | 0 |  | --> | C18 ex CLONTARF | Clontarf [T42] | FINGLAS |  | 53.3721 | -6.2084
068936 | MV/LV Substation AS***936 |  | 10 kV | _ | LV | 400 kVA :Kiosk Substation | 0.4 | --> | 0.4 | 0.2 | 1.86 |  | --> | 0.38 | 0 | 0 | 0.352 | 0 |  | --> | C15 ex FAIRVIEW | Fairview [T41] | MCDERMOTT |  | 53.3691 | -6.2135
064441X | MV/LV Substation OR***441X |  | 20 kV | _ | LV | 400 kVA :Kiosk Substation | 0.4 | --> | 0.4 | 0 | 0 | Constrained, otherwise capacity available =324 kVA | --> | 0.38 | 0 | 0.011 | 0 | 0 | Constrained, otherwise capacity available =361 kW | --> | C21 ex TERMONFECKIN ROAD | Termonfeckin Road [T41,T42] | DRYBRIDGE |  | 53.7646 | -6.2682
426095 | MV/LV Substation MA***095 |  | 20 kV | _ | LV | 630 kVA :Kiosk Substation | 0.63 | --> | 0.63 | 0 | 0 | Constrained, otherwise capacity available =341 kVA | --> | 0.598 | 0 | 0.026 | 0 | 0 | Constrained, otherwise capacity available =538 kW | --> | E17 ex DINGLE | Dingle [T421,T422] | OUGHTRAGH |  | 52.1417 | -10.2679
056514X | MV/LV Substation BA***514X |  | 20 kV | _ | LV | 50 kVA :Pole Substation | 0.05 | --> | 0.05 | 0.047 | 0.89 |  | --> | 0.048 | 0 | 0 | 0 | 0 | Constrained, otherwise capacity available =47 kW | --> | E20 ex BIRR | Birr [T41,T422] | DALLOW |  | 53.0728 | -7.9528
081423Z | MV/LV Substation VA***423Z |  | 10 kV | _ | LV | 100 kVA :Pole Substation | 0.1 | --> | 0.1 | 0 | 0 | Constrained, otherwise capacity available =74 kVA | --> | 0.095 | 0 | 0 | 0 | 0 | Constrained, otherwise capacity available =91 kW | --> | C12 ex LEIXLIP | Leixlip [T41,T42] | GRIFFINRATH |  | 53.3667 | -6.4807
050112Y | MV/LV Substation IR***112Y |  | 10 kV | _ | LV | 630 kVA :Building Structure | 0.63 | --> | 0.63 | 0 | 0 | Constrained, otherwise capacity available =441 kVA | --> | 0.598 | 0 | 0 | 0 | 0 | Constrained, otherwise capacity available =572 kW | --> | C17 ex ATHLONE | Athlone [T41,T42] | ATHLONE |  | 53.4216 | -7.9345
093257X | MV/LV Substation BE***257X |  | 10 kV | _ | LV | 630 kVA :Building Structure | 0.63 | --> | 0.63 | 0 | 0 | Constrained, otherwise capacity available =558 kVA | --> | 0.598 | 0 | 0 | 0.5 | 0 |  | --> | C14 ex MERVILLE | Merville [T41,T42] | FINGLAS |  | 53.3786 | -6.2884
0564168 | MV/LV Substation TH***4168 |  | 20 kV | _ | LV | 200 kVA :Pole Substation | 0.2 | --> | 0.2 | 0.112 | 0.89 |  | --> | 0.19 | 0 | 0 | 0 | 0 | Constrained, otherwise capacity available =178 kW | --> | E12 ex BIRR | Birr [T41,T422] | DALLOW |  | 53.1059 | -7.717
071078 | MV/LV Substation HI***078 |  | 10 kV | _ | LV | 630 kVA :Building Structure | 0.63 | --> | 0.63 | 0 | 0 | Constrained, otherwise capacity available =443 kVA | --> | 0.598 | 0 | 0.02 | 0.5 | 0 |  | --> | C12 ex GREYSTONES | Greystones [T41,T42] | FASSAROE |  | 53.1449 | -6.0759
001731 | MV/LV Substation TH***731 |  | 10 kV | _ | LV | 400 kVA :Building Structure | 0.4 | --> | 0.4 | 0.328 | 0.86 |  | --> | 0.38 | 0 | 0 | 0.37 | 0 |  | --> | C19 ex BELFIELD | Belfield [T41,T42] | BLACKROCK |  | 53.3028 | -6.2261
099059 | MV/LV Substation NI***059 |  | 10 kV | _ | LV | 200 kVA :Pole Substation | 0.2 | --> | 0.2 | 0 | 0 | Constrained, otherwise capacity available =102 kVA | --> | 0.19 | 0 | 0.01 | 0 | 0 | Constrained, otherwise capacity available =169 kW | --> | C13 ex CULLION | Cullion [T41,T42] | LETTERKENNY |  | 54.9507 | -7.7247
009183Y | MV/LV Substation BR***183Y |  | 20 kV | _ | LV | 200 kVA :Kiosk Substation | 0.2 | --> | 0.2 | 0.171 | 8.16 |  | --> | 0.19 | 0 | 0.01 | 0 | 0 | Constrained, otherwise capacity available =179 kW | --> | C17 ex MOUNT MISERY | Mount Misery [T41,T42] | WATERFORD |  | 52.2877 | -7.0696
021989X | MV/LV Substation AS***989X |  | 10 kV | _ | LV | 400 kVA :Kiosk Substation | 0.4 | --> | 0.4 | 0 | 0 | Constrained, otherwise capacity available =289 kVA | --> | 0.38 | 0 | 0.047 | 0 | 0 | Constrained, otherwise capacity available =330 kW | --> | C14 ex DENNEHYS CROSS | Dennehys Cross [T41,T42] | TRABEG |  | 51.8975 | -8.5056
260726X | MV/LV Substation VI***726X |  | 20 kV | _ | LV | 630 kVA :Kiosk Substation | 0.63 | --> | 0.63 | 0.5 | 1.67 |  | --> | 0.598 | 0 | 0.04 | 0.5 | 0 |  | --> | E18 ex NEWPORT | Newport [T421] | CARROWBEG |  | 53.8856 | -9.5447
254632 | MV/LV Substation RI***632 |  | 20 kV | _ | LV | 50 kVA :Pole Substation | 0.05 | --> | 0.05 | 0 | 0 | Constrained, otherwise capacity available =26 kVA | --> | 0.048 | 0 | 0.049 | 0 | 0 | Constrained, otherwise capacity available =8 kW | --> | E21 ex GLENAMADDY | Glenamaddy [T422] | ATHLONE |  | 53.6171 | -8.7336
0214115 | MV/LV Substation WA***4115 |  | 10 kV | _ | LV | 200 kVA :Kiosk Substation | 0.2 | --> | 0.2 | 0.187 | 6.78 |  | --> | 0.19 | 0 | 0.01 | 0.181 | 0 |  | --> | C31 ex CASTLEVIEW | Castleview [T101,T102] | CASTLEVIEW |  | 51.8942 | -8.3681
011520Z | MV/LV Substation VI***520Z |  | 10 kV | _ | LV | 400 kVA :Building Structure | 0.4 | --> | 0.4 | 0 | 0 | Constrained, otherwise capacity available =336 kVA | --> | 0.38 | 0 | 0 | 0 | 0 | Constrained, otherwise capacity available =371 kW | --> | C16 ex TALBOTS INCH | Talbots Inch [T41,T42] | KILKENNY |  | 52.6571 | -7.255
0934028 | MV/LV Substation PO***4028 |  | 10 kV | _ | LV | 400 kVA :Kiosk Substation | 0.4 | --> | 0.4 | 0 | 0 | Constrained, otherwise capacity available =400 kVA | --> | 0.38 | 0 | 0 | 0 | 0 | Constrained, otherwise capacity available =380 kW | --> | C11 ex POPPINTREE |  |  |  | 53.4059 | -6.2723
066854Z | MV/LV Substation EN***854Z |  | 10 kV | _ | LV | 630 kVA :Building Structure | 0.63 | --> | 0.63 | 0 | 0 | Constrained, otherwise capacity available =583 kVA | --> | 0.598 | 0 | 0.01 | 0.5 | 0 |  | --> | C16 ex MOUNTGORRY | Mountgorry [T41,T42] | GRANGE (DR) |  | 53.4487 | -6.2022
0644460 | MV/LV Substation EL***4460 |  | 20 kV | _ | LV | 200 kVA :Pole Substation | 0.2 | --> | 0.2 | 0 | 0 | Constrained, otherwise capacity available =117 kVA | --> | 0.19 | 0 | 0 | 0 | 0 | Constrained, otherwise capacity available =178 kW | --> | E16 ex JULIANSTOWN | Julianstown [T421,T422] | DRYBRIDGE |  | 53.6538 | -6.2588
009223X | MV/LV Substation CO***223X |  | 10 kV | _ | LV | 400 kVA :Kiosk Substation | 0.4 | --> | 0.4 | 0 | 0 | Constrained, otherwise capacity available =272 kVA | --> | 0.38 | 0 | 0.043 | 0 | 0 | Constrained, otherwise capacity available =330 kW | --> | E12 ex KILCARRAGH | Kilcarragh [T421,T422] | BUTLERSTOWN |  | 52.2403 | -7.0764
062922Y | MV/LV Substation CO***922Y |  | 20 kV | _ | LV | 50 kVA :Pole Substation | 0.05 | --> | 0.05 | 0.05 | 4.25 |  | --> | 0.048 | 0 | 0 | 0 | 0 | Constrained, otherwise capacity available =48 kW | --> | E18 ex JENKINSTOWN | Jenkinstown [T421,T422] | DUNDALK |  | 54.1044 | -6.2914
0014064 | MV/LV Substation WO***4064 |  | 10 kV | _ | LV | 400 kVA :Kiosk Substation | 0.4 | --> | 0.4 | 0.041 | 0.04 | Constrained, otherwise capacity available =348 kVA | --> | 0.38 | 0 | 0.017 | 0.36 | 0 |  | --> | C16 ex LITTLE BRAY | Little Bray [T41,T42] | FASSAROE |  | 53.2363 | -6.1269
004099 | MV/LV Substation CH***099 |  | 10 kV | _ | LV | 200 kVA :Kiosk Substation | 0.2 | --> | 0.2 | 0 | 0 | Constrained, otherwise capacity available =124 kVA | --> | 0.19 | 0 | 0.008 | 0 | 0 | Constrained, otherwise capacity available =174 kW | --> | C25 ex TINAHASK | Tinahask [T41,T42] | ARKLOW |  | 52.7901 | -6.158
074169X | MV/LV Substation TH***169X |  | 10 kV | _ | LV | 50 kVA :Pole Substation | 0.05 | --> | 0.05 | 0 | 0 | Constrained, otherwise capacity available =30 kVA | --> | 0.048 | 0 | 0 | 0 | 0 | Constrained, otherwise capacity available =45 kW | --> | C14 ex CARRICK ON SHANNON | Carrick On Shannon [T41,T42] | CARRICK ON SHANNON |  | 53.9554 | -8.0884
011304Y | MV/LV Substation FA***304Y |  | 10 kV | _ | LV | 400 kVA :Kiosk Substation | 0.4 | --> | 0.4 | 0 | 0 | Constrained, otherwise capacity available =299 kVA | --> | 0.38 | 0 | 0.005 | 0 | 0 | Constrained, otherwise capacity available =362 kW | --> | C24 ex GORESBRIDGE | Goresbridge [T41,T42] | KILKENNY |  | 52.6295 | -7.0672
0654249 | MV/LV Substation RA***4249 |  | 20 kV | _ | LV | 630 kVA :Kiosk Substation | 0.63 | --> | 0.63 | 0 | 0 | Constrained, otherwise capacity available =586 kVA | --> | 0.598 | 0 | 0.12 | 0 | 0 | Constrained, otherwise capacity available =504 kW | --> | C11 ex LOUGHSHINNY | Loughshinny [T41,T42] | GLASMORE |  | 53.5321 | -6.1582
064690 | MV/LV Substation DO***690 |  | 20 kV | _ | LV | 50 kVA :Pole Substation | 0.05 | --> | 0.05 | 0 | 0 | Constrained, otherwise capacity available =45 kVA | --> | 0.048 | 0 | 0 | 0 | 0 | Constrained, otherwise capacity available =47 kW | --> | C17 ex DRYBRIDGE | Drybridge [T41,T42] | DRYBRIDGE |  | 53.7049 | -6.4465
009810X | MV/LV Substation BO***810X |  | 10 kV | _ | LV | 630 kVA :Building Structure | 0.63 | --> | 0.63 | 0.429 | 0.53 |  | --> | 0.598 | 0 | 0 | 0 | 0 | Constrained, otherwise capacity available =570 kW | --> | C20 ex MANOR STREET | Manor Street [T41,T42] | WATERFORD |  | 52.2479 | -7.1234
244866X | MV/LV Substation TH***866X |  | 20 kV | _ | LV | 50 kVA :Pole Substation | 0.05 | --> | 0.05 | 0 | 0 | Constrained, otherwise capacity available =50 kVA | --> | 0.048 | 0 | 0 | 0 | 0 | Constrained, otherwise capacity available =48 kW | --> | E12 ex MILLTOWN (SR) | Milltown (sr) [T421,T422] | OUGHTRAGH |  | 52.0703 | -9.8441
0684388 | MV/LV Substation LO***4388 |  | 10 kV | _ | LV | 1000 kVA :Building Structure | 1 | --> | 1 | 0 | 0 | Constrained, otherwise capacity available =774 kVA | --> | 0.95 | 0 | 0 | 0.5 | 0 |  | --> | C21 ex CAMDEN ROW | Camden Row [T41] | FRANCIS STREET |  | 53.3409 | -6.2663
156104X | MV/LV Substation DE***104X |  | 20 kV | _ | LV | 100 kVA :Pole Substation | 0.1 | --> | 0.1 | 0 | 0 | Constrained, otherwise capacity available =80 kVA | --> | 0.095 | 0 | 0 | 0 | 0 | Constrained, otherwise capacity available =92 kW | --> | E14 ex EMYVALE | Emyvale [T422] | LISDRUM |  | 54.3441 | -7.0106
075067 | MV/LV Substation BA***067 |  | 20 kV | _ | LV | 50 kVA :Pole Substation | 0.05 | --> | 0.05 | 0.039 | 4.38 |  | --> | 0.048 | 0 | 0.02 | 0.031 | 0 |  | --> | E18 ex CRANE | Crane [T122] | CRANE |  | 52.5256 | -6.425
355040X | MV/LV Substation PA***040X |  | 10 kV | _ | LV | 200 kVA :Kiosk Substation | 0.2 | --> | 0.2 | 0.06 | 0.06 | Constrained, otherwise capacity available =138 kVA | --> | 0.19 | 0 | 0.017 | 0 | 0 | Constrained, otherwise capacity available =169 kW | --> | C15 ex TUBBERCURRY | Tubbercurry [T41,T42] | TONROE |  | 54.0583 | -8.7255
157398 | MV/LV Substation JE***398 |  | 20 kV | _ | LV | 100 kVA :Pole Substation | 0.1 | --> | 0.1 | 0.068 | 1.55 |  | --> | 0.095 | 0 | 0 | 0 | 0 | Constrained, otherwise capacity available =90 kW | --> | E13 ex CARRIGALLEN | Carrigallen [T421] | CARRICK ON SHANNON |  | 53.9782 | -7.6356
066041Z | MV/LV Substation RI***041Z |  | 10 kV | _ | LV | 400 kVA :Kiosk Substation | 0.4 | --> | 0.4 | 0 | 0 | Constrained, otherwise capacity available =245 kVA | --> | 0.38 | 0 | 0.058 | 0 | 0 | Constrained, otherwise capacity available =315 kW | --> | E12 ex GLASMORE | Glasmore [T421,T422] | GLASMORE |  | 53.4477 | -6.247
120039 | MV/LV Substation BL***039 |  | 20 kV | _ | LV | 400 kVA :Kiosk Substation | 0.4 | --> | 0.4 | 0 | 0 | Constrained, otherwise capacity available =341 kVA | --> | 0.38 | 0 | 0.014 | 0 | 0 | Constrained, otherwise capacity available =362 kW | --> | E18 ex EDENDERRY | Edenderry [T421,T422] | BLAKE |  | 53.3403 | -7.0558
2884112 | MV/LV Substation CL***4112 |  | 10 kV | _ | LV | 630 kVA :Kiosk Substation | 0.63 | --> | 0.63 | 0 | 0 | Constrained, otherwise capacity available =630 kVA | --> | 0.598 | 0 | 0 | 0.5 | 0 |  | --> | C14 ex CARRICKMINES | Carrickmines [T41,T42] | CARRICKMINES |  | 53.2536 | -6.2039
008624 | MV/LV Substation BA***624 |  | 20 kV | _ | LV | 50 kVA :Pole Substation | 0.05 | --> | 0.05 | 0 | 0 | Constrained, otherwise capacity available =46 kVA | --> | 0.048 | 0 | 0 | 0 | 0 | Constrained, otherwise capacity available =47 kW | --> | E17 ex KNOCKMULLEN | Knockmullen [T42,T421] | GREAT ISLAND |  | 52.3663 | -6.8327
064254Z | MV/LV Substation SE***254Z |  | 20 kV | _ | LV | 200 kVA :Kiosk Substation | 0.2 | --> | 0.2 | 0 | 0 | Constrained, otherwise capacity available =178 kVA | --> | 0.19 | 0 | 0.031 | 0 | 0 | Constrained, otherwise capacity available =164 kW | --> | C13 ex MORNINGTON ROAD | Mornington Road [T41,T42] | DRYBRIDGE |  | 53.7139 | -6.2561
066721Z | MV/LV Substation RE***721Z |  | 20 kV | _ | LV | 400 kVA :Kiosk Substation | 0.4 | --> | 0.4 | 0 | 0 | Constrained, otherwise capacity available =301 kVA | --> | 0.38 | 0 | 0 | 0 | 0 | Constrained, otherwise capacity available =366 kW | --> | C11 ex LOUGHSHINNY | Loughshinny [T41,T42] | GLASMORE |  | 53.5217 | -6.1605
041994X | MV/LV Substation WE***994X |  | 20 kV | _ | LV | 50 kVA :Pole Substation | 0.05 | --> | 0.05 | 0 | 0 | Constrained, otherwise capacity available =42 kVA | --> | 0.048 | 0 | 0.01 | 0 | 0 | Constrained, otherwise capacity available =39 kW | --> | E14 ex DALTON | Dalton [T421,T422] | DALTON |  | 53.8373 | -8.9568
009644 | MV/LV Substation CH***644 |  | 20 kV | _ | LV | 100 kVA :Pole Substation | 0.1 | --> | 0.1 | 0 | 0 | Constrained, otherwise capacity available =68 kVA | --> | 0.095 | 0 | 0 | 0 | 0 | Constrained, otherwise capacity available =91 kW | --> | E11 ex KILCARRAGH | Kilcarragh [T421,T422] | BUTLERSTOWN |  | 52.2703 | -6.996
0034285 | MV/LV Substation DO***4285 |  | 10 kV | _ | LV | 630 kVA :Kiosk Substation | 0.63 | --> | 0.63 | 0.475 | 0.48 | Constrained, otherwise capacity available =630 kVA | --> | 0.598 | 0 | 0 | 0 | 0 | Constrained, otherwise capacity available =598 kW | --> | C15 ex KILMARTIN | Kilmartin [T41] | ARKLOW |  | 53.0332 | -6.1013
249934 | MV/LV Substation CA***934 |  | 10 kV | _ | LV | 50 kVA :Pole Substation | 0.05 | --> | 0.05 | 0 | 0 | Constrained, otherwise capacity available =45 kVA | --> | 0.048 | 0 | 0 | 0 | 0 | Constrained, otherwise capacity available =47 kW | --> | C16 ex KILCLOHER | Kilcloher [T41,T42] | DUNGARVAN |  | 52.1505 | -7.8499
0154420 | MV/LV Substation HA***4420 |  | 10 kV | _ | LV | 630 kVA :Kiosk Substation | 0.63 | --> | 0.63 | 0 | 0 | Constrained, otherwise capacity available =630 kVA | --> | 0.598 | 0 | 0 | 0 | 0 | Constrained, otherwise capacity available =598 kW | --> | C18 ex SALLINS | Sallins [T41,T42] | GRIFFINRATH |  | 53.2927 | -6.6732
064205 | MV/LV Substation FA***205 |  | 20 kV | _ | LV | 400 kVA :Kiosk Substation | 0.4 | --> | 0.4 | 0 | 0 | Constrained, otherwise capacity available =298 kVA | --> | 0.38 | 0 | 0.064 | 0 | 0 | Constrained, otherwise capacity available =318 kW | --> | C13 ex MORNINGTON ROAD | Mornington Road [T41,T42] | DRYBRIDGE |  | 53.7112 | -6.2517
067165Z | MV/LV Substation DE***165Z |  | 10 kV | _ | LV | 1000 kVA :Building Structure | 1 | --> | 1 | 0 | 0 | Constrained, otherwise capacity available =698 kVA | --> | 0.95 | 0 | 0.011 | 0.5 | 0 |  | --> | C22 ex GARRYOWEN | Garryowen [T41,T42] | LIMERICK |  | 52.6472 | -8.5834
008961Y | MV/LV Substation CL***961Y |  | 20 kV | _ | LV | 100 kVA :Pole Substation | 0.1 | --> | 0.1 | 0.083 | 0.2 |  | --> | 0.095 | 0 | 0 | 0 | 0 | Constrained, otherwise capacity available =93 kW | --> | E15 ex BEALISTOWN | Bealistown [T421,T422] | GREAT ISLAND |  | 52.2618 | -6.7807
055989X | MV/LV Substation ST***989X |  | 10 kV | _ | LV | 200 kVA :Pole Substation | 0.2 | --> | 0.2 | 0 | 0 | Constrained, otherwise capacity available =193 kVA | --> | 0.19 | 0 | 0 | 0 | 0 | Constrained, otherwise capacity available =189 kW | --> | C17 ex ROSCREA | Roscrea [T41,T42] | IKERRIN |  | 52.9512 | -7.774
004407Y | MV/LV Substation RE***407Y |  | 10 kV | _ | LV | 400 kVA :Kiosk Substation | 0.4 | --> | 0.4 | 0.344 | 0.45 |  | --> | 0.38 | 0 | 0.019 | 0 | 0 | Constrained, otherwise capacity available =358 kW | --> | C15 ex KILMAGIG | Kilmagig [T42] | ARKLOW |  | 52.8533 | -6.3401
046987 | MV/LV Substation SL***987 |  | 10 kV | _ | LV | 400 kVA :Kiosk Substation | 0.4 | --> | 0.4 | 0.364 | 4.13 |  | --> | 0.38 | 0 | 0.01 | 0.368 | 0 |  | --> | C18 ex AGHAGAD | Aghagad [T41,T42] | SLIGO |  | 54.3893 | -8.5298
0644419 | MV/LV Substation ST***4419 |  | 20 kV | _ | LV | 400 kVA :Kiosk Substation | 0.4 | --> | 0.4 | 0 | 0 | Constrained, otherwise capacity available =400 kVA | --> | 0.38 | 0 | 0 | 0 | 0 | Constrained, otherwise capacity available =380 kW | --> | E15 ex JULIANSTOWN | Julianstown [T421,T422] | DRYBRIDGE |  | 53.6304 | -6.2605
293218Y | MV/LV Substation HA***218Y |  | 20 kV | _ | LV | 100 kVA :Pole Substation | 0.1 | --> | 0.1 | 0.092 | 0.43 |  | --> | 0.095 | 0 | 0 | 0 | 0 | Constrained, otherwise capacity available =94 kW | --> | E18 ex TULLOW | Tullow [T421,T422] | CARLOW |  | 52.8663 | -6.5545
136719Y | MV/LV Substation OL***719Y |  | 10 kV | _ | LV | 200 kVA :Kiosk Substation | 0.2 | --> | 0.2 | 0 | 0 | Constrained, otherwise capacity available =158 kVA | --> | 0.19 | 0 | 0.023 | 0 | 0 | Constrained, otherwise capacity available =167 kW | --> | C17 ex ROSCOMMON | Roscommon [T41,T42] | LANESBORO |  | 53.622 | -8.1775
069116 | MV/LV Substation TH***116 |  | 10 kV | _ | LV | 400 kVA :Kiosk Substation | 0.4 | --> | 0.4 | 0.26 | 2.93 |  | --> | 0.38 | 0 | 0.05 | 0.323 | 0 |  | --> | C12 ex DODDER ROAD | Dodder Road [T42] | MILLTOWN (DR) |  | 53.3041 | -6.2599
023333 | MV/LV Substation MO***333 |  | 20 kV | _ | LV | 100 kVA :Pole Substation | 0.1 | --> | 0.1 | 0 | 0 | Constrained, otherwise capacity available =89 kVA | --> | 0.095 | 0 | 0 | 0 | 0 | Constrained, otherwise capacity available =94 kW | --> | C14 ex FERMOY NORTH | Fermoy North [T41,T42] | BARRYMORE |  | 52.1688 | -8.2427
062802Y | MV/LV Substation LO***802Y |  | 10 kV | _ | LV | 630 kVA :Kiosk Substation | 0.63 | --> | 0.63 | 0.5 | 3.12 |  | --> | 0.598 | 0 | 0 | 0 | 0 | Constrained, otherwise capacity available =598 kW | --> | C25 ex MARSHES | Marshes [T41,T42] | DUNDALK |  | 53.9734 | -6.3935
059555X | MV/LV Substation EL***555X |  | 20 kV | _ | LV | 50 kVA :Pole Substation | 0.05 | --> | 0.05 | 0 | 0 | Constrained, otherwise capacity available =46 kVA | --> | 0.048 | 0 | 0 | 0 | 0 | Constrained, otherwise capacity available =47 kW | --> | E11 ex CAVAN | Cavan [T42,T421] | SHANKILL |  | 54.0474 | -7.3182
0144300 | MV/LV Substation BE***4300 |  | 10 kV | _ | LV | 630 kVA :Kiosk Substation | 0.63 | --> | 0.63 | 0 | 0 | Constrained, otherwise capacity available =459 kVA | --> | 0.598 | 0 | 0.319 | 0 | 0 | Constrained, otherwise capacity available =338 kW | --> | C14 ex ATHGARVAN | Athgarvan [T41,T44] | NEWBRIDGE |  | 53.1706 | -6.7866
110665 | MV/LV Substation PA***665 |  | 10 kV | _ | LV | 630 kVA :Kiosk Substation | 0.63 | --> | 0.63 | 0.346 | 0.76 |  | --> | 0.598 | 0 | 0.041 | 0 | 0 | Constrained, otherwise capacity available =528 kW | --> | C16 ex KENMARE | Kenmare [T42] | KNOCKEARAGH |  | 51.878 | -9.5817
0504364 | MV/LV Substation FA***4364 |  | 20 kV | _ | LV | 50 kVA :Pole Substation | 0.05 | --> | 0.05 | 0.05 | 6.49 |  | --> | 0.048 | 0 | 0 | 0 | 0 | Constrained, otherwise capacity available =48 kW | --> | C22 ex BUSHFIELD | Bushfield [T41,T42] | ATHLONE |  | 53.481 | -7.8575
1544370 | MV/LV Substation CH***4370 |  | 10 kV | _ | LV | 1000 kVA :Building Structure | 1 | --> | 1 | 0 | 0 | Constrained, otherwise capacity available =1000 kVA | --> | 0.95 | 0 | 0 | 0.5 | 0 |  | --> | C43 ex COLLEGE PARK | College Park [T101,T102,T103] | COLLEGE PARK |  | 53.4133 | -6.3957
293108Y | MV/LV Substation BE***108Y |  | 20 kV | _ | LV | 200 kVA :Pole Substation | 0.2 | --> | 0.2 | 0 | 0 | Constrained, otherwise capacity available =126 kVA | --> | 0.19 | 0 | 0 | 0 | 0 | Constrained, otherwise capacity available =180 kW | --> | E20 ex BALTINGLASS | Baltinglass [T421,T422] | STRATFORD |  | 52.9426 | -6.8209
001276 | MV/LV Substation ST***276 |  | 10 kV | _ | LV | 200 kVA :Building Structure | 0.2 | --> | 0.2 | 0 | 0 | Constrained, otherwise capacity available =160 kVA | --> | 0.19 | 0 | 0.017 | 0.172 | 0 |  | --> | C12 ex LOUGHLINSTOWN | Loughlinstown [T41,T42] | CARRICKMINES |  | 53.2518 | -6.1388
069235 | MV/LV Substation RA***235 |  | 10 kV | _ | LV | 630 kVA :Kiosk Substation | 0.63 | --> | 0.63 | 0.27 | 7.75 |  | --> | 0.598 | 0 | 0.015 | 0.5 | 0 |  | --> | C12 ex MILLTOWN (DR) | Milltown (dr) [T101,T102] | INCHICORE 220KV |  | 53.3188 | -6.2684
0074474 | MV/LV Substation KI***4474 |  | 20 kV | _ | LV | 200 kVA :Pole Substation | 0.2 | --> | 0.2 | 0.2 | 1.4 |  | --> | 0.19 | 0 | 0 | 0 | 0 | Constrained, otherwise capacity available =190 kW | --> | E11 ex KILLINICK | Killinick [T421,T422] | WEXFORD |  | 52.1799 | -6.5761
0664341 | MV/LV Substation BO***4341 |  | 20 kV | _ | LV | 50 kVA :Pole Substation | 0.05 | --> | 0.05 | 0 | 0 | Constrained, otherwise capacity available =46 kVA | --> | 0.048 | 0 | 0 | 0 | 0 | Constrained, otherwise capacity available =47 kW | --> | E17 ex BALTRASNA | Baltrasna [T121,T122] | BALTRASNA |  | 53.5304 | -6.4692
081026Z | MV/LV Substation NE***026Z |  | 10 kV | _ | LV | 400 kVA :Building Structure | 0.4 | --> | 0.4 | 0 | 0 | Constrained, otherwise capacity available =289 kVA | --> | 0.38 | 0 | 0.061 | 0.319 | 0 |  | --> | C34 ex CLONDALKIN | Clondalkin [T41,T42,T44] | INCHICORE 220KV |  | 53.3284 | -6.3713
017634X | MV/LV Substation AL***634X |  | 20 kV | _ | LV | 50 kVA :Pole Substation | 0.05 | --> | 0.05 | 0.041 | 1.98 |  | --> | 0.048 | 0 | 0 | 0 | 0 | Constrained, otherwise capacity available =46 kW | --> | E11 ex RATHKEALE | Rathkeale [T421,T422] | RATHKEALE |  | 52.5629 | -8.9753
1544343 | MV/LV Substation KI***4343 |  | 10 kV | _ | LV | 630 kVA :Kiosk Substation | 0.63 | --> | 0.63 | 0 | 0 | Constrained, otherwise capacity available =552 kVA | --> | 0.598 | 0 | 0.17 | 0.462 | 0 |  | --> | C39 ex COLLEGE PARK | College Park [T101,T102,T103] | COLLEGE PARK |  | 53.4267 | -6.3819
248881X | MV/LV Substation RY***881X |  | 20 kV | _ | LV | 400 kVA :Kiosk Substation | 0.4 | --> | 0.4 | 0 | 0 | Constrained, otherwise capacity available =372 kVA | --> | 0.38 | 0 | 0 | 0 | 0 | Constrained, otherwise capacity available =376 kW | --> | E19 ex KILCOCK | Kilcock [T421,T422] | GRIFFINRATH |  | 53.3963 | -6.6626
0094345 | MV/LV Substation UL***4345 |  | 10 kV | _ | LV | 50 kVA :Pole Substation | 0.05 | --> | 0.05 | 0 | 0 | Constrained, otherwise capacity available =30 kVA | --> | 0.048 | 0 | 0.025 | 0 | 0 | Constrained, otherwise capacity available =26 kW | --> | C12 ex GRANAGH | Granagh [T41,T42] | WATERFORD |  | 52.3148 | -7.2025
139610X | MV/LV Substation CU***610X |  | 10 kV | _ | LV | 50 kVA :Pole Substation | 0.05 | --> | 0.05 | 0.026 | 2.18 |  | --> | 0.048 | 0 | 0 | 0 | 0 | Constrained, otherwise capacity available =44 kW | --> | C19 ex BAILIEBORO | Bailieboro [T41,T42] | MEATH HILL |  | 53.8477 | -7.0251
002075 | MV/LV Substation MA***075 |  | 10 kV | _ | LV | 630 kVA :Kiosk Substation | 0.63 | --> | 0.63 | 0.041 | 0.04 | Constrained, otherwise capacity available =449 kVA | --> | 0.598 | 0 | 0.003 | 0.5 | 0 |  | --> | C13 ex LITTLE BRAY | Little Bray [T41,T42] | FASSAROE |  | 53.2026 | -6.1093
074476X | MV/LV Substation CL***476X |  | 10 kV | _ | LV | 200 kVA :Kiosk Substation | 0.2 | --> | 0.2 | 0 | 0 | Constrained, otherwise capacity available =161 kVA | --> | 0.19 | 0 | 0.003 | 0 | 0 | Constrained, otherwise capacity available =182 kW | --> | C14 ex CARRICK ON SHANNON | Carrick On Shannon [T41,T42] | CARRICK ON SHANNON |  | 53.955 | -8.093
255870 | MV/LV Substation IS***870 |  | 10 kV | _ | LV | 630 kVA :Building Structure | 0.63 | --> | 0.63 | 0 | 0 | Constrained, otherwise capacity available =568 kVA | --> | 0.598 | 0 | 0.126 | 0 | 0 | Constrained, otherwise capacity available =497 kW | --> | E12 ex KILLYBEGS | Killybegs [T422] | BINBANE |  | 54.6733 | -8.4219
008008 | MV/LV Substation DU***008 |  | 10 kV | _ | LV | 400 kVA :Building Structure | 0.4 | --> | 0.4 | 0 | 0 | Constrained, otherwise capacity available =280 kVA | --> | 0.38 | 0 | 0 | 0 | 0 | Constrained, otherwise capacity available =363 kW | --> | C14 ex KNOCKMULLEN | Knockmullen [T42,T421] | GREAT ISLAND |  | 52.3981 | -6.9436
158641X | MV/LV Substation CA***641X |  | 10 kV | _ | LV | 50 kVA :Pole Substation | 0.05 | --> | 0.05 | 0 | 0 | Constrained, otherwise capacity available =30 kVA | --> | 0.048 | 0 | 0.05 | 0 | 0 | Constrained, otherwise capacity available =8 kW | --> | C16 ex ENNISTYMON | Ennistymon [T41,T42] | ENNIS |  | 52.9732 | -9.3371
152977 | MV/LV Substation GR***977 |  | 20 kV | _ | LV | 50 kVA :Pole Substation | 0.05 | --> | 0.05 | 0 | 0 | Constrained, otherwise capacity available =47 kVA | --> | 0.048 | 0 | 0 | 0 | 0 | Constrained, otherwise capacity available =47 kW | --> | E31 ex CAPPAMORE | Cappamore [T41,T42] | ARDNACRUSHA |  | 52.7319 | -8.0651
074479X | MV/LV Substation SU***479X |  | 10 kV | _ | LV | 630 kVA :Kiosk Substation | 0.63 | --> | 0.63 | 0 | 0 | Constrained, otherwise capacity available =560 kVA | --> | 0.598 | 0 | 0 | 0 | 0 | Constrained, otherwise capacity available =589 kW | --> | C13 ex CARRICK ON SHANNON | Carrick On Shannon [T41,T42] | CARRICK ON SHANNON |  | 53.9476 | -8.0906
281518X | MV/LV Substation PR***518X |  | 10 kV | _ | LV | 50 kVA :Pole Substation | 0.05 | --> | 0.05 | 0 | 0 | Constrained, otherwise capacity available =23 kVA | --> | 0.048 | 0 | 0 | 0 | 0 | Constrained, otherwise capacity available =44 kW | --> | C18 ex DOUGLAS | Douglas [T41,T42] | TRABEG |  | 51.8624 | -8.4022
093573Z | MV/LV Substation BL***573Z |  | 10 kV | _ | LV | 630 kVA :Building Structure | 0.63 | --> | 0.63 | 0 | 0 | Constrained, otherwise capacity available =576 kVA | --> | 0.598 | 0 | 0 | 0.5 | 0 |  | --> | C13 ex GRANGE (DR) | Grange (dr) [T41,T42] | GRANGE (DR) |  | 53.4024 | -6.155
015177Z | MV/LV Substation EA***177Z |  | 10 kV | _ | LV | 200 kVA :Kiosk Substation | 0.2 | --> | 0.2 | 0 | 0 | Constrained, otherwise capacity available =86 kVA | --> | 0.19 | 0 | 0.017 | 0 | 0 | Constrained, otherwise capacity available =161 kW | --> | C16 ex JOHNSTOWN | Johnstown [T41,T42] | KILTEEL |  | 53.25 | -6.585
060822X | MV/LV Substation DR***822X |  | 10 kV | _ | LV | 50 kVA :Pole Substation | 0.05 | --> | 0.05 | 0.04 | 2.57 |  | --> | 0.048 | 0 | 0 | 0 | 0 | Constrained, otherwise capacity available =46 kW | --> | C13 ex ERRIGAL | Errigal [T41,T422] | SHANKILL |  | 54.0052 | -7.2059
067232Z | MV/LV Substation CO***232Z |  | 10 kV | _ | LV | 1000 kVA :Building Structure | 1 | --> | 1 | 0 | 0 | Constrained, otherwise capacity available =235 kVA | --> | 0.95 | 0 | 0 | 0 | 0 | Constrained, otherwise capacity available =916 kW | --> | C20 ex CAHERDAVIN | Caherdavin [T41,T42] | ARDNACRUSHA |  | 52.6763 | -8.6769
007174X | MV/LV Substation VI***174X |  | 10 kV | _ | LV | 400 kVA :Building Structure | 0.4 | --> | 0.4 | 0.307 | 0.9 |  | --> | 0.38 | 0 | 0.042 | 0 | 0 | Constrained, otherwise capacity available =336 kW | --> | C19 ex CLONARD | Clonard [T41,T42] | WEXFORD |  | 52.3253 | -6.4958
022551X | MV/LV Substation CA***551X |  | 10 kV | _ | LV | 400 kVA :Kiosk Substation | 0.4 | --> | 0.4 | 0.246 | 4.55 |  | --> | 0.38 | 0 | 0.053 | 0 | 0 | Constrained, otherwise capacity available =319 kW | --> | C11 ex MALLOW | Mallow [T41,T42] | MALLOW |  | 52.1361 | -8.6331
156838X | MV/LV Substation EM***838X |  | 20 kV | _ | LV | 50 kVA :Pole Substation | 0.05 | --> | 0.05 | 0 | 0 | Constrained, otherwise capacity available =42 kVA | --> | 0.048 | 0 | 0.01 | 0 | 0 | Constrained, otherwise capacity available =39 kW | --> | E14 ex EMYVALE | Emyvale [T422] | LISDRUM |  | 54.3413 | -6.9485
049401X | MV/LV Substation NE***401X |  | 20 kV | _ | LV | 200 kVA :Kiosk Substation | 0.2 | --> | 0.2 | 0.19 | 0.21 |  | --> | 0.19 | 0 | 0 | 0 | 0 | Constrained, otherwise capacity available =189 kW | --> | E21 ex LONGFORD | Longford [T421,T422] | RICHMOND |  | 53.768 | -7.8349
067643Y | MV/LV Substation PA***643Y |  | 10 kV | _ | LV | 400 kVA :Building Structure | 0.4 | --> | 0.4 | 0.304 | 13.8 |  | --> | 0.38 | 0 | 0 | 0.367 | 0 |  | --> | C21 ex SINGLAND | Singland [T101,T102] | SINGLAND |  | 52.6618 | -8.5939
077124X | MV/LV Substation KE***124X |  | 20 kV | _ | LV | 50 kVA :Pole Substation | 0.05 | --> | 0.05 | 0 | 0 | Constrained, otherwise capacity available =47 kVA | --> | 0.048 | 0 | 0 | 0 | 0 | Constrained, otherwise capacity available =47 kW | --> | E18 ex PATRICKSWELL | Patrickswell [T421,T422] | LIMERICK |  | 52.5829 | -8.6749
111925 | MV/LV Substation CO***925 |  | 20 kV | _ | LV | 50 kVA :Pole Substation | 0.05 | --> | 0.05 | 0 | 0 | Constrained, otherwise capacity available =39 kVA | --> | 0.048 | 0 | 0 | 0 | 0 | Constrained, otherwise capacity available =46 kW | --> | E16 ex BALLYDEHOB | Ballydehob [T421] | DUNMANWAY |  | 51.5083 | -9.5557
252437X | MV/LV Substation TU***437X |  | 20 kV | _ | LV | 100 kVA :Pole Substation | 0.1 | --> | 0.1 | 0.094 | 1.32 |  | --> | 0.095 | 0 | 0 | 0.094 | 0 |  | --> | C24 ex CLIFDEN | Clifden [T41,T42] | SCREEB |  | 53.5982 | -9.9769
017360Z | MV/LV Substation LE***360Z |  | 20 kV | _ | LV | 50 kVA :Pole Substation | 0.05 | --> | 0.05 | 0.05 | 7.48 |  | --> | 0.048 | 0 | 0 | 0 | 0 | Constrained, otherwise capacity available =48 kW | --> | E12 ex CHURCHTOWN | Churchtown [T422] | RATHKEALE |  | 52.4516 | -9.0752
052849Y | MV/LV Substation CL***849Y |  | 20 kV | _ | LV | 200 kVA :Pole Substation | 0.2 | --> | 0.2 | 0.175 | 10.9 |  | --> | 0.19 | 0 | 0 | 0.187 | 0 |  | --> | C24 ex MULLINGAR | Mullingar [T101,T102] | MULLINGAR |  | 53.5958 | -7.3999
0374048 | MV/LV Substation DR***4048 |  | 20 kV | _ | LV | 50 kVA :Pole Substation | 0.05 | --> | 0.05 | 0 | 0 | Constrained, otherwise capacity available =50 kVA | --> | 0.048 | 0 | 0 | 0 | 0 | Constrained, otherwise capacity available =48 kW | --> | C11 ex ENNIS NORTH | Ennis North [T41,T42] | ENNIS |  | 52.9057 | -9.0305
0424019 | MV/LV Substation CA***4019 |  | 10 kV | _ | LV | 100 kVA :Pole Substation | 0.1 | --> | 0.1 | 0.082 | 1.93 |  | --> | 0.095 | 0 | 0 | 0 | 0 | Constrained, otherwise capacity available =92 kW | --> | C18 ex TURLOUGH ROAD | Turlough Road [T41,T42] | CASTLEBAR |  | 53.9062 | -9.1841
365322 | MV/LV Substation SL***322 |  | 10 kV | _ | LV | 100 kVA :Pole Substation | 0.1 | --> | 0.1 | 0 | 0 | Constrained, otherwise capacity available =77 kVA | --> | 0.095 | 0 | 0.005 | 0.088 | 0 |  | --> | C15 ex SAGGART | Saggart [T41,T42] | GRANGE CASTLE |  | 53.2668 | -6.4359
068754X | MV/LV Substation BU***754X |  | 10 kV | _ | LV | 1000 kVA :Building Structure | 1 | --> | 1 | 0.5 | 1.47 |  | --> | 0.95 | 0 | 0 | 0.5 | 0 |  | --> | C20 ex MARROWBONE LANE | Marrowbone Lane [T42] | INCHICORE 220KV |  | 53.3427 | -6.3104
081435Y | MV/LV Substation GR***435Y |  | 10 kV | _ | LV | 400 kVA :Kiosk Substation | 0.4 | --> | 0.4 | 0 | 0 | Constrained, otherwise capacity available =290 kVA | --> | 0.38 | 0 | 0.018 | 0 | 0 | Constrained, otherwise capacity available =351 kW | --> | C20 ex MONEYCOOLEY | Moneycooley [T41,T42,T44] | GRIFFINRATH |  | 53.3748 | -6.5926
065340Z | MV/LV Substation HO***340Z |  | 20 kV | _ | LV | 50 kVA :Pole Substation | 0.05 | --> | 0.05 | 0 | 0 | Constrained, otherwise capacity available =50 kVA | --> | 0.048 | 0 | 0 | 0.048 | 0 |  | --> | C26 ex STEPHENSTOWN | Stephenstown [T101,T102] | FINGLAS |  | 53.5618 | -6.2572
047244 | MV/LV Substation SE***244 |  | 10 kV | _ | LV | 400 kVA :Kiosk Substation | 0.4 | --> | 0.4 | 0.329 | 1.04 |  | --> | 0.38 | 0 | 0.01 | 0 | 0 | Constrained, otherwise capacity available =363 kW | --> | C15 ex BOYLE | Boyle [T41,T42] | CARRICK ON SHANNON |  | 53.9781 | -8.2965
001041X | MV/LV Substation DR***041X |  | 10 kV | _ | LV | 400 kVA :Kiosk Substation | 0.4 | --> | 0.4 | 0 | 0 | Constrained, otherwise capacity available =242 kVA | --> | 0.38 | 0 | 0.029 | 0.336 | 0 |  | --> | C19 ex LOUGHLINSTOWN | Loughlinstown [T41,T42] | CARRICKMINES |  | 53.2466 | -6.1424
065557X | MV/LV Substation CU***557X |  | 20 kV | _ | LV | 50 kVA :Pole Substation | 0.05 | --> | 0.05 | 0 | 0 | Constrained, otherwise capacity available =42 kVA | --> | 0.048 | 0 | 0.004 | 0 | 0 | Constrained, otherwise capacity available =43 kW | --> | E23 ex BALTRASNA | Baltrasna [T121,T122] | BALTRASNA |  | 53.575 | -6.4407
365019X | MV/LV Substation CR***019X |  | 10 kV | _ | LV | 400 kVA :Building Structure | 0.4 | --> | 0.4 | 0 | 0 | Constrained, otherwise capacity available =309 kVA | --> | 0.38 | 0 | 0.025 | 0.349 | 0 |  | --> | C19 ex BALLYMOUNT | Ballymount [T41,T42] | INCHICORE 220KV |  | 53.3118 | -6.3535
074094 | MV/LV Substation AM***094 |  | 10 kV | _ | LV | 100 kVA :Pole Substation | 0.1 | --> | 0.1 | 0 | 0 | Constrained, otherwise capacity available =32 kVA | --> | 0.095 | 0 | 0.012 | 0 | 0 | Constrained, otherwise capacity available =76 kW | --> | C14 ex CARRICK ON SHANNON | Carrick On Shannon [T41,T42] | CARRICK ON SHANNON |  | 53.9508 | -8.0833
281849Z | MV/LV Substation MA***849Z |  | 10 kV | _ | LV | 400 kVA :Kiosk Substation | 0.4 | --> | 0.4 | 0 | 0 | Constrained, otherwise capacity available =356 kVA | --> | 0.38 | 0 | 0 | 0 | 0 | Constrained, otherwise capacity available =374 kW | --> | C12 ex TOGHER | Togher [T41,T42] | TRABEG |  | 51.8779 | -8.4908
1424065 | MV/LV Substation KI***4065 |  | 20 kV | _ | LV | 50 kVA :Pole Substation | 0.05 | --> | 0.05 | 0 | 0 | Constrained, otherwise capacity available =50 kVA | --> | 0.048 | 0 | 0 | 0 | 0 | Constrained, otherwise capacity available =47 kW | --> | E23 ex ATHENRY | Athenry [T423] | GALWAY 110KV |  | 53.2747 | -8.6485
055547Y | MV/LV Substation SU***547Y |  | 10 kV | _ | LV | 400 kVA :Building Structure | 0.4 | --> | 0.4 | 0 | 0 | Constrained, otherwise capacity available =367 kVA | --> | 0.38 | 0 | 0 | 0 | 0 | Constrained, otherwise capacity available =376 kW | --> | C16 ex RATHDOWNEY | Rathdowney [T42] | IKERRIN |  | 52.8541 | -7.5835
011558X | MV/LV Substation PR***558X |  | 10 kV | _ | LV | 100 kVA :Pole Substation | 0.1 | --> | 0.1 | 0.037 | 0.04 | Constrained, otherwise capacity available =81 kVA | --> | 0.095 | 0 | 0 | 0 | 0 | Constrained, otherwise capacity available =92 kW | --> | C19 ex CALLAN | Callan [T41,T42] | KILKENNY |  | 52.539 | -7.3954
032940 | MV/LV Substation MT***940 |  | 10 kV | _ | LV | 100 kVA :Pole Substation | 0.1 | --> | 0.1 | 0 | 0 | Constrained, otherwise capacity available =78 kVA | --> | 0.095 | 0 | 0.006 | 0 | 0 | Constrained, otherwise capacity available =88 kW | --> | C12 ex KILMEADEN | Kilmeaden [T42] | BUTLERSTOWN |  | 52.2367 | -7.2285
064988X | MV/LV Substation JO***988X |  | 20 kV | _ | LV | 100 kVA :Pole Substation | 0.1 | --> | 0.1 | 0 | 0 | Constrained, otherwise capacity available =73 kVA | --> | 0.095 | 0 | 0 | 0 | 0 | Constrained, otherwise capacity available =91 kW | --> | E21 ex SLANE | Slane [T421] | DRYBRIDGE |  | 53.686 | -6.5464
345047X | MV/LV Substation DI***047X |  | 20 kV | _ | LV | 630 kVA :Kiosk Substation | 0.63 | --> | 0.63 | 0 | 0 | Constrained, otherwise capacity available =564 kVA | --> | 0.598 | 0 | 0.014 | 0.5 | 0 |  | --> | E18 ex MANORHAMILTON | Manorhamilton [T422] | SLIGO |  | 54.3045 | -8.1735
071225 | MV/LV Substation FI***225 |  | 10 kV | _ | LV | 400 kVA :Building Structure | 0.4 | --> | 0.4 | 0 | 0 | Constrained, otherwise capacity available =264 kVA | --> | 0.38 | 0 | 0.022 | 0.345 | 0 |  | --> | C15 ex GREYSTONES | Greystones [T41,T42] | FASSAROE |  | 53.1496 | -6.0699
1274594 | MV/LV Substation GL***4594 |  | 10 kV | _ | LV | 50 kVA :Pole Substation | 0.05 | --> | 0.05 | 0 | 0 | Constrained, otherwise capacity available =50 kVA | --> | 0.048 | 0 | 0 | 0 | 0 | Constrained, otherwise capacity available =48 kW | --> | C18 ex HOLYCROSS ROAD | Holycross Road [T41,T42] | THURLES |  | 52.6758 | -7.834
001200 | MV/LV Substation AR***200 |  | 10 kV | _ | LV | 400 kVA :Kiosk Substation | 0.4 | --> | 0.4 | 0.283 | 1.23 |  | --> | 0.38 | 0 | 0.032 | 0.34 | 0 |  | --> | C20 ex SALLYNOGGIN ROAD | Sallynoggin Road [T41,T42] | CHERRYWOOD |  | 53.2814 | -6.1477
011490Y | MV/LV Substation KI***490Y |  | 10 kV | _ | LV | 630 kVA :Kiosk Substation | 0.63 | --> | 0.63 | 0.5 | 2.8 |  | --> | 0.598 | 0 | 0 | 0 | 0 | Constrained, otherwise capacity available =592 kW | --> | C12 ex PURCELLS INCH | Purcells Inch [T41,T42] | KILKENNY |  | 52.6118 | -7.1801
176543X | MV/LV Substation LI***543X |  | 10 kV | _ | LV | 200 kVA :Kiosk Substation | 0.2 | --> | 0.2 | 0.163 | 18.78 |  | --> | 0.19 | 0 | 0.007 | 0.18 | 0 |  | --> | E11 ex HARTNETTS CROSS | Hartnetts Cross [T121,T422] | HARTNETTS CROSS |  | 51.9115 | -8.9822
049677X | MV/LV Substation CO***677X |  | 10 kV | _ | LV | 200 kVA :Kiosk Substation | 0.2 | --> | 0.2 | 0.124 | 2.8 |  | --> | 0.19 | 0 | 0.017 | 0 | 0 | Constrained, otherwise capacity available =167 kW | --> | C16 ex GLEBE | Glebe [T41,T42] | RICHMOND |  | 53.7312 | -7.7885
0814321 | MV/LV Substation AD***4321 |  | 20 kV | _ | LV | 630 kVA :Kiosk Substation | 0.63 | --> | 0.63 | 0 | 0 | Constrained, otherwise capacity available =516 kVA | --> | 0.598 | 0 | 0.01 | 0.5 | 0 |  | --> | E17 ex ADAMSTOWN | Adamstown [T121,T122] | INCHICORE 220KV |  | 53.342 | -6.4748
116283 | MV/LV Substation AR***283 |  | 20 kV | _ | LV | 100 kVA :Pole Substation | 0.1 | --> | 0.1 | 0.09 | 8.1 |  | --> | 0.095 | 0 | 0.005 | 0 | 0 | Constrained, otherwise capacity available =90 kW | --> | E16 ex WESTPORT | Westport [T421,T422] | CASTLEBAR |  | 53.7952 | -9.5513
0684470 | MV/LV Substation BO***4470 |  | 10 kV | _ | LV | 630 kVA :Building Structure | 0.63 | --> | 0.63 | 0 | 0 | Constrained, otherwise capacity available =572 kVA | --> | 0.598 | 0 | 0 | 0.5 | 0 |  | --> | C15 ex WATLING STREET | Watling Street [T41,T42] | FRANCIS STREET |  | 53.3452 | -6.2834
154263Z | MV/LV Substation AN***263Z |  | 10 kV | _ | LV | 400 kVA :Kiosk Substation | 0.4 | --> | 0.4 | 0 | 0 | Constrained, otherwise capacity available =336 kVA | --> | 0.38 | 0 | 0 | 0.371 | 0 |  | --> | C22 ex MACETOWN | Macetown [T101,T102] | MACETOWN |  | 53.3926 | -6.434
196051 | MV/LV Substation MA***051 |  | 10 kV | _ | LV | 100 kVA :Pole Substation | 0.1 | --> | 0.1 | 0 | 0 | Constrained, otherwise capacity available =97 kVA | --> | 0.095 | 0 | 0 | 0 | 0 | Constrained, otherwise capacity available =95 kW | --> | C18 ex ATHBOY | Athboy [T42] | NAVAN |  | 53.6306 | -6.9321
426050 | MV/LV Substation VE***050 |  | 20 kV | _ | LV | 100 kVA :Pole Substation | 0.1 | --> | 0.1 | 0 | 0 | Constrained, otherwise capacity available =50 kVA | --> | 0.095 | 0 | 0.041 | 0 | 0 | Constrained, otherwise capacity available =58 kW | --> | E15 ex DINGLE | Dingle [T421,T422] | OUGHTRAGH |  | 52.1327 | -10.3576
2354002 | MV/LV Substation KE***4002 |  | 20 kV | _ | LV | 50 kVA :Pole Substation | 0.05 | --> | 0.05 | 0 | 0 | Constrained, otherwise capacity available =50 kVA | --> | 0.048 | 0 | 0 | 0 | 0 | Constrained, otherwise capacity available =48 kW | --> | E11 ex BEALNABLATH | Bealnablath [T421] | BANDON |  | 51.8465 | -8.7944
0194159 | MV/LV Substation KI***4159 |  | 10 kV | _ | LV | 630 kVA :Kiosk Substation | 0.63 | --> | 0.63 | 0.5 | 1.54 |  | --> | 0.598 | 0 | 0.01 | 0 | 0 | Constrained, otherwise capacity available =589 kW | --> | C17 ex BALLYARD | Ballyard [T41,T42] | TRALEE |  | 52.2624 | -9.6878
254520 | MV/LV Substation HE***520 |  | 20 kV | _ | LV | 200 kVA :Pole Substation | 0.2 | --> | 0.2 | 0 | 0 | Constrained, otherwise capacity available =181 kVA | --> | 0.19 | 0 | 0 | 0 | 0 | Constrained, otherwise capacity available =187 kW | --> | E17 ex HEADFORD | Headford [T41,T42] | CLOON |  | 53.4666 | -9.099
021356X | MV/LV Substation CO***356X |  | 10 kV | _ | LV | 630 kVA :Building Structure | 0.63 | --> | 0.63 | 0.5 | 6.78 |  | --> | 0.598 | 0 | 0 | 0.5 | 0 |  | --> | C16 ex CASTLEVIEW | Castleview [T101,T102] | CASTLEVIEW |  | 51.9092 | -8.3515
196050 | MV/LV Substation MA***050 |  | 10 kV | _ | LV | 50 kVA :Pole Substation | 0.05 | --> | 0.05 | 0 | 0 | Constrained, otherwise capacity available =40 kVA | --> | 0.048 | 0 | 0 | 0 | 0 | Constrained, otherwise capacity available =46 kW | --> | C18 ex ATHBOY | Athboy [T42] | NAVAN |  | 53.6329 | -6.934
064624 | MV/LV Substation IR***624 |  | 20 kV | _ | LV | 200 kVA :Pole Substation | 0.2 | --> | 0.2 | 0 | 0 | Constrained, otherwise capacity available =126 kVA | --> | 0.19 | 0 | 0.006 | 0 | 0 | Constrained, otherwise capacity available =175 kW | --> | E16 ex JULIANSTOWN | Julianstown [T421,T422] | DRYBRIDGE |  | 53.6503 | -6.228
288024 | MV/LV Substation KI***024 |  | 10 kV | _ | LV | 400 kVA :Kiosk Substation | 0.4 | --> | 0.4 | 0 | 0 | Constrained, otherwise capacity available =313 kVA | --> | 0.38 | 0 | 0.038 | 0.34 | 0 |  | --> | C17 ex SANDYFORD | Sandyford [T41,T42] | CARRICKMINES |  | 53.2625 | -6.2129
001045X | MV/LV Substation WE***045X |  | 10 kV | _ | LV | 400 kVA :Building Structure | 0.4 | --> | 0.4 | 0.309 | 4.37 |  | --> | 0.38 | 0 | 0 | 0.367 | 0 |  | --> | C18 ex DUN LAOGHAIRE | Dun Laoghaire [T41,T42] | BLACKROCK |  | 53.2955 | -6.1447
429250X | MV/LV Substation CA***250X |  | 10 kV | _ | LV | 200 kVA :Kiosk Substation | 0.2 | --> | 0.2 | 0.178 | 5.75 |  | --> | 0.19 | 0 | 0 | 0 | 0 | Constrained, otherwise capacity available =187 kW | --> | E15 ex ABBEYFEALE | Abbeyfeale [T421] | TRIEN |  | 52.3847 | -9.2989
281268Z | MV/LV Substation ME***268Z |  | 10 kV | _ | LV | 630 kVA :Building Structure | 0.63 | --> | 0.63 | 0 | 0 | Constrained, otherwise capacity available =555 kVA | --> | 0.598 | 0 | 0 | 0 | 0 | Constrained, otherwise capacity available =588 kW | --> | C18 ex DENNEHYS CROSS | Dennehys Cross [T41,T42] | TRABEG |  | 51.8918 | -8.5201
053464X | MV/LV Substation HO***464X |  | 10 kV | _ | LV | 200 kVA :Kiosk Substation | 0.2 | --> | 0.2 | 0 | 0 | Constrained, otherwise capacity available =90 kVA | --> | 0.19 | 0 | 0.017 | 0.162 | 0 |  | --> | C19 ex CLONMINCH | Clonminch [T41,T422] | THORNSBERRY |  | 53.2709 | -7.4826
052871Z | MV/LV Substation O ***871Z |  | 10 kV | _ | LV | 200 kVA :Pole Substation | 0.2 | --> | 0.2 | 0 | 0 | Constrained, otherwise capacity available =31 kVA | --> | 0.19 | 0 | 0 | 0 | 0 | Constrained, otherwise capacity available =166 kW | --> | C21 ex BALLINDERRY | Ballinderry [T41,T422] | MULLINGAR |  | 53.5144 | -7.3442
011146Z | MV/LV Substation LI***146Z |  | 10 kV | _ | LV | 400 kVA :Kiosk Substation | 0.4 | --> | 0.4 | 0.312 | 5.05 |  | --> | 0.38 | 0 | 0.041 | 0 | 0 | Constrained, otherwise capacity available =337 kW | --> | C13 ex MCDONAGH | Mcdonagh [T41,T42] | KILKENNY |  | 52.6617 | -7.237
160794Y | MV/LV Substation WH***794Y |  | 10 kV | _ | LV | 200 kVA :Kiosk Substation | 0.2 | --> | 0.2 | 0 | 0 | Constrained, otherwise capacity available =115 kVA | --> | 0.19 | 0 | 0.035 | 0 | 0 | Constrained, otherwise capacity available =152 kW | --> | C23 ex PORTARLINGTON | Portarlington [T43] | BLAKE |  | 53.1526 | -7.1867
265169 | MV/LV Substation LA***169 |  | 20 kV | _ | LV | 50 kVA :Pole Substation | 0.05 | --> | 0.05 | 0.047 | 2.56 |  | --> | 0.048 | 0 | 0 | 0.047 | 0 |  | --> | C18 ex KILLESHANDRA | Killeshandra [T41,T42] | GORTAWEE |  | 53.9282 | -7.5613
067608Y | MV/LV Substation RA***608Y |  | 10 kV | _ | LV | 630 kVA :Kiosk Substation | 0.63 | --> | 0.63 | 0 | 0 | Constrained, otherwise capacity available =476 kVA | --> | 0.598 | 0 | 0.011 | 0 | 0 | Constrained, otherwise capacity available =569 kW | --> | C13 ex DOCK ROAD | Dock Road [T41,T42] | LIMERICK |  | 52.6362 | -8.6688
008145Z | MV/LV Substation WO***145Z |  | 10 kV | _ | LV | 400 kVA :Kiosk Substation | 0.4 | --> | 0.4 | 0 | 0 | Constrained, otherwise capacity available =287 kVA | --> | 0.38 | 0 | 0.03 | 0 | 0 | Constrained, otherwise capacity available =342 kW | --> | C14 ex KNOCKMULLEN | Knockmullen [T42,T421] | GREAT ISLAND |  | 52.3868 | -6.9286
0014011 | MV/LV Substation KE***4011 |  | 10 kV | _ | LV | 400 kVA :Kiosk Substation | 0.4 | --> | 0.4 | 0.364 | 13.42 |  | --> | 0.38 | 0 | 0 | 0.375 | 0 |  | --> | C19 ex POTTERY ROAD | Pottery Road [T101,T102] | CARRICKMINES |  | 53.2777 | -6.1533
007393Z | MV/LV Substation GR***393Z |  | 10 kV | _ | LV | 200 kVA :Kiosk Substation | 0.2 | --> | 0.2 | 0.149 | 1.4 |  | --> | 0.19 | 0 | 0.011 | 0 | 0 | Constrained, otherwise capacity available =175 kW | --> | E18 ex KILLINICK | Killinick [T421,T422] | WEXFORD |  | 52.2756 | -6.3998
029271 | MV/LV Substation GO***271 |  | 10 kV | _ | LV | 50 kVA :Pole Substation | 0.05 | --> | 0.05 | 0 | 0 | Constrained, otherwise capacity available =25 kVA | --> | 0.048 | 0 | 0 | 0.044 | 0 |  | --> | C18 ex MIDLETON | Midleton [T101,T102] | MIDLETON |  | 51.9404 | -8.1777
251986 | MV/LV Substation SL***986 |  | 10 kV | _ | LV | 200 kVA :Kiosk Substation | 0.2 | --> | 0.2 | 0 | 0 | Constrained, otherwise capacity available =132 kVA | --> | 0.19 | 0 | 0.051 | 0 | 0 | Constrained, otherwise capacity available =143 kW | --> | C28 ex CLAREGALWAY | Claregalway [T42,T421] | GALWAY 110KV |  | 53.3378 | -8.9466
004795 | MV/LV Substation NE***795 |  | 10 kV | _ | LV | 200 kVA :Pole Substation | 0.2 | --> | 0.2 | 0 | 0 | Constrained, otherwise capacity available =192 kVA | --> | 0.19 | 0 | 0 | 0 | 0 | Constrained, otherwise capacity available =189 kW | --> | C23 ex TINAHASK | Tinahask [T41,T42] | ARKLOW |  | 52.7721 | -6.2402
069788 | MV/LV Substation GL***788 |  | 10 kV | _ | LV | 630 kVA :Kiosk Substation | 0.63 | --> | 0.63 | 0.5 | 7.75 |  | --> | 0.598 | 0 | 0 | 0.5 | 0 |  | --> | C20 ex MILLTOWN (DR) | Milltown (dr) [T101,T102] | INCHICORE 220KV |  | 53.3082 | -6.2551
127140Y | MV/LV Substation GA***140Y |  | 10 kV | _ | LV | 100 kVA :Pole Substation | 0.1 | --> | 0.1 | 0 | 0 | Constrained, otherwise capacity available =92 kVA | --> | 0.095 | 0 | 0 | 0 | 0 | Constrained, otherwise capacity available =94 kW | --> | C11 ex HOLYCROSS ROAD | Holycross Road [T41,T42] | THURLES |  | 52.6031 | -7.8659
429115X | MV/LV Substation TH***115X |  | 10 kV | _ | LV | 630 kVA :Kiosk Substation | 0.63 | --> | 0.63 | 0.328 | 0.33 | Constrained, otherwise capacity available =438 kVA | --> | 0.598 | 0 | 0 | 0 | 0 | Constrained, otherwise capacity available =572 kW | --> | C12 ex ABBEYFEALE | Abbeyfeale [T42] | TRIEN |  | 52.3849 | -9.3021
281325Y | MV/LV Substation HA***325Y |  | 10 kV | _ | LV | 630 kVA :Building Structure | 0.63 | --> | 0.63 | 0.5 | 4.3 |  | --> | 0.598 | 0 | 0 | 0.5 | 0 |  | --> | C17 ex RINGASKIDDY 110KV | Ringaskiddy 110kv [T42] | BARNAHELY |  | 51.832 | -8.3301
013908Y | MV/LV Substation WY***908Y |  | 10 kV | _ | LV | 200 kVA :Kiosk Substation | 0.2 | --> | 0.2 | 0.121 | 0.12 | Constrained, otherwise capacity available =182 kVA | --> | 0.19 | 0 | 0 | 0.188 | 0 |  | --> | C20 ex ATHY | Athy [T101,T102] | ATHY |  | 52.9988 | -6.9885
005123Y | MV/LV Substation MI***123Y |  | 20 kV | _ | LV | 400 kVA :Kiosk Substation | 0.4 | --> | 0.4 | 0.389 | 17.8 |  | --> | 0.38 | 0 | 0 | 0.378 | 0 |  | --> | E19 ex BANOGE | Banoge [T121,T122] | BANOGE |  | 52.608 | -6.3027
0654252 | MV/LV Substation BO***4252 |  | 20 kV | _ | LV | 630 kVA :Building Structure | 0.63 | --> | 0.63 | 0 | 0 | Constrained, otherwise capacity available =483 kVA | --> | 0.598 | 0 | 0 | 0 | 0 | Constrained, otherwise capacity available =578 kW | --> | E23 ex BALTRASNA | Baltrasna [T121,T122] | BALTRASNA |  | 53.6126 | -6.4109
0294447 | MV/LV Substation DU***4447 |  | 10 kV | _ | LV | 50 kVA :Pole Substation | 0.05 | --> | 0.05 | 0 | 0 | Constrained, otherwise capacity available =50 kVA | --> | 0.048 | 0 | 0 | 0.048 | 0 |  | --> | C18 ex MIDLETON | Midleton [T101,T102] | MIDLETON |  | 51.9808 | -8.1024
021558Z | MV/LV Substation BL***558Z |  | 20 kV | _ | LV | 630 kVA :Building Structure | 0.63 | --> | 0.63 | 0 | 0 | Constrained, otherwise capacity available =550 kVA | --> | 0.598 | 0 | 0 | 0 | 0 | Constrained, otherwise capacity available =588 kW | --> | E21 ex CURRALEIGH | Curraleigh [T421,T422] | KILBARRY |  | 51.9378 | -8.6307
244821 | MV/LV Substation CA***821 |  | 20 kV | _ | LV | 100 kVA :Pole Substation | 0.1 | --> | 0.1 | 0 | 0 | Constrained, otherwise capacity available =86 kVA | --> | 0.095 | 0 | 0.035 | 0 | 0 | Constrained, otherwise capacity available =67 kW | --> | E12 ex MILLTOWN (SR) | Milltown (sr) [T421,T422] | OUGHTRAGH |  | 52.0765 | -9.8531
011916 | MV/LV Substation KN***916 |  | 10 kV | _ | LV | 50 kVA :Pole Substation | 0.05 | --> | 0.05 | 0 | 0 | Constrained, otherwise capacity available =38 kVA | --> | 0.048 | 0 | 0.005 | 0 | 0 | Constrained, otherwise capacity available =42 kW | --> | C17 ex ROSEHILL | Rosehill [T41,T42] | KILKENNY |  | 52.5644 | -7.3583
055331 | MV/LV Substation CL***331 |  | 10 kV | _ | LV | 50 kVA :Pole Substation | 0.05 | --> | 0.05 | 0 | 0 | Constrained, otherwise capacity available =36 kVA | --> | 0.048 | 0 | 0 | 0 | 0 | Constrained, otherwise capacity available =46 kW | --> | C20 ex TEMPLEMORE | Templemore [T41,T42] | IKERRIN |  | 52.8392 | -7.85
1544306 | MV/LV Substation CO***4306 |  | 10 kV | _ | LV | 400 kVA :Kiosk Substation | 0.4 | --> | 0.4 | 0 | 0 | Constrained, otherwise capacity available =377 kVA | --> | 0.38 | 0 | 0 | 0.377 | 0 |  | --> | C39 ex COLLEGE PARK | College Park [T101,T102,T103] | COLLEGE PARK |  | 53.417 | -6.3645
276403 | MV/LV Substation SP***403 |  | 10 kV | _ | LV | 400 kVA :Kiosk Substation | 0.4 | --> | 0.4 | 0.337 | 0.76 |  | --> | 0.38 | 0 | 0.009 | 0 | 0 | Constrained, otherwise capacity available =365 kW | --> | C11 ex WOODFORD | Woodford [T41,T42] | KNOCKEARAGH |  | 52.0567 | -9.48
2374057 | MV/LV Substation HO***4057 |  | 10 kV | _ | LV | 100 kVA :Pole Substation | 0.1 | --> | 0.1 | 0 | 0 | Constrained, otherwise capacity available =89 kVA | --> | 0.095 | 0 | 0 | 0 | 0 | Constrained, otherwise capacity available =94 kW | --> | C11 ex KILSARAN | Kilsaran [T42] | DRYBRIDGE |  | 53.8786 | -6.3974
068817X | MV/LV Substation PA***817X |  | 10 kV | _ | LV | 630 kVA :Building Structure | 0.63 | --> | 0.63 | 0.5 | 4.6 |  | --> | 0.598 | 0 | 0 | 0.5 | 0 |  | --> | C11 ex KINGSBRIDGE | Kingsbridge [T41,T42] | INCHICORE 220KV |  | 53.3525 | -6.298
281453X | MV/LV Substation BU***453X |  | 10 kV | _ | LV | 50 kVA :Pole Substation | 0.05 | --> | 0.05 | 0 | 0 | Constrained, otherwise capacity available =47 kVA | --> | 0.048 | 0 | 0 | 0 | 0 | Constrained, otherwise capacity available =47 kW | --> | C21 ex KILMONEY | Kilmoney [T41,T42] | TRABEG |  | 51.754 | -8.4057
119157 | MV/LV Substation KI***157 |  | 20 kV | _ | LV | 200 kVA :Kiosk Substation | 0.2 | --> | 0.2 | 0 | 0 | Constrained, otherwise capacity available =151 kVA | --> | 0.19 | 0 | 0.005 | 0 | 0 | Constrained, otherwise capacity available =180 kW | --> | C15 ex KANTURK | Kanturk [T41,T42] | GLENLARA |  | 52.12 | -8.7877
248835X | MV/LV Substation KN***835X |  | 20 kV | _ | LV | 50 kVA :Pole Substation | 0.05 | --> | 0.05 | 0.042 | 3.5 |  | --> | 0.048 | 0 | 0.006 | 0 | 0 | Constrained, otherwise capacity available =42 kW | --> | E13 ex DUNFIRTH | Dunfirth [T122] | DUNFIRTH |  | 53.3864 | -6.7894
018548 | MV/LV Substation HA***548 |  | 20 kV | _ | LV | 50 kVA :Pole Substation | 0.05 | --> | 0.05 | 0.046 | 3.75 |  | --> | 0.048 | 0 | 0.006 | 0 | 0 | Constrained, otherwise capacity available =43 kW | --> | C14 ex SMEARLA | Smearla [T41,T42] | TRIEN |  | 52.4684 | -9.3417
0094279 | MV/LV Substation FE***4279 |  | 10 kV | _ | LV | 400 kVA :Building Structure | 0.4 | --> | 0.4 | 0.356 | 8.16 |  | --> | 0.38 | 0 | 0 | 0 | 0 | Constrained, otherwise capacity available =374 kW | --> | C12 ex MOUNT MISERY | Mount Misery [T41,T42] | WATERFORD |  | 52.2693 | -7.098
039585X | MV/LV Substation BO***585X |  | 10 kV | _ | LV | 400 kVA :Kiosk Substation | 0.4 | --> | 0.4 | 0 | 0 | Constrained, otherwise capacity available =318 kVA | --> | 0.38 | 0 | 0.008 | 0.363 | 0 |  | --> | C28 ex GALWAY 110KV | Galway 110kv [T102,T103] | GALWAY 110KV |  | 53.2958 | -9.0311
111942Y | MV/LV Substation BA***942Y |  | 10 kV | _ | LV | 50 kVA :Pole Substation | 0.05 | --> | 0.05 | 0 | 0 | Constrained, otherwise capacity available =38 kVA | --> | 0.048 | 0 | 0.005 | 0 | 0 | Constrained, otherwise capacity available =42 kW | --> | C15 ex BANTRY | Bantry [T41,T42] | BALLYLICKY |  | 51.7264 | -9.4478
206916 | MV/LV Substation EL***916 |  | 20 kV | _ | LV | 50 kVA :Pole Substation | 0.05 | --> | 0.05 | 0.048 | 1.6 |  | --> | 0.048 | 0 | 0 | 0 | 0 | Constrained, otherwise capacity available =47 kW | --> | E17 ex BELMULLET | Belmullet [T421] | BELLACORICK |  | 54.1318 | -10.1088
160976Y | MV/LV Substation GR***976Y |  | 20 kV | _ | LV | 200 kVA :Kiosk Substation | 0.2 | --> | 0.2 | 0 | 0 | Constrained, otherwise capacity available =83 kVA | --> | 0.19 | 0 | 0.06 | 0 | 0 | Constrained, otherwise capacity available =129 kW | --> | E11 ex PORTLAOISE |  |  |  | 53.1097 | -7.1309
235581 | MV/LV Substation AN***581 |  | 20 kV | _ | LV | 100 kVA :Pole Substation | 0.1 | --> | 0.1 | 0 | 0 | Constrained, otherwise capacity available =99 kVA | --> | 0.095 | 0 | 0 | 0 | 0 | Constrained, otherwise capacity available =95 kW | --> | E11 ex BEALNABLATH | Bealnablath [T421] | BANDON |  | 51.85 | -8.754
039604X | MV/LV Substation SU***604X |  | 10 kV | _ | LV | 200 kVA :Kiosk Substation | 0.2 | --> | 0.2 | 0 | 0 | Constrained, otherwise capacity available =178 kVA | --> | 0.19 | 0 | 0 | 0 | 0 | Constrained, otherwise capacity available =187 kW | --> | C18 ex HEADFORD ROAD | Headford Road [T41,T42] | GALWAY 110KV |  | 53.2891 | -9.0406
324462 | MV/LV Substation KE***462 |  | 10 kV | _ | LV | 50 kVA :Pole Substation | 0.05 | --> | 0.05 | 0 | 0 | Constrained, otherwise capacity available =48 kVA | --> | 0.048 | 0 | 0 | 0 | 0 | Constrained, otherwise capacity available =47 kW | --> | C20 ex BALLYGAR | Ballygar [T41,T42] | ATHLONE |  | 53.562 | -8.2459
037120Y | MV/LV Substation CL***120Y |  | 10 kV | _ | LV | 400 kVA :Building Structure | 0.4 | --> | 0.4 | 0 | 0 | Constrained, otherwise capacity available =324 kVA | --> | 0.38 | 0 | 0.006 | 0 | 0 | Constrained, otherwise capacity available =365 kW | --> | C15 ex CAHIRCALLA | Cahircalla [T41,T42] | ENNIS |  | 52.8362 | -8.9695
235588 | MV/LV Substation NE***588 |  | 20 kV | _ | LV | 50 kVA :Pole Substation | 0.05 | --> | 0.05 | 0 | 0 | Constrained, otherwise capacity available =42 kVA | --> | 0.048 | 0 | 0.006 | 0 | 0 | Constrained, otherwise capacity available =42 kW | --> | E11 ex BEALNABLATH | Bealnablath [T421] | BANDON |  | 51.8357 | -8.7411
070093 | MV/LV Substation CL***093 |  | 20 kV | _ | LV | 100 kVA :Pole Substation | 0.1 | --> | 0.1 | 0.096 | 2.24 |  | --> | 0.095 | 0 | 0 | 0.094 | 0 |  | --> | E11 ex CLOONBANNIN | Cloonbannin [T421] | GLENLARA |  | 52.0199 | -9.014
281234 | MV/LV Substation CO***234 |  | 20 kV | _ | LV | 630 kVA :Kiosk Substation | 0.63 | --> | 0.63 | 0.5 | 17.47 |  | --> | 0.598 | 0 | 0.009 | 0.5 | 0 |  | --> | E13 ex COOLROE | Coolroe [T121,T122] | COOLROE |  | 51.8748 | -8.6342
2484369 | MV/LV Substation CU***4369 |  | 20 kV | _ | LV | 200 kVA :Pole Substation | 0.2 | --> | 0.2 | 0.196 | 0.33 |  | --> | 0.19 | 0 | 0 | 0 | 0 | Constrained, otherwise capacity available =190 kW | --> | E33 ex TRIM | Trim [T421] | NAVAN |  | 53.4637 | -6.8599
365916 | MV/LV Substation BE***916 |  | 10 kV | _ | LV | 200 kVA :Kiosk Substation | 0.2 | --> | 0.2 | 0 | 0 | Constrained, otherwise capacity available =155 kVA | --> | 0.19 | 0 | 0 | 0.184 | 0 |  | --> | C19 ex BELGARD | Belgard [T41,T42] | COOKSTOWN |  | 53.2984 | -6.3713
069238 | MV/LV Substation GL***238 |  | 10 kV | _ | LV | 630 kVA :Kiosk Substation | 0.63 | --> | 0.63 | 0.492 | 9.99 |  | --> | 0.598 | 0 | 0.012 | 0.5 | 0 |  | --> | C21 ex HAROLDS CROSS | Harolds Cross [T101,T102] | POOLBEG |  | 53.3306 | -6.2886
023568Y | MV/LV Substation MT***568Y |  | 20 kV | _ | LV | 50 kVA :Pole Substation | 0.05 | --> | 0.05 | 0 | 0 | Constrained, otherwise capacity available =43 kVA | --> | 0.048 | 0 | 0.005 | 0 | 0 | Constrained, otherwise capacity available =43 kW | --> | E12 ex CASTLELYONS | Castlelyons [T421,T422] | BARRYMORE |  | 52.0391 | -8.3336
151408 | MV/LV Substation TU***408 |  | 20 kV | _ | LV | 50 kVA :Pole Substation | 0.05 | --> | 0.05 | 0 | 0 | Constrained, otherwise capacity available =44 kVA | --> | 0.048 | 0 | 0.005 | 0.043 | 0 |  | --> | E17 ex BRUFF | Bruff [T42,T421] | LIMERICK |  | 52.4947 | -8.5445
119091Y | MV/LV Substation DU***091Y |  | 10 kV | _ | LV | 630 kVA :Kiosk Substation | 0.63 | --> | 0.63 | 0 | 0 | Constrained, otherwise capacity available =547 kVA | --> | 0.598 | 0 | 0.025 | 0 | 0 | Constrained, otherwise capacity available =568 kW | --> | C16 ex KANTURK | Kanturk [T41,T42] | GLENLARA |  | 52.1827 | -8.9093
011015 | MV/LV Substation NE***015 |  | 10 kV | _ | LV | 400 kVA :Kiosk Substation | 0.4 | --> | 0.4 | 0.266 | 5.05 |  | --> | 0.38 | 0 | 0.042 | 0 | 0 | Constrained, otherwise capacity available =330 kW | --> | C13 ex MCDONAGH | Mcdonagh [T41,T42] | KILKENNY |  | 52.667 | -7.2509
243016 | MV/LV Substation IL***016 |  | 20 kV | _ | LV | 100 kVA :Pole Substation | 0.1 | --> | 0.1 | 0 | 0 | Constrained, otherwise capacity available =83 kVA | --> | 0.095 | 0 | 0 | 0 | 0 | Constrained, otherwise capacity available =93 kW | --> | E17 ex INCH | Inch [T421,T422] | OUGHTRAGH |  | 52.2407 | -10.0037
139014Y | MV/LV Substation DR***014Y |  | 10 kV | _ | LV | 100 kVA :Pole Substation | 0.1 | --> | 0.1 | 0.09 | 4 |  | --> | 0.095 | 0 | 0 | 0 | 0 | Constrained, otherwise capacity available =94 kW | --> | C19 ex BALLYJAMESDUFF | Ballyjamesduff [T41,T42] | SHANKILL |  | 53.8469 | -7.2588
2484289 | MV/LV Substation LA***4289 |  | 20 kV | _ | LV | 50 kVA :Pole Substation | 0.05 | --> | 0.05 | 0 | 0 | Constrained, otherwise capacity available =21 kVA | --> | 0.048 | 0 | 0.025 | 0 | 0 | Constrained, otherwise capacity available =25 kW | --> | E19 ex KILCOCK | Kilcock [T421,T422] | GRIFFINRATH |  | 53.3796 | -6.6672
0684605 | MV/LV Substation CA***4605 |  | 10 kV | _ | LV | 1000 kVA :Building Structure | 1 | --> | 1 | 0.5 | 9.02 |  | --> | 0.95 | 0 | 0 | 0.5 | 0 |  | --> | C20 ex MISERY HILL | Misery Hill [T101,T102] | POOLBEG |  | 53.3455 | -6.2532
069080 | MV/LV Substation WH***080 |  | 10 kV | _ | LV | 400 kVA :Building Structure | 0.4 | --> | 0.4 | 0.179 | 7.75 |  | --> | 0.38 | 0 | 0.1 | 0.275 | 0 |  | --> | C11 ex MILLTOWN (DR) | Milltown (dr) [T101,T102] | POOLBEG |  | 53.3118 | -6.245
158018 | MV/LV Substation CO***018 |  | 10 kV | _ | LV | 100 kVA :Pole Substation | 0.1 | --> | 0.1 | 0.021 | 0.83 |  | --> | 0.095 | 0 | 0.009 | 0 | 0 | Constrained, otherwise capacity available =77 kW | --> | C18 ex MILLTOWN MALBAY | Milltown Malbay [T42] | TULLABRACK |  | 52.8465 | -9.4354
039968X | MV/LV Substation CO***968X |  | 10 kV | _ | LV | 100 kVA :Pole Substation | 0.1 | --> | 0.1 | 0 | 0 | Constrained, otherwise capacity available =81 kVA | --> | 0.095 | 0 | 0.003 | 0.09 | 0 |  | --> | C28 ex GALWAY 110KV | Galway 110kv [T102,T103] | GALWAY 110KV |  | 53.2979 | -9.0395
152357 | MV/LV Substation CA***357 |  | 20 kV | _ | LV | 100 kVA :Pole Substation | 0.1 | --> | 0.1 | 0 | 0 | Constrained, otherwise capacity available =62 kVA | --> | 0.095 | 0 | 0 | 0 | 0 | Constrained, otherwise capacity available =90 kW | --> | C16 ex CAPPAMORE | Cappamore [T41,T42] | ARDNACRUSHA |  | 52.5805 | -8.1685
035727X | MV/LV Substation NE***727X |  | 20 kV | _ | LV | 100 kVA :Pole Substation | 0.1 | --> | 0.1 | 0.083 | 0.49 |  | --> | 0.095 | 0 | 0 | 0 | 0 | Constrained, otherwise capacity available =93 kW | --> | E15 ex ARDFINNAN | Ardfinnan [T421] | CAHIR |  | 52.2724 | -7.8151
033626 | MV/LV Substation RO***626 |  | 10 kV | _ | LV | 50 kVA :Pole Substation | 0.05 | --> | 0.05 | 0 | 0 | Constrained, otherwise capacity available =33 kVA | --> | 0.048 | 0 | 0 | 0 | 0 | Constrained, otherwise capacity available =45 kW | --> | C18 ex BALLYHALE | Ballyhale [T42,T421] | KILKENNY |  | 52.4652 | -7.4033
002111 | MV/LV Substation AR***111 |  | 10 kV | _ | LV | 400 kVA :Kiosk Substation | 0.4 | --> | 0.4 | 0.302 | 2.36 |  | --> | 0.38 | 0 | 0.076 | 0.31 | 0 |  | --> | C12 ex BRAY | Bray [T41,T42] | FASSAROE |  | 53.1972 | -6.1218
116485 | MV/LV Substation KN***485 |  | 10 kV | _ | LV | 50 kVA :Pole Substation | 0.05 | --> | 0.05 | 0.032 | 7.32 |  | --> | 0.048 | 0 | 0.01 | 0.038 | 0 |  | --> | C12 ex CARROWBEG | Carrowbeg [T41,T42] | CARROWBEG |  | 53.8002 | -9.5086
039299 | MV/LV Substation GR***299 |  | 10 kV | _ | LV | 200 kVA :Kiosk Substation | 0.2 | --> | 0.2 | 0.089 | 3.45 |  | --> | 0.19 | 0 | 0.036 | 0.148 | 0 |  | --> | C12 ex TRIMMS LANE | Trimms Lane [T41,T42] | SALTHILL |  | 53.2646 | -9.0596
019197X | MV/LV Substation DE***197X |  | 10 kV | _ | LV | 400 kVA :Kiosk Substation | 0.4 | --> | 0.4 | 0.307 | 1.54 |  | --> | 0.38 | 0 | 0.01 | 0 | 0 | Constrained, otherwise capacity available =360 kW | --> | C17 ex BALLYARD | Ballyard [T41,T42] | TRALEE |  | 52.2591 | -9.6813
0684479 | MV/LV Substation LI***4479 |  | 10 kV | _ | LV | 1000 kVA :Building Structure | 1 | --> | 1 | 0.5 | 7.2 |  | --> | 0.95 | 0 | 0 | 0.5 | 0 |  | --> | C13 ex TRINITY | Trinity [T101,T102] | POOLBEG |  | 53.3458 | -6.2435
266579 | MV/LV Substation DR***579 |  | 20 kV | _ | LV | 50 kVA :Pole Substation | 0.05 | --> | 0.05 | 0.046 | 3.03 |  | --> | 0.048 | 0 | 0.005 | 0 | 0 | Constrained, otherwise capacity available =43 kW | --> | E13 ex MOVILLE | Moville [T421,T422] | TRILLICK |  | 55.2797 | -7.2344
0294389 | MV/LV Substation DI***4389 |  | 10 kV | _ | LV | 400 kVA :Kiosk Substation | 0.4 | --> | 0.4 | 0 | 0 | Constrained, otherwise capacity available =400 kVA | --> | 0.38 | 0 | 0 | 0.38 | 0 |  | --> | C17 ex MIDLETON | Midleton [T101,T102] | MIDLETON |  | 51.9171 | -8.181
210757Y | MV/LV Substation CL***757Y |  | 10 kV | _ | LV | 50 kVA :Pole Substation | 0.05 | --> | 0.05 | 0 | 0 | Constrained, otherwise capacity available =39 kVA | --> | 0.048 | 0 | 0 | 0 | 0 | Constrained, otherwise capacity available =46 kW | --> | C17 ex CARRICKMACROSS | Carrickmacross [T41,T42] | MEATH HILL |  | 53.9865 | -6.72
149302X | MV/LV Substation TA***302X |  | 10 kV | _ | LV | 50 kVA :Pole Substation | 0.05 | --> | 0.05 | 0 | 0 | Constrained, otherwise capacity available =36 kVA | --> | 0.048 | 0 | 0.005 | 0 | 0 | Constrained, otherwise capacity available =42 kW | --> | C13 ex DONEGAL | Donegal [T41,T42] | CATHALEENS FALL |  | 54.6393 | -8.1068
161675 | MV/LV Substation MU***675 |  | 20 kV | _ | LV | 50 kVA :Pole Substation | 0.05 | --> | 0.05 | 0.048 | 6.53 |  | --> | 0.048 | 0 | 0 | 0.047 | 0 |  | --> | C16 ex OUGHTERARD | Oughterard [T41,T42] | SCREEB |  | 53.4078 | -9.2801
119018 | MV/LV Substation BA***018 |  | 10 kV | _ | LV | 200 kVA :Building Structure | 0.2 | --> | 0.2 | 0 | 0 | Constrained, otherwise capacity available =52 kVA | --> | 0.19 | 0 | 0.016 | 0 | 0 | Constrained, otherwise capacity available =157 kW | --> | C12 ex KANTURK | Kanturk [T41,T42] | GLENLARA |  | 52.1749 | -8.9034
021665X | MV/LV Substation GL***665X |  | 10 kV | _ | LV | 200 kVA :Pole Substation | 0.2 | --> | 0.2 | 0.155 | 6.78 |  | --> | 0.19 | 0 | 0.035 | 0.158 | 0 |  | --> | C18 ex CASTLEVIEW | Castleview [T101,T102] | CASTLEVIEW |  | 51.924 | -8.3903
154176Z | MV/LV Substation ST***176Z |  | 10 kV | _ | LV | 1000 kVA :Building Structure | 1 | --> | 1 | 0 | 0 | Constrained, otherwise capacity available =485 kVA | --> | 0.95 | 0 | 0 | 0 | 0 | Constrained, otherwise capacity available =877 kW | --> | C26 ex BALLYCOOLIN | Ballycoolin [T41,T42,T43] | FINGLAS |  | 53.4061 | -6.3725
007872Y | MV/LV Substation BA***872Y |  | 20 kV | _ | LV | 50 kVA :Pole Substation | 0.05 | --> | 0.05 | 0.047 | 16.12 |  | --> | 0.048 | 0 | 0 | 0.047 | 0 |  | --> | E17 ex WEXFORD | Wexford [T121,T122] | WEXFORD |  | 52.2684 | -6.6645
066381Z | MV/LV Substation AS***381Z |  | 20 kV | _ | LV | 400 kVA :Building Structure | 0.4 | --> | 0.4 | 0 | 0 | Constrained, otherwise capacity available =348 kVA | --> | 0.38 | 0 | 0 | 0 | 0 | Constrained, otherwise capacity available =373 kW | --> | E16 ex ASHBOURNE | Ashbourne [T421,T422] | FINGLAS |  | 53.511 | -6.3954
064503Y | MV/LV Substation TI***503Y |  | 10 kV | _ | LV | 100 kVA :Pole Substation | 0.1 | --> | 0.1 | 0 | 0 | Constrained, otherwise capacity available =80 kVA | --> | 0.095 | 0 | 0 | 0 | 0 | Constrained, otherwise capacity available =92 kW | --> | C14 ex DRYBRIDGE | Drybridge [T41,T42] | DRYBRIDGE |  | 53.7985 | -6.425
0684228 | MV/LV Substation HA***4228 |  | 10 kV | _ | LV | 1000 kVA :Building Structure | 1 | --> | 1 | 0.5 | 0.98 |  | --> | 0.95 | 0 | 0 | 0.5 | 0 |  | --> | C20 ex LEESON STREET | Leeson Street [T41,T42] | MILLTOWN (DR) |  | 53.3358 | -6.2583
0534327 | MV/LV Substation KE***4327 |  | 10 kV | _ | LV | 400 kVA :Kiosk Substation | 0.4 | --> | 0.4 | 0.257 | 2.39 |  | --> | 0.38 | 0 | 0.136 | 0 | 0 | Constrained, otherwise capacity available =259 kW | --> | C12 ex SRAH | Srah [T41,T42] | THORNSBERRY |  | 53.2833 | -7.495
023813Y | MV/LV Substation CE***813Y |  | 10 kV | _ | LV | 400 kVA :Kiosk Substation | 0.4 | --> | 0.4 | 0 | 0 | Constrained, otherwise capacity available =270 kVA | --> | 0.38 | 0 | 0 | 0 | 0 | Constrained, otherwise capacity available =370 kW | --> | C16 ex COOLCARRON | Coolcarron [T41,T42] | BARRYMORE |  | 52.1373 | -8.2735
132571X | MV/LV Substation RI***571X |  | 20 kV | _ | LV | 50 kVA :Pole Substation | 0.05 | --> | 0.05 | 0 | 0 | Constrained, otherwise capacity available =35 kVA | --> | 0.048 | 0 | 0 | 0 | 0 | Constrained, otherwise capacity available =46 kW | --> | E30 ex LOUGHREA | Loughrea [T41,T42] | SOMERSET |  | 53.237 | -8.679
017806Y | MV/LV Substation MA***806Y |  | 10 kV | _ | LV | 200 kVA :Kiosk Substation | 0.2 | --> | 0.2 | 0.173 | 1.58 |  | --> | 0.19 | 0 | 0.036 | 0 | 0 | Constrained, otherwise capacity available =160 kW | --> | C12 ex FOYNES | Foynes [T41,T42] | RATHKEALE |  | 52.6107 | -9.112
0754313 | MV/LV Substation KN***4313 |  | 20 kV | _ | LV | 400 kVA :Kiosk Substation | 0.4 | --> | 0.4 | 0.4 | 0.58 |  | --> | 0.38 | 0 | 0 | 0 | 0 | Constrained, otherwise capacity available =380 kW | --> | E15 ex FERNS | Ferns [T421] | CRANE |  | 52.5889 | -6.497
068909 | MV/LV Substation WE***909 |  | 10 kV | _ | LV | 400 kVA :Kiosk Substation | 0.4 | --> | 0.4 | 0.176 | 9.99 |  | --> | 0.38 | 0 | 0 | 0.348 | 0 |  | --> | C25 ex HAROLDS CROSS | Harolds Cross [T101,T102] | POOLBEG |  | 53.3309 | -6.2761
0104070 | MV/LV Substation BR***4070 |  | 10 kV | _ | LV | 50 kVA :Pole Substation | 0.05 | --> | 0.05 | 0 | 0 | Constrained, otherwise capacity available =45 kVA | --> | 0.048 | 0 | 0 | 0 | 0 | Constrained, otherwise capacity available =47 kW | --> | C16 ex GRAIGUENAMANAGH | Graiguenamanagh [T41,T42] | KILKENNY |  | 52.5098 | -7.0546
293168Y | MV/LV Substation TI***168Y |  | 20 kV | _ | LV | 200 kVA :Kiosk Substation | 0.2 | --> | 0.2 | 0 | 0 | Constrained, otherwise capacity available =171 kVA | --> | 0.19 | 0 | 0.015 | 0 | 0 | Constrained, otherwise capacity available =175 kW | --> | E20 ex BALTINGLASS | Baltinglass [T421,T422] | STRATFORD |  | 52.9904 | -6.8041
2354119 | MV/LV Substation CU***4119 |  | 20 kV | _ | LV | 50 kVA :Pole Substation | 0.05 | --> | 0.05 | 0 | 0 | Constrained, otherwise capacity available =50 kVA | --> | 0.048 | 0 | 0 | 0 | 0 | Constrained, otherwise capacity available =48 kW | --> | E18 ex BEALNABLATH | Bealnablath [T421] | BANDON |  | 51.8674 | -8.7555
021327Z | MV/LV Substation HI***327Z |  | 10 kV | _ | LV | 630 kVA :Building Structure | 0.63 | --> | 0.63 | 0.5 | 6.78 |  | --> | 0.598 | 0 | 0 | 0.5 | 0 |  | --> | C39 ex CASTLEVIEW | Castleview [T101,T102] | CASTLEVIEW |  | 51.9065 | -8.345
0234053 | MV/LV Substation MO***4053 |  | 20 kV | _ | LV | 200 kVA :Kiosk Substation | 0.2 | --> | 0.2 | 0 | 0 | Constrained, otherwise capacity available =155 kVA | --> | 0.19 | 0 | 0.015 | 0 | 0 | Constrained, otherwise capacity available =173 kW | --> | C14 ex FERMOY NORTH | Fermoy North [T41,T42] | BARRYMORE |  | 52.1752 | -8.253
018082 | MV/LV Substation AS***082 |  | 10 kV | _ | LV | 400 kVA :Kiosk Substation | 0.4 | --> | 0.4 | 0.285 | 3.75 |  | --> | 0.38 | 0 | 0 | 0 | 0 | Constrained, otherwise capacity available =364 kW | --> | C13 ex SMEARLA | Smearla [T41,T42] | TRIEN |  | 52.4499 | -9.4807
065248Z | MV/LV Substation SU***248Z |  | 10 kV | _ | LV | 200 kVA :Kiosk Substation | 0.2 | --> | 0.2 | 0 | 0 | Constrained, otherwise capacity available =186 kVA | --> | 0.19 | 0 | 0.011 | 0 | 0 | Constrained, otherwise capacity available =180 kW | --> | C15 ex LOUGHSHINNY | Loughshinny [T41,T42] | GLASMORE |  | 53.5191 | -6.0997
235680X | MV/LV Substation FA***680X |  | 20 kV | _ | LV | 200 kVA :Pole Substation | 0.2 | --> | 0.2 | 0 | 0 | Constrained, otherwise capacity available =169 kVA | --> | 0.19 | 0 | 0.004 | 0 | 0 | Constrained, otherwise capacity available =183 kW | --> | E18 ex BEALNABLATH | Bealnablath [T421] | BANDON |  | 51.8598 | -8.7943
093239Z | MV/LV Substation CL***239Z |  | 10 kV | _ | LV | 200 kVA :Kiosk Substation | 0.2 | --> | 0.2 | 0 | 0 | Constrained, otherwise capacity available =182 kVA | --> | 0.19 | 0 | 0 | 0 | 0 | Constrained, otherwise capacity available =188 kW | --> | C20 ex CLONSHAUGH | Clonshaugh [T41,T42] | FINGLAS |  | 53.4055 | -6.2158
050753Y | MV/LV Substation AR***753Y |  | 20 kV | _ | LV | 50 kVA :Pole Substation | 0.05 | --> | 0.05 | 0.046 | 6.49 |  | --> | 0.048 | 0 | 0 | 0 | 0 | Constrained, otherwise capacity available =47 kW | --> | C22 ex BUSHFIELD | Bushfield [T41,T42] | ATHLONE |  | 53.4789 | -7.7923
0644025 | MV/LV Substation CO***4025 |  | 20 kV | _ | LV | 400 kVA :Building Structure | 0.4 | --> | 0.4 | 0 | 0 | Constrained, otherwise capacity available =302 kVA | --> | 0.38 | 0 | 0.02 | 0 | 0 | Constrained, otherwise capacity available =352 kW | --> | E16 ex JULIANSTOWN | Julianstown [T421,T422] | DRYBRIDGE |  | 53.6923 | -6.2436
069550 | MV/LV Substation SW***550 |  | 10 kV | _ | LV | 630 kVA :Building Structure | 0.63 | --> | 0.63 | 0.5 | 7.75 |  | --> | 0.598 | 0 | 0 | 0.5 | 0 |  | --> | C16 ex MILLTOWN (DR) | Milltown (dr) [T101,T102] | INCHICORE 220KV |  | 53.3236 | -6.264
004814 | MV/LV Substation FI***814 |  | 10 kV | _ | LV | 50 kVA :Pole Substation | 0.05 | --> | 0.05 | 0.036 | 0.45 |  | --> | 0.048 | 0 | 0.006 | 0 | 0 | Constrained, otherwise capacity available =41 kW | --> | C12 ex KILMAGIG | Kilmagig [T42] | ARKLOW |  | 52.835 | -6.2462
062052Z | MV/LV Substation PL***052Z |  | 10 kV | _ | LV | 50 kVA :Pole Substation | 0.05 | --> | 0.05 | 0.026 | 3.12 |  | --> | 0.048 | 0 | 0 | 0 | 0 | Constrained, otherwise capacity available =44 kW | --> | C21 ex MARSHES | Marshes [T41,T42] | DUNDALK |  | 53.9613 | -6.3944
022279 | MV/LV Substation KI***279 |  | 10 kV | _ | LV | 50 kVA :Pole Substation | 0.05 | --> | 0.05 | 0 | 0 | Constrained, otherwise capacity available =49 kVA | --> | 0.048 | 0 | 0 | 0 | 0 | Constrained, otherwise capacity available =47 kW | --> | C18 ex SCARTEEN | Scarteen [T41,T42] | MALLOW |  | 52.1522 | -8.7603
062140Y | MV/LV Substation CA***140Y |  | 20 kV | _ | LV | 50 kVA :Pole Substation | 0.05 | --> | 0.05 | 0.035 | 2.33 |  | --> | 0.048 | 0 | 0 | 0 | 0 | Constrained, otherwise capacity available =45 kW | --> | C26 ex DUNDALK | Dundalk [T41,T42] | DUNDALK |  | 54.0074 | -6.5145
127643X | MV/LV Substation RO***643X |  | 10 kV | _ | LV | 50 kVA :Pole Substation | 0.05 | --> | 0.05 | 0.043 | 5.89 |  | --> | 0.048 | 0 | 0 | 0 | 0 | Constrained, otherwise capacity available =46 kW | --> | C17 ex CASHEL | Cashel [T41,T42] | CAHIR |  | 52.5202 | -7.8987
214781 | MV/LV Substation FU***781 |  | 10 kV | _ | LV | 100 kVA :Pole Substation | 0.1 | --> | 0.1 | 0 | 0 | Constrained, otherwise capacity available =79 kVA | --> | 0.095 | 0 | 0 | 0 | 0 | Constrained, otherwise capacity available =92 kW | --> | C15 ex DRUMQUIN | Drumquin [T42] | ENNIS |  | 52.7361 | -9.2083
281637Z | MV/LV Substation MA***637Z |  | 10 kV | _ | LV | 1000 kVA :Building Structure | 1 | --> | 1 | 0.5 | 6.78 |  | --> | 0.95 | 0 | 0 | 0.5 | 0 |  | --> | C38 ex CASTLEVIEW | Castleview [T101,T102] | CASTLEVIEW |  | 51.8837 | -8.4022
0624049 | MV/LV Substation BA***4049 |  | 20 kV | _ | LV | 50 kVA :Pole Substation | 0.05 | --> | 0.05 | 0.037 | 2.33 |  | --> | 0.048 | 0 | 0 | 0 | 0 | Constrained, otherwise capacity available =46 kW | --> | C26 ex DUNDALK | Dundalk [T41,T42] | DUNDALK |  | 53.9938 | -6.5344
127329Y | MV/LV Substation PA***329Y |  | 10 kV | _ | LV | 50 kVA :Pole Substation | 0.05 | --> | 0.05 | 0 | 0 | Constrained, otherwise capacity available =42 kVA | --> | 0.048 | 0 | 0 | 0 | 0 | Constrained, otherwise capacity available =46 kW | --> | C12 ex LOUGHTAGALLA | Loughtagalla [T41,T42] | THURLES |  | 52.6176 | -7.7685
157175 | MV/LV Substation SE***175 |  | 20 kV | _ | LV | 50 kVA :Pole Substation | 0.05 | --> | 0.05 | 0.038 | 1.55 |  | --> | 0.048 | 0 | 0 | 0 | 0 | Constrained, otherwise capacity available =46 kW | --> | E13 ex CARRIGALLEN | Carrigallen [T421] | CARRICK ON SHANNON |  | 53.9759 | -7.6403
0684488 | MV/LV Substation CH***4488 |  | 10 kV | _ | LV | 1000 kVA :Building Structure | 1 | --> | 1 | 0.5 | 9.99 |  | --> | 0.95 | 0 | 0 | 0.5 | 0 |  | --> | C13 ex HAROLDS CROSS | Harolds Cross [T101,T102] | POOLBEG |  | 53.3319 | -6.2638
0634105 | MV/LV Substation MU***4105 |  | 10 kV | _ | LV | 400 kVA :Kiosk Substation | 0.4 | --> | 0.4 | 0 | 0 | Constrained, otherwise capacity available =351 kVA | --> | 0.38 | 0 | 0.048 | 0 | 0 | Constrained, otherwise capacity available =338 kW | --> | C18 ex STICKILLEN | Stickillen [T41,T42] | DRYBRIDGE |  | 53.8505 | -6.5333
056934X | MV/LV Substation WE***934X |  | 20 kV | _ | LV | 100 kVA :Pole Substation | 0.1 | --> | 0.1 | 0.079 | 0.89 |  | --> | 0.095 | 0 | 0.004 | 0 | 0 | Constrained, otherwise capacity available =89 kW | --> | E20 ex BIRR | Birr [T41,T422] | DALLOW |  | 53.0884 | -7.9105
265656X | MV/LV Substation DO***656X |  | 20 kV | _ | LV | 630 kVA :Kiosk Substation | 0.63 | --> | 0.63 | 0.066 | 0.07 | Constrained, otherwise capacity available =596 kVA | --> | 0.598 | 0 | 0.005 | 0 | 0 | Constrained, otherwise capacity available =590 kW | --> | E15 ex BALLYCONNELL | Ballyconnell [T421,T422] | GORTAWEE |  | 54.1206 | -7.5787
011159 | MV/LV Substation MI***159 |  | 10 kV | _ | LV | 400 kVA :Building Structure | 0.4 | --> | 0.4 | 0.075 | 5.05 |  | --> | 0.38 | 0 | 0.04 | 0 | 0 | Constrained, otherwise capacity available =304 kW | --> | C18 ex MCDONAGH | Mcdonagh [T41,T42] | KILKENNY |  | 52.6579 | -7.245
011042 | MV/LV Substation ST***042 |  | 10 kV | _ | LV | 400 kVA :Kiosk Substation | 0.4 | --> | 0.4 | 0 | 0 | Constrained, otherwise capacity available =240 kVA | --> | 0.38 | 0 | 0 | 0 | 0 | Constrained, otherwise capacity available =358 kW | --> | C16 ex TALBOTS INCH | Talbots Inch [T41,T42] | KILKENNY |  | 52.6515 | -7.2505
066008Z | MV/LV Substation TU***008Z |  | 20 kV | _ | LV | 200 kVA :Kiosk Substation | 0.2 | --> | 0.2 | 0 | 0 | Constrained, otherwise capacity available =173 kVA | --> | 0.19 | 0 | 0 | 0 | 0 | Constrained, otherwise capacity available =186 kW | --> | E15 ex BATTER LANE TEMPORARY | Batter Lane Temporary 38kv [T421] | GLASMORE |  | 53.493 | -6.175
009284Y | MV/LV Substation RI***284Y |  | 10 kV | _ | LV | 400 kVA :Kiosk Substation | 0.4 | --> | 0.4 | 0.364 | 0.53 |  | --> | 0.38 | 0 | 0 | 0 | 0 | Constrained, otherwise capacity available =375 kW | --> | C21 ex MANOR STREET | Manor Street [T41,T42] | WATERFORD |  | 52.2559 | -7.1162
0184152 | MV/LV Substation CL***4152 |  | 10 kV | _ | LV | 630 kVA :Building Structure | 0.63 | --> | 0.63 | 0.5 | 3.75 |  | --> | 0.598 | 0 | 0 | 0 | 0 | Constrained, otherwise capacity available =598 kW | --> | C13 ex SMEARLA | Smearla [T41,T42] | TRIEN |  | 52.4512 | -9.4942
062974X | MV/LV Substation ES***974X |  | 10 kV | _ | LV | 400 kVA :Building Structure | 0.4 | --> | 0.4 | 0.285 | 5.69 |  | --> | 0.38 | 0 | 0 | 0 | 0 | Constrained, otherwise capacity available =364 kW | --> | C24 ex RAMPARTS | Ramparts [T41,T42] | DUNDALK |  | 53.9971 | -6.4023
109515 | MV/LV Substation FA***515 |  | 10 kV | _ | LV | 630 kVA :Building Structure | 0.63 | --> | 0.63 | 0.305 | 0.38 |  | --> | 0.598 | 0 | 0 | 0.5 | 0 |  | --> | C20 ex RINEANNA | Rineanna [T41,T42] | DRUMLINE |  | 52.7186 | -8.8767
081022Z | MV/LV Substation MO***022Z |  | 10 kV | _ | LV | 200 kVA :Kiosk Substation | 0.2 | --> | 0.2 | 0 | 0 | Constrained, otherwise capacity available =115 kVA | --> | 0.19 | 0 | 0.015 | 0.167 | 0 |  | --> | C20 ex BALGADDY | Balgaddy [T41,T42] | GRANGE CASTLE |  | 53.3435 | -6.4302
281476Z | MV/LV Substation MA***476Z |  | 10 kV | _ | LV | 630 kVA :Kiosk Substation | 0.63 | --> | 0.63 | 0 | 0 | Constrained, otherwise capacity available =479 kVA | --> | 0.598 | 0 | 0.019 | 0 | 0 | Constrained, otherwise capacity available =564 kW | --> | C21 ex DOUGLAS | Douglas [T41,T42] | TRABEG |  | 51.8708 | -8.4071
093498Z | MV/LV Substation LO***498Z |  | 10 kV | _ | LV | 400 kVA :Kiosk Substation | 0.4 | --> | 0.4 | 0 | 0 | Constrained, otherwise capacity available =400 kVA | --> | 0.38 | 0 | 0 | 0.38 | 0 |  | --> | C26 ex POPPINTREE | Poppintree [T101,T102] | FINGLAS |  | 53.4189 | -6.3199
011989Y | MV/LV Substation BE***989Y |  | 10 kV | _ | LV | 200 kVA :Kiosk Substation | 0.2 | --> | 0.2 | 0.037 | 0.04 | Constrained, otherwise capacity available =155 kVA | --> | 0.19 | 0 | 0.027 | 0 | 0 | Constrained, otherwise capacity available =164 kW | --> | C16 ex CALLAN | Callan [T41,T42] | KILKENNY |  | 52.537 | -7.2726
022470X | MV/LV Substation CL***470X |  | 10 kV | _ | LV | 100 kVA :Pole Substation | 0.1 | --> | 0.1 | 0 | 0 | Constrained, otherwise capacity available =86 kVA | --> | 0.095 | 0 | 0 | 0 | 0 | Constrained, otherwise capacity available =93 kW | --> | C15 ex SCARTEEN | Scarteen [T41,T42] | MALLOW |  | 52.1296 | -8.6658
069226 | MV/LV Substation DE***226 |  | 10 kV | _ | LV | 1000 kVA :Building Structure | 1 | --> | 1 | 0.5 | 3 |  | --> | 0.95 | 0 | 0.008 | 0.5 | 0 |  | --> | C40 ex INCHICORE CENTRAL | Inchicore Central [T43,T45] | INCHICORE 220KV |  | 53.3224 | -6.3413
039718X | MV/LV Substation CO***718X |  | 10 kV | _ | LV | 200 kVA :Pole Substation | 0.2 | --> | 0.2 | 0 | 0 | Constrained, otherwise capacity available =198 kVA | --> | 0.19 | 0 | 0 | 0.19 | 0 |  | --> | C28 ex GALWAY 110KV | Galway 110kv [T102,T103] | GALWAY 110KV |  | 53.3262 | -9.0167
248864 | MV/LV Substation KI***864 |  | 20 kV | _ | LV | 630 kVA :Building Structure | 0.63 | --> | 0.63 | 0 | 0 | Constrained, otherwise capacity available =464 kVA | --> | 0.598 | 0 | 0.002 | 0 | 0 | Constrained, otherwise capacity available =574 kW | --> | E19 ex KILCOCK | Kilcock [T421,T422] | GRIFFINRATH |  | 53.3996 | -6.667
365534X | MV/LV Substation WA***534X |  | 10 kV | _ | LV | 400 kVA :Building Structure | 0.4 | --> | 0.4 | 0 | 0 | Constrained, otherwise capacity available =240 kVA | --> | 0.38 | 0 | 0 | 0.358 | 0 |  | --> | C34 ex CLONDALKIN | Clondalkin [T41,T42,T44] | INCHICORE 220KV |  | 53.3247 | -6.3705
154297Z | MV/LV Substation KI***297Z |  | 10 kV | _ | LV | 200 kVA :Pole Substation | 0.2 | --> | 0.2 | 0 | 0 | Constrained, otherwise capacity available =178 kVA | --> | 0.19 | 0 | 0.005 | 0.183 | 0 |  | --> | C39 ex COLLEGE PARK | College Park [T101,T102,T103] | COLLEGE PARK |  | 53.45 | -6.3947
029484Y | MV/LV Substation GO***484Y |  | 10 kV | _ | LV | 630 kVA :Building Structure | 0.63 | --> | 0.63 | 0 | 0 | Constrained, otherwise capacity available =456 kVA | --> | 0.598 | 0 | 0.1 | 0 | 0 | Constrained, otherwise capacity available =520 kW | --> | C16 ex KILLACLOYNE | Killacloyne [T41,T42] | MIDLETON |  | 51.9173 | -8.2878
074171 | MV/LV Substation CA***171 |  | 20 kV | _ | LV | 630 kVA :Kiosk Substation | 0.63 | --> | 0.63 | 0.331 | 8.5 |  | --> | 0.598 | 0 | 0.015 | 0 | 0 | Constrained, otherwise capacity available =545 kW | --> | E14 ex ARIGNA | Arigna [T121] | ARIGNA |  | 54.0467 | -8.0414
136184 | MV/LV Substation CL***184 |  | 10 kV | _ | LV | 200 kVA :Pole Substation | 0.2 | --> | 0.2 | 0 | 0 | Constrained, otherwise capacity available =167 kVA | --> | 0.19 | 0 | 0.016 | 0 | 0 | Constrained, otherwise capacity available =174 kW | --> | C12 ex ROSCOMMON | Roscommon [T41,T42] | LANESBORO |  | 53.637 | -8.1818
011474Z | MV/LV Substation WA***474Z |  | 10 kV | _ | LV | 200 kVA :Kiosk Substation | 0.2 | --> | 0.2 | 0 | 0 | Constrained, otherwise capacity available =197 kVA | --> | 0.19 | 0 | 0 | 0 | 0 | Constrained, otherwise capacity available =190 kW | --> | C19 ex ROSEHILL | Rosehill [T41,T42] | KILKENNY |  | 52.6411 | -7.248
022897X | MV/LV Substation GO***897X |  | 10 kV | _ | LV | 400 kVA :Kiosk Substation | 0.4 | --> | 0.4 | 0.207 | 4.55 |  | --> | 0.38 | 0 | 0 | 0 | 0 | Constrained, otherwise capacity available =353 kW | --> | C11 ex MALLOW | Mallow [T41,T42] | MALLOW |  | 52.1234 | -8.6487
009040 | MV/LV Substation AR***040 |  | 10 kV | _ | LV | 200 kVA :Building Structure | 0.2 | --> | 0.2 | 0 | 0 | Constrained, otherwise capacity available =188 kVA | --> | 0.19 | 0 | 0 | 0 | 0 | Constrained, otherwise capacity available =188 kW | --> | C16 ex GRANGE (SR) | Grange (sr) [T41,T42] | BUTLERSTOWN |  | 52.25 | -7.0796
007764Y | MV/LV Substation KI***764Y |  | 20 kV | _ | LV | 100 kVA :Pole Substation | 0.1 | --> | 0.1 | 0.054 | 1.4 |  | --> | 0.095 | 0 | 0.011 | 0 | 0 | Constrained, otherwise capacity available =80 kW | --> | E11 ex KILLINICK | Killinick [T421,T422] | WEXFORD |  | 52.1757 | -6.5878
009778X | MV/LV Substation SH***778X |  | 10 kV | _ | LV | 50 kVA :Pole Substation | 0.05 | --> | 0.05 | 0.047 | 0.95 |  | --> | 0.048 | 0 | 0 | 0 | 0 | Constrained, otherwise capacity available =47 kW | --> | C25 ex TYCOR | Tycor [T41,T42] | WATERFORD |  | 52.2341 | -7.1908
007803 | MV/LV Substation LA***803 |  | 20 kV | _ | LV | 400 kVA :Kiosk Substation | 0.4 | --> | 0.4 | 0.364 | 16.12 |  | --> | 0.38 | 0 | 0 | 0.375 | 0 |  | --> | E17 ex WEXFORD | Wexford [T121,T122] | WEXFORD |  | 52.339 | -6.5637
365938 | MV/LV Substation HE***938 |  | 10 kV | _ | LV | 200 kVA :Building Structure | 0.2 | --> | 0.2 | 0 | 0 | Constrained, otherwise capacity available =147 kVA | --> | 0.19 | 0 | 0.006 | 0.178 | 0 |  | --> | C19 ex WHITESTOWN | Whitestown [T41,T42] | COOKSTOWN |  | 53.2811 | -6.383
0684264 | MV/LV Substation BO***4264 |  | 10 kV | _ | LV | 1000 kVA :Building Structure | 1 | --> | 1 | 0.384 | 9.28 |  | --> | 0.95 | 0 | 0.01 | 0.5 | 0 |  | --> | C12 ex PEMBROKE | Pembroke [T41,T42,T43,T44] | RINGSEND |  | 53.3411 | -6.2367
084405 | MV/LV Substation CL***405 |  | 10 kV | _ | LV | 200 kVA :Pole Substation | 0.2 | --> | 0.2 | 0 | 0 | Constrained, otherwise capacity available =64 kVA | --> | 0.19 | 0 | 0.006 | 0 | 0 | Constrained, otherwise capacity available =166 kW | --> | C18 ex KILCOLGAN | Kilcolgan [T42,T421] | GALWAY 110KV |  | 53.2279 | -8.8808
281952Y | MV/LV Substation ME***952Y |  | 10 kV | _ | LV | 630 kVA :Building Structure | 0.63 | --> | 0.63 | 0.187 | 7.88 |  | --> | 0.598 | 0 | 0 | 0.5 | 0 |  | --> | C20 ex LIBERTY STREET | Liberty Street [T101,T102] | LIBERTY STREET |  | 51.8992 | -8.4822
111434 | MV/LV Substation WE***434 |  | 20 kV | _ | LV | 200 kVA :Pole Substation | 0.2 | --> | 0.2 | 0.133 | 0.94 |  | --> | 0.19 | 0 | 0.005 | 0 | 0 | Constrained, otherwise capacity available =177 kW | --> | E15 ex CASTLETOWNBERE | Castletownbere [T421] | BALLYLICKY |  | 51.6512 | -9.9147
063428 | MV/LV Substation CH***428 |  | 10 kV | _ | LV | 50 kVA :Pole Substation | 0.05 | --> | 0.05 | 0 | 0 | Constrained, otherwise capacity available =28 kVA | --> | 0.048 | 0 | 0 | 0 | 0 | Constrained, otherwise capacity available =44 kW | --> | C15 ex BALLYBAILIE | Ballybailie [T41,T42] | DUNDALK |  | 53.8851 | -6.5658
254204 | MV/LV Substation AS***204 |  | 10 kV | _ | LV | 200 kVA :Kiosk Substation | 0.2 | --> | 0.2 | 0 | 0 | Constrained, otherwise capacity available =83 kVA | --> | 0.19 | 0 | 0.023 | 0 | 0 | Constrained, otherwise capacity available =156 kW | --> | C14 ex HEADFORD | Headford [T41,T42] | CLOON |  | 53.4748 | -9.0969
081640X | MV/LV Substation LU***640X |  | 10 kV | _ | LV | 400 kVA :Kiosk Substation | 0.4 | --> | 0.4 | 0.262 | 7.91 |  | --> | 0.38 | 0 | 0.072 | 0.307 | 0 |  | --> | C23 ex PELLETSTOWN | Pelletstown [T101,T102] | FINGLAS |  | 53.369 | -6.3916
426659 | MV/LV Substation HI***659 |  | 20 kV | _ | LV | 630 kVA :Kiosk Substation | 0.63 | --> | 0.63 | 0 | 0 | Constrained, otherwise capacity available =547 kVA | --> | 0.598 | 0 | 0.04 | 0 | 0 | Constrained, otherwise capacity available =557 kW | --> | E17 ex DINGLE | Dingle [T421,T422] | OUGHTRAGH |  | 52.1436 | -10.2651
281164Y | MV/LV Substation VI***164Y |  | 10 kV | _ | LV | 400 kVA :Building Structure | 0.4 | --> | 0.4 | 0 | 0 | Constrained, otherwise capacity available =253 kVA | --> | 0.38 | 0 | 0.047 | 0 | 0 | Constrained, otherwise capacity available =325 kW | --> | C20 ex TOGHER | Togher [T41,T42] | TRABEG |  | 51.8798 | -8.4868
1374141 | MV/LV Substation KN***4141 |  | 10 kV | _ | LV | 100 kVA :Pole Substation | 0.1 | --> | 0.1 | 0.1 | 3.74 |  | --> | 0.095 | 0 | 0 | 0 | 0 | Constrained, otherwise capacity available =95 kW | --> | C11 ex KILFLYNN | Kilflynn [T41,T42] | TRALEE |  | 52.3507 | -9.6922
276290 | MV/LV Substation EL***290 |  | 10 kV | _ | LV | 200 kVA :Kiosk Substation | 0.2 | --> | 0.2 | 0.172 | 0.76 |  | --> | 0.19 | 0 | 0.018 | 0 | 0 | Constrained, otherwise capacity available =173 kW | --> | C18 ex WOODFORD | Woodford [T41,T42] | KNOCKEARAGH |  | 52.0454 | -9.4982
015610Z | MV/LV Substation NU***610Z |  | 10 kV | _ | LV | 200 kVA :Kiosk Substation | 0.2 | --> | 0.2 | 0.156 | 12.6 |  | --> | 0.19 | 0 | 0.01 | 0.176 | 0 |  | --> | C22 ex MONREAD | Monread [T101,T102] | MONREAD |  | 53.223 | -6.6649
022649X | MV/LV Substation CO***649X |  | 10 kV | _ | LV | 630 kVA :Building Structure | 0.63 | --> | 0.63 | 0 | 0 | Constrained, otherwise capacity available =630 kVA | --> | 0.598 | 0 | 0 | 0 | 0 | Constrained, otherwise capacity available =598 kW | --> | C15 ex SCARTEEN | Scarteen [T41,T42] | MALLOW |  | 52.1202 | -8.6978
127127Z | MV/LV Substation DR***127Z |  | 10 kV | _ | LV | 50 kVA :Pole Substation | 0.05 | --> | 0.05 | 0 | 0 | Constrained, otherwise capacity available =45 kVA | --> | 0.048 | 0 | 0 | 0 | 0 | Constrained, otherwise capacity available =47 kW | --> | C12 ex LOUGHTAGALLA | Loughtagalla [T41,T42] | THURLES |  | 52.6792 | -7.7759
365998X | MV/LV Substation TH***998X |  | 10 kV | _ | LV | 200 kVA :Pole Substation | 0.2 | --> | 0.2 | 0 | 0 | Constrained, otherwise capacity available =191 kVA | --> | 0.19 | 0 | 0 | 0.189 | 0 |  | --> | C35 ex SEMPERIT | Semperit [T41,T42,T43] | GRANGE CASTLE |  | 53.3232 | -6.352
062053 | MV/LV Substation GR***053 |  | 10 kV | _ | LV | 630 kVA :Building Structure | 0.63 | --> | 0.63 | 0.309 | 5.69 |  | --> | 0.598 | 0 | 0.01 | 0 | 0 | Constrained, otherwise capacity available =546 kW | --> | C14 ex RAMPARTS | Ramparts [T41,T42] | DUNDALK |  | 54.0011 | -6.4048
065872 | MV/LV Substation ST***872 |  | 10 kV | _ | LV | 50 kVA :Pole Substation | 0.05 | --> | 0.05 | 0 | 0 | Constrained, otherwise capacity available =22 kVA | --> | 0.048 | 0 | 0.018 | 0 | 0 | Constrained, otherwise capacity available =30 kW | --> | C16 ex LOUGHSHINNY | Loughshinny [T41,T42] | GLASMORE |  | 53.5782 | -6.1582
026888 | MV/LV Substation FA***888 |  | 10 kV | _ | LV | 50 kVA :Pole Substation | 0.05 | --> | 0.05 | 0.031 | 8.66 |  | --> | 0.048 | 0 | 0 | 0 | 0 | Constrained, otherwise capacity available =45 kW | --> | C17 ex BANDON | Bandon [T101,T42] | BANDON |  | 51.7474 | -8.6597
139161Y | MV/LV Substation LI***161Y |  | 10 kV | _ | LV | 50 kVA :Pole Substation | 0.05 | --> | 0.05 | 0 | 0 | Constrained, otherwise capacity available =33 kVA | --> | 0.048 | 0 | 0 | 0 | 0 | Constrained, otherwise capacity available =45 kW | --> | C16 ex VIRGINIA | Virginia [T41,T42] | MEATH HILL |  | 53.7991 | -7.0313
1184021 | MV/LV Substation CU***4021 |  | 10 kV | _ | LV | 400 kVA :Kiosk Substation | 0.4 | --> | 0.4 | 0.4 | 2 |  | --> | 0.38 | 0 | 0 | 0 | 0 | Constrained, otherwise capacity available =380 kW | --> | C12 ex BALLINASLOE | Ballinasloe [T41,T42] | SOMERSET |  | 53.3261 | -8.2276
253811X | MV/LV Substation BA***811X |  | 20 kV | _ | LV | 200 kVA :Pole Substation | 0.2 | --> | 0.2 | 0 | 0 | Constrained, otherwise capacity available =177 kVA | --> | 0.19 | 0 | 0 | 0 | 0 | Constrained, otherwise capacity available =187 kW | --> | E15 ex GLENAMADDY | Glenamaddy [T422] | ATHLONE |  | 53.6797 | -8.5711
004028 | MV/LV Substation NO***028 |  | 10 kV | _ | LV | 400 kVA :Building Structure | 0.4 | --> | 0.4 | 0 | 18.08 |  | --> | 0.38 | 0 | 0.011 | 0.334 | 0 |  | --> | C17 ex ARKLOW | Arklow [T101,T102] | ARKLOW |  | 52.795 | -6.1437
007104Z | MV/LV Substation LA***104Z |  | 10 kV | _ | LV | 200 kVA :Kiosk Substation | 0.2 | --> | 0.2 | 0 | 0 | Constrained, otherwise capacity available =176 kVA | --> | 0.19 | 0 | 0 | 0 | 0 | Constrained, otherwise capacity available =187 kW | --> | C14 ex MULGANNON | Mulgannon [T41,T42] | WEXFORD |  | 52.3341 | -6.459
067625Y | MV/LV Substation TH***625Y |  | 10 kV | _ | LV | 1000 kVA :Kiosk Substation | 1 | --> | 1 | 0 | 0 | Constrained, otherwise capacity available =796 kVA | --> | 0.95 | 0 | 0 | 0.5 | 0 |  | --> | C11 ex BALLINACURRA | Ballinacurra [T41,T42] | LIMERICK |  | 52.6604 | -8.6376
064959Y | MV/LV Substation AS***959Y |  | 20 kV | _ | LV | 200 kVA :Kiosk Substation | 0.2 | --> | 0.2 | 0 | 0 | Constrained, otherwise capacity available =146 kVA | --> | 0.19 | 0 | 0.037 | 0 | 0 | Constrained, otherwise capacity available =155 kW | --> | E15 ex DULEEK | Duleek [T421,T422] | DRYBRIDGE |  | 53.6604 | -6.4157
050296X | MV/LV Substation AR***296X |  | 10 kV | _ | LV | 630 kVA :Building Structure | 0.63 | --> | 0.63 | 0 | 0 | Constrained, otherwise capacity available =595 kVA | --> | 0.598 | 0 | 0 | 0 | 0 | Constrained, otherwise capacity available =594 kW | --> | C21 ex ATHLONE | Athlone [T41,T42] | ATHLONE |  | 53.4187 | -7.9895
0664208 | MV/LV Substation PR***4208 |  | 20 kV | _ | LV | 400 kVA :Kiosk Substation | 0.4 | --> | 0.4 | 0 | 0 | Constrained, otherwise capacity available =372 kVA | --> | 0.38 | 0 | 0.016 | 0.364 | 0 |  | --> | C24 ex MACETOWN | Macetown [T101,T102] | MACETOWN |  | 53.4517 | -6.3973
017026Y | MV/LV Substation AM***026Y |  | 20 kV | _ | LV | 50 kVA :Pole Substation | 0.05 | --> | 0.05 | 0.046 | 1.98 |  | --> | 0.048 | 0 | 0 | 0 | 0 | Constrained, otherwise capacity available =47 kW | --> | E14 ex RATHKEALE | Rathkeale [T421,T422] | RATHKEALE |  | 52.5276 | -8.8945
014670 | MV/LV Substation DU***670 |  | 20 kV | _ | LV | 100 kVA :Pole Substation | 0.1 | --> | 0.1 | 0 | 0 | Constrained, otherwise capacity available =96 kVA | --> | 0.095 | 0 | 0 | 0 | 0 | Constrained, otherwise capacity available =94 kW | --> | C14 ex KILDARE | Kildare [T41,T42] | NEWBRIDGE |  | 53.1914 | -6.9235
001334 | MV/LV Substation RA***334 |  | 10 kV | _ | LV | 400 kVA :Kiosk Substation | 0.4 | --> | 0.4 | 0 | 0 | Constrained, otherwise capacity available =319 kVA | --> | 0.38 | 0 | 0.038 | 0.341 | 0 |  | --> | C14 ex LOUGHLINSTOWN | Loughlinstown [T41,T42] | CARRICKMINES |  | 53.257 | -6.1301
009434X | MV/LV Substation BE***434X |  | 10 kV | _ | LV | 400 kVA :Kiosk Substation | 0.4 | --> | 0.4 | 0.278 | 8.16 |  | --> | 0.38 | 0 | 0.024 | 0 | 0 | Constrained, otherwise capacity available =345 kW | --> | C12 ex MOUNT MISERY | Mount Misery [T41,T42] | WATERFORD |  | 52.2715 | -7.0936
110361 | MV/LV Substation HA***361 |  | 10 kV | _ | LV | 400 kVA :Kiosk Substation | 0.4 | --> | 0.4 | 0.375 | 0.76 |  | --> | 0.38 | 0 | 0 | 0 | 0 | Constrained, otherwise capacity available =377 kW | --> | C16 ex KENMARE | Kenmare [T42] | KNOCKEARAGH |  | 51.8835 | -9.5804
165760X | MV/LV Substation IN***760X |  | 10 kV | _ | LV | 100 kVA :Pole Substation | 0.1 | --> | 0.1 | 0 | 0 | Constrained, otherwise capacity available =98 kVA | --> | 0.095 | 0 | 0 | 0 | 0 | Constrained, otherwise capacity available =95 kW | --> | C14 ex CLONAKILTY | Clonakilty [T41,T42] | DUNMANWAY |  | 51.5972 | -8.8726
281144 | MV/LV Substation SE***144 |  | 10 kV | _ | LV | 630 kVA :Building Structure | 0.63 | --> | 0.63 | 0.284 | 5.49 |  | --> | 0.598 | 0 | 0 | 0.5 | 0 |  | --> | C14 ex TRABEG | Trabeg [T101,T102] | TRABEG |  | 51.8757 | -8.4698
281150Z | MV/LV Substation AI***150Z |  | 10 kV | _ | LV | 400 kVA :Building Structure | 0.4 | --> | 0.4 | 0.326 | 5.49 |  | --> | 0.38 | 0 | 0 | 0.37 | 0 |  | --> | C23 ex TRABEG | Trabeg [T101,T102] | TRABEG |  | 51.8489 | -8.4842
1274164 | MV/LV Substation CO***4164 |  | 10 kV | _ | LV | 50 kVA :Pole Substation | 0.05 | --> | 0.05 | 0 | 0 | Constrained, otherwise capacity available =46 kVA | --> | 0.048 | 0 | 0.02 | 0 | 0 | Constrained, otherwise capacity available =32 kW | --> | C11 ex LOUGHTAGALLA | Loughtagalla [T41,T42] | THURLES |  | 52.6378 | -7.7324
046127X | MV/LV Substation OL***127X |  | 10 kV | _ | LV | 100 kVA :Pole Substation | 0.1 | --> | 0.1 | 0.09 | 4.13 |  | --> | 0.095 | 0 | 0 | 0.094 | 0 |  | --> | C13 ex AGHAGAD | Aghagad [T41,T42] | SLIGO |  | 54.4308 | -8.4504
055197Y | MV/LV Substation ST***197Y |  | 10 kV | _ | LV | 400 kVA :Kiosk Substation | 0.4 | --> | 0.4 | 0 | 0 | Constrained, otherwise capacity available =358 kVA | --> | 0.38 | 0 | 0.165 | 0 | 0 | Constrained, otherwise capacity available =252 kW | --> | C19 ex ROSCREA | Roscrea [T41,T42] | IKERRIN |  | 52.9476 | -7.8089
426621 | MV/LV Substation MU***621 |  | 20 kV | _ | LV | 50 kVA :Pole Substation | 0.05 | --> | 0.05 | 0 | 0 | Constrained, otherwise capacity available =43 kVA | --> | 0.048 | 0 | 0.006 | 0 | 0 | Constrained, otherwise capacity available =42 kW | --> | E15 ex DINGLE | Dingle [T421,T422] | OUGHTRAGH |  | 52.1403 | -10.318
031251Y | MV/LV Substation AN***251Y |  | 20 kV | _ | LV | 400 kVA :Kiosk Substation | 0.4 | --> | 0.4 | 0 | 0 | Constrained, otherwise capacity available =326 kVA | --> | 0.38 | 0 | 0.019 | 0 | 0 | Constrained, otherwise capacity available =356 kW | --> | E17 ex SPRINGS | Springs [T421,T422] | DUNGARVAN |  | 52.1026 | -7.5742
281827Z | MV/LV Substation MA***827Z |  | 10 kV | _ | LV | 400 kVA :Kiosk Substation | 0.4 | --> | 0.4 | 0 | 0 | Constrained, otherwise capacity available =283 kVA | --> | 0.38 | 0 | 0.027 | 0 | 0 | Constrained, otherwise capacity available =344 kW | --> | C18 ex DOUGLAS | Douglas [T41,T42] | TRABEG |  | 51.8616 | -8.4141
206459 | MV/LV Substation SP***459 |  | 20 kV | _ | LV | 200 kVA :Pole Substation | 0.2 | --> | 0.2 | 0.168 | 7.61 |  | --> | 0.19 | 0 | 0.009 | 0 | 0 | Constrained, otherwise capacity available =179 kW | --> | E14 ex BELLACORICK | Bellacorick [T122] | BELLACORICK |  | 54.1449 | -9.7392
067670Y | MV/LV Substation FE***670Y |  | 20 kV | _ | LV | 50 kVA :Pole Substation | 0.05 | --> | 0.05 | 0 | 0 | Constrained, otherwise capacity available =44 kVA | --> | 0.048 | 0 | 0 | 0.047 | 0 |  | --> | E17 ex BRUFF | Bruff [T42,T421] | LIMERICK |  | 52.5414 | -8.597
0174554 | MV/LV Substation LO***4554 |  | 20 kV | _ | LV | 400 kVA :Kiosk Substation | 0.4 | --> | 0.4 | 0.4 | 1.98 |  | --> | 0.38 | 0 | 0 | 0 | 0 | Constrained, otherwise capacity available =380 kW | --> | E14 ex RATHKEALE | Rathkeale [T421,T422] | RATHKEALE |  | 52.5436 | -8.8584
042563X | MV/LV Substation BL***563X |  | 10 kV | _ | LV | 200 kVA :Kiosk Substation | 0.2 | --> | 0.2 | 0.149 | 1.93 |  | --> | 0.19 | 0 | 0.004 | 0 | 0 | Constrained, otherwise capacity available =180 kW | --> | C16 ex TURLOUGH ROAD | Turlough Road [T41,T42] | CASTLEBAR |  | 53.855 | -9.3148
089043 | MV/LV Substation AL***043 |  | 20 kV | _ | LV | 630 kVA :Kiosk Substation | 0.63 | --> | 0.63 | 0.452 | 3.56 |  | --> | 0.598 | 0 | 0.025 | 0 | 0 | Constrained, otherwise capacity available =555 kW | --> | E20 ex ENNISCRONE | Enniscrone [T421,T422] | MOY |  | 54.2167 | -9.0923
220401 | MV/LV Substation GO***401 |  | 10 kV | _ | LV | 50 kVA :Pole Substation | 0.05 | --> | 0.05 | 0.042 | 1.36 |  | --> | 0.048 | 0 | 0 | 0 | 0 | Constrained, otherwise capacity available =46 kW | --> | C15 ex CROSSMOLINA | Crossmolina [T41,T42] | MOY |  | 54.0936 | -9.3081
017233Y | MV/LV Substation RA***233Y |  | 10 kV | _ | LV | 100 kVA :Pole Substation | 0.1 | --> | 0.1 | 0.09 | 1.98 |  | --> | 0.095 | 0 | 0 | 0 | 0 | Constrained, otherwise capacity available =94 kW | --> | E18 ex RATHKEALE | Rathkeale [T421,T422] | RATHKEALE |  | 52.5232 | -8.9427
093044 | MV/LV Substation CO***044 |  | 10 kV | _ | LV | 400 kVA :Kiosk Substation | 0.4 | --> | 0.4 | 0.249 | 12.96 |  | --> | 0.38 | 0 | 0.033 | 0.334 | 0 |  | --> | C24 ex ARTANE | Artane [T101,T102] | FINGLAS |  | 53.3852 | -6.227
365967X | MV/LV Substation CA***967X |  | 10 kV | _ | LV | 1000 kVA :Building Structure | 1 | --> | 1 | 0 | 0 | Constrained, otherwise capacity available =773 kVA | --> | 0.95 | 0 | 0 | 0.5 | 0 |  | --> | C14 ex FORTUNESTOWN | Fortunestown [T101,T102] | INCHICORE 220KV |  | 53.284 | -6.4256
156345Z | MV/LV Substation MI***345Z |  | 10 kV | _ | LV | 50 kVA :Pole Substation | 0.05 | --> | 0.05 | 0.041 | 2.47 |  | --> | 0.048 | 0 | 0 | 0 | 0 | Constrained, otherwise capacity available =46 kW | --> | C18 ex TELAYDON | Telaydon [T42,T421] | LISDRUM |  | 54.2551 | -6.9805
237148X | MV/LV Substation VO***148X |  | 10 kV | _ | LV | 50 kVA :Pole Substation | 0.05 | --> | 0.05 | 0 | 0 | Constrained, otherwise capacity available =35 kVA | --> | 0.048 | 0 | 0 | 0 | 0 | Constrained, otherwise capacity available =45 kW | --> | C16 ex DUNLEER | Dunleer [T41,T42] | DRYBRIDGE |  | 53.8304 | -6.3915
248647X | MV/LV Substation LY***647X |  | 20 kV | _ | LV | 200 kVA :Kiosk Substation | 0.2 | --> | 0.2 | 0 | 0 | Constrained, otherwise capacity available =178 kVA | --> | 0.19 | 0 | 0 | 0 | 0 | Constrained, otherwise capacity available =187 kW | --> | E19 ex KILCOCK | Kilcock [T421,T422] | GRIFFINRATH |  | 53.3855 | -6.7061
099515X | MV/LV Substation TO***515X |  | 10 kV | _ | LV | 630 kVA :Building Structure | 0.63 | --> | 0.63 | 0 | 0 | Constrained, otherwise capacity available =629 kVA | --> | 0.598 | 0 | 0 | 0 | 0 | Constrained, otherwise capacity available =598 kW | --> | C15 ex CULLION | Cullion [T41,T42] | LETTERKENNY |  | 54.9421 | -7.653
118730X | MV/LV Substation RO***730X |  | 20 kV | _ | LV | 100 kVA :Pole Substation | 0.1 | --> | 0.1 | 0 | 0 | Constrained, otherwise capacity available =87 kVA | --> | 0.095 | 0 | 0 | 0 | 0 | Constrained, otherwise capacity available =93 kW | --> | E18 ex CREAGH | Creagh [T421,T422] | ATHLONE |  | 53.3401 | -8.2412
067539 | MV/LV Substation MU***539 |  | 10 kV | _ | LV | 400 kVA :Building Structure | 0.4 | --> | 0.4 | 0 | 0 | Constrained, otherwise capacity available =357 kVA | --> | 0.38 | 0 | 0 | 0 | 0 | Constrained, otherwise capacity available =374 kW | --> | C13 ex DOCK ROAD | Dock Road [T41,T42] | LIMERICK |  | 52.6309 | -8.6804
062829Y | MV/LV Substation DO***829Y |  | 20 kV | _ | LV | 50 kVA :Pole Substation | 0.05 | --> | 0.05 | 0.049 | 2.33 |  | --> | 0.048 | 0 | 0 | 0 | 0 | Constrained, otherwise capacity available =47 kW | --> | C26 ex DUNDALK | Dundalk [T41,T42] | DUNDALK |  | 54.0052 | -6.4597
503555 | MV/LV Substation DO***555 |  | 10 kV | _ | LV | 400 kVA :Building Structure | 0.4 | --> | 0.4 | 0.394 | 1.69 |  | --> | 0.38 | 0 | 0 | 0 | 0 | Constrained, otherwise capacity available =379 kW | --> | C16 ex NEWTOWNCUNNINGHAM | Newtowncunningham [T41,T42] | LETTERKENNY |  | 54.9955 | -7.5154
281192Y | MV/LV Substation OB***192Y |  | 10 kV | _ | LV | 630 kVA :Building Structure | 0.63 | --> | 0.63 | 0.422 | 5.49 |  | --> | 0.598 | 0 | 0 | 0.5 | 0 |  | --> | C14 ex TRABEG | Trabeg [T101,T102] | TRABEG |  | 51.8744 | -8.4719
258053X | MV/LV Substation AR***053X |  | 20 kV | _ | LV | 50 kVA :Kiosk Substation | 0.05 | --> | 0.05 | 0.048 | 1.86 |  | --> | 0.048 | 0 | 0 | 0 | 0 | Constrained, otherwise capacity available =47 kW | --> | E17 ex CREESLOUGH | Creeslough [T421] | ARDNAGAPPARY |  | 55.1581 | -7.8884
2664042 | MV/LV Substation CA***4042 |  | 20 kV | _ | LV | 50 kVA :Pole Substation | 0.05 | --> | 0.05 | 0 | 0 | Constrained, otherwise capacity available =49 kVA | --> | 0.048 | 0 | 0 | 0 | 0 | Constrained, otherwise capacity available =47 kW | --> | E18 ex CARNDONAGH | Carndonagh [T421,T422] | TRILLICK |  | 55.2316 | -7.2681
019059 | MV/LV Substation CO***059 |  | 10 kV | _ | LV | 630 kVA :Kiosk Substation | 0.63 | --> | 0.63 | 0.484 | 2.18 |  | --> | 0.598 | 0 | 0.015 | 0 | 0 | Constrained, otherwise capacity available =567 kW | --> | C19 ex BALLYRICKARD | Ballyrickard [T41,T42] | TRALEE |  | 52.2746 | -9.7089
066352Z | MV/LV Substation CA***352Z |  | 10 kV | _ | LV | 630 kVA :Kiosk Substation | 0.63 | --> | 0.63 | 0 | 0 | Constrained, otherwise capacity available =470 kVA | --> | 0.598 | 0 | 0.012 | 0.5 | 0 |  | --> | C18 ex MOUNTGORRY | Mountgorry [T41,T42] | GRANGE (DR) |  | 53.4471 | -6.1801
018960 | MV/LV Substation AH***960 |  | 20 kV | _ | LV | 100 kVA :Pole Substation | 0.1 | --> | 0.1 | 0.094 | 3.75 |  | --> | 0.095 | 0 | 0.02 | 0 | 0 | Constrained, otherwise capacity available =79 kW | --> | C14 ex SMEARLA | Smearla [T41,T42] | TRIEN |  | 52.4819 | -9.3743
052308Z | MV/LV Substation RA***308Z |  | 20 kV | _ | LV | 200 kVA :Kiosk Substation | 0.2 | --> | 0.2 | 0 | 0 | Constrained, otherwise capacity available =160 kVA | --> | 0.19 | 0 | 0 | 0 | 0 | Constrained, otherwise capacity available =184 kW | --> | E14 ex BALLINDERRY | Ballinderry [T41,T422] | MULLINGAR |  | 53.4156 | -7.2935
015638Z | MV/LV Substation TO***638Z |  | 20 kV | _ | LV | 400 kVA :Kiosk Substation | 0.4 | --> | 0.4 | 0 | 0 | Constrained, otherwise capacity available =382 kVA | --> | 0.38 | 0 | 0.03 | 0 | 0 | Constrained, otherwise capacity available =355 kW | --> | E17 ex BLESSINGTON | Blessington [T421,T422] | KILTEEL |  | 53.1842 | -6.5257
052930Z | MV/LV Substation RU***930Z |  | 10 kV | _ | LV | 100 kVA :Pole Substation | 0.1 | --> | 0.1 | 0.081 | 10.9 |  | --> | 0.095 | 0 | 0 | 0.092 | 0 |  | --> | C13 ex MULLINGAR | Mullingar [T101,T102] | MULLINGAR |  | 53.5551 | -7.333
007686 | MV/LV Substation TA***686 |  | 20 kV | _ | LV | 50 kVA :Pole Substation | 0.05 | --> | 0.05 | 0.031 | 1.4 |  | --> | 0.048 | 0 | 0.005 | 0 | 0 | Constrained, otherwise capacity available =41 kW | --> | E12 ex KILLINICK | Killinick [T421,T422] | WEXFORD |  | 52.2445 | -6.388
039037X | MV/LV Substation RO***037X |  | 10 kV | _ | LV | 400 kVA :Kiosk Substation | 0.4 | --> | 0.4 | 0.274 | 11.03 |  | --> | 0.38 | 0 | 0.017 | 0.35 | 0 |  | --> | C17 ex SALTHILL | Salthill [T101,T102] | SALTHILL |  | 53.263 | -9.1221
220541X | MV/LV Substation CO***541X |  | 20 kV | _ | LV | 200 kVA :Kiosk Substation | 0.2 | --> | 0.2 | 0.189 | 7.61 |  | --> | 0.19 | 0 | 0 | 0 | 0 | Constrained, otherwise capacity available =188 kW | --> | E12 ex BELLACORICK | Bellacorick [T122] | BELLACORICK |  | 54.0976 | -9.4249
132543X | MV/LV Substation LA***543X |  | 20 kV | _ | LV | 100 kVA :Pole Substation | 0.1 | --> | 0.1 | 0 | 0 | Constrained, otherwise capacity available =70 kVA | --> | 0.095 | 0 | 0 | 0 | 0 | Constrained, otherwise capacity available =91 kW | --> | E28 ex LOUGHREA | Loughrea [T41,T42] | SOMERSET |  | 53.2369 | -8.5561
2514189 | MV/LV Substation LK***4189 |  | 10 kV | _ | LV | 50 kVA :Pole Substation | 0.05 | --> | 0.05 | 0 | 0 | Constrained, otherwise capacity available =44 kVA | --> | 0.048 | 0 | 0.01 | 0 | 0 | Constrained, otherwise capacity available =39 kW | --> | C20 ex ORANMORE | Oranmore [T41,T44] | GALWAY 110KV |  | 53.337 | -8.9338
064347Z | MV/LV Substation GR***347Z |  | 10 kV | _ | LV | 400 kVA :Building Structure | 0.4 | --> | 0.4 | 0 | 0 | Constrained, otherwise capacity available =384 kVA | --> | 0.38 | 0 | 0 | 0 | 0 | Constrained, otherwise capacity available =378 kW | --> | C15 ex TERMONFECKIN ROAD | Termonfeckin Road [T41,T42] | DRYBRIDGE |  | 53.7234 | -6.3243
041001 | MV/LV Substation TH***001 |  | 10 kV | _ | LV | 630 kVA :Kiosk Substation | 0.63 | --> | 0.63 | 0 | 0 | Constrained, otherwise capacity available =367 kVA | --> | 0.598 | 0 | 0 | 0 | 0 | Constrained, otherwise capacity available =562 kW | --> | E13 ex DALTON | Dalton [T421,T422] | DALTON |  | 53.7197 | -8.9983
009572 | MV/LV Substation KI***572 |  | 20 kV | _ | LV | 50 kVA :Pole Substation | 0.05 | --> | 0.05 | 0.046 | 8.16 |  | --> | 0.048 | 0 | 0 | 0 | 0 | Constrained, otherwise capacity available =47 kW | --> | C17 ex MOUNT MISERY | Mount Misery [T41,T42] | WATERFORD |  | 52.347 | -7.0392
066070 | MV/LV Substation SE***070 |  | 10 kV | _ | LV | 50 kVA :Pole Substation | 0.05 | --> | 0.05 | 0 | 0 | Constrained, otherwise capacity available =47 kVA | --> | 0.048 | 0 | 0 | 0.047 | 0 |  | --> | C17 ex MOUNTGORRY | Mountgorry [T41,T42] | GRANGE (DR) |  | 53.4611 | -6.1975
081430Z | MV/LV Substation LO***430Z |  | 10 kV | _ | LV | 630 kVA :Kiosk Substation | 0.63 | --> | 0.63 | 0 | 0 | Constrained, otherwise capacity available =574 kVA | --> | 0.598 | 0 | 0 | 0 | 0 | Constrained, otherwise capacity available =591 kW | --> | C17 ex LEIXLIP | Leixlip [T41,T42] | GRIFFINRATH |  | 53.3707 | -6.5055
0684614 | MV/LV Substation O ***4614 |  | 10 kV | _ | LV | 1000 kVA :Building Structure | 1 | --> | 1 | 0.5 | 4.6 |  | --> | 0.95 | 0 | 0.003 | 0.5 | 0 |  | --> | C11 ex KINGSBRIDGE | Kingsbridge [T41,T42] | INCHICORE 220KV |  | 53.3536 | -6.2947
065068 | MV/LV Substation HA***068 |  | 10 kV | _ | LV | 630 kVA :Kiosk Substation | 0.63 | --> | 0.63 | 0 | 0 | Constrained, otherwise capacity available =546 kVA | --> | 0.598 | 0 | 0.029 | 0.5 | 0 |  | --> | C25 ex STEPHENSTOWN | Stephenstown [T101,T102] | FINGLAS |  | 53.6041 | -6.1659
0654147 | MV/LV Substation CL***4147 |  | 20 kV | _ | LV | 400 kVA :Kiosk Substation | 0.4 | --> | 0.4 | 0 | 0 | Constrained, otherwise capacity available =372 kVA | --> | 0.38 | 0 | 0.039 | 0 | 0 | Constrained, otherwise capacity available =347 kW | --> | C11 ex LOUGHSHINNY | Loughshinny [T41,T42] | GLASMORE |  | 53.5311 | -6.1631
180039 | MV/LV Substation SY***039 |  | 10 kV | _ | LV | 200 kVA :Kiosk Substation | 0.2 | --> | 0.2 | 0.074 | 1.4 |  | --> | 0.19 | 0 | 0.059 | 0 | 0 | Constrained, otherwise capacity available =128 kW | --> | C23 ex KELLS | Kells [T41,T42] | NAVAN |  | 53.7163 | -6.8768
293596Z | MV/LV Substation CA***596Z |  | 20 kV | _ | LV | 200 kVA :Kiosk Substation | 0.2 | --> | 0.2 | 0.152 | 0.43 |  | --> | 0.19 | 0 | 0.01 | 0 | 0 | Constrained, otherwise capacity available =176 kW | --> | E13 ex TULLOW | Tullow [T421,T422] | CARLOW |  | 52.8061 | -6.752
154389 | MV/LV Substation DR***389 |  | 10 kV | _ | LV | 200 kVA :Kiosk Substation | 0.2 | --> | 0.2 | 0 | 0 | Constrained, otherwise capacity available =137 kVA | --> | 0.19 | 0 | 0.008 | 0.175 | 0 |  | --> | C14 ex MACETOWN | Macetown [T101,T102] | MACETOWN |  | 53.4063 | -6.3905
136758Y | MV/LV Substation GE***758Y |  | 10 kV | _ | LV | 630 kVA :Kiosk Substation | 0.63 | --> | 0.63 | 0 | 0 | Constrained, otherwise capacity available =568 kVA | --> | 0.598 | 0 | 0.015 | 0 | 0 | Constrained, otherwise capacity available =579 kW | --> | C19 ex ROSCOMMON | Roscommon [T41,T42] | LANESBORO |  | 53.6412 | -8.2112
281081Z | MV/LV Substation NO***081Z |  | 20 kV | _ | LV | 400 kVA :Kiosk Substation | 0.4 | --> | 0.4 | 0.242 | 17.47 |  | --> | 0.38 | 0 | 0.081 | 0.298 | 0 |  | --> | E13 ex COOLROE | Coolroe [T121,T122] | COOLROE |  | 51.8855 | -8.6249
037966X | MV/LV Substation MA***966X |  | 20 kV | _ | LV | 400 kVA :Kiosk Substation | 0.4 | --> | 0.4 | 0.352 | 13.05 |  | --> | 0.38 | 0 | 0.016 | 0.362 | 0 |  | --> | C19 ex ENNIS | Ennis [T101,T102] | ENNIS |  | 52.8174 | -8.8717
049374X | MV/LV Substation KE***374X |  | 10 kV | _ | LV | 100 kVA :Pole Substation | 0.1 | --> | 0.1 | 0.044 | 0.13 |  | --> | 0.095 | 0 | 0.009 | 0 | 0 | Constrained, otherwise capacity available =80 kW | --> | C14 ex BALLYMAHON | Ballymahon [T41,T42] | ATHLONE |  | 53.6226 | -7.8132
160649X | MV/LV Substation TI***649X |  | 20 kV | _ | LV | 50 kVA :Pole Substation | 0.05 | --> | 0.05 | 0 | 0 | Constrained, otherwise capacity available =50 kVA | --> | 0.048 | 0 | 0 | 0 | 0 | Constrained, otherwise capacity available =48 kW | --> | C11 ex MOUNTMELLICK | Mountmellick [T41,T42] | PORTLAOISE |  | 53.1404 | -7.4731
012932X | MV/LV Substation AN***932X |  | 10 kV | _ | LV | 200 kVA :Kiosk Substation | 0.2 | --> | 0.2 | 0 | 0 | Constrained, otherwise capacity available =177 kVA | --> | 0.19 | 0 | 0 | 0 | 0 | Constrained, otherwise capacity available =187 kW | --> | C19 ex POLLERTON | Pollerton [T41,T42] | CARLOW |  | 52.8314 | -6.9188
0264250 | MV/LV Substation SE***4250 |  | 10 kV | _ | LV | 100 kVA :Pole Substation | 0.1 | --> | 0.1 | 0 | 0 | Constrained, otherwise capacity available =81 kVA | --> | 0.095 | 0 | 0.011 | 0 | 0 | Constrained, otherwise capacity available =84 kW | --> | C13 ex TIMOLEAGUE | Timoleague [T41] | BANDON |  | 51.6604 | -8.707
068443X | MV/LV Substation AR***443X |  | 10 kV | _ | LV | 1000 kVA :Building Structure | 1 | --> | 1 | 0.094 | 2.6 |  | --> | 0.95 | 0 | 0.004 | 0.5 | 0 |  | --> | C11 ex WOLFE TONE STREET | Wolfe Tone Street [T101,T102] | FINGLAS |  | 53.3469 | -6.2701
004317Y | MV/LV Substation ID***317Y |  | 10 kV | _ | LV | 200 kVA :Kiosk Substation | 0.2 | --> | 0.2 | 0 | 0 | Constrained, otherwise capacity available =86 kVA | --> | 0.19 | 0 | 0 | 0 | 0 | Constrained, otherwise capacity available =180 kW | --> | C23 ex TINAHASK | Tinahask [T41,T42] | ARKLOW |  | 52.7819 | -6.1764
021451Z | MV/LV Substation TO***451Z |  | 10 kV | _ | LV | 50 kVA :Pole Substation | 0.05 | --> | 0.05 | 0.038 | 6.78 |  | --> | 0.048 | 0 | 0 | 0.046 | 0 |  | --> | C14 ex CASTLEVIEW | Castleview [T101,T102] | CASTLEVIEW |  | 51.9009 | -8.3699
180670X | MV/LV Substation CH***670X |  | 10 kV | _ | LV | 200 kVA :Pole Substation | 0.2 | --> | 0.2 | 0.12 | 1.4 |  | --> | 0.19 | 0 | 0 | 0 | 0 | Constrained, otherwise capacity available =179 kW | --> | C26 ex KELLS | Kells [T41,T42] | NAVAN |  | 53.6876 | -6.8392
077060 | MV/LV Substation SU***060 |  | 20 kV | _ | LV | 200 kVA :Kiosk Substation | 0.2 | --> | 0.2 | 0 | 0 | Constrained, otherwise capacity available =144 kVA | --> | 0.19 | 0 | 0.008 | 0 | 0 | Constrained, otherwise capacity available =176 kW | --> | E25 ex PATRICKSWELL | Patrickswell [T421,T422] | LIMERICK |  | 52.6481 | -8.8679
012700 | MV/LV Substation CH***700 |  | 10 kV | _ | LV | 50 kVA :Pole Substation | 0.05 | --> | 0.05 | 0 | 0 | Constrained, otherwise capacity available =32 kVA | --> | 0.048 | 0 | 0.005 | 0 | 0 | Constrained, otherwise capacity available =41 kW | --> | C20 ex POLLERTON | Pollerton [T41,T42] | CARLOW |  | 52.8321 | -6.8972
237426 | MV/LV Substation DR***426 |  | 10 kV | _ | LV | 100 kVA :Pole Substation | 0.1 | --> | 0.1 | 0 | 0 | Constrained, otherwise capacity available =81 kVA | --> | 0.095 | 0 | 0.022 | 0 | 0 | Constrained, otherwise capacity available =76 kW | --> | C18 ex DUNLEER | Dunleer [T41,T42] | DRYBRIDGE |  | 53.8434 | -6.4352
032706 | MV/LV Substation GA***706 |  | 20 kV | _ | LV | 50 kVA :Pole Substation | 0.05 | --> | 0.05 | 0 | 0 | Constrained, otherwise capacity available =44 kVA | --> | 0.048 | 0 | 0 | 0 | 0 | Constrained, otherwise capacity available =47 kW | --> | C21 ex TRAMORE | Tramore [T41,T42] | BUTLERSTOWN |  | 52.1686 | -7.357
276764 | MV/LV Substation LA***764 |  | 10 kV | _ | LV | 200 kVA :Kiosk Substation | 0.2 | --> | 0.2 | 0.169 | 0.76 |  | --> | 0.19 | 0 | 0.031 | 0 | 0 | Constrained, otherwise capacity available =163 kW | --> | C18 ex WOODFORD | Woodford [T41,T42] | KNOCKEARAGH |  | 52.0401 | -9.485
001009 | MV/LV Substation AD***009 |  | 10 kV | _ | LV | 630 kVA :Kiosk Substation | 0.63 | --> | 0.63 | 0.268 | 1.23 |  | --> | 0.598 | 0 | 0.066 | 0.498 | 0 |  | --> | C16 ex SALLYNOGGIN ROAD | Sallynoggin Road [T41,T42] | CHERRYWOOD |  | 53.2819 | -6.1247
192241X | MV/LV Substation SA***241X |  | 10 kV | _ | LV | 50 kVA :Pole Substation | 0.05 | --> | 0.05 | 0 | 0 | Constrained, otherwise capacity available =45 kVA | --> | 0.048 | 0 | 0 | 0 | 0 | Constrained, otherwise capacity available =47 kW | --> | C00 ex TORY ISLAND |  |  |  | 55.2649 | -8.2411
013591Y | MV/LV Substation EI***591Y |  | 20 kV | _ | LV | 100 kVA :Pole Substation | 0.1 | --> | 0.1 | 0.083 | 0.12 |  | --> | 0.095 | 0 | 0 | 0.093 | 0 |  | --> | E62 ex ATHY | Athy [T101,T102] | ATHY |  | 53.0589 | -6.8726
151013X | MV/LV Substation HO***013X |  | 20 kV | _ | LV | 100 kVA :Pole Substation | 0.1 | --> | 0.1 | 0 | 0 | Constrained, otherwise capacity available =65 kVA | --> | 0.095 | 0 | 0 | 0.09 | 0 |  | --> | E17 ex BRUFF | Bruff [T42,T421] | LIMERICK |  | 52.5058 | -8.5395
021610Z | MV/LV Substation NO***610Z |  | 10 kV | _ | LV | 630 kVA :Building Structure | 0.63 | --> | 0.63 | 0 | 0 | Constrained, otherwise capacity available =582 kVA | --> | 0.598 | 0 | 0 | 0.5 | 0 |  | --> | C26 ex KILBARRY | Kilbarry [T101,T43] | KILBARRY |  | 51.9223 | -8.4844
089015 | MV/LV Substation BA***015 |  | 10 kV | _ | LV | 400 kVA :Building Structure | 0.4 | --> | 0.4 | 0.273 | 2.33 |  | --> | 0.38 | 0 | 0.011 | 0 | 0 | Constrained, otherwise capacity available =354 kW | --> | E18 ex MOY | Moy [T421,T422] | MOY |  | 54.1162 | -9.1491
281183Z | MV/LV Substation LI***183Z |  | 10 kV | _ | LV | 400 kVA :Kiosk Substation | 0.4 | --> | 0.4 | 0.336 | 4.67 |  | --> | 0.38 | 0 | 0.01 | 0.364 | 0 |  | --> | C28 ex CENTRE PARK ROAD | Marina [T105,T106] | MARINA |  | 51.8963 | -8.4379
0254350 | MV/LV Substation LI***4350 |  | 10 kV | _ | LV | 630 kVA :Building Structure | 0.63 | --> | 0.63 | 0.5 | 2.96 |  | --> | 0.598 | 0 | 0 | 0 | 0 | Constrained, otherwise capacity available =586 kW | --> | E17 ex CHARLEVILLE | Charleville [T421,T422] | CHARLEVILLE |  | 52.3621 | -8.6801
156325 | MV/LV Substation MU***325 |  | 20 kV | _ | LV | 50 kVA :Pole Substation | 0.05 | --> | 0.05 | 0.043 | 2.47 |  | --> | 0.048 | 0 | 0 | 0 | 0 | Constrained, otherwise capacity available =46 kW | --> | E19 ex TELAYDON | Telaydon [T42,T421] | LISDRUM |  | 54.2991 | -6.922
054322Y | MV/LV Substation CL***322Y |  | 10 kV | _ | LV | 100 kVA :Pole Substation | 0.1 | --> | 0.1 | 0 | 0 | Constrained, otherwise capacity available =75 kVA | --> | 0.095 | 0 | 0 | 0 | 0 | Constrained, otherwise capacity available =92 kW | --> | C16 ex PALLAS | Pallas [T41,T42] | PORTLAOISE |  | 53.0211 | -7.3397
154582 | MV/LV Substation PO***582 |  | 10 kV | _ | LV | 400 kVA :Kiosk Substation | 0.4 | --> | 0.4 | 0 | 0 | Constrained, otherwise capacity available =272 kVA | --> | 0.38 | 0 | 0.056 | 0 | 0 | Constrained, otherwise capacity available =321 kW | --> | C14 ex COOLMINE | Coolmine [T41,T42] | FINGLAS |  | 53.3865 | -6.4224
005014Y | MV/LV Substation OA***014Y |  | 20 kV | _ | LV | 200 kVA :Building Structure | 0.2 | --> | 0.2 | 0.162 | 17.8 |  | --> | 0.19 | 0 | 0 | 0.185 | 0 |  | --> | E13 ex BANOGE | Banoge [T121,T122] | BANOGE |  | 52.6347 | -6.2741
176147Y | MV/LV Substation CO***147Y |  | 20 kV | _ | LV | 50 kVA :Pole Substation | 0.05 | --> | 0.05 | 0.045 | 18.78 |  | --> | 0.048 | 0 | 0 | 0.047 | 0 |  | --> | E17 ex HARTNETTS CROSS | Hartnetts Cross [T121,T422] | HARTNETTS CROSS |  | 51.9053 | -8.9922
011397Z | MV/LV Substation TA***397Z |  | 10 kV | _ | LV | 400 kVA :Kiosk Substation | 0.4 | --> | 0.4 | 0 | 0 | Constrained, otherwise capacity available =317 kVA | --> | 0.38 | 0 | 0.021 | 0 | 0 | Constrained, otherwise capacity available =353 kW | --> | C15 ex TALBOTS INCH | Talbots Inch [T41,T42] | KILKENNY |  | 52.6687 | -7.2681
260232 | MV/LV Substation TE***232 |  | 20 kV | _ | LV | 50 kVA :Pole Substation | 0.05 | --> | 0.05 | 0.041 | 1.67 |  | --> | 0.048 | 0 | 0 | 0.046 | 0 |  | --> | E18 ex NEWPORT | Newport [T421] | CARROWBEG |  | 53.8902 | -9.5453
054066Z | MV/LV Substation 4 ***066Z |  | 10 kV | _ | LV | 200 kVA :Building Structure | 0.2 | --> | 0.2 | 0 | 0 | Constrained, otherwise capacity available =77 kVA | --> | 0.19 | 0 | 0.06 | 0 | 0 | Constrained, otherwise capacity available =128 kW | --> | C23 ex PORTLAOISE | Portlaoise [T41,T42] | PORTLAOISE |  | 53.0311 | -7.2983
0584108 | MV/LV Substation SH***4108 |  | 10 kV | _ | LV | 50 kVA :Pole Substation | 0.05 | --> | 0.05 | 0.038 | 3 |  | --> | 0.048 | 0 | 0 | 0 | 0 | Constrained, otherwise capacity available =46 kW | --> | C21 ex NENAGH | Nenagh [T41,T42] | NENAGH |  | 52.8959 | -8.3469
008782Y | MV/LV Substation NO***782Y |  | 10 kV | _ | LV | 200 kVA :Pole Substation | 0.2 | --> | 0.2 | 0 | 0 | Constrained, otherwise capacity available =175 kVA | --> | 0.19 | 0 | 0 | 0 | 0 | Constrained, otherwise capacity available =187 kW | --> | C18 ex KNOCKMULLEN | Knockmullen [T42,T421] | GREAT ISLAND |  | 52.3855 | -6.9504
117803 | MV/LV Substation BA***803 |  | 10 kV | _ | LV | 50 kVA :Pole Substation | 0.05 | --> | 0.05 | 0.045 | 0.32 |  | --> | 0.048 | 0 | 0 | 0 | 0 | Constrained, otherwise capacity available =47 kW | --> | C11 ex BALLYMOTE | Ballymote [T41] | SLIGO |  | 54.0546 | -8.5999
0584023 | MV/LV Substation TR***4023 |  | 10 kV | _ | LV | 50 kVA :Pole Substation | 0.05 | --> | 0.05 | 0.05 | 0.18 |  | --> | 0.048 | 0 | 0 | 0 | 0 | Constrained, otherwise capacity available =47 kW | --> | C15 ex TOOMEVARA | Toomevara [T42] | NENAGH |  | 52.9395 | -8.0298
039603X | MV/LV Substation MA***603X |  | 10 kV | _ | LV | 200 kVA :Kiosk Substation | 0.2 | --> | 0.2 | 0 | 0 | Constrained, otherwise capacity available =186 kVA | --> | 0.19 | 0 | 0 | 0 | 0 | Constrained, otherwise capacity available =188 kW | --> | C15 ex ORANMORE | Oranmore [T41,T44] | GALWAY 110KV |  | 53.2652 | -8.9297
001549 | MV/LV Substation SH***549 |  | 10 kV | _ | LV | 400 kVA :Kiosk Substation | 0.4 | --> | 0.4 | 0 | 0 | Constrained, otherwise capacity available =348 kVA | --> | 0.38 | 0 | 0.006 | 0.368 | 0 |  | --> | C13 ex LOUGHLINSTOWN | Loughlinstown [T41,T42] | CARRICKMINES |  | 53.2551 | -6.1381
014793Z | MV/LV Substation RO***793Z |  | 10 kV | _ | LV | 400 kVA :Kiosk Substation | 0.4 | --> | 0.4 | 0 | 0 | Constrained, otherwise capacity available =272 kVA | --> | 0.38 | 0 | 0.022 | 0 | 0 | Constrained, otherwise capacity available =346 kW | --> | C15 ex MORRISTOWN | Morristown [T41,T42] | NEWBRIDGE |  | 53.1911 | -6.8104
130804 | MV/LV Substation LO***804 |  | 20 kV | _ | LV | 200 kVA :Pole Substation | 0.2 | --> | 0.2 | 0 | 0 | Constrained, otherwise capacity available =151 kVA | --> | 0.19 | 0 | 0 | 0 | 0 | Constrained, otherwise capacity available =183 kW | --> | E12 ex FINEA | Finea [T421,T422] | SHANKILL |  | 53.7779 | -7.4222
099006 | MV/LV Substation BA***006 |  | 10 kV | _ | LV | 200 kVA :Kiosk Substation | 0.2 | --> | 0.2 | 0.106 | 2.96 |  | --> | 0.19 | 0 | 0.017 | 0 | 0 | Constrained, otherwise capacity available =164 kW | --> | C12 ex BALLYRAINE | Ballyraine [T41,T42] | LETTERKENNY |  | 54.9538 | -7.7113
109123 | MV/LV Substation ES***123 |  | 10 kV | _ | LV | 400 kVA :Building Structure | 0.4 | --> | 0.4 | 0.189 | 0.38 |  | --> | 0.38 | 0 | 0 | 0.35 | 0 |  | --> | C11 ex RINEANNA | Rineanna [T41,T42] | DRUMLINE |  | 52.7092 | -8.8788
2664098 | MV/LV Substation BA***4098 |  | 20 kV | _ | LV | 200 kVA :Pole Substation | 0.2 | --> | 0.2 | 0 | 0 | Constrained, otherwise capacity available =200 kVA | --> | 0.19 | 0 | 0 | 0 | 0 | Constrained, otherwise capacity available =190 kW | --> | E18 ex CARNDONAGH | Carndonagh [T421,T422] | TRILLICK |  | 55.2466 | -7.2588
176099 | MV/LV Substation BA***099 |  | 20 kV | _ | LV | 200 kVA :Pole Substation | 0.2 | --> | 0.2 | 0.166 | 18.78 |  | --> | 0.19 | 0 | 0 | 0.185 | 0 |  | --> | E22 ex HARTNETTS CROSS | Hartnetts Cross [T121,T422] | MACROOM |  | 51.8888 | -8.9482
365981 | MV/LV Substation GL***981 |  | 10 kV | _ | LV | 400 kVA :Building Structure | 0.4 | --> | 0.4 | 0 | 0 | Constrained, otherwise capacity available =357 kVA | --> | 0.38 | 0 | 0 | 0.374 | 0 |  | --> | C17 ex BELGARD | Belgard [T41,T42] | COOKSTOWN |  | 53.2959 | -6.3713
0664203 | MV/LV Substation DR***4203 |  | 10 kV | _ | LV | 630 kVA :Kiosk Substation | 0.63 | --> | 0.63 | 0 | 0 | Constrained, otherwise capacity available =475 kVA | --> | 0.598 | 0 | 0.139 | 0 | 0 | Constrained, otherwise capacity available =474 kW | --> | C13 ex MALAHIDE | Malahide [T41,T42] | GLASMORE |  | 53.4131 | -6.1575
165718 | MV/LV Substation RE***718 |  | 10 kV | _ | LV | 200 kVA :Pole Substation | 0.2 | --> | 0.2 | 0.184 | 0.88 |  | --> | 0.19 | 0 | 0.006 | 0 | 0 | Constrained, otherwise capacity available =183 kW | --> | C21 ex ROSS CARBERY | Ross Carbery [T41,T42] | DUNMANWAY |  | 51.6262 | -9.0572
068423X | MV/LV Substation CA***423X |  | 10 kV | _ | LV | 630 kVA :Kiosk Substation | 0.63 | --> | 0.63 | 0.5 | 9.28 |  | --> | 0.598 | 0 | 0 | 0.5 | 0 |  | --> | C24 ex PEMBROKE | Pembroke [T41,T42,T43,T44] | RINGSEND |  | 53.3427 | -6.2156
054806X | MV/LV Substation GL***806X |  | 20 kV | _ | LV | 200 kVA :Kiosk Substation | 0.2 | --> | 0.2 | 0 | 0 | Constrained, otherwise capacity available =94 kVA | --> | 0.19 | 0 | 0.008 | 0 | 0 | Constrained, otherwise capacity available =169 kW | --> | E12 ex ABBEYLEIX | Abbeyleix [T422] | PORTLAOISE |  | 52.9459 | -7.3017
160656X | MV/LV Substation BO***656X |  | 10 kV | _ | LV | 50 kVA :Pole Substation | 0.05 | --> | 0.05 | 0 | 0 | Constrained, otherwise capacity available =44 kVA | --> | 0.048 | 0 | 0.005 | 0 | 0 | Constrained, otherwise capacity available =43 kW | --> | C11 ex PORTARLINGTON | Portarlington [T41,T42] | PORTLAOISE |  | 53.1653 | -7.1935
1564137 | MV/LV Substation DU***4137 |  | 20 kV | _ | LV | 50 kVA :Pole Substation | 0.05 | --> | 0.05 | 0 | 0 | Constrained, otherwise capacity available =49 kVA | --> | 0.048 | 0 | 0 | 0 | 0 | Constrained, otherwise capacity available =47 kW | --> | E14 ex EMYVALE | Emyvale [T422] | LISDRUM |  | 54.3151 | -6.9378
074626X | MV/LV Substation WO***626X |  | 10 kV | _ | LV | 100 kVA :Pole Substation | 0.1 | --> | 0.1 | 0 | 0 | Constrained, otherwise capacity available =74 kVA | --> | 0.095 | 0 | 0 | 0 | 0 | Constrained, otherwise capacity available =91 kW | --> | C15 ex CARRICK ON SHANNON | Carrick On Shannon [T41,T42] | CARRICK ON SHANNON |  | 53.9432 | -8.1153
066763X | MV/LV Substation MU***763X |  | 20 kV | _ | LV | 50 kVA :Pole Substation | 0.05 | --> | 0.05 | 0 | 0 | Constrained, otherwise capacity available =43 kVA | --> | 0.048 | 0 | 0 | 0.046 | 0 |  | --> | C24 ex MACETOWN | Macetown [T101,T102] | MACETOWN |  | 53.4791 | -6.394
015668Z | MV/LV Substation OS***668Z |  | 10 kV | _ | LV | 50 kVA :Pole Substation | 0.05 | --> | 0.05 | 0.024 | 12.6 |  | --> | 0.048 | 0 | 0.007 | 0.039 | 0 |  | --> | C23 ex MONREAD | Monread [T101,T102] | MONREAD |  | 53.2413 | -6.6691
109563 | MV/LV Substation RI***563 |  | 10 kV | _ | LV | 400 kVA :Kiosk Substation | 0.4 | --> | 0.4 | 0.354 | 0.38 |  | --> | 0.38 | 0 | 0.004 | 0.371 | 0 |  | --> | C15 ex RINEANNA | Rineanna [T41,T42] | DRUMLINE |  | 52.707 | -8.8804
067228 | MV/LV Substation PR***228 |  | 10 kV | _ | LV | 400 kVA :Kiosk Substation | 0.4 | --> | 0.4 | 0 | 0 | Constrained, otherwise capacity available =292 kVA | --> | 0.38 | 0 | 0.042 | 0.334 | 0 |  | --> | C22 ex ROCHES STREET | Roches Street [T41,T42] | LIMERICK |  | 52.6679 | -8.6283
1544231 | MV/LV Substation CL***4231 |  | 10 kV | _ | LV | 400 kVA :Kiosk Substation | 0.4 | --> | 0.4 | 0 | 0 | Constrained, otherwise capacity available =395 kVA | --> | 0.38 | 0 | 0 | 0 | 0 | Constrained, otherwise capacity available =379 kW | --> | C14 ex COOLMINE | Coolmine [T41,T42] | FINGLAS |  | 53.3842 | -6.4275
066510Z | MV/LV Substation WA***510Z |  | 10 kV | _ | LV | 400 kVA :Kiosk Substation | 0.4 | --> | 0.4 | 0 | 0 | Constrained, otherwise capacity available =338 kVA | --> | 0.38 | 0 | 0.098 | 0.299 | 0 |  | --> | C16 ex MOUNTGORRY | Mountgorry [T41,T42] | GRANGE (DR) |  | 53.4506 | -6.202
061348 | MV/LV Substation RO***348 |  | 10 kV | _ | LV | 100 kVA :Pole Substation | 0.1 | --> | 0.1 | 0.02 | 2.04 |  | --> | 0.095 | 0 | 0 | 0 | 0 | Constrained, otherwise capacity available =83 kW | --> | C12 ex BALLYBAY | Ballybay [T41,T42] | LISDRUM |  | 54.119 | -7.0103
074119X | MV/LV Substation GL***119X |  | 10 kV | _ | LV | 630 kVA :Kiosk Substation | 0.63 | --> | 0.63 | 0 | 0 | Constrained, otherwise capacity available =584 kVA | --> | 0.598 | 0 | 0.01 | 0 | 0 | Constrained, otherwise capacity available =585 kW | --> | C17 ex CARRICK ON SHANNON | Carrick On Shannon [T41,T42] | CARRICK ON SHANNON |  | 53.9389 | -8.1039
004183Y | MV/LV Substation LU***183Y |  | 20 kV | _ | LV | 630 kVA :Kiosk Substation | 0.63 | --> | 0.63 | 0 | 0 | Constrained, otherwise capacity available =598 kVA | --> | 0.598 | 0 | 0.004 | 0 | 0 | Constrained, otherwise capacity available =591 kW | --> | E13 ex SHILLELAGH | Shillelagh [T421,T422] | CARLOW |  | 52.7954 | -6.4517
0644431 | MV/LV Substation BA***4431 |  | 10 kV | _ | LV | 630 kVA :Kiosk Substation | 0.63 | --> | 0.63 | 0 | 0 | Constrained, otherwise capacity available =525 kVA | --> | 0.598 | 0 | 0.021 | 0 | 0 | Constrained, otherwise capacity available =568 kW | --> | C13 ex DRYBRIDGE | Drybridge [T41,T42] | DRYBRIDGE |  | 53.7377 | -6.352
238872X | MV/LV Substation CO***872X |  | 20 kV | _ | LV | 400 kVA :Kiosk Substation | 0.4 | --> | 0.4 | 0 | 0 | Constrained, otherwise capacity available =370 kVA | --> | 0.38 | 0 | 0 | 0 | 0 | Constrained, otherwise capacity available =376 kW | --> | E11 ex BALLINROBE | Ballinrobe [T421,T422] | DALTON |  | 53.6203 | -9.219
028053Y | MV/LV Substation MA***053Y |  | 10 kV | _ | LV | 630 kVA :Kiosk Substation | 0.63 | --> | 0.63 | 0.5 | 19.7 |  | --> | 0.598 | 0 | 0.003 | 0.5 | 0 |  | --> | C14 ex COW CROSS | Cow Cross [T102,T41] | COW CROSS |  | 51.8542 | -8.2793
265564X | MV/LV Substation DR***564X |  | 20 kV | _ | LV | 50 kVA :Pole Substation | 0.05 | --> | 0.05 | 0.037 | 2.56 |  | --> | 0.048 | 0 | 0.004 | 0.043 | 0 |  | --> | C18 ex KILLESHANDRA | Killeshandra [T41,T42] | GORTAWEE |  | 53.981 | -7.4957
021048X | MV/LV Substation KI***048X |  | 10 kV | _ | LV | 50 kVA :Pole Substation | 0.05 | --> | 0.05 | 0 | 0 | Constrained, otherwise capacity available =19 kVA | --> | 0.048 | 0 | 0 | 0.043 | 0 |  | --> | C26 ex KILBARRY | Kilbarry [T101,T43] | KILBARRY |  | 51.9216 | -8.4799
082703 | MV/LV Substation RO***703 |  | 20 kV | _ | LV | 100 kVA :Pole Substation | 0.1 | --> | 0.1 | 0 | 0 | Constrained, otherwise capacity available =59 kVA | --> | 0.095 | 0 | 0.005 | 0 | 0 | Constrained, otherwise capacity available =86 kW | --> | E17 ex ACADEMY STREET | Academy Street [T421,T422,T44] | NAVAN |  | 53.5944 | -6.7284
093335Z | MV/LV Substation DE***335Z |  | 10 kV | _ | LV | 630 kVA :Building Structure | 0.63 | --> | 0.63 | 0 | 0 | Constrained, otherwise capacity available =501 kVA | --> | 0.598 | 0 | 0.072 | 0.5 | 0 |  | --> | C27 ex POPPINTREE | Poppintree [T101,T102] | FINGLAS |  | 53.4024 | -6.3121
033533Y | MV/LV Substation BA***533Y |  | 10 kV | _ | LV | 400 kVA :Building Structure | 0.4 | --> | 0.4 | 0 | 0 | Constrained, otherwise capacity available =368 kVA | --> | 0.38 | 0 | 0 | 0.059 | 0 | Constrained, otherwise capacity available =376 kW | --> | C16 ex CREGG ROAD | Cregg Road [T41,T42] | BALLYDINE |  | 52.3463 | -7.382
095165X | MV/LV Substation AS***165X |  | 10 kV | _ | LV | 200 kVA :Pole Substation | 0.2 | --> | 0.2 | 0.2 | 0.7 |  | --> | 0.19 | 0 | 0 | 0 | 0 | Constrained, otherwise capacity available =190 kW | --> | C11 ex KILRUSH | Kilrush [T41,T42] | TULLABRACK |  | 52.6181 | -9.4317
082431X | MV/LV Substation AR***431X |  | 20 kV | _ | LV | 50 kVA :Pole Substation | 0.05 | --> | 0.05 | 0 | 0 | Constrained, otherwise capacity available =39 kVA | --> | 0.048 | 0 | 0 | 0 | 0 | Constrained, otherwise capacity available =46 kW | --> | E16 ex ACADEMY STREET | Academy Street [T421,T422,T44] | NAVAN |  | 53.6074 | -6.6541
116058 | MV/LV Substation I ***058 |  | 10 kV | _ | LV | 200 kVA :Pole Substation | 0.2 | --> | 0.2 | 0.148 | 7.32 |  | --> | 0.19 | 0 | 0.1 | 0.109 | 0 |  | --> | C12 ex CARROWBEG | Carrowbeg [T41,T42] | CARROWBEG |  | 53.8053 | -9.5075
137224X | MV/LV Substation BA***224X |  | 10 kV | _ | LV | 50 kVA :Pole Substation | 0.05 | --> | 0.05 | 0.048 | 2 |  | --> | 0.048 | 0 | 0 | 0 | 0 | Constrained, otherwise capacity available =47 kW | --> | C15 ex CAUSEWAY | Causeway [T41,T42] | TRALEE |  | 52.359 | -9.7946
081593Z | MV/LV Substation CH***593Z |  | 10 kV | _ | LV | 400 kVA :Kiosk Substation | 0.4 | --> | 0.4 | 0 | 0 | Constrained, otherwise capacity available =391 kVA | --> | 0.38 | 0 | 0 | 0 | 0 | Constrained, otherwise capacity available =379 kW | --> | C11 ex PALMERSTOWN | Palmerstown [T41,T42] | FINGLAS |  | 53.3545 | -6.3512
074464X | MV/LV Substation GR***464X |  | 10 kV | _ | LV | 400 kVA :Building Structure | 0.4 | --> | 0.4 | 0 | 0 | Constrained, otherwise capacity available =351 kVA | --> | 0.38 | 0 | 0.059 | 0 | 0 | Constrained, otherwise capacity available =330 kW | --> | C17 ex CARRICK ON SHANNON | Carrick On Shannon [T41,T42] | CARRICK ON SHANNON |  | 53.945 | -8.0709
0694098 | MV/LV Substation WA***4098 |  | 10 kV | _ | LV | 630 kVA :Kiosk Substation | 0.63 | --> | 0.63 | 0.317 | 3.34 |  | --> | 0.598 | 0 | 0.06 | 0.5 | 0 |  | --> | C14 ex GREENHILLS | Greenhills [T42] | INCHICORE 220KV |  | 53.3199 | -6.3359
036692X | MV/LV Substation RO***692X |  | 20 kV | _ | LV | 50 kVA :Pole Substation | 0.05 | --> | 0.05 | 0 | 0 | Constrained, otherwise capacity available =49 kVA | --> | 0.048 | 0 | 0 | 0 | 0 | Constrained, otherwise capacity available =47 kW | --> | E18 ex GARRANACANTY | Garranacanty [T421,T422] | TIPPERARY |  | 52.5155 | -8.1559
026053 | MV/LV Substation DU***053 |  | 10 kV | _ | LV | 200 kVA :Pole Substation | 0.2 | --> | 0.2 | 0.139 | 8.66 |  | --> | 0.19 | 0 | 0.032 | 0 | 0 | Constrained, otherwise capacity available =158 kW | --> | C13 ex BANDON | Bandon [T101,T42] | BANDON |  | 51.7477 | -8.7538
1654173 | MV/LV Substation FL***4173 |  | 10 kV | _ | LV | 50 kVA :Pole Substation | 0.05 | --> | 0.05 | 0 | 0 |  | --> | 0.048 | 0 | 0 | 0 | 0 | Constrained, otherwise capacity available =39 kW | --> | C14 ex CLONAKILTY | Clonakilty [T41,T42] | DUNMANWAY |  | 51.622 | -8.9058
020736X | MV/LV Substation OA***736X |  | 10 kV | _ | LV | 400 kVA :Building Structure | 0.4 | --> | 0.4 | 0 | 0 | Constrained, otherwise capacity available =329 kVA | --> | 0.38 | 0 | 0 | 0 | 0 | Constrained, otherwise capacity available =370 kW | --> | C16 ex COOLCORCORAN | Coolcorcoran [T41,T42] | KNOCKEARAGH |  | 52.0633 | -9.5152
433305X | MV/LV Substation WE***305X |  | 10 kV | _ | LV | 50 kVA :Pole Substation | 0.05 | --> | 0.05 | 0.043 | 1.04 |  | --> | 0.048 | 0 | 0 | 0 | 0 | Constrained, otherwise capacity available =47 kW | --> | C12 ex BOYLE | Boyle [T41,T42] | CARRICK ON SHANNON |  | 53.8777 | -8.396
125145 | MV/LV Substation CA***145 |  | 20 kV | _ | LV | 50 kVA :Pole Substation | 0.05 | --> | 0.05 | 0.045 | 0.22 |  | --> | 0.048 | 0 | 0 | 0 | 0 | Constrained, otherwise capacity available =47 kW | --> | C16 ex KILSHANNY | Kilshanny [T41,T42] | CAHIR |  | 52.2958 | -8.2044
125631 | MV/LV Substation KI***631 |  | 20 kV | _ | LV | 50 kVA :Pole Substation | 0.05 | --> | 0.05 | 0.037 | 0.22 |  | --> | 0.048 | 0 | 0 | 0 | 0 | Constrained, otherwise capacity available =46 kW | --> | C16 ex KILSHANNY | Kilshanny [T41,T42] | CAHIR |  | 52.2949 | -8.2045
067133 | MV/LV Substation GR***133 |  | 10 kV | _ | LV | 400 kVA :Kiosk Substation | 0.4 | --> | 0.4 | 0 | 0 | Constrained, otherwise capacity available =250 kVA | --> | 0.38 | 0 | 0.018 | 0 | 0 | Constrained, otherwise capacity available =346 kW | --> | C19 ex CAHERDAVIN | Caherdavin [T41,T42] | ARDNACRUSHA |  | 52.6705 | -8.6511
067242 | MV/LV Substation CO***242 |  | 10 kV | _ | LV | 200 kVA :Kiosk Substation | 0.2 | --> | 0.2 | 0 | 0 | Constrained, otherwise capacity available =102 kVA | --> | 0.19 | 0 | 0.047 | 0 | 0 | Constrained, otherwise capacity available =141 kW | --> | C16 ex GILLOGUE | Gillogue [T41,T42] | ARDNACRUSHA |  | 52.685 | -8.6042
142255 | MV/LV Substation CA***255 |  | 20 kV | _ | LV | 50 kVA :Pole Substation | 0.05 | --> | 0.05 | 0 | 0 | Constrained, otherwise capacity available =36 kVA | --> | 0.048 | 0 | 0 | 0 | 0 | Constrained, otherwise capacity available =46 kW | --> | E23 ex ATHENRY | Athenry [T423] | GALWAY 110KV |  | 53.3054 | -8.4835
281169 | MV/LV Substation WI***169 |  | 10 kV | _ | LV | 400 kVA :Kiosk Substation | 0.4 | --> | 0.4 | 0 | 0 | Constrained, otherwise capacity available =309 kVA | --> | 0.38 | 0 | 0.021 | 0.352 | 0 |  | --> | C21 ex BISHOPSTOWN | Bishopstown [T41,T42] | KILBARRY |  | 51.8849 | -8.5098
0814292 | MV/LV Substation SH***4292 |  | 20 kV | _ | LV | 630 kVA :Kiosk Substation | 0.63 | --> | 0.63 | 0 | 0 | Constrained, otherwise capacity available =486 kVA | --> | 0.598 | 0 | 0.004 | 0.5 | 0 |  | --> | E20 ex ADAMSTOWN | Adamstown [T121,T122] | INCHICORE 220KV |  | 53.3454 | -6.475
293749Z | MV/LV Substation WO***749Z |  | 20 kV | _ | LV | 200 kVA :Kiosk Substation | 0.2 | --> | 0.2 | 0.186 | 2.83 |  | --> | 0.19 | 0 | 0 | 0 | 0 | Constrained, otherwise capacity available =188 kW | --> | E18 ex BAGENALSTOWN | Bagenalstown [T421,T422] | CARLOW |  | 52.7172 | -6.8496
266726 | MV/LV Substation IN***726 |  | 20 kV | _ | LV | 50 kVA :Pole Substation | 0.05 | --> | 0.05 | 0 | 0 | Constrained, otherwise capacity available =37 kVA | --> | 0.048 | 0 | 0 | 0 | 0 | Constrained, otherwise capacity available =46 kW | --> | E18 ex CARNDONAGH | Carndonagh [T421,T422] | TRILLICK |  | 55.2372 | -7.2671
082139Z | MV/LV Substation KI***139Z |  | 20 kV | _ | LV | 400 kVA :Kiosk Substation | 0.4 | --> | 0.4 | 0 | 0 | Constrained, otherwise capacity available =245 kVA | --> | 0.38 | 0 | 0.015 | 0 | 0 | Constrained, otherwise capacity available =347 kW | --> | E17 ex ACADEMY STREET | Academy Street [T421,T422,T44] | NAVAN |  | 53.5596 | -6.6599
0174191 | MV/LV Substation RA***4191 |  | 10 kV | _ | LV | 50 kVA :Pole Substation | 0.05 | --> | 0.05 | 0.048 | 1.05 |  | --> | 0.048 | 0 | 0 | 0 | 0 | Constrained, otherwise capacity available =47 kW | --> | C16 ex NEWCASTLEWEST | Newcastlewest [T41,T42] | RATHKEALE |  | 52.4579 | -9.0334
071024 | MV/LV Substation LR***024 |  | 10 kV | _ | LV | 400 kVA :Kiosk Substation | 0.4 | --> | 0.4 | 0 | 0 | Constrained, otherwise capacity available =263 kVA | --> | 0.38 | 0 | 0.012 | 0.352 | 0 |  | --> | C17 ex GREYSTONES | Greystones [T41,T42] | FASSAROE |  | 53.145 | -6.0779
030267 | MV/LV Substation CU***267 |  | 20 kV | _ | LV | 50 kVA :Pole Substation | 0.05 | --> | 0.05 | 0 | 0 | Constrained, otherwise capacity available =49 kVA | --> | 0.048 | 0 | 0 | 0 | 0 | Constrained, otherwise capacity available =47 kW | --> | E20 ex FOXHOLE | Foxhole [T421,T422] | DUNGARVAN |  | 51.9177 | -7.9628
182559 | MV/LV Substation TI***559 |  | 10 kV | _ | LV | 50 kVA :Pole Substation | 0.05 | --> | 0.05 | 0 | 0 | Constrained, otherwise capacity available =50 kVA | --> | 0.048 | 0 | 0 | 0 | 0 | Constrained, otherwise capacity available =48 kW | --> | C11 ex SCARIFF | Scariff [T42] | ENNIS |  | 52.866 | -8.4501
001745 | MV/LV Substation HI***745 |  | 10 kV | _ | LV | 200 kVA :Kiosk Substation | 0.2 | --> | 0.2 | 0 | 0 | Constrained, otherwise capacity available =124 kVA | --> | 0.19 | 0 | 0.022 | 0.163 | 0 |  | --> | C13 ex CARRICKMINES | Carrickmines [T41,T42] | CARRICKMINES |  | 53.2614 | -6.1652
020705X | MV/LV Substation SA***705X |  | 10 kV | _ | LV | 630 kVA :Kiosk Substation | 0.63 | --> | 0.63 | 0 | 0 | Constrained, otherwise capacity available =554 kVA | --> | 0.598 | 0 | 0.008 | 0 | 0 | Constrained, otherwise capacity available =582 kW | --> | C11 ex COOLCORCORAN | Coolcorcoran [T41,T42] | KNOCKEARAGH |  | 52.0638 | -9.5013
281876Z | MV/LV Substation HI***876Z |  | 10 kV | _ | LV | 1000 kVA :Building Structure | 1 | --> | 1 | 0.5 | 4.67 |  | --> | 0.95 | 0 | 0 | 0.5 | 0 |  | --> | C24 ex CENTRE PARK ROAD | Marina [T105,T106] | MARINA |  | 51.8939 | -8.4643
156942Y | MV/LV Substation GL***942Y |  | 20 kV | _ | LV | 50 kVA :Pole Substation | 0.05 | --> | 0.05 | 0 | 0 | Constrained, otherwise capacity available =48 kVA | --> | 0.048 | 0 | 0 | 0 | 0 | Constrained, otherwise capacity available =47 kW | --> | E14 ex EMYVALE | Emyvale [T422] | LISDRUM |  | 54.3744 | -6.9752
034054 | MV/LV Substation MA***054 |  | 20 kV | _ | LV | 630 kVA :Kiosk Substation | 0.63 | --> | 0.63 | 0.5 | 0.57 |  | --> | 0.598 | 0 | 0 | 0 | 0 | Constrained, otherwise capacity available =585 kW | --> | E19 ex LAWLESSTOWN | Lawlesstown [T42,T421] | DOON |  | 52.4656 | -7.6986
067110X | MV/LV Substation PE***110X |  | 10 kV | _ | LV | 400 kVA :Building Structure | 0.4 | --> | 0.4 | 0 | 0 | Constrained, otherwise capacity available =330 kVA | --> | 0.38 | 0 | 0 | 0.37 | 0 |  | --> | C22 ex ROCHES STREET | Roches Street [T41,T42] | LIMERICK |  | 52.6642 | -8.6265
180449X | MV/LV Substation BL***449X |  | 10 kV | _ | LV | 100 kVA :Pole Substation | 0.1 | --> | 0.1 | 0.073 | 3.27 |  | --> | 0.095 | 0 | 0.004 | 0 | 0 | Constrained, otherwise capacity available =88 kW | --> | C11 ex LLOYD | Lloyd [T41,T42] | NAVAN |  | 53.7327 | -6.8804
136812Y | MV/LV Substation CA***812Y |  | 10 kV | _ | LV | 630 kVA :Kiosk Substation | 0.63 | --> | 0.63 | 0 | 0 | Constrained, otherwise capacity available =476 kVA | --> | 0.598 | 0 | 0 | 0 | 0 | Constrained, otherwise capacity available =577 kW | --> | C12 ex ROSCOMMON | Roscommon [T41,T42] | LANESBORO |  | 53.633 | -8.1889
0604217 | MV/LV Substation CO***4217 |  | 10 kV | _ | LV | 100 kVA :Pole Substation | 0.1 | --> | 0.1 | 0.1 | 2.57 |  | --> | 0.095 | 0 | 0 | 0 | 0 | Constrained, otherwise capacity available =95 kW | --> | C17 ex ERRIGAL | Errigal [T41,T422] | SHANKILL |  | 54.1247 | -7.1536
1564085 | MV/LV Substation KI***4085 |  | 20 kV | _ | LV | 50 kVA :Pole Substation | 0.05 | --> | 0.05 | 0 | 0 | Constrained, otherwise capacity available =32 kVA | --> | 0.048 | 0 | 0.048 | 0 | 0 | Constrained, otherwise capacity available =9 kW | --> | C17 ex CLONES | Clones [T41,T42] | SHANKILL |  | 54.2352 | -7.0733
253949 | MV/LV Substation BA***949 |  | 20 kV | _ | LV | 50 kVA :Pole Substation | 0.05 | --> | 0.05 | 0 | 0 | Constrained, otherwise capacity available =7 kVA | --> | 0.048 | 0 | 0.006 | 0 | 0 | Constrained, otherwise capacity available =37 kW | --> | C17 ex TUAM NORTH | Tuam North [T41,T42] | CLOON |  | 53.4802 | -8.7197
026601X | MV/LV Substation DO***601X |  | 10 kV | _ | LV | 400 kVA :Kiosk Substation | 0.4 | --> | 0.4 | 0.324 | 8.66 |  | --> | 0.38 | 0 | 0.037 | 0 | 0 | Constrained, otherwise capacity available =342 kW | --> | C13 ex BANDON | Bandon [T101,T42] | BANDON |  | 51.7419 | -8.745
122656 | MV/LV Substation NO***656 |  | 10 kV | _ | LV | 200 kVA :Pole Substation | 0.2 | --> | 0.2 | 0.127 | 4.18 |  | --> | 0.19 | 0 | 0.012 | 0 | 0 | Constrained, otherwise capacity available =171 kW | --> | C19 ex KINGSCOURT | Kingscourt [T41,T42] | MEATH HILL |  | 53.8211 | -6.7459
033944X | MV/LV Substation AH***944X |  | 10 kV | _ | LV | 50 kVA :Pole Substation | 0.05 | --> | 0.05 | 0.037 | 0.04 | Constrained, otherwise capacity available =47 kVA | --> | 0.048 | 0 | 0 | 0 | 0 | Constrained, otherwise capacity available =47 kW | --> | C18 ex CALLAN | Callan [T41,T42] | KILKENNY |  | 52.5249 | -7.4286
059619Y | MV/LV Substation RI***619Y |  | 20 kV | _ | LV | 100 kVA :Pole Substation | 0.1 | --> | 0.1 | 0.066 | 0.07 | Constrained, otherwise capacity available =91 kVA | --> | 0.095 | 0 | 0.009 | 0 | 0 | Constrained, otherwise capacity available =87 kW | --> | E15 ex BALLYCONNELL | Ballyconnell [T421,T422] | GORTAWEE |  | 54.1276 | -7.4433
047960 | MV/LV Substation SA***960 |  | 10 kV | _ | LV | 50 kVA :Pole Substation | 0.05 | --> | 0.05 | 0.049 | 1.04 |  | --> | 0.048 | 0 | 0 | 0 | 0 | Constrained, otherwise capacity available =47 kW | --> | C11 ex BOYLE | Boyle [T41,T42] | CARRICK ON SHANNON |  | 53.9705 | -8.316
068930 | MV/LV Substation DA***930 |  | 10 kV | _ | LV | 400 kVA :Building Structure | 0.4 | --> | 0.4 | 0 | 0 | Constrained, otherwise capacity available =233 kVA | --> | 0.38 | 0 | 0.033 | 0.332 | 0 |  | --> | C16 ex GLASNEVIN | Glasnevin [T41] | FINGLAS |  | 53.3662 | -6.2733
281009 | MV/LV Substation BU***009 |  | 10 kV | _ | LV | 200 kVA :Building Structure | 0.2 | --> | 0.2 | 0 | 0 | Constrained, otherwise capacity available =198 kVA | --> | 0.19 | 0 | 0 | 0 | 0 | Constrained, otherwise capacity available =190 kW | --> | C20 ex TOGHER | Togher [T41,T42] | TRABEG |  | 51.8777 | -8.4867
034346Y | MV/LV Substation LO***346Y |  | 20 kV | _ | LV | 50 kVA :Pole Substation | 0.05 | --> | 0.05 | 0.048 | 0.57 |  | --> | 0.048 | 0 | 0.011 | 0 | 0 | Constrained, otherwise capacity available =39 kW | --> | E23 ex LAWLESSTOWN | Lawlesstown [T42,T421] | DOON |  | 52.3433 | -7.7899
019136X | MV/LV Substation AN***136X |  | 10 kV | _ | LV | 630 kVA :Building Structure | 0.63 | --> | 0.63 | 0.047 | 0.05 | Constrained, otherwise capacity available =476 kVA | --> | 0.598 | 0 | 0 | 0 | 0 | Constrained, otherwise capacity available =577 kW | --> | C20 ex BALLYBEGGAN | Ballybeggan [T43,T44] | TRALEE |  | 52.2717 | -9.7014
039526 | MV/LV Substation GA***526 |  | 10 kV | _ | LV | 200 kVA :Kiosk Substation | 0.2 | --> | 0.2 | 0 | 0 | Constrained, otherwise capacity available =98 kVA | --> | 0.19 | 0 | 0.01 | 0 | 0 | Constrained, otherwise capacity available =168 kW | --> | C18 ex ORANMORE | Oranmore [T41,T44] | GALWAY 110KV |  | 53.2721 | -8.9292
021970X | MV/LV Substation CO***970X |  | 10 kV | _ | LV | 100 kVA :Pole Substation | 0.1 | --> | 0.1 | 0 | 0 | Constrained, otherwise capacity available =66 kVA | --> | 0.095 | 0 | 0.003 | 0.088 | 0 |  | --> | C12 ex MAYFIELD | Mayfield [T41,T42] | KILBARRY |  | 51.9099 | -8.429
1544264 | MV/LV Substation NU***4264 |  | 20 kV | _ | LV | 100 kVA :Pole Substation | 0.1 | --> | 0.1 | 0 | 0 | Constrained, otherwise capacity available =100 kVA | --> | 0.095 | 0 | 0 | 0.095 | 0 |  | --> | C24 ex MACETOWN | Macetown [T101,T102] | MACETOWN |  | 53.45 | -6.4217
067155Z | MV/LV Substation HI***155Z |  | 10 kV | _ | LV | 630 kVA :Building Structure | 0.63 | --> | 0.63 | 0 | 0 | Constrained, otherwise capacity available =575 kVA | --> | 0.598 | 0 | 0 | 0 | 0 | Constrained, otherwise capacity available =591 kW | --> | C14 ex CAHERDAVIN | Caherdavin [T41,T42] | ARDNACRUSHA |  | 52.6653 | -8.6323
023498X | MV/LV Substation GA***498X |  | 10 kV | _ | LV | 50 kVA :Pole Substation | 0.05 | --> | 0.05 | 0 | 0 | Constrained, otherwise capacity available =24 kVA | --> | 0.048 | 0 | 0 | 0 | 0 | Constrained, otherwise capacity available =44 kW | --> | C19 ex CURRAGLASS | Curraglass [T41] | BARRYMORE |  | 52.0533 | -8.1506
075282Y | MV/LV Substation BU***282Y |  | 20 kV | _ | LV | 200 kVA :Kiosk Substation | 0.2 | --> | 0.2 | 0.192 | 1.13 |  | --> | 0.19 | 0 | 0 | 0 | 0 | Constrained, otherwise capacity available =189 kW | --> | E12 ex BUNCLODY | Bunclody [T421,T422] | CRANE |  | 52.6531 | -6.662
142474X | MV/LV Substation AT***474X |  | 20 kV | _ | LV | 50 kVA :Pole Substation | 0.05 | --> | 0.05 | 0 | 0 | Constrained, otherwise capacity available =50 kVA | --> | 0.048 | 0 | 0 | 0 | 0 | Constrained, otherwise capacity available =48 kW | --> | E23 ex ATHENRY | Athenry [T423] | GALWAY 110KV |  | 53.3086 | -8.6374
288924 | MV/LV Substation DE***924 |  | 10 kV | _ | LV | 400 kVA :Kiosk Substation | 0.4 | --> | 0.4 | 0 | 0 | Constrained, otherwise capacity available =360 kVA | --> | 0.38 | 0 | 0.021 | 0.359 | 0 |  | --> | C14 ex SANDYFORD | Sandyford [T41,T42] | CARRICKMINES |  | 53.2747 | -6.2427
0814387 | MV/LV Substation ST***4387 |  | 10 kV | _ | LV | 1000 kVA :Building Structure | 1 | --> | 1 | 0 | 0 | Constrained, otherwise capacity available =917 kVA | --> | 0.95 | 0 | 0.025 | 0.5 | 0 |  | --> | C13 ex INCHICORE NORTH | Inchicore North [T41] | INCHICORE 220KV |  | 53.3425 | -6.3417
184119 | MV/LV Substation LO***119 |  | 10 kV | _ | LV | 200 kVA :Pole Substation | 0.2 | --> | 0.2 | 0.181 | 3.38 |  | --> | 0.19 | 0 | 0 | 0 | 0 | Constrained, otherwise capacity available =188 kW | --> | C20 ex CASTLEBLAYNEY | Castleblayney [T41,T42] | DUNDALK |  | 54.0993 | -6.6767
1764350 | MV/LV Substation KI***4350 |  | 20 kV | _ | LV | 50 kVA :Pole Substation | 0.05 | --> | 0.05 | 0 | 0 | Constrained, otherwise capacity available =50 kVA | --> | 0.048 | 0 | 0 | 0 | 0 | Constrained, otherwise capacity available =48 kW | --> | E11 ex MACROOM | Macroom [T422] | MACROOM |  | 51.9356 | -8.7643
154049Z | MV/LV Substation CA***049Z |  | 10 kV | _ | LV | 400 kVA :Kiosk Substation | 0.4 | --> | 0.4 | 0 | 0 | Constrained, otherwise capacity available =293 kVA | --> | 0.38 | 0 | 0.046 | 0 | 0 | Constrained, otherwise capacity available =331 kW | --> | C14 ex COOLMINE | Coolmine [T41,T42] | FINGLAS |  | 53.3849 | -6.4183
180004Y | MV/LV Substation TH***004Y |  | 10 kV | _ | LV | 400 kVA :Kiosk Substation | 0.4 | --> | 0.4 | 0.271 | 1.4 |  | --> | 0.38 | 0 | 0.007 | 0 | 0 | Constrained, otherwise capacity available =357 kW | --> | C14 ex KELLS | Kells [T41,T42] | NAVAN |  | 53.7324 | -6.8721
2814461 | MV/LV Substation HA***4461 |  | 10 kV | _ | LV | 400 kVA :Kiosk Substation | 0.4 | --> | 0.4 | 0 | 0 | Constrained, otherwise capacity available =374 kVA | --> | 0.38 | 0 | 0.015 | 0 | 0 | Constrained, otherwise capacity available =365 kW | --> | C22 ex TOGHER | Togher [T41,T42] | TRABEG |  | 51.8632 | -8.495
142414X | MV/LV Substation RA***414X |  | 20 kV | _ | LV | 200 kVA :Pole Substation | 0.2 | --> | 0.2 | 0 | 0 | Constrained, otherwise capacity available =172 kVA | --> | 0.19 | 0 | 0 | 0 | 0 | Constrained, otherwise capacity available =186 kW | --> | E23 ex ATHENRY | Athenry [T423] | GALWAY 110KV |  | 53.2847 | -8.5888
111461Z | MV/LV Substation MA***461Z |  | 20 kV | _ | LV | 100 kVA :Pole Substation | 0.1 | --> | 0.1 | 0 | 0 | Constrained, otherwise capacity available =94 kVA | --> | 0.095 | 0 | 0 | 0 | 0 | Constrained, otherwise capacity available =94 kW | --> | E16 ex BALLYDEHOB | Ballydehob [T421] | DUNMANWAY |  | 51.4666 | -9.7286
154253 | MV/LV Substation BR***253 |  | 10 kV | _ | LV | 400 kVA :Kiosk Substation | 0.4 | --> | 0.4 | 0 | 0 | Constrained, otherwise capacity available =340 kVA | --> | 0.38 | 0 | 0.023 | 0 | 0 | Constrained, otherwise capacity available =355 kW | --> | C24 ex BALLYCOOLIN | Ballycoolin [T41,T42,T43] | FINGLAS |  | 53.3984 | -6.3847
2884166 | MV/LV Substation MO***4166 |  | 10 kV | _ | LV | 1000 kVA :Building Structure | 1 | --> | 1 | 0.041 | 0.04 | Constrained, otherwise capacity available =1000 kVA | --> | 0.95 | 0 | 0 | 0.5 | 0 |  | --> | C11 ex LITTLE BRAY | Little Bray [T41,T42] | FASSAROE |  | 53.2241 | -6.122
0214388 | MV/LV Substation EV***4388 |  | 10 kV | _ | LV | 630 kVA :Building Structure | 0.63 | --> | 0.63 | 0.5 | 6.78 |  | --> | 0.598 | 0 | 0 | 0.5 | 0 |  | --> | C13 ex CASTLEVIEW | Castleview [T101,T102] | CASTLEVIEW |  | 51.8986 | -8.3614
001677 | MV/LV Substation BE***677 |  | 10 kV | _ | LV | 400 kVA :Kiosk Substation | 0.4 | --> | 0.4 | 0.328 | 1.16 |  | --> | 0.38 | 0 | 0 | 0.37 | 0 |  | --> | C19 ex MOUNT MERRION | Mount Merrion [T41,T42] | CARRICKMINES |  | 53.3116 | -6.2214
365143Y | MV/LV Substation BA***143Y |  | 10 kV | _ | LV | 200 kVA :Kiosk Substation | 0.2 | --> | 0.2 | 0 | 0 | Constrained, otherwise capacity available =168 kVA | --> | 0.19 | 0 | 0 | 0.186 | 0 |  | --> | C17 ex BALGADDY | Balgaddy [T41,T42] | GRANGE CASTLE |  | 53.3199 | -6.4281
001329 | MV/LV Substation TH***329 |  | 10 kV | _ | LV | 400 kVA :Kiosk Substation | 0.4 | --> | 0.4 | 0.182 | 1.16 |  | --> | 0.38 | 0 | 0.061 | 0.305 | 0 |  | --> | C19 ex MOUNT MERRION | Mount Merrion [T41,T42] | CARRICKMINES |  | 53.2997 | -6.2082
016269Z | MV/LV Substation M4***269Z |  | 10 kV | _ | LV | 630 kVA :Building Structure | 0.63 | --> | 0.63 | 0 | 0 | Constrained, otherwise capacity available =630 kVA | --> | 0.598 | 0 | 0 | 0 | 0 | Constrained, otherwise capacity available =598 kW | --> | C12 ex MONEYCOOLEY | Moneycooley [T41,T42,T44] | GRIFFINRATH |  | 53.3616 | -6.5556
0094048 | MV/LV Substation MU***4048 |  | 20 kV | _ | LV | 400 kVA :Building Structure | 0.4 | --> | 0.4 | 0.4 | 8.16 |  | --> | 0.38 | 0 | 0 | 0 | 0 | Constrained, otherwise capacity available =380 kW | --> | C17 ex MOUNT MISERY | Mount Misery [T41,T42] | WATERFORD |  | 52.2893 | -7.1258
405126 | MV/LV Substation BA***126 |  | 20 kV | _ | LV | 50 kVA :Pole Substation | 0.05 | --> | 0.05 | 0.028 | 3.03 |  | --> | 0.048 | 0 | 0.011 | 0 | 0 | Constrained, otherwise capacity available =36 kW | --> | E14 ex MOVILLE | Moville [T421,T422] | TRILLICK |  | 55.1798 | -7.0696
136515 | MV/LV Substation RI***515 |  | 10 kV | _ | LV | 200 kVA :Kiosk Substation | 0.2 | --> | 0.2 | 0 | 0 | Constrained, otherwise capacity available =170 kVA | --> | 0.19 | 0 | 0 | 0 | 0 | Constrained, otherwise capacity available =186 kW | --> | C12 ex AGHAMORE | Aghamore [T41,T42] | LANESBORO |  | 53.676 | -7.9882
182020 | MV/LV Substation CU***020 |  | 20 kV | _ | LV | 100 kVA :Pole Substation | 0.1 | --> | 0.1 | 0 | 0 | Constrained, otherwise capacity available =80 kVA | --> | 0.095 | 0 | 0 | 0 | 0 | Constrained, otherwise capacity available =92 kW | --> | C17 ex TULLA | Tulla [T41,T42] | ENNIS |  | 52.8609 | -8.7652
039227X | MV/LV Substation GR***227X |  | 10 kV | _ | LV | 200 kVA :Kiosk Substation | 0.2 | --> | 0.2 | 0.186 | 11.03 |  | --> | 0.19 | 0 | 0 | 0.188 | 0 |  | --> | C32 ex SALTHILL | Salthill [T101,T102] | SALTHILL |  | 53.2765 | -9.0832
153837 | MV/LV Substation PA***837 |  | 20 kV | _ | LV | 630 kVA :Building Structure | 0.63 | --> | 0.63 | 0 | 0 | Constrained, otherwise capacity available =587 kVA | --> | 0.598 | 0 | 0 | 0 | 0 | Constrained, otherwise capacity available =593 kW | --> | E18 ex BIRDHILL | Birdhill [T421,T422] | ARDNACRUSHA |  | 52.7314 | -8.4756
281932X | MV/LV Substation LO***932X |  | 10 kV | _ | LV | 400 kVA :Building Structure | 0.4 | --> | 0.4 | 0.389 | 10.79 |  | --> | 0.38 | 0 | 0 | 0.378 | 0 |  | --> | C12 ex FACTORY CROSS | Factory Cross [T41,T42] | BARNAHELY |  | 51.8234 | -8.3118
248143X | MV/LV Substation TO***143X |  | 20 kV | _ | LV | 50 kVA :Pole Substation | 0.05 | --> | 0.05 | 0.05 | 0.33 |  | --> | 0.048 | 0 | 0 | 0 | 0 | Constrained, otherwise capacity available =47 kW | --> | E33 ex TRIM | Trim [T421] | NAVAN |  | 53.4753 | -6.856
139037Y | MV/LV Substation BI***037Y |  | 10 kV | _ | LV | 50 kVA :Pole Substation | 0.05 | --> | 0.05 | 0.048 | 4 |  | --> | 0.048 | 0 | 0 | 0 | 0 | Constrained, otherwise capacity available =47 kW | --> | C18 ex BALLYJAMESDUFF | Ballyjamesduff [T41,T42] | SHANKILL |  | 53.8891 | -7.146
031221 | MV/LV Substation MO***221 |  | 20 kV | _ | LV | 50 kVA :Pole Substation | 0.05 | --> | 0.05 | 0 | 0 | Constrained, otherwise capacity available =48 kVA | --> | 0.048 | 0 | 0 | 0 | 0 | Constrained, otherwise capacity available =47 kW | --> | E13 ex FOXHOLE | Foxhole [T421,T422] | DUNGARVAN |  | 51.9463 | -7.8053
244711X | MV/LV Substation OR***711X |  | 20 kV | _ | LV | 200 kVA :Pole Substation | 0.2 | --> | 0.2 | 0 | 0 | Constrained, otherwise capacity available =158 kVA | --> | 0.19 | 0 | 0.004 | 0 | 0 | Constrained, otherwise capacity available =181 kW | --> | E21 ex MILLTOWN (SR) | Milltown (sr) [T421,T422] | OUGHTRAGH |  | 52.1383 | -9.7058
031603 | MV/LV Substation PI***603 |  | 20 kV | _ | LV | 200 kVA :Pole Substation | 0.2 | --> | 0.2 | 0 | 0 | Constrained, otherwise capacity available =153 kVA | --> | 0.19 | 0 | 0.011 | 0 | 0 | Constrained, otherwise capacity available =175 kW | --> | E13 ex FOXHOLE | Foxhole [T421,T422] | DUNGARVAN |  | 51.9701 | -7.8094
064823Y | MV/LV Substation SH***823Y |  | 10 kV | _ | LV | 50 kVA :Pole Substation | 0.05 | --> | 0.05 | 0 | 0 | Constrained, otherwise capacity available =50 kVA | --> | 0.048 | 0 | 0 | 0 | 0 | Constrained, otherwise capacity available =48 kW | --> | C18 ex DRYBRIDGE | Drybridge [T41,T42] | DRYBRIDGE |  | 53.7121 | -6.3966
363159 | MV/LV Substation BA***159 |  | 20 kV | _ | LV | 50 kVA :Pole Substation | 0.05 | --> | 0.05 | 0.046 | 3.25 |  | --> | 0.048 | 0 | 0 | 0 | 0 | Constrained, otherwise capacity available =47 kW | --> | E16 ex BALLYBUNION | Ballybunion [T421,T422] | TRIEN |  | 52.4881 | -9.6759
0774072 | MV/LV Substation KI***4072 |  | 20 kV | _ | LV | 50 kVA :Pole Substation | 0.05 | --> | 0.05 | 0 | 0 | Constrained, otherwise capacity available =50 kVA | --> | 0.048 | 0 | 0.03 | 0 | 0 | Constrained, otherwise capacity available =25 kW | --> | E25 ex PATRICKSWELL | Patrickswell [T421,T422] | LIMERICK |  | 52.6251 | -8.8099
029823Y | MV/LV Substation GA***823Y |  | 10 kV | _ | LV | 400 kVA :Building Structure | 0.4 | --> | 0.4 | 0 | 0 | Constrained, otherwise capacity available =340 kVA | --> | 0.38 | 0 | 0 | 0.372 | 0 |  | --> | C19 ex MIDLETON | Midleton [T101,T102] | MIDLETON |  | 51.9202 | -8.1909
093417Z | MV/LV Substation SA***417Z |  | 10 kV | _ | LV | 630 kVA :Building Structure | 0.63 | --> | 0.63 | 0 | 0 | Constrained, otherwise capacity available =548 kVA | --> | 0.598 | 0 | 0 | 0.5 | 0 |  | --> | C17 ex POPPINTREE | Poppintree [T101,T102] | FINGLAS |  | 53.4053 | -6.2623
082059 | MV/LV Substation ST***059 |  | 10 kV | _ | LV | 200 kVA :Pole Substation | 0.2 | --> | 0.2 | 0.136 | 2.01 |  | --> | 0.19 | 0 | 0.017 | 0 | 0 | Constrained, otherwise capacity available =168 kW | --> | C12 ex ABBEYLAND | Abbeyland [T41,T42] | NAVAN |  | 53.6613 | -6.6767
256006 | MV/LV Substation BA***006 |  | 10 kV | _ | LV | 400 kVA :Kiosk Substation | 0.4 | --> | 0.4 | 0.272 | 1.28 |  | --> | 0.38 | 0 | 0.005 | 0 | 0 | Constrained, otherwise capacity available =358 kW | --> | C18 ex CASTLEREA | Castlerea [T41,T42] | CARRICK ON SHANNON |  | 53.7687 | -8.4942
233052 | MV/LV Substation CU***052 |  | 20 kV | _ | LV | 100 kVA :Pole Substation | 0.1 | --> | 0.1 | 0 | 0 | Constrained, otherwise capacity available =87 kVA | --> | 0.095 | 0 | 0 | 0 | 0 | Constrained, otherwise capacity available =93 kW | --> | C21 ex CASTLEISLAND | Castleisland [T41,T42] | TRALEE |  | 52.1851 | -9.4934
051224X | MV/LV Substation BA***224X |  | 20 kV | _ | LV | 200 kVA :Pole Substation | 0.2 | --> | 0.2 | 0.197 | 2.22 |  | --> | 0.19 | 0 | 0 | 0.19 | 0 |  | --> | E17 ex CLARA | Clara [T421,T422] | THORNSBERRY |  | 53.4071 | -7.4617
293649X | MV/LV Substation KI***649X |  | 20 kV | _ | LV | 200 kVA :Pole Substation | 0.2 | --> | 0.2 | 0 | 0 | Constrained, otherwise capacity available =148 kVA | --> | 0.19 | 0 | 0 | 0 | 0 | Constrained, otherwise capacity available =183 kW | --> | E13 ex BALTINGLASS | Baltinglass [T421,T422] | STRATFORD |  | 52.8704 | -6.8099
069623 | MV/LV Substation RI***623 |  | 10 kV | _ | LV | 400 kVA :Building Structure | 0.4 | --> | 0.4 | 0 | 0 | Constrained, otherwise capacity available =379 kVA | --> | 0.38 | 0 | 0 | 0.377 | 0 |  | --> | C12 ex DONNYBROOK | Donnybrook [T41,T42] | MILLTOWN (DR) |  | 53.3154 | -6.2354
281202Z | MV/LV Substation BA***202Z |  | 10 kV | _ | LV | 50 kVA :Pole Substation | 0.05 | --> | 0.05 | 0 | 0 | Constrained, otherwise capacity available =47 kVA | --> | 0.048 | 0 | 0 | 0 | 0 | Constrained, otherwise capacity available =47 kW | --> | C24 ex KILMONEY | Kilmoney [T41,T42] | TRABEG |  | 51.8415 | -8.4361
046409 | MV/LV Substation BR***409 |  | 10 kV | _ | LV | 100 kVA :Pole Substation | 0.1 | --> | 0.1 | 0.01 | 5.78 |  | --> | 0.095 | 0 | 0.011 | 0.074 | 0 |  | --> | C20 ex OAKFIELD | Oakfield [T41,T42] | SLIGO |  | 54.2715 | -8.5813
0074280 | MV/LV Substation GR***4280 |  | 10 kV | _ | LV | 400 kVA :Building Structure | 0.4 | --> | 0.4 | 0 | 0 | Constrained, otherwise capacity available =371 kVA | --> | 0.38 | 0 | 0 | 0 | 0 | Constrained, otherwise capacity available =376 kW | --> | C11 ex MULGANNON | Mulgannon [T41,T42] | WEXFORD |  | 52.3345 | -6.4663
018310Z | MV/LV Substation CR***310Z |  | 10 kV | _ | LV | 50 kVA :Pole Substation | 0.05 | --> | 0.05 | 0.05 | 3.75 |  | --> | 0.048 | 0 | 0 | 0 | 0 | Constrained, otherwise capacity available =48 kW | --> | C12 ex SMEARLA | Smearla [T41,T42] | TRIEN |  | 52.4513 | -9.4983
156692X | MV/LV Substation CO***692X |  | 20 kV | _ | LV | 200 kVA :Pole Substation | 0.2 | --> | 0.2 | 0 | 0 | Constrained, otherwise capacity available =89 kVA | --> | 0.19 | 0 | 0 | 0 | 0 | Constrained, otherwise capacity available =174 kW | --> | E14 ex EMYVALE | Emyvale [T422] | LISDRUM |  | 54.3635 | -7.0508
0394130 | MV/LV Substation ST***4130 |  | 10 kV | _ | LV | 200 kVA :Kiosk Substation | 0.2 | --> | 0.2 | 0 | 0 | Constrained, otherwise capacity available =185 kVA | --> | 0.19 | 0 | 0.005 | 0 | 0 | Constrained, otherwise capacity available =184 kW | --> | C12 ex ORANMORE | Oranmore [T41,T44] | GALWAY 110KV |  | 53.2771 | -8.9864
0524193 | MV/LV Substation MU***4193 |  | 10 kV | _ | LV | 200 kVA :Kiosk Substation | 0.2 | --> | 0.2 | 0.167 | 10.9 |  | --> | 0.19 | 0 | 0 | 0.185 | 0 |  | --> | C12 ex MULLINGAR | Mullingar [T101,T102] | MULLINGAR |  | 53.5225 | -7.3444
2494134 | MV/LV Substation BA***4134 |  | 10 kV | _ | LV | 50 kVA :Pole Substation | 0.05 | --> | 0.05 | 0 | 0 | Constrained, otherwise capacity available =50 kVA | --> | 0.048 | 0 | 0 | 0 | 0 | Constrained, otherwise capacity available =48 kW | --> | C19 ex LISMORE | Lismore [T41,T42] | DUNGARVAN |  | 52.1491 | -8.067
281004Z | MV/LV Substation CO***004Z |  | 10 kV | _ | LV | 630 kVA :Building Structure | 0.63 | --> | 0.63 | 0 | 0 | Constrained, otherwise capacity available =499 kVA | --> | 0.598 | 0 | 0.016 | 0 | 0 | Constrained, otherwise capacity available =569 kW | --> | C13 ex DENNEHYS CROSS | Dennehys Cross [T41,T42] | TRABEG |  | 51.889 | -8.5051
033328Y | MV/LV Substation FE***328Y |  | 20 kV | _ | LV | 50 kVA :Pole Substation | 0.05 | --> | 0.05 | 0 | 0 | Constrained, otherwise capacity available =47 kVA | --> | 0.048 | 0 | 0 | 0 | 0 | Constrained, otherwise capacity available =47 kW | --> | E17 ex KILMACTHOMAS | Kilmacthomas [T421,T422] | DUNGARVAN |  | 52.3022 | -7.4698
038641X | MV/LV Substation LO***641X |  | 20 kV | _ | LV | 400 kVA :Building Structure | 0.4 | --> | 0.4 | 0 | 0 | Constrained, otherwise capacity available =345 kVA | --> | 0.38 | 0 | 0.16 | 0 | 0 | Constrained, otherwise capacity available =254 kW | --> | E13 ex GORT | Gort [T41,T42] | ENNIS |  | 53.114 | -8.8258
021191 | MV/LV Substation KN***191 |  | 20 kV | _ | LV | 50 kVA :Pole Substation | 0.05 | --> | 0.05 | 0 | 0 | Constrained, otherwise capacity available =48 kVA | --> | 0.048 | 0 | 0 | 0 | 0 | Constrained, otherwise capacity available =47 kW | --> | E16 ex CURRALEIGH | Curraleigh [T421,T422] | KILBARRY |  | 51.9414 | -8.748
064564Y | MV/LV Substation SL***564Y |  | 20 kV | _ | LV | 200 kVA :Pole Substation | 0.2 | --> | 0.2 | 0 | 0 | Constrained, otherwise capacity available =88 kVA | --> | 0.19 | 0 | 0.031 | 0 | 0 | Constrained, otherwise capacity available =151 kW | --> | E21 ex SLANE | Slane [T421] | DRYBRIDGE |  | 53.7097 | -6.5466
136835X | MV/LV Substation CL***835X |  | 10 kV | _ | LV | 50 kVA :Pole Substation | 0.05 | --> | 0.05 | 0.04 | 1.28 |  | --> | 0.048 | 0 | 0 | 0 | 0 | Constrained, otherwise capacity available =46 kW | --> | C21 ex CASTLEREA | Castlerea [T41,T42] | CARRICK ON SHANNON |  | 53.7035 | -8.4793
1674028 | MV/LV Substation WH***4028 |  | 20 kV | _ | LV | 200 kVA :Kiosk Substation | 0.2 | --> | 0.2 | 0 | 0 | Constrained, otherwise capacity available =196 kVA | --> | 0.19 | 0 | 0 | 0 | 0 | Constrained, otherwise capacity available =190 kW | --> | E18 ex WHITECHURCH | Whitechurch [T421,T422] | KILBARRY |  | 51.984 | -8.5335
013027Z | MV/LV Substation RI***027Z |  | 20 kV | _ | LV | 200 kVA :Kiosk Substation | 0.2 | --> | 0.2 | 0.121 | 0.12 | Constrained, otherwise capacity available =178 kVA | --> | 0.19 | 0 | 0.007 | 0.182 | 0 |  | --> | C12 ex ATHY | Athy [T101,T102] | ATHY |  | 52.992 | -6.9645
082471X | MV/LV Substation WH***471X |  | 10 kV | _ | LV | 200 kVA :Pole Substation | 0.2 | --> | 0.2 | 0.142 | 2.01 |  | --> | 0.19 | 0 | 0 | 0 | 0 | Constrained, otherwise capacity available =182 kW | --> | C18 ex ABBEYLAND | Abbeyland [T41,T42] | NAVAN |  | 53.6602 | -6.7231
039779 | MV/LV Substation NI***779 |  | 10 kV | _ | LV | 630 kVA :Kiosk Substation | 0.63 | --> | 0.63 | 0.5 | 3.45 |  | --> | 0.598 | 0 | 0.004 | 0.5 | 0 |  | --> | C18 ex TRIMMS LANE | Trimms Lane [T41,T42] | SALTHILL |  | 53.2678 | -9.0657
082088 | MV/LV Substation KE***088 |  | 10 kV | _ | LV | 400 kVA :Kiosk Substation | 0.4 | --> | 0.4 | 0 | 0 | Constrained, otherwise capacity available =246 kVA | --> | 0.38 | 0 | 0.01 | 0 | 0 | Constrained, otherwise capacity available =351 kW | --> | C28 ex ACADEMY STREET | Academy Street [T421,T422,T44] | NAVAN |  | 53.647 | -6.6943
180620X | MV/LV Substation HA***620X |  | 10 kV | _ | LV | 200 kVA :Pole Substation | 0.2 | --> | 0.2 | 0.199 | 3.27 |  | --> | 0.19 | 0 | 0 | 0 | 0 | Constrained, otherwise capacity available =190 kW | --> | C11 ex LLOYD | Lloyd [T41,T42] | NAVAN |  | 53.7621 | -7.0044
0394206 | MV/LV Substation LA***4206 |  | 10 kV | _ | LV | 100 kVA :Pole Substation | 0.1 | --> | 0.1 | 0 | 0 | Constrained, otherwise capacity available =100 kVA | --> | 0.095 | 0 | 0 | 0 | 0 | Constrained, otherwise capacity available =95 kW | --> | C18 ex HEADFORD ROAD | Headford Road [T41,T42] | GALWAY 110KV |  | 53.2987 | -9.0482
042727X | MV/LV Substation PH***727X |  | 20 kV | _ | LV | 50 kVA :Pole Substation | 0.05 | --> | 0.05 | 0 | 0 | Constrained, otherwise capacity available =50 kVA | --> | 0.048 | 0 | 0 | 0 | 0 | Constrained, otherwise capacity available =48 kW | --> | C14 ex KNOCKAPHUNTA | Knockaphunta [T41,T42] | CASTLEBAR |  | 53.8309 | -9.3454
0494232 | MV/LV Substation WA***4232 |  | 20 kV | _ | LV | 50 kVA :Pole Substation | 0.05 | --> | 0.05 | 0.048 | 1.31 |  | --> | 0.048 | 0 | 0 | 0 | 0 | Constrained, otherwise capacity available =47 kW | --> | C17 ex ROOSKY | Roosky [T41] | RICHMOND |  | 53.7917 | -8.0312
066955 | MV/LV Substation BA***955 |  | 20 kV | _ | LV | 100 kVA :Pole Substation | 0.1 | --> | 0.1 | 0 | 0 | Constrained, otherwise capacity available =75 kVA | --> | 0.095 | 0 | 0.011 | 0 | 0 | Constrained, otherwise capacity available =83 kW | --> | E15 ex ASHBOURNE | Ashbourne [T421,T422] | FINGLAS |  | 53.4971 | -6.3908
035594X | MV/LV Substation NE***594X |  | 10 kV | _ | LV | 50 kVA :Pole Substation | 0.05 | --> | 0.05 | 0.047 | 6.17 |  | --> | 0.048 | 0 | 0.011 | 0 | 0 | Constrained, otherwise capacity available =39 kW | --> | C24 ex CAHIR | Cahir [T41,T42] | CAHIR |  | 52.4429 | -7.8805
023245Y | MV/LV Substation MO***245Y |  | 20 kV | _ | LV | 50 kVA :Pole Substation | 0.05 | --> | 0.05 | 0 | 0 | Constrained, otherwise capacity available =28 kVA | --> | 0.048 | 0 | 0.011 | 0 | 0 | Constrained, otherwise capacity available =36 kW | --> | C18 ex COOLCARRON | Coolcarron [T41,T42] | BARRYMORE |  | 52.1606 | -8.2539
058529Y | MV/LV Substation SI***529Y |  | 10 kV | _ | LV | 400 kVA :Kiosk Substation | 0.4 | --> | 0.4 | 0.391 | 3 |  | --> | 0.38 | 0 | 0 | 0 | 0 | Constrained, otherwise capacity available =379 kW | --> | C18 ex NENAGH | Nenagh [T41,T42] | NENAGH |  | 52.8622 | -8.1998
165103Y | MV/LV Substation CA***103Y |  | 10 kV | _ | LV | 50 kVA :Pole Substation | 0.05 | --> | 0.05 | 0.05 | 0.88 |  | --> | 0.048 | 0 | 0 | 0 | 0 | Constrained, otherwise capacity available =48 kW | --> | C12 ex ROSS CARBERY | Ross Carbery [T41,T42] | DUNMANWAY |  | 51.5857 | -9.0246
012672 | MV/LV Substation BE***672 |  | 10 kV | _ | LV | 50 kVA :Pole Substation | 0.05 | --> | 0.05 | 0 | 0 | Constrained, otherwise capacity available =47 kVA | --> | 0.048 | 0 | 0 | 0 | 0 | Constrained, otherwise capacity available =47 kW | --> | C20 ex POLLERTON | Pollerton [T41,T42] | CARLOW |  | 52.8281 | -6.8731
017246Z | MV/LV Substation BO***246Z |  | 20 kV | _ | LV | 100 kVA :Pole Substation | 0.1 | --> | 0.1 | 0.094 | 1.58 |  | --> | 0.095 | 0 | 0 | 0 | 0 | Constrained, otherwise capacity available =94 kW | --> | C17 ex FOYNES | Foynes [T41,T42] | RATHKEALE |  | 52.6116 | -9.1303
1544253 | MV/LV Substation AY***4253 |  | 10 kV | _ | LV | 630 kVA :Building Structure | 0.63 | --> | 0.63 | 0 | 0 | Constrained, otherwise capacity available =590 kVA | --> | 0.598 | 0 | 0 | 0.5 | 0 |  | --> | C18 ex MACETOWN | Macetown [T101,T102] | MACETOWN |  | 53.4118 | -6.4441
061396X | MV/LV Substation ME***396X |  | 10 kV | _ | LV | 200 kVA :Kiosk Substation | 0.2 | --> | 0.2 | 0.192 | 2.04 |  | --> | 0.19 | 0 | 0 | 0 | 0 | Constrained, otherwise capacity available =189 kW | --> | C14 ex BALLYBAY | Ballybay [T41,T42] | LISDRUM |  | 54.1282 | -6.9044
066126Z | MV/LV Substation NE***126Z |  | 10 kV | _ | LV | 630 kVA :Building Structure | 0.63 | --> | 0.63 | 0 | 0 | Constrained, otherwise capacity available =596 kVA | --> | 0.598 | 0 | 0 | 0 | 0 | Constrained, otherwise capacity available =594 kW | --> | E17 ex GLASMORE | Glasmore [T421,T422] | GLASMORE |  | 53.4513 | -6.219
026800Y | MV/LV Substation RA***800Y |  | 10 kV | _ | LV | 50 kVA :Pole Substation | 0.05 | --> | 0.05 | 0 | 0 | Constrained, otherwise capacity available =49 kVA | --> | 0.048 | 0 | 0 | 0 | 0 | Constrained, otherwise capacity available =47 kW | --> | C18 ex KINSALE | Kinsale [T41,T42] | BANDON |  | 51.7175 | -8.6432
288945 | MV/LV Substation BA***945 |  | 10 kV | _ | LV | 400 kVA :Kiosk Substation | 0.4 | --> | 0.4 | 0 | 0 | Constrained, otherwise capacity available =256 kVA | --> | 0.38 | 0 | 0.072 | 0.306 | 0 |  | --> | C17 ex CARRICKMINES | Carrickmines [T41,T42] | CARRICKMINES |  | 53.2579 | -6.188
075003 | MV/LV Substation UP***003 |  | 20 kV | _ | LV | 200 kVA :Pole Substation | 0.2 | --> | 0.2 | 0.108 | 4.38 |  | --> | 0.19 | 0 | 0 | 0.177 | 0 |  | --> | E18 ex CRANE | Crane [T122] | CRANE |  | 52.5178 | -6.28
026708X | MV/LV Substation ID***708X |  | 10 kV | _ | LV | 100 kVA :Pole Substation | 0.1 | --> | 0.1 | 0.085 | 8.66 |  | --> | 0.095 | 0 | 0 | 0 | 0 | Constrained, otherwise capacity available =93 kW | --> | C14 ex BANDON | Bandon [T101,T42] | BANDON |  | 51.7479 | -8.7169
281159Z | MV/LV Substation FE***159Z |  | 20 kV | _ | LV | 400 kVA :Kiosk Substation | 0.4 | --> | 0.4 | 0.331 | 17.47 |  | --> | 0.38 | 0 | 0.056 | 0.329 | 0 |  | --> | E13 ex COOLROE | Coolroe [T121,T122] | COOLROE |  | 51.8797 | -8.6224
120656Y | MV/LV Substation HI***656Y |  | 20 kV | _ | LV | 100 kVA :Pole Substation | 0.1 | --> | 0.1 | 0 | 0 | Constrained, otherwise capacity available =92 kVA | --> | 0.095 | 0 | 0 | 0 | 0 | Constrained, otherwise capacity available =94 kW | --> | E13 ex EDENDERRY | Edenderry [T421,T422] | BLAKE |  | 53.3623 | -7.0171
1174056 | MV/LV Substation KI***4056 |  | 10 kV | _ | LV | 50 kVA :Pole Substation | 0.05 | --> | 0.05 | 0.046 | 0.32 |  | --> | 0.048 | 0 | 0 | 0 | 0 | Constrained, otherwise capacity available =47 kW | --> | C11 ex BALLYMOTE | Ballymote [T41] | SLIGO |  | 54.0541 | -8.6118
164430 | MV/LV Substation TH***430 |  | 10 kV | _ | LV | 200 kVA :Pole Substation | 0.2 | --> | 0.2 | 0 | 0 | Constrained, otherwise capacity available =156 kVA | --> | 0.19 | 0 | 0.011 | 0 | 0 | Constrained, otherwise capacity available =176 kW | --> | C17 ex SKIBBEREEN | Skibbereen [T41,T42] | DUNMANWAY |  | 51.5581 | -9.1318
089018 | MV/LV Substation BA***018 |  | 10 kV | _ | LV | 50 kVA :Pole Substation | 0.05 | --> | 0.05 | 0.049 | 2.33 |  | --> | 0.048 | 0 | 0 | 0 | 0 | Constrained, otherwise capacity available =47 kW | --> | E18 ex MOY | Moy [T421,T422] | MOY |  | 54.1227 | -9.1451
0524377 | MV/LV Substation PR***4377 |  | 10 kV | _ | LV | 630 kVA :Building Structure | 0.63 | --> | 0.63 | 0.5 | 10.9 |  | --> | 0.598 | 0 | 0 | 0.5 | 0 |  | --> | C19 ex MULLINGAR | Mullingar [T101,T102] | MULLINGAR |  | 53.5327 | -7.3452
119246Y | MV/LV Substation WA***246Y |  | 10 kV | _ | LV | 50 kVA :Pole Substation | 0.05 | --> | 0.05 | 0 | 0 | Constrained, otherwise capacity available =40 kVA | --> | 0.048 | 0 | 0 | 0 | 0 | Constrained, otherwise capacity available =46 kW | --> | C16 ex KANTURK | Kanturk [T41,T42] | GLENLARA |  | 52.2729 | -8.8882
001084X | MV/LV Substation HO***084X |  | 10 kV | _ | LV | 400 kVA :Building Structure | 0.4 | --> | 0.4 | 0.286 | 1.16 |  | --> | 0.38 | 0 | 0 | 0.364 | 0 |  | --> | C21 ex DEANSGRANGE | Deansgrange [T41,T42] | CARRICKMINES |  | 53.264 | -6.1816
111877 | MV/LV Substation IR***877 |  | 20 kV | _ | LV | 100 kVA :Pole Substation | 0.1 | --> | 0.1 | 0.064 | 0.94 |  | --> | 0.095 | 0 | 0 | 0 | 0 | Constrained, otherwise capacity available =90 kW | --> | E21 ex CASTLETOWNBERE | Castletownbere [T421] | BALLYLICKY |  | 51.6535 | -9.8829
068725X | MV/LV Substation BL***725X |  | 10 kV | _ | LV | 630 kVA :Building Structure | 0.63 | --> | 0.63 | 0.486 | 2.6 |  | --> | 0.598 | 0 | 0 | 0.5 | 0 |  | --> | C18 ex WOLFE TONE STREET | Wolfe Tone Street [T101,T102] | FINGLAS |  | 53.3565 | -6.2683
281013 | MV/LV Substation PO***013 |  | 10 kV | _ | LV | 400 kVA :Kiosk Substation | 0.4 | --> | 0.4 | 0.072 | 7.88 |  | --> | 0.38 | 0 | 0.072 | 0.279 | 0 |  | --> | C12 ex LIBERTY STREET | Liberty Street [T101,T102] | LIBERTY STREET |  | 51.8835 | -8.4835
429466 | MV/LV Substation AT***466 |  | 10 kV | _ | LV | 100 kVA :Pole Substation | 0.1 | --> | 0.1 | 0.06 | 0.33 |  | --> | 0.095 | 0 | 0.01 | 0 | 0 | Constrained, otherwise capacity available =82 kW | --> | C20 ex ABBEYFEALE | Abbeyfeale [T42] | TRIEN |  | 52.4618 | -9.2917
025086 | MV/LV Substation EM***086 |  | 10 kV | _ | LV | 400 kVA :Kiosk Substation | 0.4 | --> | 0.4 | 0 | 0 | Constrained, otherwise capacity available =247 kVA | --> | 0.38 | 0 | 0.061 | 0 | 0 | Constrained, otherwise capacity available =317 kW | --> | C17 ex KILMALLOCK | Kilmallock [T41,T42] | CHARLEVILLE |  | 52.3991 | -8.5757
156413Z | MV/LV Substation DO***413Z |  | 20 kV | _ | LV | 100 kVA :Pole Substation | 0.1 | --> | 0.1 | 0.1 | 2.47 |  | --> | 0.095 | 0 | 0 | 0 | 0 | Constrained, otherwise capacity available =95 kW | --> | E19 ex TELAYDON | Telaydon [T42,T421] | LISDRUM |  | 54.3075 | -6.9985
065068Z | MV/LV Substation BR***068Z |  | 10 kV | _ | LV | 630 kVA :Building Structure | 0.63 | --> | 0.63 | 0 | 0 | Constrained, otherwise capacity available =511 kVA | --> | 0.598 | 0 | 0.004 | 0 | 0 | Constrained, otherwise capacity available =579 kW | --> | C16 ex BALBRIGGAN | Balbriggan [T42] | GLASMORE |  | 53.6092 | -6.1828
043100 | MV/LV Substation CL***100 |  | 10 kV | _ | LV | 50 kVA :Pole Substation | 0.05 | --> | 0.05 | 0.043 | 0.43 |  | --> | 0.048 | 0 | 0 | 0 | 0 | Constrained, otherwise capacity available =46 kW | --> | C14 ex SWINFORD | Swinford [T41,T42] | CASTLEBAR |  | 53.9835 | -8.8767
081091Z | MV/LV Substation GR***091Z |  | 10 kV | _ | LV | 200 kVA :Kiosk Substation | 0.2 | --> | 0.2 | 0 | 0 | Constrained, otherwise capacity available =190 kVA | --> | 0.19 | 0 | 0 | 0.189 | 0 |  | --> | C17 ex BALGADDY | Balgaddy [T41,T42] | GRANGE CASTLE |  | 53.3276 | -6.431
161566X | MV/LV Substation UG***566X |  | 20 kV | _ | LV | 50 kVA :Pole Substation | 0.05 | --> | 0.05 | 0.044 | 11.03 |  | --> | 0.048 | 0 | 0.004 | 0.044 | 0 |  | --> | C27 ex SALTHILL | Salthill [T101,T102] | SALTHILL |  | 53.326 | -9.1725
066200Z | MV/LV Substation IM***200Z |  | 10 kV | _ | LV | 200 kVA :Building Structure | 0.2 | --> | 0.2 | 0 | 0 | Constrained, otherwise capacity available =158 kVA | --> | 0.19 | 0 | 0 | 0.184 | 0 |  | --> | C13 ex COLLINSTOWN | Collinstown [T41,T42] | GRANGE (DR) |  | 53.4266 | -6.2357
196857 | MV/LV Substation BA***857 |  | 20 kV | _ | LV | 50 kVA :Pole Substation | 0.05 | --> | 0.05 | 0.005 | 1.34 |  | --> | 0.048 | 0 | 0 | 0 | 0 | Constrained, otherwise capacity available =41 kW | --> | E23 ex ATHBOY | Athboy [T423] | NAVAN |  | 53.53 | -6.9603
288363 | MV/LV Substation SA***363 |  | 10 kV | _ | LV | 400 kVA :Kiosk Substation | 0.4 | --> | 0.4 | 0 | 0 | Constrained, otherwise capacity available =256 kVA | --> | 0.38 | 0 | 0.064 | 0.312 | 0 |  | --> | C12 ex SANDYFORD | Sandyford [T41,T42] | CARRICKMINES |  | 53.2675 | -6.2269
039687X | MV/LV Substation RO***687X |  | 10 kV | _ | LV | 200 kVA :Kiosk Substation | 0.2 | --> | 0.2 | 0 | 0 | Constrained, otherwise capacity available =119 kVA | --> | 0.19 | 0 | 0.019 | 0 | 0 | Constrained, otherwise capacity available =165 kW | --> | C12 ex ORANMORE | Oranmore [T41,T44] | GALWAY 110KV |  | 53.2788 | -8.9686
204475 | MV/LV Substation TU***475 |  | 20 kV | _ | LV | 50 kVA :Pole Substation | 0.05 | --> | 0.05 | 0 | 0 | Constrained, otherwise capacity available =46 kVA | --> | 0.048 | 0 | 0 | 0 | 0 | Constrained, otherwise capacity available =47 kW | --> | E17 ex BUNCRANA | Buncrana [T421,T422] | TRILLICK |  | 55.0983 | -7.2283
180006Y | MV/LV Substation BE***006Y |  | 10 kV | _ | LV | 100 kVA :Pole Substation | 0.1 | --> | 0.1 | 0.066 | 1.4 |  | --> | 0.095 | 0 | 0.023 | 0 | 0 | Constrained, otherwise capacity available =73 kW | --> | C23 ex KELLS | Kells [T41,T42] | NAVAN |  | 53.7182 | -6.8722
0504379 | MV/LV Substation PA***4379 |  | 20 kV | _ | LV | 400 kVA :Kiosk Substation | 0.4 | --> | 0.4 | 0 | 0 | Constrained, otherwise capacity available =359 kVA | --> | 0.38 | 0 | 0 | 0 | 0 | Constrained, otherwise capacity available =374 kW | --> | C22 ex ATHLONE | Athlone [T41,T42] | ATHLONE |  | 53.4294 | -7.9996
067769Y | MV/LV Substation CL***769Y |  | 20 kV | _ | LV | 50 kVA :Pole Substation | 0.05 | --> | 0.05 | 0 | 0 | Constrained, otherwise capacity available =50 kVA | --> | 0.048 | 0 | 0 | 0 | 0 | Constrained, otherwise capacity available =48 kW | --> | E18 ex CRATLOE | Cratloe [T421,T422] | ARDNACRUSHA |  | 52.7168 | -8.8108
118053Y | MV/LV Substation CH***053Y |  | 10 kV | _ | LV | 400 kVA :Kiosk Substation | 0.4 | --> | 0.4 | 0.328 | 2 |  | --> | 0.38 | 0 | 0 | 0 | 0 | Constrained, otherwise capacity available =370 kW | --> | C12 ex BALLINASLOE | Ballinasloe [T41,T42] | SOMERSET |  | 53.3278 | -8.2192
252408 | MV/LV Substation BA***408 |  | 10 kV | _ | LV | 200 kVA :Pole Substation | 0.2 | --> | 0.2 | 0.163 | 2.76 |  | --> | 0.19 | 0 | 0.15 | 0.074 | 0 |  | --> | C19 ex RECESS | Recess [T41] | SCREEB |  | 53.4606 | -9.8632
0934344 | MV/LV Substation LO***4344 |  | 10 kV | _ | LV | 400 kVA :Kiosk Substation | 0.4 | --> | 0.4 | 0 | 0 | Constrained, otherwise capacity available =400 kVA | --> | 0.38 | 0 | 0 | 0.38 | 0 |  | --> | C14 ex SANTRY | Santry [T41,T42] | FINGLAS |  | 53.3922 | -6.2351
068193X | MV/LV Substation GR***193X |  | 10 kV | _ | LV | 1000 kVA :Building Structure | 1 | --> | 1 | 0.5 | 9.28 |  | --> | 0.95 | 0 | 0 | 0.5 | 0 |  | --> | C02 ex PEMBROKE | Pembroke [T41,T42,T43,T44] | RINGSEND |  | 53.3394 | -6.238
054060 | MV/LV Substation CO***060 |  | 10 kV | _ | LV | 100 kVA :Pole Substation | 0.1 | --> | 0.1 | 0 | 0 | Constrained, otherwise capacity available =22 kVA | --> | 0.095 | 0 | 0.013 | 0 | 0 | Constrained, otherwise capacity available =74 kW | --> | C18 ex MOUNTRATH | Mountrath [T41,T42] | PORTLAOISE |  | 52.9998 | -7.4752
054201X | MV/LV Substation LA***201X |  | 10 kV | _ | LV | 100 kVA :Pole Substation | 0.1 | --> | 0.1 | 0 | 0 | Constrained, otherwise capacity available =47 kVA | --> | 0.095 | 0 | 0.004 | 0 | 0 | Constrained, otherwise capacity available =84 kW | --> | C15 ex PALLAS | Pallas [T41,T42] | PORTLAOISE |  | 53.0426 | -7.3075
054926 | MV/LV Substation AT***926 |  | 10 kV | _ | LV | 200 kVA :Kiosk Substation | 0.2 | --> | 0.2 | 0 | 0 | Constrained, otherwise capacity available =134 kVA | --> | 0.19 | 0 | 0 | 0 | 0 | Constrained, otherwise capacity available =181 kW | --> | C26 ex PORTLAOISE | Portlaoise [T41,T42] | PORTLAOISE |  | 53.0284 | -7.3135
118360Y | MV/LV Substation BA***360Y |  | 10 kV | _ | LV | 200 kVA :Kiosk Substation | 0.2 | --> | 0.2 | 0.19 | 2 |  | --> | 0.19 | 0 | 0 | 0 | 0 | Constrained, otherwise capacity available =189 kW | --> | C12 ex BALLINASLOE | Ballinasloe [T41,T42] | SOMERSET |  | 53.3269 | -8.2313
154292Z | MV/LV Substation WO***292Z |  | 10 kV | _ | LV | 400 kVA :Kiosk Substation | 0.4 | --> | 0.4 | 0 | 0 | Constrained, otherwise capacity available =340 kVA | --> | 0.38 | 0 | 0 | 0 | 0 | Constrained, otherwise capacity available =372 kW | --> | C11 ex COOLMINE | Coolmine [T41,T42] | FINGLAS |  | 53.3764 | -6.4034
142764 | MV/LV Substation LI***764 |  | 10 kV | _ | LV | 50 kVA :Pole Substation | 0.05 | --> | 0.05 | 0 | 0 | Constrained, otherwise capacity available =27 kVA | --> | 0.048 | 0 | 0.012 | 0 | 0 | Constrained, otherwise capacity available =35 kW | --> | C11 ex ATHENRY | Athenry [T41,T42] | GALWAY 110KV |  | 53.293 | -8.8429
3654089 | MV/LV Substation CI***4089 |  | 10 kV | _ | LV | 400 kVA :Kiosk Substation | 0.4 | --> | 0.4 | 0 | 0 | Constrained, otherwise capacity available =203 kVA | --> | 0.38 | 0 | 0.104 | 0.275 | 0 |  | --> | C26 ex CITYWEST | Citywest [T101,T102] | INCHICORE 220KV |  | 53.2876 | -6.4183
0664067 | MV/LV Substation MC***4067 |  | 10 kV | _ | LV | 200 kVA :Kiosk Substation | 0.2 | --> | 0.2 | 0 | 0 | Constrained, otherwise capacity available =134 kVA | --> | 0.19 | 0 | 0 | 0.181 | 0 |  | --> | C20 ex MOUNTGORRY | Mountgorry [T41,T42] | GRANGE (DR) |  | 53.4464 | -6.2227
037081 | MV/LV Substation FA***081 |  | 10 kV | _ | LV | 400 kVA :Building Structure | 0.4 | --> | 0.4 | 0.207 | 13.05 |  | --> | 0.38 | 0 | 0.01 | 0.345 | 0 |  | --> | C17 ex ENNIS | Ennis [T101,T102] | ENNIS |  | 52.8433 | -8.986
017131 | MV/LV Substation UN***131 |  | 10 kV | _ | LV | 400 kVA :Building Structure | 0.4 | --> | 0.4 | 0.381 | 1.58 |  | --> | 0.38 | 0 | 0 | 0 | 0 | Constrained, otherwise capacity available =378 kW | --> | C12 ex FOYNES | Foynes [T41,T42] | RATHKEALE |  | 52.6124 | -9.0992
207588 | MV/LV Substation VI***588 |  | 10 kV | _ | LV | 200 kVA :Pole Substation | 0.2 | --> | 0.2 | 0.136 | 3.38 |  | --> | 0.19 | 0 | 0.005 | 0 | 0 | Constrained, otherwise capacity available =177 kW | --> | C19 ex GLENGOOLE | Glengoole [T41] | THURLES |  | 52.5868 | -7.5405
011978 | MV/LV Substation CL***978 |  | 10 kV | _ | LV | 200 kVA :Pole Substation | 0.2 | --> | 0.2 | 0.037 | 0.04 | Constrained, otherwise capacity available =198 kVA | --> | 0.19 | 0 | 0 | 0 | 0 | Constrained, otherwise capacity available =190 kW | --> | C11 ex CALLAN | Callan [T41,T42] | KILKENNY |  | 52.6111 | -7.3797
281108Y | MV/LV Substation VE***108Y |  | 10 kV | _ | LV | 50 kVA :Pole Substation | 0.05 | --> | 0.05 | 0.05 | 5.49 |  | --> | 0.048 | 0 | 0 | 0.048 | 0 |  | --> | C18 ex TRABEG | Trabeg [T101,T102] | TRABEG |  | 51.8721 | -8.4574
014653Z | MV/LV Substation CL***653Z |  | 10 kV | _ | LV | 200 kVA :Pole Substation | 0.2 | --> | 0.2 | 0 | 0 | Constrained, otherwise capacity available =134 kVA | --> | 0.19 | 0 | 0.032 | 0 | 0 | Constrained, otherwise capacity available =157 kW | --> | C20 ex KILDARE | Kildare [T41,T42] | NEWBRIDGE |  | 53.167 | -6.9023
030349 | MV/LV Substation GL***349 |  | 20 kV | _ | LV | 50 kVA :Pole Substation | 0.05 | --> | 0.05 | 0 | 0 | Constrained, otherwise capacity available =41 kVA | --> | 0.048 | 0 | 0.005 | 0 | 0 | Constrained, otherwise capacity available =43 kW | --> | C13 ex CLOYNE | Cloyne [T41] | MIDLETON |  | 51.8879 | -7.8921
058413Y | MV/LV Substation CA***413Y |  | 10 kV | _ | LV | 200 kVA :Kiosk Substation | 0.2 | --> | 0.2 | 0 | 0 | Constrained, otherwise capacity available =142 kVA | --> | 0.19 | 0 | 0.005 | 0 | 0 | Constrained, otherwise capacity available =178 kW | --> | C12 ex KYLEERAGH | Kyleeragh [T41,T42] | NENAGH |  | 52.8688 | -8.2207
152033 | MV/LV Substation AB***033 |  | 10 kV | _ | LV | 50 kVA :Pole Substation | 0.05 | --> | 0.05 | 0 | 0 | Constrained, otherwise capacity available =48 kVA | --> | 0.048 | 0 | 0 | 0 | 0 | Constrained, otherwise capacity available =47 kW | --> | C12 ex CAPPAMORE | Cappamore [T41,T42] | ARDNACRUSHA |  | 52.6591 | -8.3914
0644057 | MV/LV Substation BO***4057 |  | 10 kV | _ | LV | 400 kVA :Kiosk Substation | 0.4 | --> | 0.4 | 0 | 0 | Constrained, otherwise capacity available =362 kVA | --> | 0.38 | 0 | 0.004 | 0 | 0 | Constrained, otherwise capacity available =372 kW | --> | C12 ex DRYBRIDGE | Drybridge [T41,T42] | DRYBRIDGE |  | 53.721 | -6.3713
0084119 | MV/LV Substation BA***4119 |  | 10 kV | _ | LV | 50 kVA :Pole Substation | 0.05 | --> | 0.05 | 0 | 0 | Constrained, otherwise capacity available =50 kVA | --> | 0.048 | 0 | 0 | 0 | 0 | Constrained, otherwise capacity available =48 kW | --> | E15 ex CLONROCHE | Clonroche [T421,T422] | WEXFORD |  | 52.4498 | -6.8549
068154 | MV/LV Substation BA***154 |  | 10 kV | _ | LV | 630 kVA :Building Structure | 0.63 | --> | 0.63 | 0 | 0 | Constrained, otherwise capacity available =231 kVA | --> | 0.598 | 0 | 0.066 | 0.493 | 0 |  | --> | C17 ex WHITEHALL | Whitehall [T41] | FINGLAS |  | 53.3814 | -6.2772
002480 | MV/LV Substation HO***480 |  | 10 kV | _ | LV | 100 kVA :Pole Substation | 0.1 | --> | 0.1 | 0.039 | 2.36 |  | --> | 0.095 | 0 | 0 | 0.086 | 0 |  | --> | C16 ex BRAY | Bray [T41,T42] | FASSAROE |  | 53.1792 | -6.1378
074309X | MV/LV Substation LA***309X |  | 10 kV | _ | LV | 630 kVA :Kiosk Substation | 0.63 | --> | 0.63 | 0 | 0 | Constrained, otherwise capacity available =426 kVA | --> | 0.598 | 0 | 0 | 0 | 0 | Constrained, otherwise capacity available =570 kW | --> | C13 ex CARRICK ON SHANNON | Carrick On Shannon [T41,T42] | CARRICK ON SHANNON |  | 53.9442 | -8.0935
014877Z | MV/LV Substation PR***877Z |  | 10 kV | _ | LV | 400 kVA :Kiosk Substation | 0.4 | --> | 0.4 | 0 | 0 | Constrained, otherwise capacity available =324 kVA | --> | 0.38 | 0 | 0.012 | 0 | 0 | Constrained, otherwise capacity available =361 kW | --> | C19 ex KILDARE | Kildare [T41,T42] | NEWBRIDGE |  | 53.2196 | -7.006
288119 | MV/LV Substation QU***119 |  | 10 kV | _ | LV | 50 kVA :Pole Substation | 0.05 | --> | 0.05 | 0.008 | 0.04 |  | --> | 0.048 | 0 | 0.001 | 0.041 | 0 |  | --> | C21 ex LITTLE BRAY | Little Bray [T41,T42] | FASSAROE |  | 53.2233 | -6.141
120184Y | MV/LV Substation BR***184Y |  | 20 kV | _ | LV | 50 kVA :Pole Substation | 0.05 | --> | 0.05 | 0.027 | 3.5 |  | --> | 0.048 | 0 | 0.017 | 0 | 0 | Constrained, otherwise capacity available =32 kW | --> | E11 ex DUNFIRTH | Dunfirth [T122] | DUNFIRTH |  | 53.4016 | -6.8523
365226X | MV/LV Substation DO***226X |  | 10 kV | _ | LV | 200 kVA :Kiosk Substation | 0.2 | --> | 0.2 | 0 | 0 | Constrained, otherwise capacity available =145 kVA | --> | 0.19 | 0 | 0 | 0.182 | 0 |  | --> | C18 ex WHITESTOWN | Whitestown [T41,T42] | COOKSTOWN |  | 53.2748 | -6.3829
067294Y | MV/LV Substation OA***294Y |  | 10 kV | _ | LV | 400 kVA :Kiosk Substation | 0.4 | --> | 0.4 | 0 | 0 | Constrained, otherwise capacity available =295 kVA | --> | 0.38 | 0 | 0.06 | 0 | 0 | Constrained, otherwise capacity available =321 kW | --> | C13 ex DOCK ROAD | Dock Road [T41,T42] | LIMERICK |  | 52.6334 | -8.6682
139691 | MV/LV Substation CR***691 |  | 20 kV | _ | LV | 50 kVA :Pole Substation | 0.05 | --> | 0.05 | 0.048 | 2.68 |  | --> | 0.048 | 0 | 0 | 0 | 0 | Constrained, otherwise capacity available =47 kW | --> | E12 ex OLDCASTLE | Oldcastle [T41,T422] | MULLINGAR |  | 53.7505 | -7.1769
084579 | MV/LV Substation AF***579 |  | 20 kV | _ | LV | 200 kVA :Pole Substation | 0.2 | --> | 0.2 | 0 | 0 | Constrained, otherwise capacity available =165 kVA | --> | 0.19 | 0 | 0 | 0 | 0 | Constrained, otherwise capacity available =185 kW | --> | E11 ex KILCOLGAN | Kilcolgan [T42,T421] | GALWAY 110KV |  | 53.1749 | -8.9026
003147 | MV/LV Substation KE***147 |  | 10 kV | _ | LV | 100 kVA :Pole Substation | 0.1 | --> | 0.1 | 0.087 | 11.58 |  | --> | 0.095 | 0 | 0 | 0 | 0 | Constrained, otherwise capacity available =93 kW | --> | C18 ex BALLYBEG | Ballybeg [T101,T102] | CARRICKMINES |  | 52.9653 | -6.1502
244486X | MV/LV Substation SU***486X |  | 20 kV | _ | LV | 100 kVA :Pole Substation | 0.1 | --> | 0.1 | 0 | 0 | Constrained, otherwise capacity available =84 kVA | --> | 0.095 | 0 | 0.005 | 0 | 0 | Constrained, otherwise capacity available =89 kW | --> | E16 ex MILLTOWN (SR) | Milltown (sr) [T421,T422] | OUGHTRAGH |  | 52.1096 | -9.7934
1514162 | MV/LV Substation AR***4162 |  | 20 kV | _ | LV | 50 kVA :Pole Substation | 0.05 | --> | 0.05 | 0 | 0 | Constrained, otherwise capacity available =50 kVA | --> | 0.048 | 0 | 0 | 0.048 | 0 |  | --> | E17 ex BRUFF | Bruff [T42,T421] | LIMERICK |  | 52.5005 | -8.5416
152421X | MV/LV Substation AS***421X |  | 10 kV | _ | LV | 100 kVA :Pole Substation | 0.1 | --> | 0.1 | 0 | 0 | Constrained, otherwise capacity available =98 kVA | --> | 0.095 | 0 | 0 | 0 | 0 | Constrained, otherwise capacity available =95 kW | --> | C12 ex CAPPAMORE | Cappamore [T41,T42] | ARDNACRUSHA |  | 52.6822 | -8.4117
021684 | MV/LV Substation LA***684 |  | 10 kV | _ | LV | 100 kVA :Pole Substation | 0.1 | --> | 0.1 | 0 | 0 | Constrained, otherwise capacity available =65 kVA | --> | 0.095 | 0 | 0 | 0.09 | 0 |  | --> | C12 ex RIVERSTOWN | Riverstown [T41,T42] | KILBARRY |  | 51.9259 | -8.4089
176998X | MV/LV Substation BM***998X |  | 20 kV | _ | LV | 400 kVA :Kiosk Substation | 0.4 | --> | 0.4 | 0.287 | 18.78 |  | --> | 0.38 | 0 | 0.03 | 0.342 | 0 |  | --> | E14 ex HARTNETTS CROSS | Hartnetts Cross [T121,T422] | MACROOM |  | 51.936 | -9.1466
041760 | MV/LV Substation BR***760 |  | 20 kV | _ | LV | 50 kVA :Pole Substation | 0.05 | --> | 0.05 | 0 | 0 | Constrained, otherwise capacity available =45 kVA | --> | 0.048 | 0 | 0 | 0 | 0 | Constrained, otherwise capacity available =47 kW | --> | E17 ex DALTON | Dalton [T421,T422] | DALTON |  | 53.7199 | -8.8834
007524Z | MV/LV Substation FE***524Z |  | 20 kV | _ | LV | 100 kVA :Pole Substation | 0.1 | --> | 0.1 | 0.07 | 0.14 |  | --> | 0.095 | 0 | 0 | 0 | 0 | Constrained, otherwise capacity available =91 kW | --> | C12 ex CARRIGLAWN | Carriglawn [T41,T42] | WEXFORD |  | 52.35 | -6.454
017672X | MV/LV Substation CO***672X |  | 20 kV | _ | LV | 50 kVA :Pole Substation | 0.05 | --> | 0.05 | 0 | 1.98 |  | --> | 0.048 | 0 | 0 | 0 | 0 | Constrained, otherwise capacity available =37 kW | --> | E12 ex RATHKEALE | Rathkeale [T421,T422] | RATHKEALE |  | 52.4749 | -8.8683
244264 | MV/LV Substation BA***264 |  | 20 kV | _ | LV | 100 kVA :Pole Substation | 0.1 | --> | 0.1 | 0 | 0 | Constrained, otherwise capacity available =81 kVA | --> | 0.095 | 0 | 0 | 0 | 0 | Constrained, otherwise capacity available =92 kW | --> | E11 ex MILLTOWN (SR) | Milltown (sr) [T421,T422] | OUGHTRAGH |  | 52.1626 | -9.8454
119037Y | MV/LV Substation DO***037Y |  | 20 kV | _ | LV | 50 kVA :Pole Substation | 0.05 | --> | 0.05 | 0 | 0 | Constrained, otherwise capacity available =49 kVA | --> | 0.048 | 0 | 0 | 0 | 0 | Constrained, otherwise capacity available =47 kW | --> | C18 ex KANTURK | Kanturk [T41,T42] | GLENLARA |  | 52.0802 | -8.8735
093306 | MV/LV Substation VA***306 |  | 10 kV | _ | LV | 630 kVA :Kiosk Substation | 0.63 | --> | 0.63 | 0 | 0 | Constrained, otherwise capacity available =587 kVA | --> | 0.598 | 0 | 0.005 | 0.5 | 0 |  | --> | C12 ex MERVILLE | Merville [T41,T42] | FINGLAS |  | 53.3812 | -6.3058
009127 | MV/LV Substation GR***127 |  | 10 kV | _ | LV | 400 kVA :Kiosk Substation | 0.4 | --> | 0.4 | 0.281 | 0.95 |  | --> | 0.38 | 0 | 0.011 | 0 | 0 | Constrained, otherwise capacity available =355 kW | --> | C13 ex TYCOR | Tycor [T41,T42] | WATERFORD |  | 52.2564 | -7.1251
001572 | MV/LV Substation BR***572 |  | 10 kV | _ | LV | 400 kVA :Kiosk Substation | 0.4 | --> | 0.4 | 0 | 0 | Constrained, otherwise capacity available =312 kVA | --> | 0.38 | 0 | 0.065 | 0.32 | 0 |  | --> | C14 ex LOUGHLINSTOWN | Loughlinstown [T41,T42] | CARRICKMINES |  | 53.2587 | -6.1363
156249Y | MV/LV Substation MO***249Y |  | 10 kV | _ | LV | 400 kVA :Building Structure | 0.4 | --> | 0.4 | 0.378 | 2.47 |  | --> | 0.38 | 0 | 0 | 0 | 0 | Constrained, otherwise capacity available =377 kW | --> | E21 ex TELAYDON | Telaydon [T42,T421] | LISDRUM |  | 54.2478 | -6.9575
063999 | MV/LV Substation RA***999 |  | 10 kV | _ | LV | 100 kVA :Pole Substation | 0.1 | --> | 0.1 | 0 | 0 | Constrained, otherwise capacity available =89 kVA | --> | 0.095 | 0 | 0 | 0 | 0 | Constrained, otherwise capacity available =94 kW | --> | C18 ex BALLYBAILIE | Ballybailie [T41,T42] | DUNDALK |  | 53.9351 | -6.5424
052836X | MV/LV Substation BA***836X |  | 20 kV | _ | LV | 50 kVA :Pole Substation | 0.05 | --> | 0.05 | 0.042 | 10.9 |  | --> | 0.048 | 0 | 0 | 0.046 | 0 |  | --> | C24 ex MULLINGAR | Mullingar [T101,T102] | MULLINGAR |  | 53.6151 | -7.4528
209392X | MV/LV Substation CO***392X |  | 10 kV | _ | LV | 400 kVA :Kiosk Substation | 0.4 | --> | 0.4 | 0 | 0 | Constrained, otherwise capacity available =325 kVA | --> | 0.38 | 0 | 0 | 0 | 0 | Constrained, otherwise capacity available =370 kW | --> | C19 ex MILFORD (NR) | Milford (nr) [T41,T42] | LETTERKENNY |  | 55.0396 | -7.6548
281542Z | MV/LV Substation TE***542Z |  | 10 kV | _ | LV | 630 kVA :Kiosk Substation | 0.63 | --> | 0.63 | 0 | 0 | Constrained, otherwise capacity available =483 kVA | --> | 0.598 | 0 | 0 | 0.5 | 0 |  | --> | C15 ex BISHOPSTOWN | Bishopstown [T41,T42] | KILBARRY |  | 51.8911 | -8.5376
157082X | MV/LV Substation CO***082X |  | 20 kV | _ | LV | 50 kVA :Pole Substation | 0.05 | --> | 0.05 | 0.042 | 1.55 |  | --> | 0.048 | 0 | 0 | 0 | 0 | Constrained, otherwise capacity available =46 kW | --> | E17 ex CARRIGALLEN | Carrigallen [T421] | CARRICK ON SHANNON |  | 53.9397 | -7.7095
158720X | MV/LV Substation FL***720X |  | 10 kV | _ | LV | 50 kVA :Pole Substation | 0.05 | --> | 0.05 | 0.025 | 0.83 |  | --> | 0.048 | 0 | 0 | 0 | 0 | Constrained, otherwise capacity available =44 kW | --> | C18 ex MILLTOWN MALBAY | Milltown Malbay [T42] | TULLABRACK |  | 52.8629 | -9.3937
249784 | MV/LV Substation WH***784 |  | 10 kV | _ | LV | 50 kVA :Pole Substation | 0.05 | --> | 0.05 | 0 | 0 | Constrained, otherwise capacity available =42 kVA | --> | 0.048 | 0 | 0 | 0 | 0 | Constrained, otherwise capacity available =46 kW | --> | C15 ex KILCLOHER | Kilcloher [T41,T42] | DUNGARVAN |  | 52.1109 | -7.7531
068822 | MV/LV Substation ED***822 |  | 10 kV | _ | LV | 400 kVA :Building Structure | 0.4 | --> | 0.4 | 0.396 | 4.6 |  | --> | 0.38 | 0 | 0 | 0.379 | 0 |  | --> | C18 ex KINGSBRIDGE | Kingsbridge [T41,T42] | INCHICORE 220KV |  | 53.3481 | -6.3004
065164Z | MV/LV Substation CA***164Z |  | 10 kV | _ | LV | 400 kVA :Kiosk Substation | 0.4 | --> | 0.4 | 0 | 0 | Constrained, otherwise capacity available =324 kVA | --> | 0.38 | 0 | 0.014 | 0.359 | 0 |  | --> | C21 ex STEPHENSTOWN | Stephenstown [T101,T102] | FINGLAS |  | 53.6189 | -6.193
136427Y | MV/LV Substation CA***427Y |  | 10 kV | _ | LV | 50 kVA :Pole Substation | 0.05 | --> | 0.05 | 0 | 0 | Constrained, otherwise capacity available =50 kVA | --> | 0.048 | 0 | 0 | 0 | 0 | Constrained, otherwise capacity available =48 kW | --> | C12 ex ROSCOMMON | Roscommon [T41,T42] | LANESBORO |  | 53.6351 | -8.1942
158776X | MV/LV Substation CA***776X |  | 20 kV | _ | LV | 200 kVA :Pole Substation | 0.2 | --> | 0.2 | 0 | 0 | Constrained, otherwise capacity available =169 kVA | --> | 0.19 | 0 | 0 | 0 | 0 | Constrained, otherwise capacity available =186 kW | --> | C22 ex ENNISTYMON | Ennistymon [T41,T42] | ENNIS |  | 52.9952 | -9.3065
037048Y | MV/LV Substation CO***048Y |  | 10 kV | _ | LV | 400 kVA :Building Structure | 0.4 | --> | 0.4 | 0 | 0 | Constrained, otherwise capacity available =373 kVA | --> | 0.38 | 0 | 0 | 0 | 0 | Constrained, otherwise capacity available =376 kW | --> | C16 ex CAHIRCALLA | Cahircalla [T41,T42] | ENNIS |  | 52.842 | -8.987
281909Z | MV/LV Substation OS***909Z |  | 10 kV | _ | LV | 630 kVA :Building Structure | 0.63 | --> | 0.63 | 0 | 0 | Constrained, otherwise capacity available =626 kVA | --> | 0.598 | 0 | 0.05 | 0 | 0 | Constrained, otherwise capacity available =561 kW | --> | C17 ex TOGHER | Togher [T41,T42] | TRABEG |  | 51.8763 | -8.4821
015954Z | MV/LV Substation CR***954Z |  | 10 kV | _ | LV | 400 kVA :Kiosk Substation | 0.4 | --> | 0.4 | 0 | 0 | Constrained, otherwise capacity available =336 kVA | --> | 0.38 | 0 | 0 | 0 | 0 | Constrained, otherwise capacity available =371 kW | --> | C11 ex NAAS | Naas [T41,T42] | KILTEEL |  | 53.2077 | -6.6594
021551X | MV/LV Substation MO***551X |  | 20 kV | _ | LV | 100 kVA :Pole Substation | 0.1 | --> | 0.1 | 0 | 0 | Constrained, otherwise capacity available =72 kVA | --> | 0.095 | 0 | 0.011 | 0 | 0 | Constrained, otherwise capacity available =83 kW | --> | E16 ex CURRALEIGH | Curraleigh [T421,T422] | KILBARRY |  | 51.9249 | -8.7443
067907Y | MV/LV Substation SA***907Y |  | 10 kV | _ | LV | 400 kVA :Kiosk Substation | 0.4 | --> | 0.4 | 0 | 0 | Constrained, otherwise capacity available =390 kVA | --> | 0.38 | 0 | 0 | 0.379 | 0 |  | --> | C18 ex BALLINACURRA | Ballinacurra [T41,T42] | LIMERICK |  | 52.6541 | -8.6263
069029 | MV/LV Substation ST***029 |  | 10 kV | _ | LV | 630 kVA :Building Structure | 0.63 | --> | 0.63 | 0.16 | 9.28 |  | --> | 0.598 | 0 | 0.002 | 0.5 | 0 |  | --> | C04 ex PEMBROKE | Pembroke [T41,T42,T43,T44] | RINGSEND |  | 53.3336 | -6.2423
025604 | MV/LV Substation BA***604 |  | 20 kV | _ | LV | 50 kVA :Pole Substation | 0.05 | --> | 0.05 | 0.05 | 2.96 |  | --> | 0.048 | 0 | 0 | 0 | 0 | Constrained, otherwise capacity available =48 kW | --> | E11 ex CHARLEVILLE | Charleville [T421,T422] | CHARLEVILLE |  | 52.4262 | -8.6962
0524835 | MV/LV Substation AR***4835 |  | 10 kV | _ | LV | 630 kVA :Kiosk Substation | 0.63 | --> | 0.63 | 0 | 0 | Constrained, otherwise capacity available =630 kVA | --> | 0.598 | 0 | 0 | 0 | 0 | Constrained, otherwise capacity available =598 kW | --> | C17 ex BALLINDERRY | Ballinderry [T41,T422] | MULLINGAR |  | 53.5258 | -7.323
0664100 | MV/LV Substation RO***4100 |  | 10 kV | _ | LV | 400 kVA :Kiosk Substation | 0.4 | --> | 0.4 | 0 | 0 | Constrained, otherwise capacity available =278 kVA | --> | 0.38 | 0 | 0.133 | 0 | 0 | Constrained, otherwise capacity available =264 kW | --> | C16 ex MALAHIDE | Malahide [T41,T42] | GLASMORE |  | 53.4435 | -6.1357
039098 | MV/LV Substation CO***098 |  | 10 kV | _ | LV | 1000 kVA :Building Structure | 1 | --> | 1 | 0.5 | 3.45 |  | --> | 0.95 | 0 | 0.01 | 0.5 | 0 |  | --> | C18 ex TRIMMS LANE | Trimms Lane [T41,T42] | SALTHILL |  | 53.2712 | -9.0615
021605Z | MV/LV Substation GU***605Z |  | 10 kV | _ | LV | 630 kVA :Kiosk Substation | 0.63 | --> | 0.63 | 0 | 0 | Constrained, otherwise capacity available =616 kVA | --> | 0.598 | 0 | 0 | 0.5 | 0 |  | --> | C19 ex FAIRHILL | Fairhill [T42] | KILBARRY |  | 51.9047 | -8.4887
154412 | MV/LV Substation HA***412 |  | 10 kV | _ | LV | 400 kVA :Kiosk Substation | 0.4 | --> | 0.4 | 0 | 0 | Constrained, otherwise capacity available =231 kVA | --> | 0.38 | 0 | 0.067 | 0 | 0 | Constrained, otherwise capacity available =306 kW | --> | C15 ex COOLMINE | Coolmine [T41,T42] | FINGLAS |  | 53.3897 | -6.4169
0814255 | MV/LV Substation CA***4255 |  | 10 kV | _ | LV | 400 kVA :Kiosk Substation | 0.4 | --> | 0.4 | 0 | 0 | Constrained, otherwise capacity available =366 kVA | --> | 0.38 | 0 | 0 | 0.375 | 0 |  | --> | C35 ex SEMPERIT | Semperit [T41,T42,T43] | GRANGE CASTLE |  | 53.3314 | -6.3457
196089X | MV/LV Substation CE***089X |  | 10 kV | _ | LV | 200 kVA :Pole Substation | 0.2 | --> | 0.2 | 0 | 0 | Constrained, otherwise capacity available =163 kVA | --> | 0.19 | 0 | 0 | 0 | 0 | Constrained, otherwise capacity available =185 kW | --> | C18 ex ATHBOY | Athboy [T42] | NAVAN |  | 53.6226 | -6.9211
0624219 | MV/LV Substation FL***4219 |  | 10 kV | _ | LV | 630 kVA :Building Structure | 0.63 | --> | 0.63 | 0.5 | 0.72 |  | --> | 0.598 | 0 | 0 | 0 | 0 | Constrained, otherwise capacity available =598 kW | --> | C15 ex COES ROAD | Coes Road [T41,T42] | DUNDALK |  | 53.9975 | -6.3814
081604Y | MV/LV Substation BR***604Y |  | 10 kV | _ | LV | 200 kVA :Kiosk Substation | 0.2 | --> | 0.2 | 0 | 0 | Constrained, otherwise capacity available =142 kVA | --> | 0.19 | 0 | 0.01 | 0 | 0 | Constrained, otherwise capacity available =175 kW | --> | C20 ex MONEYCOOLEY | Moneycooley [T41,T42,T44] | GRIFFINRATH |  | 53.3709 | -6.5986
021681Z | MV/LV Substation BL***681Z |  | 10 kV | _ | LV | 1000 kVA :Building Structure | 1 | --> | 1 | 0 | 0 | Constrained, otherwise capacity available =966 kVA | --> | 0.95 | 0 | 0 | 0.5 | 0 |  | --> | C13 ex KILBARRY | Kilbarry [T101,T43] | KILBARRY |  | 51.915 | -8.4706
025218 | MV/LV Substation HA***218 |  | 20 kV | _ | LV | 50 kVA :Pole Substation | 0.05 | --> | 0.05 | 0.022 | 2.96 |  | --> | 0.048 | 0 | 0.024 | 0 | 0 | Constrained, otherwise capacity available =26 kW | --> | E14 ex CHARLEVILLE | Charleville [T421,T422] | CHARLEVILLE |  | 52.351 | -8.6849
243108 | MV/LV Substation AU***108 |  | 20 kV | _ | LV | 200 kVA :Pole Substation | 0.2 | --> | 0.2 | 0 | 0 | Constrained, otherwise capacity available =154 kVA | --> | 0.19 | 0 | 0.01 | 0 | 0 | Constrained, otherwise capacity available =176 kW | --> | E17 ex INCH | Inch [T421,T422] | OUGHTRAGH |  | 52.2351 | -9.9767
281897X | MV/LV Substation KY***897X |  | 10 kV | _ | LV | 1000 kVA :Building Structure | 1 | --> | 1 | 0.5 | 7.88 |  | --> | 0.95 | 0 | 0 | 0.5 | 0 |  | --> | C28 ex LIBERTY STREET | Liberty Street [T101,T102] | LIBERTY STREET |  | 51.9001 | -8.4774
0254004 | MV/LV Substation KN***4004 |  | 10 kV | _ | LV | 50 kVA :Pole Substation | 0.05 | --> | 0.05 | 0.049 | 1.93 |  | --> | 0.048 | 0 | 0 | 0 | 0 | Constrained, otherwise capacity available =47 kW | --> | C17 ex MILFORD (MWR) | Milford (mwr) [T41] | CHARLEVILLE |  | 52.3373 | -8.9186
340161X | MV/LV Substation ED***161X |  | 10 kV | _ | LV | 50 kVA :Pole Substation | 0.05 | --> | 0.05 | 0 | 0 | Constrained, otherwise capacity available =49 kVA | --> | 0.048 | 0 | 0.006 | 0 | 0 | Constrained, otherwise capacity available =43 kW | --> | C18 ex DUNGLOE | Dungloe [T41,T42] | ARDNAGAPPARY |  | 54.9828 | -8.4557
054369X | MV/LV Substation BE***369X |  | 10 kV | _ | LV | 400 kVA :Kiosk Substation | 0.4 | --> | 0.4 | 0 | 0 | Constrained, otherwise capacity available =400 kVA | --> | 0.38 | 0 | 0 | 0 | 0 | Constrained, otherwise capacity available =380 kW | --> | C14 ex PORTLAOISE | Portlaoise [T41,T42] | PORTLAOISE |  | 53.0381 | -7.2818
0114352 | MV/LV Substation PO***4352 |  | 10 kV | _ | LV | 50 kVA :Pole Substation | 0.05 | --> | 0.05 | 0 | 0 | Constrained, otherwise capacity available =44 kVA | --> | 0.048 | 0 | 0 | 0 | 0 | Constrained, otherwise capacity available =47 kW | --> | C24 ex GORESBRIDGE | Goresbridge [T41,T42] | KILKENNY |  | 52.6131 | -7.0087
067095X | MV/LV Substation RI***095X |  | 20 kV | _ | LV | 200 kVA :Kiosk Substation | 0.2 | --> | 0.2 | 0.155 | 6.81 |  | --> | 0.19 | 0 | 0.02 | 0.169 | 0 |  | --> | C06 ex AHANE | Ahane [T102] | AHANE |  | 52.6785 | -8.5088
0504518 | MV/LV Substation AS***4518 |  | 10 kV | _ | LV | 50 kVA :Pole Substation | 0.05 | --> | 0.05 | 0.05 | 7.61 |  | --> | 0.048 | 0 | 0 | 0 | 0 | Constrained, otherwise capacity available =48 kW | --> | C19 ex GARRYCASTLE | Garrycastle [T41,T42] | ATHLONE |  | 53.2977 | -7.9601
052451Z | MV/LV Substation RO***451Z |  | 20 kV | _ | LV | 200 kVA :Pole Substation | 0.2 | --> | 0.2 | 0 | 0 | Constrained, otherwise capacity available =192 kVA | --> | 0.19 | 0 | 0 | 0 | 0 | Constrained, otherwise capacity available =189 kW | --> | E14 ex BALLINDERRY | Ballinderry [T41,T422] | MULLINGAR |  | 53.3938 | -7.2704
233400 | MV/LV Substation CA***400 |  | 10 kV | _ | LV | 50 kVA :Pole Substation | 0.05 | --> | 0.05 | 0 | 0 | Constrained, otherwise capacity available =45 kVA | --> | 0.048 | 0 | 0 | 0 | 0 | Constrained, otherwise capacity available =47 kW | --> | C18 ex CASTLEISLAND | Castleisland [T41,T42] | TRALEE |  | 52.2331 | -9.5031
019390 | MV/LV Substation AS***390 |  | 10 kV | _ | LV | 630 kVA :Kiosk Substation | 0.63 | --> | 0.63 | 0.487 | 1.54 |  | --> | 0.598 | 0 | 0.032 | 0 | 0 | Constrained, otherwise capacity available =555 kW | --> | C17 ex BALLYARD | Ballyard [T41,T42] | TRALEE |  | 52.2613 | -9.6819
011702Z | MV/LV Substation GO***702Z |  | 10 kV | _ | LV | 200 kVA :Pole Substation | 0.2 | --> | 0.2 | 0 | 0 | Constrained, otherwise capacity available =137 kVA | --> | 0.19 | 0 | 0.014 | 0 | 0 | Constrained, otherwise capacity available =171 kW | --> | C24 ex GORESBRIDGE | Goresbridge [T41,T42] | KILKENNY |  | 52.6322 | -7.0629
165576X | MV/LV Substation GA***576X |  | 20 kV | _ | LV | 100 kVA :Pole Substation | 0.1 | --> | 0.1 | 0 | 0 | Constrained, otherwise capacity available =100 kVA | --> | 0.095 | 0 | 0 | 0 | 0 | Constrained, otherwise capacity available =95 kW | --> | C13 ex CLONAKILTY | Clonakilty [T41,T42] | DUNMANWAY |  | 51.6332 | -8.8574
093125Z | MV/LV Substation BA***125Z |  | 10 kV | _ | LV | 400 kVA :Kiosk Substation | 0.4 | --> | 0.4 | 0 | 0 | Constrained, otherwise capacity available =351 kVA | --> | 0.38 | 0 | 0 | 0.373 | 0 |  | --> | C20 ex POPPINTREE | Poppintree [T101,T102] | FINGLAS |  | 53.3982 | -6.2741
081463X | MV/LV Substation HE***463X |  | 10 kV | _ | LV | 400 kVA :Kiosk Substation | 0.4 | --> | 0.4 | 0 | 0 | Constrained, otherwise capacity available =277 kVA | --> | 0.38 | 0 | 0.014 | 0.352 | 0 |  | --> | C13 ex LIFFEY VALLEY | Liffey Valley [T41,T42] | INCHICORE 220KV |  | 53.3576 | -6.4176
340695 | MV/LV Substation SC***695 |  | 10 kV | _ | LV | 630 kVA :Kiosk Substation | 0.63 | --> | 0.63 | 0 | 0 | Constrained, otherwise capacity available =579 kVA | --> | 0.598 | 0 | 0 | 0 | 0 | Constrained, otherwise capacity available =592 kW | --> | C16 ex DUNGLOE | Dungloe [T41,T42] | ARDNAGAPPARY |  | 54.98 | -8.4389
066405 | MV/LV Substation SK***405 |  | 20 kV | _ | LV | 50 kVA :Pole Substation | 0.05 | --> | 0.05 | 0 | 0 | Constrained, otherwise capacity available =47 kVA | --> | 0.048 | 0 | 0 | 0 | 0 | Constrained, otherwise capacity available =47 kW | --> | E18 ex GLASMORE | Glasmore [T421,T422] | GLASMORE |  | 53.4939 | -6.2687
022628X | MV/LV Substation BA***628X |  | 10 kV | _ | LV | 630 kVA :Kiosk Substation | 0.63 | --> | 0.63 | 0.468 | 4.55 |  | --> | 0.598 | 0 | 0.024 | 0 | 0 | Constrained, otherwise capacity available =558 kW | --> | C11 ex MALLOW | Mallow [T41,T42] | MALLOW |  | 52.1292 | -8.6424
039214 | MV/LV Substation SH***214 |  | 10 kV | _ | LV | 1000 kVA :Building Structure | 1 | --> | 1 | 0 | 0 | Constrained, otherwise capacity available =800 kVA | --> | 0.95 | 0 | 0 | 0 | 0 | Constrained, otherwise capacity available =922 kW | --> | C20 ex MONEENAGEISHA | Moneenageisha [T41,T42] | GALWAY 110KV |  | 53.2799 | -9.0475
054279X | MV/LV Substation BR***279X |  | 10 kV | _ | LV | 400 kVA :Kiosk Substation | 0.4 | --> | 0.4 | 0 | 0 | Constrained, otherwise capacity available =290 kVA | --> | 0.38 | 0 | 0.021 | 0 | 0 | Constrained, otherwise capacity available =349 kW | --> | C14 ex PORTLAOISE | Portlaoise [T41,T42] | PORTLAOISE |  | 53.0407 | -7.2803
095014 | MV/LV Substation CI***014 |  | 10 kV | _ | LV | 200 kVA :Kiosk Substation | 0.2 | --> | 0.2 | 0.115 | 1.1 |  | --> | 0.19 | 0 | 0.02 | 0 | 0 | Constrained, otherwise capacity available =163 kW | --> | C16 ex KILKEE | Kilkee [T41] | TULLABRACK |  | 52.6824 | -9.6428
069143 | MV/LV Substation MO***143 |  | 10 kV | _ | LV | 630 kVA :Building Structure | 0.63 | --> | 0.63 | 0.213 | 3 |  | --> | 0.598 | 0 | 0.052 | 0.5 | 0 |  | --> | C32 ex INCHICORE CENTRAL | Inchicore Central [T43,T45] | INCHICORE 220KV |  | 53.3326 | -6.3173
039324X | MV/LV Substation GL***324X |  | 10 kV | _ | LV | 400 kVA :Kiosk Substation | 0.4 | --> | 0.4 | 0 | 0 | Constrained, otherwise capacity available =346 kVA | --> | 0.38 | 0 | 0 | 0 | 0 | Constrained, otherwise capacity available =373 kW | --> | C13 ex MONEENAGEISHA | Moneenageisha [T41,T42] | GALWAY 110KV |  | 53.2818 | -9.0358
204826 | MV/LV Substation W/***826 |  | 20 kV | _ | LV | 50 kVA :Pole Substation | 0.05 | --> | 0.05 | 0 | 0 | Constrained, otherwise capacity available =48 kVA | --> | 0.048 | 0 | 0 | 0 | 0 | Constrained, otherwise capacity available =47 kW | --> | E17 ex BUNCRANA | Buncrana [T421,T422] | TRILLICK |  | 55.1228 | -7.2039
016036Z | MV/LV Substation HA***036Z |  | 10 kV | _ | LV | 400 kVA :Kiosk Substation | 0.4 | --> | 0.4 | 0 | 0 | Constrained, otherwise capacity available =352 kVA | --> | 0.38 | 0 | 0.009 | 0.367 | 0 |  | --> | C23 ex MACETOWN | Macetown [T101,T102] | MACETOWN |  | 53.417 | -6.4702
251018 | MV/LV Substation CA***018 |  | 10 kV | _ | LV | 100 kVA :Pole Substation | 0.1 | --> | 0.1 | 0 | 0 | Constrained, otherwise capacity available =82 kVA | --> | 0.095 | 0 | 0.055 | 0 | 0 | Constrained, otherwise capacity available =52 kW | --> | C28 ex CLAREGALWAY | Claregalway [T42,T421] | GALWAY 110KV |  | 53.3384 | -8.954
0324220 | MV/LV Substation MO***4220 |  | 10 kV | _ | LV | 630 kVA :Kiosk Substation | 0.63 | --> | 0.63 | 0 | 0 | Constrained, otherwise capacity available =535 kVA | --> | 0.598 | 0 | 0.018 | 0 | 0 | Constrained, otherwise capacity available =572 kW | --> | C18 ex TRAMORE | Tramore [T41,T42] | BUTLERSTOWN |  | 52.1707 | -7.1612
154621Z | MV/LV Substation LI***621Z |  | 10 kV | _ | LV | 400 kVA :Kiosk Substation | 0.4 | --> | 0.4 | 0 | 0 | Constrained, otherwise capacity available =317 kVA | --> | 0.38 | 0 | 0 | 0.368 | 0 |  | --> | C18 ex MACETOWN | Macetown [T101,T102] | MACETOWN |  | 53.4104 | -6.4433
064392Z | MV/LV Substation KI***392Z |  | 10 kV | _ | LV | 200 kVA :Kiosk Substation | 0.2 | --> | 0.2 | 0 | 0 | Constrained, otherwise capacity available =162 kVA | --> | 0.19 | 0 | 0 | 0 | 0 | Constrained, otherwise capacity available =185 kW | --> | C17 ex RATHMULLAN | Rathmullan [T41,T42] | DRYBRIDGE |  | 53.7147 | -6.3803
035033Y | MV/LV Substation RO***033Y |  | 10 kV | _ | LV | 100 kVA :Pole Substation | 0.1 | --> | 0.1 | 0.097 | 6.17 |  | --> | 0.095 | 0 | 0 | 0 | 0 | Constrained, otherwise capacity available =95 kW | --> | C24 ex CAHIR | Cahir [T41,T42] | CAHIR |  | 52.4608 | -7.8956
029346Y | MV/LV Substation FO***346Y |  | 10 kV | _ | LV | 630 kVA :Kiosk Substation | 0.63 | --> | 0.63 | 0 | 0 | Constrained, otherwise capacity available =445 kVA | --> | 0.598 | 0 | 0.039 | 0 | 0 | Constrained, otherwise capacity available =544 kW | --> | C12 ex KILLACLOYNE | Killacloyne [T41,T42] | MIDLETON |  | 51.9106 | -8.251
250132X | MV/LV Substation GR***132X |  | 10 kV | _ | LV | 50 kVA :Pole Substation | 0.05 | --> | 0.05 | 0.05 | 1.26 |  | --> | 0.048 | 0 | 0 | 0 | 0 | Constrained, otherwise capacity available =48 kW | --> | C23 ex BALLYCROSSAUN | Ballycrossaun [T421,T422] | SOMERSET |  | 53.1734 | -8.1588
0824015 | MV/LV Substation KI***4015 |  | 20 kV | _ | LV | 50 kVA :Pole Substation | 0.05 | --> | 0.05 | 0 | 0 | Constrained, otherwise capacity available =36 kVA | --> | 0.048 | 0 | 0 | 0 | 0 | Constrained, otherwise capacity available =46 kW | --> | E16 ex ACADEMY STREET | Academy Street [T421,T422,T44] | NAVAN |  | 53.6169 | -6.6729
209596 | MV/LV Substation TH***596 |  | 10 kV | _ | LV | 50 kVA :Pole Substation | 0.05 | --> | 0.05 | 0 | 0 | Constrained, otherwise capacity available =30 kVA | --> | 0.048 | 0 | 0 | 0 | 0 | Constrained, otherwise capacity available =45 kW | --> | C16 ex MILFORD (NR) | Milford (nr) [T41,T42] | LETTERKENNY |  | 55.0444 | -7.8082
288068 | MV/LV Substation ES***068 |  | 10 kV | _ | LV | 400 kVA :Building Structure | 0.4 | --> | 0.4 | 0.309 | 15.18 |  | --> | 0.38 | 0 | 0 | 0.367 | 0 |  | --> | C18 ex CENTRAL PARK | Central Park [T101,T102] | CARRICKMINES |  | 53.2721 | -6.2101
068204X | MV/LV Substation EA***204X |  | 10 kV | _ | LV | 1000 kVA :Building Structure | 1 | --> | 1 | 0.5 | 6.65 |  | --> | 0.95 | 0 | 0 | 0.5 | 0 |  | --> | C21 ex EAST WALL ROAD | East Wall Road [T41,T42] | MCDERMOTT |  | 53.3577 | -6.2259
111804Z | MV/LV Substation AR***804Z |  | 20 kV | _ | LV | 200 kVA :Pole Substation | 0.2 | --> | 0.2 | 0.179 | 0.94 |  | --> | 0.19 | 0 | 0 | 0 | 0 | Constrained, otherwise capacity available =187 kW | --> | E11 ex CASTLETOWNBERE | Castletownbere [T421] | BALLYLICKY |  | 51.7357 | -9.8985
001090X | MV/LV Substation LI***090X |  | 10 kV | _ | LV | 400 kVA :Building Structure | 0.4 | --> | 0.4 | 0.183 | 1.16 |  | --> | 0.38 | 0 | 0.01 | 0.342 | 0 |  | --> | C17 ex MOUNT MERRION | Mount Merrion [T41,T42] | CARRICKMINES |  | 53.2927 | -6.1935
429178X | MV/LV Substation CR***178X |  | 10 kV | _ | LV | 400 kVA :Kiosk Substation | 0.4 | --> | 0.4 | 0.321 | 0.33 |  | --> | 0.38 | 0 | 0.012 | 0 | 0 | Constrained, otherwise capacity available =360 kW | --> | C12 ex ABBEYFEALE | Abbeyfeale [T42] | TRIEN |  | 52.3778 | -9.3028
058041 | MV/LV Substation AB***041 |  | 10 kV | _ | LV | 400 kVA :Building Structure | 0.4 | --> | 0.4 | 0.256 | 3 |  | --> | 0.38 | 0 | 0 | 0 | 0 | Constrained, otherwise capacity available =360 kW | --> | C18 ex NENAGH | Nenagh [T41,T42] | NENAGH |  | 52.8628 | -8.1952
150758 | MV/LV Substation AS***758 |  | 20 kV | _ | LV | 400 kVA :Kiosk Substation | 0.4 | --> | 0.4 | 0.328 | 3.96 |  | --> | 0.38 | 0 | 0.005 | 0 | 0 | Constrained, otherwise capacity available =366 kW | --> | E19 ex STRANORLAR | Stranorlar [T421,T422] | LETTERKENNY |  | 54.8087 | -7.7778
058407X | MV/LV Substation WO***407X |  | 10 kV | _ | LV | 100 kVA :Pole Substation | 0.1 | --> | 0.1 | 0 | 0 | Constrained, otherwise capacity available =97 kVA | --> | 0.095 | 0 | 0.023 | 0 | 0 | Constrained, otherwise capacity available =78 kW | --> | C26 ex KYLEERAGH | Kyleeragh [T41,T42] | NENAGH |  | 52.9015 | -8.2399
026591Y | MV/LV Substation CO***591Y |  | 10 kV | _ | LV | 400 kVA :Kiosk Substation | 0.4 | --> | 0.4 | 0.312 | 8.66 |  | --> | 0.38 | 0 | 0.01 | 0 | 0 | Constrained, otherwise capacity available =360 kW | --> | C13 ex BANDON | Bandon [T101,T42] | BANDON |  | 51.7481 | -8.7506
281993Z | MV/LV Substation DO***993Z |  | 10 kV | _ | LV | 630 kVA :Kiosk Substation | 0.63 | --> | 0.63 | 0.344 | 5.49 |  | --> | 0.598 | 0 | 0 | 0.5 | 0 |  | --> | C20 ex TRABEG | Trabeg [T101,T102] | TRABEG |  | 51.8778 | -8.4384
019014X | MV/LV Substation CL***014X |  | 10 kV | _ | LV | 50 kVA :Pole Substation | 0.05 | --> | 0.05 | 0.033 | 1.54 |  | --> | 0.048 | 0 | 0.035 | 0 | 0 | Constrained, otherwise capacity available =19 kW | --> | C22 ex BALLYARD | Ballyard [T41,T42] | TRALEE |  | 52.2424 | -9.7204
1964158 | MV/LV Substation DR***4158 |  | 20 kV | _ | LV | 100 kVA :Pole Substation | 0.1 | --> | 0.1 | 0.1 | 0.33 |  | --> | 0.095 | 0 | 0 | 0 | 0 | Constrained, otherwise capacity available =95 kW | --> | E31 ex TRIM | Trim [T421] | NAVAN |  | 53.5234 | -6.8513
237527 | MV/LV Substation CA***527 |  | 10 kV | _ | LV | 100 kVA :Pole Substation | 0.1 | --> | 0.1 | 0 | 0 | Constrained, otherwise capacity available =52 kVA | --> | 0.095 | 0 | 0.019 | 0 | 0 | Constrained, otherwise capacity available =74 kW | --> | C12 ex KILSARAN | Kilsaran [T42] | DRYBRIDGE |  | 53.8992 | -6.389
0714068 | MV/LV Substation MO***4068 |  | 10 kV | _ | LV | 630 kVA :Kiosk Substation | 0.63 | --> | 0.63 | 0.5 | 5.58 |  | --> | 0.598 | 0 | 0 | 0.5 | 0 |  | --> | C11 ex KILCOOLE | Kilcoole [T41,T42] | FASSAROE |  | 53.0866 | -6.1139
0154103 | MV/LV Substation CR***4103 |  | 10 kV | _ | LV | 50 kVA :Pole Substation | 0.05 | --> | 0.05 | 0 | 0 | Constrained, otherwise capacity available =40 kVA | --> | 0.048 | 0 | 0 | 0 | 0 | Constrained, otherwise capacity available =46 kW | --> | C17 ex SALLINS | Sallins [T41,T42] | GRIFFINRATH |  | 53.2895 | -6.6885
288310X | MV/LV Substation NO***310X |  | 10 kV | _ | LV | 1000 kVA :Building Structure | 1 | --> | 1 | 0 | 0 | Constrained, otherwise capacity available =876 kVA | --> | 0.95 | 0 | 0 | 0.5 | 0 |  | --> | C20 ex CARRICKMINES | Carrickmines [T41,T42] | CARRICKMINES |  | 53.2529 | -6.1842
062504Y | MV/LV Substation HA***504Y |  | 20 kV | _ | LV | 400 kVA :Kiosk Substation | 0.4 | --> | 0.4 | 0.314 | 3.47 |  | --> | 0.38 | 0 | 0.019 | 0 | 0 | Constrained, otherwise capacity available =354 kW | --> | E17 ex BUSH | Bush [T421,T422] | DUNDALK |  | 54.0408 | -6.1783
377831 | MV/LV Substation JO***831 |  | 20 kV | _ | LV | 50 kVA :Pole Substation | 0.05 | --> | 0.05 | 0 | 0 | Constrained, otherwise capacity available =18 kVA | --> | 0.048 | 0 | 0.016 | 0 | 0 | Constrained, otherwise capacity available =31 kW | --> | E16 ex GURRANEBANE | Gurranebane [T421,T422] | OUGHTRAGH |  | 51.8338 | -10.1716
2094312 | MV/LV Substation TA***4312 |  | 20 kV | _ | LV | 100 kVA :Pole Substation | 0.1 | --> | 0.1 | 0 | 0 | Constrained, otherwise capacity available =97 kVA | --> | 0.095 | 0 | 0 | 0 | 0 | Constrained, otherwise capacity available =94 kW | --> | C14 ex MILFORD (NR) | Milford (nr) [T41,T42] | LETTERKENNY |  | 55.1972 | -7.691
2384154 | MV/LV Substation BR***4154 |  | 20 kV | _ | LV | 50 kVA :Pole Substation | 0.05 | --> | 0.05 | 0 | 0 | Constrained, otherwise capacity available =46 kVA | --> | 0.048 | 0 | 0 | 0 | 0 | Constrained, otherwise capacity available =47 kW | --> | E14 ex BALLINROBE | Ballinrobe [T421,T422] | DALTON |  | 53.6796 | -9.2108
004107 | MV/LV Substation FE***107 |  | 10 kV | _ | LV | 400 kVA :Kiosk Substation | 0.4 | --> | 0.4 | 0 | 0 | Constrained, otherwise capacity available =352 kVA | --> | 0.38 | 0 | 0.041 | 0 | 0 | Constrained, otherwise capacity available =343 kW | --> | C23 ex TINAHASK | Tinahask [T41,T42] | ARKLOW |  | 52.7308 | -6.2847
0584158 | MV/LV Substation KI***4158 |  | 10 kV | _ | LV | 50 kVA :Pole Substation | 0.05 | --> | 0.05 | 0.045 | 3 |  | --> | 0.048 | 0 | 0 | 0 | 0 | Constrained, otherwise capacity available =47 kW | --> | C23 ex NENAGH | Nenagh [T41,T42] | NENAGH |  | 52.8217 | -8.2251
132858X | MV/LV Substation FA***858X |  | 10 kV | _ | LV | 200 kVA :Pole Substation | 0.2 | --> | 0.2 | 0 | 0 | Constrained, otherwise capacity available =144 kVA | --> | 0.19 | 0 | 0.01 | 0 | 0 | Constrained, otherwise capacity available =175 kW | --> | C17 ex LOUGHREA | Loughrea [T41,T42] | SOMERSET |  | 53.2001 | -8.5572
209100 | MV/LV Substation HO***100 |  | 10 kV | _ | LV | 100 kVA :Building Structure | 0.1 | --> | 0.1 | 0 | 0 | Constrained, otherwise capacity available =86 kVA | --> | 0.095 | 0 | 0 | 0 | 0 | Constrained, otherwise capacity available =93 kW | --> | C19 ex MILFORD (NR) | Milford (nr) [T41,T42] | LETTERKENNY |  | 55.0999 | -7.5319
162022 | MV/LV Substation IN***022 |  | 10 kV | _ | LV | 200 kVA :Pole Substation | 0.2 | --> | 0.2 | 0.162 | 0.25 |  | --> | 0.19 | 0 | 0.006 | 0 | 0 | Constrained, otherwise capacity available =180 kW | --> | C11 ex ROSSGEIR | Rossgeir [T41,T42] | LETTERKENNY |  | 54.8295 | -7.4832
0674334 | MV/LV Substation TO***4334 |  | 10 kV | _ | LV | 630 kVA :Building Structure | 0.63 | --> | 0.63 | 0.5 | 13.8 |  | --> | 0.598 | 0 | 0.036 | 0.5 | 0 |  | --> | C13 ex SINGLAND | Singland [T101,T102] | SINGLAND |  | 52.6537 | -8.5778
180653X | MV/LV Substation KI***653X |  | 10 kV | _ | LV | 50 kVA :Pole Substation | 0.05 | --> | 0.05 | 0.05 | 1.4 |  | --> | 0.048 | 0 | 0 | 0 | 0 | Constrained, otherwise capacity available =48 kW | --> | C26 ex KELLS | Kells [T41,T42] | NAVAN |  | 53.7176 | -6.835
154076Z | MV/LV Substation RI***076Z |  | 10 kV | _ | LV | 400 kVA :Kiosk Substation | 0.4 | --> | 0.4 | 0 | 0 | Constrained, otherwise capacity available =302 kVA | --> | 0.38 | 0 | 0.03 | 0 | 0 | Constrained, otherwise capacity available =344 kW | --> | C11 ex COOLMINE | Coolmine [T41,T42] | FINGLAS |  | 53.3762 | -6.3993
160343Y | MV/LV Substation GR***343Y |  | 10 kV | _ | LV | 200 kVA :Pole Substation | 0.2 | --> | 0.2 | 0 | 0 | Constrained, otherwise capacity available =142 kVA | --> | 0.19 | 0 | 0.005 | 0 | 0 | Constrained, otherwise capacity available =178 kW | --> | C18 ex PORTARLINGTON | Portarlington [T41,T42] | PORTLAOISE |  | 53.1644 | -7.2181
035581 | MV/LV Substation BA***581 |  | 20 kV | _ | LV | 100 kVA :Pole Substation | 0.1 | --> | 0.1 | 0.065 | 0.49 |  | --> | 0.095 | 0 | 0.005 | 0 | 0 | Constrained, otherwise capacity available =86 kW | --> | E11 ex ARDFINNAN | Ardfinnan [T421] | CAHIR |  | 52.2762 | -8.0013
253446Y | MV/LV Substation GL***446Y |  | 20 kV | _ | LV | 50 kVA :Pole Substation | 0.05 | --> | 0.05 | 0 | 0 | Constrained, otherwise capacity available =32 kVA | --> | 0.048 | 0 | 0 | 0 | 0 | Constrained, otherwise capacity available =45 kW | --> | E13 ex HEADFORD | Headford [T41,T42] | CLOON |  | 53.5043 | -9.2053
035694 | MV/LV Substation BA***694 |  | 20 kV | _ | LV | 50 kVA :Pole Substation | 0.05 | --> | 0.05 | 0.04 | 0.49 |  | --> | 0.048 | 0 | 0 | 0 | 0 | Constrained, otherwise capacity available =46 kW | --> | E15 ex ARDFINNAN | Ardfinnan [T421] | CAHIR |  | 52.3045 | -7.8013
154643Z | MV/LV Substation GA***643Z |  | 10 kV | _ | LV | 1000 kVA :Building Structure | 1 | --> | 1 | 0 | 0 | Constrained, otherwise capacity available =953 kVA | --> | 0.95 | 0 | 0 | 0 | 0 | Constrained, otherwise capacity available =944 kW | --> | C17 ex BALLYCOOLIN | Ballycoolin [T41,T42,T43] | FINGLAS |  | 53.4023 | -6.352
082587X | MV/LV Substation MA***587X |  | 20 kV | _ | LV | 50 kVA :Pole Substation | 0.05 | --> | 0.05 | 0 | 0 | Constrained, otherwise capacity available =43 kVA | --> | 0.048 | 0 | 0.005 | 0 | 0 | Constrained, otherwise capacity available =43 kW | --> | E17 ex ACADEMY STREET | Academy Street [T421,T422,T44] | NAVAN |  | 53.6185 | -6.7114
069677 | MV/LV Substation SY***677 |  | 10 kV | _ | LV | 1000 kVA :Building Structure | 1 | --> | 1 | 0.5 | 9.28 |  | --> | 0.95 | 0 | 0 | 0.5 | 0 |  | --> | C06 ex PEMBROKE | Pembroke [T41,T42,T43,T44] | RINGSEND |  | 53.3271 | -6.2322
162422X | MV/LV Substation DO***422X |  | 10 kV | _ | LV | 100 kVA :Pole Substation | 0.1 | --> | 0.1 | 0.068 | 1.69 |  | --> | 0.095 | 0 | 0 | 0 | 0 | Constrained, otherwise capacity available =91 kW | --> | C11 ex NEWTOWNCUNNINGHAM | Newtowncunningham [T41,T42] | LETTERKENNY |  | 54.9503 | -7.4244
065051Z | MV/LV Substation AS***051Z |  | 10 kV | _ | LV | 400 kVA :Kiosk Substation | 0.4 | --> | 0.4 | 0 | 0 | Constrained, otherwise capacity available =286 kVA | --> | 0.38 | 0 | 0.029 | 0.343 | 0 |  | --> | C21 ex STEPHENSTOWN | Stephenstown [T101,T102] | FINGLAS |  | 53.6147 | -6.1947
0064349 | MV/LV Substation BA***4349 |  | 10 kV | _ | LV | 50 kVA :Pole Substation | 0.05 | --> | 0.05 | 0.05 | 1.29 |  | --> | 0.048 | 0 | 0 | 0 | 0 | Constrained, otherwise capacity available =48 kW | --> | C13 ex MONFIN | Monfin [T41,T42] | WEXFORD |  | 52.4679 | -6.5428
1544011 | MV/LV Substation DE***4011 |  | 20 kV | _ | LV | 400 kVA :Building Structure | 0.4 | --> | 0.4 | 0.298 | 41.3 |  | --> | 0.38 | 0 | 0 | 0.366 | 0 |  | --> | E13 ex CORDUFF | Corduff [T121,T122] | CORDUFF |  | 53.4192 | -6.3519
021210 | MV/LV Substation BO***210 |  | 10 kV | _ | LV | 400 kVA :Kiosk Substation | 0.4 | --> | 0.4 | 0 | 0 | Constrained, otherwise capacity available =245 kVA | --> | 0.38 | 0 | 0.035 | 0.332 | 0 |  | --> | C18 ex MAYFIELD | Mayfield [T41,T42] | KILBARRY |  | 51.9076 | -8.4378
1544016 | MV/LV Substation WA***4016 |  | 20 kV | _ | LV | 100 kVA :Pole Substation | 0.1 | --> | 0.1 | 0 | 0 | Constrained, otherwise capacity available =100 kVA | --> | 0.095 | 0 | 0 | 0 | 0 | Constrained, otherwise capacity available =95 kW | --> | E12 ex KILCOCK | Kilcock [T421,T422] | GRIFFINRATH |  | 53.4392 | -6.545
0684571 | MV/LV Substation CL***4571 |  | 10 kV | _ | LV | 1000 kVA :Building Structure | 1 | --> | 1 | 0.5 | 1.47 |  | --> | 0.95 | 0 | 0 | 0.5 | 0 |  | --> | C12 ex MARROWBONE LANE | Marrowbone Lane [T42] | INCHICORE 220KV |  | 53.3387 | -6.2764
095076Y | MV/LV Substation MO***076Y |  | 10 kV | _ | LV | 200 kVA :Kiosk Substation | 0.2 | --> | 0.2 | 0.19 | 1.1 |  | --> | 0.19 | 0 | 0.017 | 0 | 0 | Constrained, otherwise capacity available =176 kW | --> | C25 ex KILKEE | Kilkee [T41] | TULLABRACK |  | 52.6754 | -9.6438
021265Z | MV/LV Substation BL***265Z |  | 10 kV | _ | LV | 630 kVA :Building Structure | 0.63 | --> | 0.63 | 0 | 0 | Constrained, otherwise capacity available =464 kVA | --> | 0.598 | 0 | 0 | 0.5 | 0 |  | --> | C13 ex KILBARRY | Kilbarry [T101,T43] | KILBARRY |  | 51.9144 | -8.4715
243196X | MV/LV Substation MA***196X |  | 20 kV | _ | LV | 100 kVA :Pole Substation | 0.1 | --> | 0.1 | 0 | 0 | Constrained, otherwise capacity available =94 kVA | --> | 0.095 | 0 | 0 | 0 | 0 | Constrained, otherwise capacity available =94 kW | --> | E17 ex INCH | Inch [T421,T422] | OUGHTRAGH |  | 52.2831 | -10.0283
007686X | MV/LV Substation ME***686X |  | 20 kV | _ | LV | 50 kVA :Pole Substation | 0.05 | --> | 0.05 | 0.05 | 0.14 |  | --> | 0.048 | 0 | 0 | 0 | 0 | Constrained, otherwise capacity available =48 kW | --> | C12 ex CARRIGLAWN | Carriglawn [T41,T42] | WEXFORD |  | 52.3626 | -6.3828
047950 | MV/LV Substation ST***950 |  | 10 kV | _ | LV | 200 kVA :Pole Substation | 0.2 | --> | 0.2 | 0.155 | 1.04 |  | --> | 0.19 | 0 | 0.03 | 0 | 0 | Constrained, otherwise capacity available =162 kW | --> | C16 ex BOYLE | Boyle [T41,T42] | CARRICK ON SHANNON |  | 53.9733 | -8.3057
095121X | MV/LV Substation CU***121X |  | 10 kV | _ | LV | 200 kVA :Pole Substation | 0.2 | --> | 0.2 | 0.188 | 1.1 |  | --> | 0.19 | 0 | 0 | 0 | 0 | Constrained, otherwise capacity available =188 kW | --> | C25 ex KILKEE | Kilkee [T41] | TULLABRACK |  | 52.6753 | -9.6548
075984 | MV/LV Substation KI***984 |  | 20 kV | _ | LV | 200 kVA :Pole Substation | 0.2 | --> | 0.2 | 0.159 | 4.38 |  | --> | 0.19 | 0 | 0.01 | 0.177 | 0 |  | --> | E18 ex CRANE | Crane [T122] | CRANE |  | 52.5128 | -6.2854
062944Y | MV/LV Substation BR***944Y |  | 10 kV | _ | LV | 400 kVA :Kiosk Substation | 0.4 | --> | 0.4 | 0.368 | 3.12 |  | --> | 0.38 | 0 | 0 | 0 | 0 | Constrained, otherwise capacity available =376 kW | --> | C20 ex MARSHES | Marshes [T41,T42] | DUNDALK |  | 53.964 | -6.3648
244484 | MV/LV Substation TA***484 |  | 20 kV | _ | LV | 50 kVA :Pole Substation | 0.05 | --> | 0.05 | 0 | 0 | Constrained, otherwise capacity available =47 kVA | --> | 0.048 | 0 | 0 | 0 | 0 | Constrained, otherwise capacity available =47 kW | --> | E21 ex MILLTOWN (SR) | Milltown (sr) [T421,T422] | OUGHTRAGH |  | 52.1134 | -9.6642
039232X | MV/LV Substation TH***232X |  | 10 kV | _ | LV | 400 kVA :Kiosk Substation | 0.4 | --> | 0.4 | 0 | 0 | Constrained, otherwise capacity available =280 kVA | --> | 0.38 | 0 | 0.006 | 0 | 0 | Constrained, otherwise capacity available =359 kW | --> | C13 ex MONEENAGEISHA | Moneenageisha [T41,T42] | GALWAY 110KV |  | 53.2798 | -9.0372
041983X | MV/LV Substation AR***983X |  | 10 kV | _ | LV | 200 kVA :Kiosk Substation | 0.2 | --> | 0.2 | 0 | 0 | Constrained, otherwise capacity available =183 kVA | --> | 0.19 | 0 | 0 | 0 | 0 | Constrained, otherwise capacity available =188 kW | --> | E13 ex DALTON | Dalton [T421,T422] | DALTON |  | 53.7167 | -8.9984
0334374 | MV/LV Substation BA***4374 |  | 10 kV | _ | LV | 50 kVA :Pole Substation | 0.05 | --> | 0.05 | 0.037 | 0.04 | Constrained, otherwise capacity available =50 kVA | --> | 0.048 | 0 | 0 | 0 | 0 | Constrained, otherwise capacity available =48 kW | --> | C18 ex CALLAN | Callan [T41,T42] | KILKENNY |  | 52.5188 | -7.4978
068656X | MV/LV Substation SH***656X |  | 10 kV | _ | LV | 1000 kVA :Building Structure | 1 | --> | 1 | 0.5 | 14.34 |  | --> | 0.95 | 0 | 0 | 0.5 | 0 |  | --> | C43 ex NORTH QUAYS | North Quays [T101,T102,T103] | POOLBEG |  | 53.3488 | -6.2313
039461X | MV/LV Substation CI***461X |  | 10 kV | _ | LV | 1000 kVA :Building Structure | 1 | --> | 1 | 0 | 0 | Constrained, otherwise capacity available =1000 kVA | --> | 0.95 | 0 | 0 | 0.5 | 0 |  | --> | C13 ex GALWAY 110KV | Galway 110kv [T102,T103] | GALWAY 110KV |  | 53.2979 | -9.0066
049994X | MV/LV Substation LO***994X |  | 10 kV | _ | LV | 200 kVA :Pole Substation | 0.2 | --> | 0.2 | 0.184 | 0.21 |  | --> | 0.19 | 0 | 0.02 | 0 | 0 | Constrained, otherwise capacity available =173 kW | --> | E19 ex LONGFORD | Longford [T421,T422] | RICHMOND |  | 53.7262 | -7.8536
210035 | MV/LV Substation CL***035 |  | 10 kV | _ | LV | 200 kVA :Pole Substation | 0.2 | --> | 0.2 | 0 | 0 | Constrained, otherwise capacity available =145 kVA | --> | 0.19 | 0 | 0 | 0 | 0 | Constrained, otherwise capacity available =182 kW | --> | C18 ex CARRICKMACROSS | Carrickmacross [T41,T42] | MEATH HILL |  | 53.9801 | -6.7153
111848Z | MV/LV Substation RI***848Z |  | 10 kV | _ | LV | 200 kVA :Kiosk Substation | 0.2 | --> | 0.2 | 0 | 0 | Constrained, otherwise capacity available =158 kVA | --> | 0.19 | 0 | 0.032 | 0 | 0 | Constrained, otherwise capacity available =160 kW | --> | C15 ex BANTRY | Bantry [T41,T42] | BALLYLICKY |  | 51.7348 | -9.4161
1604452 | MV/LV Substation MA***4452 |  | 10 kV | _ | LV | 100 kVA :Pole Substation | 0.1 | --> | 0.1 | 0 | 0 | Constrained, otherwise capacity available =100 kVA | --> | 0.095 | 0 | 0 | 0 | 0 | Constrained, otherwise capacity available =95 kW | --> | C15 ex MOUNTMELLICK | Mountmellick [T41,T42] | PORTLAOISE |  | 53.1189 | -7.3474
066195Y | MV/LV Substation FI***195Y |  | 10 kV | _ | LV | 400 kVA :Building Structure | 0.4 | --> | 0.4 | 0 | 0 | Constrained, otherwise capacity available =299 kVA | --> | 0.38 | 0 | 0.005 | 0.362 | 0 |  | --> | C15 ex MOUNTGORRY | Mountgorry [T41,T42] | GRANGE (DR) |  | 53.4609 | -6.217
2374014 | MV/LV Substation KI***4014 |  | 10 kV | _ | LV | 50 kVA :Pole Substation | 0.05 | --> | 0.05 | 0 | 0 | Constrained, otherwise capacity available =48 kVA | --> | 0.048 | 0 | 0.016 | 0 | 0 | Constrained, otherwise capacity available =35 kW | --> | C17 ex DUNLEER | Dunleer [T41,T42] | DRYBRIDGE |  | 53.8588 | -6.3918
067016X | MV/LV Substation MC***016X |  | 10 kV | _ | LV | 200 kVA :Building Structure | 0.2 | --> | 0.2 | 0 | 0 | Constrained, otherwise capacity available =107 kVA | --> | 0.19 | 0 | 0 | 0 | 0 | Constrained, otherwise capacity available =177 kW | --> | C11 ex DOCK ROAD | Dock Road [T41,T42] | LIMERICK |  | 52.6537 | -8.6557
153203X | MV/LV Substation AH***203X |  | 20 kV | _ | LV | 100 kVA :Pole Substation | 0.1 | --> | 0.1 | 0 | 0 | Constrained, otherwise capacity available =58 kVA | --> | 0.095 | 0 | 0 | 0 | 0 | Constrained, otherwise capacity available =89 kW | --> | E11 ex BIRDHILL | Birdhill [T421,T422] | ARDNACRUSHA |  | 52.714 | -8.3809
1184112 | MV/LV Substation DR***4112 |  | 20 kV | _ | LV | 50 kVA :Pole Substation | 0.05 | --> | 0.05 | 0 | 0 | Constrained, otherwise capacity available =46 kVA | --> | 0.048 | 0 | 0 | 0 | 0 | Constrained, otherwise capacity available =47 kW | --> | E15 ex CREAGH | Creagh [T421,T422] | ATHLONE |  | 53.3301 | -8.1527
095982X | MV/LV Substation BE***982X |  | 10 kV | _ | LV | 200 kVA :Kiosk Substation | 0.2 | --> | 0.2 | 0.158 | 0.7 |  | --> | 0.19 | 0 | 0.026 | 0 | 0 | Constrained, otherwise capacity available =165 kW | --> | C14 ex KILRUSH | Kilrush [T41,T42] | TULLABRACK |  | 52.6364 | -9.4995
089236X | MV/LV Substation TH***236X |  | 20 kV | _ | LV | 200 kVA :Kiosk Substation | 0.2 | --> | 0.2 | 0.175 | 3.56 |  | --> | 0.19 | 0 | 0.01 | 0 | 0 | Constrained, otherwise capacity available =179 kW | --> | E20 ex ENNISCRONE | Enniscrone [T421,T422] | MOY |  | 54.2129 | -9.0802
156849Y | MV/LV Substation SC***849Y |  | 20 kV | _ | LV | 100 kVA :Pole Substation | 0.1 | --> | 0.1 | 0 | 0 | Constrained, otherwise capacity available =82 kVA | --> | 0.095 | 0 | 0.003 | 0 | 0 | Constrained, otherwise capacity available =90 kW | --> | E14 ex EMYVALE | Emyvale [T422] | LISDRUM |  | 54.3396 | -6.9616
0284002 | MV/LV Substation MA***4002 |  | 10 kV | _ | LV | 50 kVA :Pole Substation | 0.05 | --> | 0.05 | 0 | 0 | Constrained, otherwise capacity available =46 kVA | --> | 0.048 | 0 | 0 | 0 | 0 | Constrained, otherwise capacity available =47 kW | --> | C13 ex COW CROSS |  |  |  | 51.8755 | -8.3231
255278X | MV/LV Substation DE***278X |  | 10 kV | _ | LV | 50 kVA :Pole Substation | 0.05 | --> | 0.05 | 0.05 | 2.09 |  | --> | 0.048 | 0 | 0 | 0 | 0 | Constrained, otherwise capacity available =48 kW | --> | C17 ex KILCAR | Kilcar [T41] | BINBANE |  | 54.6354 | -8.6262
082148Z | MV/LV Substation MI***148Z |  | 10 kV | _ | LV | 400 kVA :Building Structure | 0.4 | --> | 0.4 | 0 | 0 | Constrained, otherwise capacity available =301 kVA | --> | 0.38 | 0 | 0 | 0 | 0 | Constrained, otherwise capacity available =366 kW | --> | C26 ex ACADEMY STREET | Academy Street [T421,T422,T44] | NAVAN |  | 53.656 | -6.6833
281441 | MV/LV Substation MU***441 |  | 10 kV | _ | LV | 630 kVA :Building Structure | 0.63 | --> | 0.63 | 0.5 | 7.88 |  | --> | 0.598 | 0 | 0 | 0.5 | 0 |  | --> | C13 ex LIBERTY STREET | Liberty Street [T101,T102] | LIBERTY STREET |  | 51.8981 | -8.4741
002726 | MV/LV Substation DA***726 |  | 10 kV | _ | LV | 200 kVA :Pole Substation | 0.2 | --> | 0.2 | 0.161 | 2.36 |  | --> | 0.19 | 0 | 0 | 0.184 | 0 |  | --> | C16 ex BRAY | Bray [T41,T42] | FASSAROE |  | 53.1878 | -6.1418
018243Z | MV/LV Substation WO***243Z |  | 20 kV | _ | LV | 100 kVA :Pole Substation | 0.1 | --> | 0.1 | 0.069 | 3.75 |  | --> | 0.095 | 0 | 0 | 0 | 0 | Constrained, otherwise capacity available =91 kW | --> | C14 ex SMEARLA | Smearla [T41,T42] | TRIEN |  | 52.5754 | -9.3795
252425 | MV/LV Substation KE***425 |  | 10 kV | _ | LV | 100 kVA :Pole Substation | 0.1 | --> | 0.1 | 0.077 | 2.76 |  | --> | 0.095 | 0 | 0.01 | 0.084 | 0 |  | --> | C19 ex RECESS | Recess [T41] | SCREEB |  | 53.3939 | -9.9179
281373Z | MV/LV Substation RO***373Z |  | 10 kV | _ | LV | 200 kVA :Kiosk Substation | 0.2 | --> | 0.2 | 0 | 0 | Constrained, otherwise capacity available =160 kVA | --> | 0.19 | 0 | 0 | 0 | 0 | Constrained, otherwise capacity available =184 kW | --> | C21 ex DOUGLAS | Douglas [T41,T42] | TRABEG |  | 51.8771 | -8.3994
0144403 | MV/LV Substation OA***4403 |  | 10 kV | _ | LV | 630 kVA :Kiosk Substation | 0.63 | --> | 0.63 | 0 | 0 | Constrained, otherwise capacity available =608 kVA | --> | 0.598 | 0 | 0.076 | 0 | 0 | Constrained, otherwise capacity available =539 kW | --> | C20 ex KILDARE | Kildare [T41,T42] | NEWBRIDGE |  | 53.166 | -6.9164
324496X | MV/LV Substation BA***496X |  | 10 kV | _ | LV | 200 kVA :Kiosk Substation | 0.2 | --> | 0.2 | 0 | 0 | Constrained, otherwise capacity available =47 kVA | --> | 0.19 | 0 | 0.062 | 0 | 0 | Constrained, otherwise capacity available =122 kW | --> | C17 ex BALLYGAR | Ballygar [T41,T42] | ATHLONE |  | 53.5219 | -8.3228
046134 | MV/LV Substation AY***134 |  | 10 kV | _ | LV | 200 kVA :Pole Substation | 0.2 | --> | 0.2 | 0.16 | 5.78 |  | --> | 0.19 | 0 | 0.033 | 0.16 | 0 |  | --> | C20 ex OAKFIELD | Oakfield [T41,T42] | SLIGO |  | 54.2764 | -8.5147
266497 | MV/LV Substation VI***497 |  | 20 kV | _ | LV | 50 kVA :Pole Substation | 0.05 | --> | 0.05 | 0.008 | 3.03 |  | --> | 0.048 | 0 | 0 | 0 | 0 | Constrained, otherwise capacity available =41 kW | --> | E13 ex MOVILLE | Moville [T421,T422] | TRILLICK |  | 55.2812 | -7.2299
055045 | MV/LV Substation AB***045 |  | 10 kV | _ | LV | 400 kVA :Building Structure | 0.4 | --> | 0.4 | 0 | 0 | Constrained, otherwise capacity available =157 kVA | --> | 0.38 | 0 | 0.026 | 0 | 0 | Constrained, otherwise capacity available =326 kW | --> | C13 ex ROSCREA | Roscrea [T41,T42] | IKERRIN |  | 52.9522 | -7.8019
1184123 | MV/LV Substation GL***4123 |  | 20 kV | _ | LV | 200 kVA :Building Structure | 0.2 | --> | 0.2 | 0 | 0 | Constrained, otherwise capacity available =105 kVA | --> | 0.19 | 0 | 0 | 0 | 0 | Constrained, otherwise capacity available =180 kW | --> | E11 ex CREAGH | Creagh [T421,T422] | ATHLONE |  | 53.4148 | -8.1711
068098X | MV/LV Substation AR***098X |  | 10 kV | _ | LV | 400 kVA :Building Structure | 0.4 | --> | 0.4 | 0.372 | 4.6 |  | --> | 0.38 | 0 | 0 | 0.376 | 0 |  | --> | C11 ex KINGSBRIDGE | Kingsbridge [T41,T42] | INCHICORE 220KV |  | 53.3504 | -6.2966
008847Y | MV/LV Substation FE***847Y |  | 10 kV | _ | LV | 50 kVA :Pole Substation | 0.05 | --> | 0.05 | 0.049 | 0.2 |  | --> | 0.048 | 0 | 0 | 0 | 0 | Constrained, otherwise capacity available =47 kW | --> | E17 ex BEALISTOWN | Bealistown [T421,T422] | GREAT ISLAND |  | 52.1946 | -6.8461
209490X | MV/LV Substation ST***490X |  | 20 kV | _ | LV | 50 kVA :Pole Substation | 0.05 | --> | 0.05 | 0 | 0 | Constrained, otherwise capacity available =43 kVA | --> | 0.048 | 0 | 0 | 0 | 0 | Constrained, otherwise capacity available =46 kW | --> | C21 ex MILFORD (NR) | Milford (nr) [T41,T42] | LETTERKENNY |  | 55.1658 | -7.8188
253476Z | MV/LV Substation PA***476Z |  | 20 kV | _ | LV | 200 kVA :Pole Substation | 0.2 | --> | 0.2 | 0 | 0 | Constrained, otherwise capacity available =187 kVA | --> | 0.19 | 0 | 0 | 0 | 0 | Constrained, otherwise capacity available =188 kW | --> | C23 ex TUAM NORTH | Tuam North [T41,T42] | CLOON |  | 53.5922 | -8.773
005269 | MV/LV Substation KI***269 |  | 10 kV | _ | LV | 50 kVA :Pole Substation | 0.05 | --> | 0.05 | 0.039 | 17.8 |  | --> | 0.048 | 0 | 0.005 | 0.042 | 0 |  | --> | E24 ex BANOGE | Banoge [T121,T122] | BANOGE |  | 52.6678 | -6.2256
111659 | MV/LV Substation DU***659 |  | 20 kV | _ | LV | 100 kVA :Pole Substation | 0.1 | --> | 0.1 | 0.089 | 0.94 |  | --> | 0.095 | 0 | 0.011 | 0 | 0 | Constrained, otherwise capacity available =85 kW | --> | E15 ex CASTLETOWNBERE | Castletownbere [T421] | BALLYLICKY |  | 51.6379 | -9.9399
023047 | MV/LV Substation WA***047 |  | 10 kV | _ | LV | 630 kVA :Kiosk Substation | 0.63 | --> | 0.63 | 0 | 0 | Constrained, otherwise capacity available =436 kVA | --> | 0.598 | 0 | 0.005 | 0 | 0 | Constrained, otherwise capacity available =568 kW | --> | C16 ex COOLCARRON | Coolcarron [T41,T42] | BARRYMORE |  | 52.1376 | -8.2722
3774116 | MV/LV Substation ST***4116 |  | 20 kV | _ | LV | 50 kVA :Pole Substation | 0.05 | --> | 0.05 | 0 | 0 | Constrained, otherwise capacity available =50 kVA | --> | 0.048 | 0 | 0 | 0 | 0 | Constrained, otherwise capacity available =48 kW | --> | E12 ex GURRANEBANE | Gurranebane [T421,T422] | OUGHTRAGH |  | 52.0966 | -9.9022
066735Z | MV/LV Substation HA***735Z |  | 10 kV | _ | LV | 400 kVA :Building Structure | 0.4 | --> | 0.4 | 0 | 0 | Constrained, otherwise capacity available =362 kVA | --> | 0.38 | 0 | 0.006 | 0.37 | 0 |  | --> | C14 ex MOUNTGORRY | Mountgorry [T41,T42] | GRANGE (DR) |  | 53.456 | -6.2054
035709X | MV/LV Substation SA***709X |  | 10 kV | _ | LV | 50 kVA :Pole Substation | 0.05 | --> | 0.05 | 0.043 | 3.91 |  | --> | 0.048 | 0 | 0.005 | 0 | 0 | Constrained, otherwise capacity available =43 kW | --> | C16 ex ARDFINNAN | Ardfinnan [T42] | CAHIR |  | 52.3447 | -7.892
067889Y | MV/LV Substation HA***889Y |  | 10 kV | _ | LV | 400 kVA :Building Structure | 0.4 | --> | 0.4 | 0 | 0 | Constrained, otherwise capacity available =359 kVA | --> | 0.38 | 0 | 0 | 0 | 0 | Constrained, otherwise capacity available =374 kW | --> | C16 ex MOYLISH | Moylish [T41,T42] | ARDNACRUSHA |  | 52.6788 | -8.6587
139988Y | MV/LV Substation DR***988Y |  | 10 kV | _ | LV | 400 kVA :Kiosk Substation | 0.4 | --> | 0.4 | 0 | 0 | Constrained, otherwise capacity available =360 kVA | --> | 0.38 | 0 | 0.01 | 0 | 0 | Constrained, otherwise capacity available =367 kW | --> | C17 ex VIRGINIA | Virginia [T41,T42] | MEATH HILL |  | 53.8376 | -7.076
252693X | MV/LV Substation WA***693X |  | 20 kV | _ | LV | 50 kVA :Pole Substation | 0.05 | --> | 0.05 | 0.047 | 1.32 |  | --> | 0.048 | 0 | 0 | 0.047 | 0 |  | --> | C24 ex CLIFDEN | Clifden [T41,T42] | SCREEB |  | 53.5459 | -10.0199
288135X | MV/LV Substation GR***135X |  | 10 kV | _ | LV | 400 kVA :Kiosk Substation | 0.4 | --> | 0.4 | 0 | 0 | Constrained, otherwise capacity available =284 kVA | --> | 0.38 | 0 | 0.022 | 0.348 | 0 |  | --> | C17 ex SANDYFORD | Sandyford [T41,T42] | CARRICKMINES |  | 53.2624 | -6.2189
025005 | MV/LV Substation SH***005 |  | 10 kV | _ | LV | 400 kVA :Kiosk Substation | 0.4 | --> | 0.4 | 0 | 0 | Constrained, otherwise capacity available =198 kVA | --> | 0.38 | 0 | 0.02 | 0 | 0 | Constrained, otherwise capacity available =337 kW | --> | C17 ex KILMALLOCK | Kilmallock [T41,T42] | CHARLEVILLE |  | 52.4011 | -8.5773
075437X | MV/LV Substation BA***437X |  | 20 kV | _ | LV | 50 kVA :Pole Substation | 0.05 | --> | 0.05 | 0.045 | 17.8 |  | --> | 0.048 | 0 | 0 | 0.047 | 0 |  | --> | E13 ex BANOGE | Banoge [T121,T122] | BANOGE |  | 52.5975 | -6.2643
039443 | MV/LV Substation TE***443 |  | 10 kV | _ | LV | 400 kVA :Kiosk Substation | 0.4 | --> | 0.4 | 0 | 0 | Constrained, otherwise capacity available =367 kVA | --> | 0.38 | 0 | 0.007 | 0.37 | 0 |  | --> | C19 ex GALWAY 110KV | Galway 110kv [T102,T103] | GALWAY 110KV |  | 53.272 | -9.0145
039109 | MV/LV Substation GR***109 |  | 10 kV | _ | LV | 400 kVA :Kiosk Substation | 0.4 | --> | 0.4 | 0.267 | 11.03 |  | --> | 0.38 | 0 | 0 | 0.361 | 0 |  | --> | C31 ex SALTHILL | Salthill [T101,T102] | SALTHILL |  | 53.2865 | -9.0726
052013 | MV/LV Substation BA***013 |  | 10 kV | _ | LV | 200 kVA :Kiosk Substation | 0.2 | --> | 0.2 | 0 | 0 | Constrained, otherwise capacity available =109 kVA | --> | 0.19 | 0 | 0.041 | 0 | 0 | Constrained, otherwise capacity available =147 kW | --> | C21 ex BALLINDERRY | Ballinderry [T41,T422] | MULLINGAR |  | 53.5177 | -7.3381
281759X | MV/LV Substation PA***759X |  | 10 kV | _ | LV | 400 kVA :Kiosk Substation | 0.4 | --> | 0.4 | 0 | 0 | Constrained, otherwise capacity available =269 kVA | --> | 0.38 | 0 | 0.014 | 0.351 | 0 |  | --> | C12 ex BISHOPSTOWN | Bishopstown [T41,T42] | KILBARRY |  | 51.8868 | -8.5271
049963X | MV/LV Substation ST***963X |  | 10 kV | _ | LV | 200 kVA :Pole Substation | 0.2 | --> | 0.2 | 0.192 | 0.21 |  | --> | 0.19 | 0 | 0 | 0 | 0 | Constrained, otherwise capacity available =189 kW | --> | E19 ex LONGFORD | Longford [T421,T422] | RICHMOND |  | 53.698 | -7.8205
0934111 | MV/LV Substation CH***4111 |  | 10 kV | _ | LV | 630 kVA :Kiosk Substation | 0.63 | --> | 0.63 | 0 | 0 | Constrained, otherwise capacity available =585 kVA | --> | 0.598 | 0 | 0.106 | 0.5 | 0 |  | --> | C28 ex KILMORE | Kilmore [T101,T102,T103] | FINGLAS |  | 53.4055 | -6.1776
066181X | MV/LV Substation RI***181X |  | 10 kV | _ | LV | 400 kVA :Kiosk Substation | 0.4 | --> | 0.4 | 0 | 0 | Constrained, otherwise capacity available =242 kVA | --> | 0.38 | 0 | 0.067 | 0 | 0 | Constrained, otherwise capacity available =308 kW | --> | E12 ex GLASMORE | Glasmore [T421,T422] | GLASMORE |  | 53.4548 | -6.2392
281682Z | MV/LV Substation ED***682Z |  | 10 kV | _ | LV | 1000 kVA :Building Structure | 1 | --> | 1 | 0 | 0 | Constrained, otherwise capacity available =735 kVA | --> | 0.95 | 0 | 0.01 | 0.5 | 0 |  | --> | C11 ex BISHOPSTOWN | Bishopstown [T41,T42] | KILBARRY |  | 51.89 | -8.5379
111823Z | MV/LV Substation DU***823Z |  | 20 kV | _ | LV | 200 kVA :Pole Substation | 0.2 | --> | 0.2 | 0 | 0 | Constrained, otherwise capacity available =176 kVA | --> | 0.19 | 0 | 0 | 0 | 0 | Constrained, otherwise capacity available =187 kW | --> | C11 ex BANTRY | Bantry [T41,T42] | BALLYLICKY |  | 51.6643 | -9.4774
001791 | MV/LV Substation OB***791 |  | 10 kV | _ | LV | 200 kVA :Kiosk Substation | 0.2 | --> | 0.2 | 0.142 | 1.55 |  | --> | 0.19 | 0 | 0.012 | 0.173 | 0 |  | --> | C11 ex MONKSTOWN | Monkstown [T41,T42] | BLACKROCK |  | 53.2892 | -6.1889
162984 | MV/LV Substation TU***984 |  | 10 kV | _ | LV | 50 kVA :Pole Substation | 0.05 | --> | 0.05 | 0.047 | 0.25 |  | --> | 0.048 | 0 | 0 | 0 | 0 | Constrained, otherwise capacity available =47 kW | --> | C16 ex ROSSGEIR | Rossgeir [T41,T42] | LETTERKENNY |  | 54.8925 | -7.492
025531Y | MV/LV Substation SI***531Y |  | 20 kV | _ | LV | 200 kVA :Kiosk Substation | 0.2 | --> | 0.2 | 0.18 | 2.96 |  | --> | 0.19 | 0 | 0.005 | 0 | 0 | Constrained, otherwise capacity available =184 kW | --> | E14 ex CHARLEVILLE | Charleville [T421,T422] | CHARLEVILLE |  | 52.3475 | -8.7758
012158Y | MV/LV Substation TI***158Y |  | 10 kV | _ | LV | 400 kVA :Kiosk Substation | 0.4 | --> | 0.4 | 0 | 0 | Constrained, otherwise capacity available =379 kVA | --> | 0.38 | 0 | 0 | 0 | 0 | Constrained, otherwise capacity available =377 kW | --> | C20 ex POLLERTON | Pollerton [T41,T42] | CARLOW |  | 52.7985 | -6.8942
258066X | MV/LV Substation DU***066X |  | 20 kV | _ | LV | 400 kVA :Kiosk Substation | 0.4 | --> | 0.4 | 0.166 | 1.86 |  | --> | 0.38 | 0 | 0.006 | 0 | 0 | Constrained, otherwise capacity available =342 kW | --> | E17 ex CREESLOUGH | Creeslough [T421] | ARDNAGAPPARY |  | 55.1837 | -7.9702
015245Z | MV/LV Substation TH***245Z |  | 10 kV | _ | LV | 200 kVA :Kiosk Substation | 0.2 | --> | 0.2 | 0 | 0 | Constrained, otherwise capacity available =135 kVA | --> | 0.19 | 0 | 0 | 0 | 0 | Constrained, otherwise capacity available =181 kW | --> | C14 ex NAAS | Naas [T41,T42] | KILTEEL |  | 53.2182 | -6.666
1364302 | MV/LV Substation SC***4302 |  | 20 kV | _ | LV | 50 kVA :Pole Substation | 0.05 | --> | 0.05 | 0 | 0 | Constrained, otherwise capacity available =50 kVA | --> | 0.048 | 0 | 0 | 0 | 0 | Constrained, otherwise capacity available =48 kW | --> | C17 ex ROSCOMMON | Roscommon [T41,T42] | LANESBORO |  | 53.6076 | -8.2875
021677Z | MV/LV Substation HA***677Z |  | 10 kV | _ | LV | 630 kVA :Building Structure | 0.63 | --> | 0.63 | 0.5 | 6.78 |  | --> | 0.598 | 0 | 0.01 | 0.5 | 0 |  | --> | C36 ex CASTLEVIEW | Castleview [T101,T102] | CASTLEVIEW |  | 51.8962 | -8.3316
220440X | MV/LV Substation SR***440X |  | 10 kV | _ | LV | 50 kVA :Pole Substation | 0.05 | --> | 0.05 | 0.044 | 1.36 |  | --> | 0.048 | 0 | 0 | 0 | 0 | Constrained, otherwise capacity available =47 kW | --> | C11 ex CROSSMOLINA | Crossmolina [T41,T42] | MOY |  | 54.0506 | -9.3863
281337Y | MV/LV Substation BR***337Y |  | 10 kV | _ | LV | 630 kVA :Kiosk Substation | 0.63 | --> | 0.63 | 0 | 0 | Constrained, otherwise capacity available =442 kVA | --> | 0.598 | 0 | 0.056 | 0 | 0 | Constrained, otherwise capacity available =531 kW | --> | C18 ex DOUGLAS | Douglas [T41,T42] | TRABEG |  | 51.8651 | -8.4109
069613 | MV/LV Substation TE***613 |  | 10 kV | _ | LV | 400 kVA :Kiosk Substation | 0.4 | --> | 0.4 | 0.257 | 4.47 |  | --> | 0.38 | 0 | 0.031 | 0.337 | 0 |  | --> | C14 ex TEMPLEOGUE | Templeogue [T41,T42] | MILLTOWN (DR) |  | 53.3056 | -6.3305
020164 | MV/LV Substation CO***164 |  | 10 kV | _ | LV | 630 kVA :Building Structure | 0.63 | --> | 0.63 | 0 | 0 | Constrained, otherwise capacity available =375 kVA | --> | 0.598 | 0 | 0.146 | 0 | 0 | Constrained, otherwise capacity available =458 kW | --> | C12 ex COOLCORCORAN | Coolcorcoran [T41,T42] | KNOCKEARAGH |  | 52.0689 | -9.5152
065406 | MV/LV Substation CO***406 |  | 20 kV | _ | LV | 50 kVA :Pole Substation | 0.05 | --> | 0.05 | 0 | 0 | Constrained, otherwise capacity available =48 kVA | --> | 0.048 | 0 | 0 | 0.047 | 0 |  | --> | C22 ex STEPHENSTOWN | Stephenstown [T101,T102] | FINGLAS |  | 53.6237 | -6.2106
165245 | MV/LV Substation SI***245 |  | 20 kV | _ | LV | 200 kVA :Pole Substation | 0.2 | --> | 0.2 | 0 | 0 | Constrained, otherwise capacity available =132 kVA | --> | 0.19 | 0 | 0.003 | 0 | 0 | Constrained, otherwise capacity available =178 kW | --> | C11 ex TIMOLEAGUE | Timoleague [T41] | BANDON |  | 51.6347 | -8.7166
0664474 | MV/LV Substation BA***4474 |  | 20 kV | _ | LV | 400 kVA :Kiosk Substation | 0.4 | --> | 0.4 | 0 | 0 | Constrained, otherwise capacity available =380 kVA | --> | 0.38 | 0 | 0 | 0 | 0 | Constrained, otherwise capacity available =377 kW | --> | E15 ex BATTER LANE TEMPORARY | Batter Lane Temporary 38kv [T421] | GLASMORE |  | 53.5287 | -6.1762
0054039 | MV/LV Substation GO***4039 |  | 10 kV | _ | LV | 630 kVA :Building Structure | 0.63 | --> | 0.63 | 0.5 | 3.03 |  | --> | 0.598 | 0 | 0.011 | 0 | 0 | Constrained, otherwise capacity available =576 kW | --> | C17 ex RAMSTOWN | Ramstown [T41,T42] | CRANE |  | 52.6714 | -6.271
068089X | MV/LV Substation HY***089X |  | 10 kV | _ | LV | 1000 kVA :Building Structure | 1 | --> | 1 | 0.5 | 3 |  | --> | 0.95 | 0 | 0.01 | 0.5 | 0 |  | --> | C37 ex INCHICORE CENTRAL | Inchicore Central [T43,T45] | INCHICORE 220KV |  | 53.3387 | -6.3053
288327 | MV/LV Substation MO***327 |  | 10 kV | _ | LV | 400 kVA :Kiosk Substation | 0.4 | --> | 0.4 | 0 | 0 | Constrained, otherwise capacity available =239 kVA | --> | 0.38 | 0 | 0.058 | 0.314 | 0 |  | --> | C17 ex SANDYFORD | Sandyford [T41,T42] | CARRICKMINES |  | 53.2687 | -6.2129
116570X | MV/LV Substation SC***570X |  | 20 kV | _ | LV | 50 kVA :Pole Substation | 0.05 | --> | 0.05 | 0.036 | 8.1 |  | --> | 0.048 | 0 | 0.005 | 0 | 0 | Constrained, otherwise capacity available =42 kW | --> | E16 ex WESTPORT | Westport [T421,T422] | CASTLEBAR |  | 53.598 | -9.6919
067067Z | MV/LV Substation KY***067Z |  | 10 kV | _ | LV | 630 kVA :Kiosk Substation | 0.63 | --> | 0.63 | 0 | 0 | Constrained, otherwise capacity available =480 kVA | --> | 0.598 | 0 | 0.075 | 0 | 0 | Constrained, otherwise capacity available =522 kW | --> | C21 ex CASTLETROY | Castletroy [T41,T42] | ARDNACRUSHA |  | 52.6545 | -8.5577
055161Y | MV/LV Substation SL***161Y |  | 10 kV | _ | LV | 400 kVA :Kiosk Substation | 0.4 | --> | 0.4 | 0 | 0 | Constrained, otherwise capacity available =336 kVA | --> | 0.38 | 0 | 0.016 | 0 | 0 | Constrained, otherwise capacity available =359 kW | --> | C16 ex RATHDOWNEY | Rathdowney [T42] | IKERRIN |  | 52.8551 | -7.5893
014381X | MV/LV Substation CO***381X |  | 20 kV | _ | LV | 50 kVA :Pole Substation | 0.05 | --> | 0.05 | 0.032 | 0.63 |  | --> | 0.048 | 0 | 0.01 | 0 | 0 | Constrained, otherwise capacity available =38 kW | --> | E12 ex KILCULLEN | Kilcullen [T41,T42,T424] | STRATFORD |  | 53.0336 | -6.8108
118725 | MV/LV Substation RA***725 |  | 20 kV | _ | LV | 50 kVA :Pole Substation | 0.05 | --> | 0.05 | 0 | 0 | Constrained, otherwise capacity available =41 kVA | --> | 0.048 | 0 | 0 | 0 | 0 | Constrained, otherwise capacity available =46 kW | --> | E15 ex CREAGH | Creagh [T421,T422] | ATHLONE |  | 53.2786 | -8.0519
070211 | MV/LV Substation CU***211 |  | 10 kV | _ | LV | 50 kVA :Pole Substation | 0.05 | --> | 0.05 | 0.028 | 2.63 |  | --> | 0.048 | 0 | 0.005 | 0.041 | 0 |  | --> | C14 ex CLOONBANNIN | Cloonbannin [T42] | GLENLARA |  | 52.1114 | -9.1203
014085Z | MV/LV Substation BA***085Z |  | 10 kV | _ | LV | 50 kVA :Pole Substation | 0.05 | --> | 0.05 | 0.049 | 0.63 |  | --> | 0.048 | 0 | 0 | 0 | 0 | Constrained, otherwise capacity available =47 kW | --> | C16 ex KILCULLEN | Kilcullen [T41,T42,T424] | STRATFORD |  | 53.12 | -6.7967
160661X | MV/LV Substation GA***661X |  | 10 kV | _ | LV | 100 kVA :Pole Substation | 0.1 | --> | 0.1 | 0 | 0 | Constrained, otherwise capacity available =91 kVA | --> | 0.095 | 0 | 0.025 | 0 | 0 | Constrained, otherwise capacity available =75 kW | --> | C18 ex PORTARLINGTON | Portarlington [T41,T42] | PORTLAOISE |  | 53.144 | -7.2738
054034 | MV/LV Substation MA***034 |  | 20 kV | _ | LV | 200 kVA :Pole Substation | 0.2 | --> | 0.2 | 0 | 0 | Constrained, otherwise capacity available =126 kVA | --> | 0.19 | 0 | 0.005 | 0 | 0 | Constrained, otherwise capacity available =176 kW | --> | E12 ex PORTLAOISE | Portlaoise [T423,T424] | PORTLAOISE |  | 53.0173 | -7.152
055519Y | MV/LV Substation RO***519Y |  | 10 kV | _ | LV | 400 kVA :Building Structure | 0.4 | --> | 0.4 | 0 | 0 | Constrained, otherwise capacity available =342 kVA | --> | 0.38 | 0 | 0.136 | 0 | 0 | Constrained, otherwise capacity available =271 kW | --> | C12 ex ROSCREA | Roscrea [T41,T42] | IKERRIN |  | 52.9563 | -7.7861
074569X | MV/LV Substation AL***569X |  | 20 kV | _ | LV | 200 kVA :Kiosk Substation | 0.2 | --> | 0.2 | 0.188 | 8.5 |  | --> | 0.19 | 0 | 0 | 0 | 0 | Constrained, otherwise capacity available =188 kW | --> | E14 ex ARIGNA | Arigna [T121] | ARIGNA |  | 54.0423 | -8.0371
054509Y | MV/LV Substation DU***509Y |  | 20 kV | _ | LV | 200 kVA :Pole Substation | 0.2 | --> | 0.2 | 0 | 0 | Constrained, otherwise capacity available =159 kVA | --> | 0.19 | 0 | 0.005 | 0 | 0 | Constrained, otherwise capacity available =181 kW | --> | E17 ex PORTLAOISE | Portlaoise [T423,T424] | PORTLAOISE |  | 53.0234 | -7.3007
093546Z | MV/LV Substation SA***546Z |  | 10 kV | _ | LV | 630 kVA :Building Structure | 0.63 | --> | 0.63 | 0 | 0 | Constrained, otherwise capacity available =594 kVA | --> | 0.598 | 0 | 0 | 0.5 | 0 |  | --> | C33 ex KILMORE | Kilmore [T101,T102,T103] | FINGLAS |  | 53.4033 | -6.2572
184050X | MV/LV Substation AL***050X |  | 10 kV | _ | LV | 50 kVA :Pole Substation | 0.05 | --> | 0.05 | 0.048 | 3.38 |  | --> | 0.048 | 0 | 0 | 0 | 0 | Constrained, otherwise capacity available =47 kW | --> | C18 ex CASTLEBLAYNEY | Castleblayney [T41,T42] | DUNDALK |  | 54.1596 | -6.6549
067286 | MV/LV Substation GL***286 |  | 10 kV | _ | LV | 200 kVA :Kiosk Substation | 0.2 | --> | 0.2 | 0 | 0 | Constrained, otherwise capacity available =111 kVA | --> | 0.19 | 0 | 0.014 | 0.167 | 0 |  | --> | C11 ex GARRYOWEN | Garryowen [T41,T42] | LIMERICK |  | 52.6516 | -8.6071
244736 | MV/LV Substation MI***736 |  | 20 kV | _ | LV | 200 kVA :Pole Substation | 0.2 | --> | 0.2 | 0 | 0 | Constrained, otherwise capacity available =165 kVA | --> | 0.19 | 0 | 0.013 | 0 | 0 | Constrained, otherwise capacity available =176 kW | --> | E11 ex MILLTOWN (SR) | Milltown (sr) [T421,T422] | OUGHTRAGH |  | 52.1457 | -9.7142
010378X | MV/LV Substation CA***378X |  | 20 kV | _ | LV | 100 kVA :Pole Substation | 0.1 | --> | 0.1 | 0 | 0 | Constrained, otherwise capacity available =94 kVA | --> | 0.095 | 0 | 0 | 0 | 0 | Constrained, otherwise capacity available =94 kW | --> | E11 ex BALLYHALE | Ballyhale [T42,T421] | KILKENNY |  | 52.5676 | -7.0898
027637X | MV/LV Substation PO***637X |  | 10 kV | _ | LV | 630 kVA :Building Structure | 0.63 | --> | 0.63 | 0.5 | 7.79 |  | --> | 0.598 | 0 | 0 | 0 | 0 | Constrained, otherwise capacity available =594 kW | --> | C11 ex DUNMANWAY | Dunmanway [T422,T43] | DUNMANWAY |  | 51.7158 | -9.114
250633 | MV/LV Substation RE***633 |  | 10 kV | _ | LV | 50 kVA :Pole Substation | 0.05 | --> | 0.05 | 0.044 | 0.3 |  | --> | 0.048 | 0 | 0.003 | 0 | 0 | Constrained, otherwise capacity available =44 kW | --> | C17 ex BANAGHER | Banagher [T41,T42] | DALLOW |  | 53.2211 | -8.1491
368088X | MV/LV Substation TO***088X |  | 20 kV | _ | LV | 50 kVA :Pole Substation | 0.05 | --> | 0.05 | 0 | 0 | Constrained, otherwise capacity available =36 kVA | --> | 0.048 | 0 | 0 | 0 | 0 | Constrained, otherwise capacity available =46 kW | --> | C12 ex BALLYHAUNIS | Ballyhaunis [T41,T42] | DALTON |  | 53.8099 | -8.7681
138912 | MV/LV Substation SH***912 |  | 10 kV | _ | LV | 100 kVA :Pole Substation | 0.1 | --> | 0.1 | 0.086 | 1.52 |  | --> | 0.095 | 0 | 0 | 0 | 0 | Constrained, otherwise capacity available =93 kW | --> | C21 ex SHERCOCK | Shercock [T41,T42] | MEATH HILL |  | 53.9915 | -6.9136
065021 | MV/LV Substation RU***021 |  | 10 kV | _ | LV | 400 kVA :Kiosk Substation | 0.4 | --> | 0.4 | 0 | 0 | Constrained, otherwise capacity available =173 kVA | --> | 0.38 | 0 | 0.031 | 0 | 0 | Constrained, otherwise capacity available =325 kW | --> | C15 ex LOUGHSHINNY | Loughshinny [T41,T42] | GLASMORE |  | 53.5227 | -6.0971
053020 | MV/LV Substation OF***020 |  | 10 kV | _ | LV | 630 kVA :Kiosk Substation | 0.63 | --> | 0.63 | 0 | 0 | Constrained, otherwise capacity available =478 kVA | --> | 0.598 | 0 | 0 | 0.5 | 0 |  | --> | C19 ex CLONMINCH | Clonminch [T41,T422] | THORNSBERRY |  | 53.2774 | -7.4925
1174165 | MV/LV Substation AU***4165 |  | 20 kV | _ | LV | 50 kVA :Pole Substation | 0.05 | --> | 0.05 | 0 | 0 | Constrained, otherwise capacity available =50 kVA | --> | 0.048 | 0 | 0 | 0 | 0 | Constrained, otherwise capacity available =48 kW | --> | E20 ex COLLOONEY | Collooney [T421,T422] | SLIGO |  | 54.2713 | -8.7639
210036 | MV/LV Substation CL***036 |  | 10 kV | _ | LV | 100 kVA :Pole Substation | 0.1 | --> | 0.1 | 0 | 0 | Constrained, otherwise capacity available =51 kVA | --> | 0.095 | 0 | 0.017 | 0 | 0 | Constrained, otherwise capacity available =76 kW | --> | C17 ex CARRICKMACROSS | Carrickmacross [T41,T42] | MEATH HILL |  | 53.9794 | -6.7117
066157Z | MV/LV Substation JO***157Z |  | 20 kV | _ | LV | 200 kVA :Kiosk Substation | 0.2 | --> | 0.2 | 0 | 0 | Constrained, otherwise capacity available =134 kVA | --> | 0.19 | 0 | 0.016 | 0 | 0 | Constrained, otherwise capacity available =169 kW | --> | E16 ex ASHBOURNE | Ashbourne [T421,T422] | FINGLAS |  | 53.5139 | -6.4096
150554 | MV/LV Substation BA***554 |  | 20 kV | _ | LV | 100 kVA :Pole Substation | 0.1 | --> | 0.1 | 0.075 | 3.96 |  | --> | 0.095 | 0 | 0.016 | 0 | 0 | Constrained, otherwise capacity available =80 kW | --> | E18 ex STRANORLAR | Stranorlar [T421,T422] | LETTERKENNY |  | 54.7899 | -7.657
2814240 | MV/LV Substation BR***4240 |  | 10 kV | _ | LV | 1000 kVA :Building Structure | 1 | --> | 1 | 0.5 | 7.88 |  | --> | 0.95 | 0 | 0 | 0.5 | 0 |  | --> | C17 ex LIBERTY STREET | Liberty Street [T101,T102] | LIBERTY STREET |  | 51.897 | -8.4771
012196Y | MV/LV Substation TI***196Y |  | 10 kV | _ | LV | 50 kVA :Pole Substation | 0.05 | --> | 0.05 | 0 | 0 | Constrained, otherwise capacity available =46 kVA | --> | 0.048 | 0 | 0 | 0 | 0 | Constrained, otherwise capacity available =47 kW | --> | C20 ex POLLERTON | Pollerton [T41,T42] | CARLOW |  | 52.7986 | -6.8915
154084Z | MV/LV Substation LU***084Z |  | 10 kV | _ | LV | 400 kVA :Kiosk Substation | 0.4 | --> | 0.4 | 0.182 | 7.91 |  | --> | 0.38 | 0 | 0.149 | 0.239 | 0 |  | --> | C23 ex PELLETSTOWN | Pelletstown [T101,T102] | FINGLAS |  | 53.3716 | -6.3966
0054066 | MV/LV Substation TA***4066 |  | 20 kV | _ | LV | 50 kVA :Pole Substation | 0.05 | --> | 0.05 | 0.028 | 17.8 |  | --> | 0.048 | 0 | 0 | 0.044 | 0 |  | --> | E19 ex BANOGE | Banoge [T121,T122] | BANOGE |  | 52.619 | -6.3437
064765X | MV/LV Substation BA***765X |  | 20 kV | _ | LV | 50 kVA :Pole Substation | 0.05 | --> | 0.05 | 0 | 0 | Constrained, otherwise capacity available =28 kVA | --> | 0.048 | 0 | 0.027 | 0 | 0 | Constrained, otherwise capacity available =24 kW | --> | E15 ex JULIANSTOWN | Julianstown [T421,T422] | DRYBRIDGE |  | 53.6429 | -6.2783
3654217 | MV/LV Substation BR***4217 |  | 10 kV | _ | LV | 630 kVA :Kiosk Substation | 0.63 | --> | 0.63 | 0 | 0 | Constrained, otherwise capacity available =630 kVA | --> | 0.598 | 0 | 0 | 0.5 | 0 |  | --> | C16 ex OLDBAWN | Oldbawn [T41,T42] | COOKSTOWN |  | 53.2806 | -6.3589
127081Y | MV/LV Substation RA***081Y |  | 10 kV | _ | LV | 100 kVA :Pole Substation | 0.1 | --> | 0.1 | 0 | 0 | Constrained, otherwise capacity available =80 kVA | --> | 0.095 | 0 | 0 | 0 | 0 | Constrained, otherwise capacity available =92 kW | --> | C11 ex TEMPLEMORE | Templemore [T41,T42] | IKERRIN |  | 52.7887 | -7.8225
081434Z | MV/LV Substation CO***434Z |  | 10 kV | _ | LV | 630 kVA :Kiosk Substation | 0.63 | --> | 0.63 | 0 | 0 | Constrained, otherwise capacity available =563 kVA | --> | 0.598 | 0 | 0.012 | 0 | 0 | Constrained, otherwise capacity available =580 kW | --> | C15 ex CASTLEKNOCK | Castleknock [T41,T42] | FINGLAS |  | 53.3725 | -6.3705
025058X | MV/LV Substation GO***058X |  | 20 kV | _ | LV | 50 kVA :Pole Substation | 0.05 | --> | 0.05 | 0.041 | 2.96 |  | --> | 0.048 | 0 | 0.025 | 0 | 0 | Constrained, otherwise capacity available =28 kW | --> | E14 ex CHARLEVILLE | Charleville [T421,T422] | CHARLEVILLE |  | 52.3627 | -8.7097
365570 | MV/LV Substation TY***570 |  | 10 kV | _ | LV | 630 kVA :Kiosk Substation | 0.63 | --> | 0.63 | 0 | 0 | Constrained, otherwise capacity available =527 kVA | --> | 0.598 | 0 | 0.024 | 0.5 | 0 |  | --> | C12 ex OLDBAWN | Oldbawn [T41,T42] | COOKSTOWN |  | 53.2771 | -6.3463
2814354 | MV/LV Substation PO***4354 |  | 10 kV | _ | LV | 630 kVA :Kiosk Substation | 0.63 | --> | 0.63 | 0 | 0 | Constrained, otherwise capacity available =630 kVA | --> | 0.598 | 0 | 0 | 0 | 0 | Constrained, otherwise capacity available =598 kW | --> | C17 ex CARRIGALINE | Carrigaline [T41,T42] | BARNAHELY |  | 51.8046 | -8.2902
081516Z | MV/LV Substation HO***516Z |  | 10 kV | _ | LV | 630 kVA :Building Structure | 0.63 | --> | 0.63 | 0 | 0 | Constrained, otherwise capacity available =396 kVA | --> | 0.598 | 0 | 0 | 0.5 | 0 |  | --> | C31 ex SEMPERIT | Semperit [T41,T42,T43] | GRANGE CASTLE |  | 53.3312 | -6.3773
002924 | MV/LV Substation OL***924 |  | 10 kV | _ | LV | 200 kVA :Kiosk Substation | 0.2 | --> | 0.2 | 0.092 | 2.36 |  | --> | 0.19 | 0 | 0.064 | 0.127 | 0 |  | --> | C19 ex BRAY | Bray [T41,T42] | FASSAROE |  | 53.1929 | -6.1158
002750 | MV/LV Substation EL***750 |  | 10 kV | _ | LV | 400 kVA :Kiosk Substation | 0.4 | --> | 0.4 | 0.28 | 2.36 |  | --> | 0.38 | 0 | 0.045 | 0.33 | 0 |  | --> | C16 ex BRAY | Bray [T41,T42] | FASSAROE |  | 53.1855 | -6.1325
047953 | MV/LV Substation NC***953 |  | 10 kV | _ | LV | 400 kVA :Building Structure | 0.4 | --> | 0.4 | 0.276 | 1.04 |  | --> | 0.38 | 0 | 0.075 | 0 | 0 | Constrained, otherwise capacity available =307 kW | --> | C11 ex BOYLE | Boyle [T41,T42] | CARRICK ON SHANNON |  | 53.9683 | -8.3089
377512X | MV/LV Substation TU***512X |  | 20 kV | _ | LV | 50 kVA :Pole Substation | 0.05 | --> | 0.05 | 0 | 0 | Constrained, otherwise capacity available =49 kVA | --> | 0.048 | 0 | 0 | 0 | 0 | Constrained, otherwise capacity available =47 kW | --> | E16 ex GURRANEBANE | Gurranebane [T421,T422] | OUGHTRAGH |  | 51.8745 | -10.1901
293152Z | MV/LV Substation MO***152Z |  | 20 kV | _ | LV | 100 kVA :Pole Substation | 0.1 | --> | 0.1 | 0.099 | 0.43 |  | --> | 0.095 | 0 | 0 | 0 | 0 | Constrained, otherwise capacity available =95 kW | --> | E18 ex TULLOW | Tullow [T421,T422] | CARLOW |  | 52.8641 | -6.4712
281482Z | MV/LV Substation BE***482Z |  | 10 kV | _ | LV | 400 kVA :Kiosk Substation | 0.4 | --> | 0.4 | 0 | 0 | Constrained, otherwise capacity available =346 kVA | --> | 0.38 | 0 | 0.01 | 0 | 0 | Constrained, otherwise capacity available =365 kW | --> | C21 ex DOUGLAS | Douglas [T41,T42] | TRABEG |  | 51.8698 | -8.3933
081188X | MV/LV Substation ST***188X |  | 10 kV | _ | LV | 200 kVA :Building Structure | 0.2 | --> | 0.2 | 0 | 0 | Constrained, otherwise capacity available =170 kVA | --> | 0.19 | 0 | 0 | 0 | 0 | Constrained, otherwise capacity available =186 kW | --> | C17 ex PALMERSTOWN | Palmerstown [T41,T42] | FINGLAS |  | 53.339 | -6.3857
139289X | MV/LV Substation KI***289X |  | 10 kV | _ | LV | 50 kVA :Pole Substation | 0.05 | --> | 0.05 | 0.044 | 4 |  | --> | 0.048 | 0 | 0 | 0 | 0 | Constrained, otherwise capacity available =47 kW | --> | C17 ex BALLYJAMESDUFF | Ballyjamesduff [T41,T42] | SHANKILL |  | 53.8987 | -7.2454
216470 | MV/LV Substation ST***470 |  | 20 kV | _ | LV | 50 kVA :Pole Substation | 0.05 | --> | 0.05 | 0 | 0 | Constrained, otherwise capacity available =30 kVA | --> | 0.048 | 0 | 0 | 0 | 0 | Constrained, otherwise capacity available =45 kW | --> | C26 ex GLENTIES | Glenties [T41,T42] | BINBANE |  | 54.8246 | -8.2487
009367Y | MV/LV Substation AS***367Y |  | 20 kV | _ | LV | 400 kVA :Kiosk Substation | 0.4 | --> | 0.4 | 0.377 | 8.16 |  | --> | 0.38 | 0 | 0 | 0 | 0 | Constrained, otherwise capacity available =377 kW | --> | C17 ex MOUNT MISERY | Mount Misery [T41,T42] | WATERFORD |  | 52.2808 | -7.0698
007288 | MV/LV Substation BE***288 |  | 20 kV | _ | LV | 50 kVA :Pole Substation | 0.05 | --> | 0.05 | 0.047 | 0.14 |  | --> | 0.048 | 0 | 0 | 0 | 0 | Constrained, otherwise capacity available =47 kW | --> | C12 ex CARRIGLAWN | Carriglawn [T41,T42] | WEXFORD |  | 52.3699 | -6.3972
152779 | MV/LV Substation CU***779 |  | 20 kV | _ | LV | 100 kVA :Pole Substation | 0.1 | --> | 0.1 | 0 | 0 | Constrained, otherwise capacity available =90 kVA | --> | 0.095 | 0 | 0.005 | 0 | 0 | Constrained, otherwise capacity available =90 kW | --> | E31 ex CAPPAMORE | Cappamore [T41,T42] | ARDNACRUSHA |  | 52.6425 | -8.2586
066138 | MV/LV Substation BA***138 |  | 20 kV | _ | LV | 100 kVA :Pole Substation | 0.1 | --> | 0.1 | 0 | 0 | Constrained, otherwise capacity available =15 kVA | --> | 0.095 | 0 | 0.014 | 0 | 0 | Constrained, otherwise capacity available =72 kW | --> | E18 ex GLASMORE | Glasmore [T421,T422] | GLASMORE |  | 53.5215 | -6.2661
0074544 | MV/LV Substation KI***4544 |  | 10 kV | _ | LV | 50 kVA :Pole Substation | 0.05 | --> | 0.05 | 0 | 0 | Constrained, otherwise capacity available =38 kVA | --> | 0.048 | 0 | 0.011 | 0 | 0 | Constrained, otherwise capacity available =38 kW | --> | C20 ex MULGANNON | Mulgannon [T41,T42] | WEXFORD |  | 52.2886 | -6.4531
1254216 | MV/LV Substation BA***4216 |  | 10 kV | _ | LV | 50 kVA :Pole Substation | 0.05 | --> | 0.05 | 0.047 | 0.22 |  | --> | 0.048 | 0 | 0.005 | 0 | 0 | Constrained, otherwise capacity available =43 kW | --> | C11 ex KILSHANNY | Kilshanny [T41,T42] | CAHIR |  | 52.2674 | -8.2497
137481 | MV/LV Substation CL***481 |  | 10 kV | _ | LV | 50 kVA :Pole Substation | 0.05 | --> | 0.05 | 0.01 | 2.18 |  | --> | 0.048 | 0 | 0.029 | 0 | 0 | Constrained, otherwise capacity available =20 kW | --> | C17 ex BALLYRICKARD | Ballyrickard [T41,T42] | TRALEE |  | 52.3204 | -9.7757
095069Y | MV/LV Substation LI***069Y |  | 10 kV | _ | LV | 50 kVA :Pole Substation | 0.05 | --> | 0.05 | 0.05 | 1.1 |  | --> | 0.048 | 0 | 0 | 0 | 0 | Constrained, otherwise capacity available =48 kW | --> | C26 ex KILKEE | Kilkee [T41] | TULLABRACK |  | 52.6931 | -9.6124
075586X | MV/LV Substation LA***586X |  | 20 kV | _ | LV | 100 kVA :Pole Substation | 0.1 | --> | 0.1 | 0.092 | 17.8 |  | --> | 0.095 | 0 | 0 | 0.094 | 0 |  | --> | E13 ex BANOGE | Banoge [T121,T122] | BANOGE |  | 52.6048 | -6.245
074306X | MV/LV Substation MC***306X |  | 20 kV | _ | LV | 50 kVA :Pole Substation | 0.05 | --> | 0.05 | 0.046 | 8.5 |  | --> | 0.048 | 0 | 0.005 | 0 | 0 | Constrained, otherwise capacity available =43 kW | --> | E14 ex ARIGNA | Arigna [T121] | ARIGNA |  | 54.0768 | -8.0269
293124Y | MV/LV Substation BO***124Y |  | 20 kV | _ | LV | 1000 kVA :Building Structure | 1 | --> | 1 | 0 | 0 | Constrained, otherwise capacity available =823 kVA | --> | 0.95 | 0 | 0 | 0 | 0 | Constrained, otherwise capacity available =926 kW | --> | E20 ex BALTINGLASS | Baltinglass [T421,T422] | STRATFORD |  | 52.9527 | -6.8414
010386X | MV/LV Substation OL***386X |  | 20 kV | _ | LV | 200 kVA :Pole Substation | 0.2 | --> | 0.2 | 0 | 0 | Constrained, otherwise capacity available =168 kVA | --> | 0.19 | 0 | 0 | 0 | 0 | Constrained, otherwise capacity available =186 kW | --> | E11 ex BALLYHALE | Ballyhale [T42,T421] | KILKENNY |  | 52.5226 | -7.2111
064114Z | MV/LV Substation CO***114Z |  | 10 kV | _ | LV | 400 kVA :Kiosk Substation | 0.4 | --> | 0.4 | 0 | 0 | Constrained, otherwise capacity available =337 kVA | --> | 0.38 | 0 | 0.008 | 0 | 0 | Constrained, otherwise capacity available =365 kW | --> | C22 ex TERMONFECKIN ROAD | Termonfeckin Road [T41,T42] | DRYBRIDGE |  | 53.725 | -6.3348
046113 | MV/LV Substation RO***113 |  | 10 kV | _ | LV | 100 kVA :Pole Substation | 0.1 | --> | 0.1 | 0.075 | 5.78 |  | --> | 0.095 | 0 | 0.02 | 0.077 | 0 |  | --> | C11 ex OAKFIELD | Oakfield [T41,T42] | SLIGO |  | 54.2668 | -8.4867
196078 | MV/LV Substation PA***078 |  | 10 kV | _ | LV | 100 kVA :Pole Substation | 0.1 | --> | 0.1 | 0 | 0 | Constrained, otherwise capacity available =53 kVA | --> | 0.095 | 0 | 0.011 | 0 | 0 | Constrained, otherwise capacity available =80 kW | --> | C18 ex ATHBOY | Athboy [T42] | NAVAN |  | 53.6244 | -6.9092
025640Y | MV/LV Substation MA***640Y |  | 10 kV | _ | LV | 200 kVA :Kiosk Substation | 0.2 | --> | 0.2 | 0.174 | 2.96 |  | --> | 0.19 | 0 | 0 | 0 | 0 | Constrained, otherwise capacity available =186 kW | --> | E17 ex CHARLEVILLE | Charleville [T421,T422] | CHARLEVILLE |  | 52.362 | -8.6855
1174111 | MV/LV Substation OW***4111 |  | 20 kV | _ | LV | 200 kVA :Kiosk Substation | 0.2 | --> | 0.2 | 0 | 0 | Constrained, otherwise capacity available =199 kVA | --> | 0.19 | 0 | 0 | 0 | 0 | Constrained, otherwise capacity available =190 kW | --> | E14 ex COLLOONEY | Collooney [T421,T422] | SLIGO |  | 54.1772 | -8.492
0644006 | MV/LV Substation CO***4006 |  | 20 kV | _ | LV | 50 kVA :Pole Substation | 0.05 | --> | 0.05 | 0 | 0 | Constrained, otherwise capacity available =37 kVA | --> | 0.048 | 0 | 0 | 0 | 0 | Constrained, otherwise capacity available =46 kW | --> | E17 ex JULIANSTOWN | Julianstown [T421,T422] | DRYBRIDGE |  | 53.7065 | -6.2952
0434070 | MV/LV Substation CE***4070 |  | 20 kV | _ | LV | 100 kVA :Pole Substation | 0.1 | --> | 0.1 | 0.074 | 0.43 |  | --> | 0.095 | 0 | 0 | 0 | 0 | Constrained, otherwise capacity available =91 kW | --> | C20 ex SWINFORD | Swinford [T41,T42] | CASTLEBAR |  | 53.8513 | -8.8567
0544281 | MV/LV Substation BA***4281 |  | 10 kV | _ | LV | 50 kVA :Pole Substation | 0.05 | --> | 0.05 | 0.039 | 0.12 |  | --> | 0.048 | 0 | 0 | 0.046 | 0 |  | --> | C21 ex ATHY | Athy [T101,T102] | ATHY |  | 53.013 | -7.1141
019330X | MV/LV Substation OA***330X |  | 10 kV | _ | LV | 400 kVA :Kiosk Substation | 0.4 | --> | 0.4 | 0.047 | 0.05 | Constrained, otherwise capacity available =325 kVA | --> | 0.38 | 0 | 0.015 | 0 | 0 | Constrained, otherwise capacity available =358 kW | --> | C17 ex BALLYBEGGAN | Ballybeggan [T43,T44] | TRALEE |  | 52.2784 | -9.6936
116022 | MV/LV Substation CA***022 |  | 10 kV | _ | LV | 630 kVA :Building Structure | 0.63 | --> | 0.63 | 0.298 | 7.32 |  | --> | 0.598 | 0 | 0.01 | 0.5 | 0 |  | --> | C13 ex CARROWBEG | Carrowbeg [T41,T42] | CARROWBEG |  | 53.8021 | -9.5194
0554063 | MV/LV Substation YO***4063 |  | 10 kV | _ | LV | 100 kVA :Pole Substation | 0.1 | --> | 0.1 | 0 | 0 | Constrained, otherwise capacity available =89 kVA | --> | 0.095 | 0 | 0 | 0 | 0 | Constrained, otherwise capacity available =94 kW | --> | C20 ex ROSCREA | Roscrea [T41,T42] | IKERRIN |  | 52.9494 | -7.8088
014835Z | MV/LV Substation OA***835Z |  | 10 kV | _ | LV | 200 kVA :Kiosk Substation | 0.2 | --> | 0.2 | 0 | 0 | Constrained, otherwise capacity available =120 kVA | --> | 0.19 | 0 | 0.025 | 0 | 0 | Constrained, otherwise capacity available =160 kW | --> | C18 ex KILDARE | Kildare [T41,T42] | NEWBRIDGE |  | 53.1532 | -6.91
276062 | MV/LV Substation MU***062 |  | 10 kV | _ | LV | 50 kVA :Pole Substation | 0.05 | --> | 0.05 | 0.042 | 0.76 |  | --> | 0.048 | 0 | 0 | 0 | 0 | Constrained, otherwise capacity available =46 kW | --> | C13 ex WOODFORD | Woodford [T41,T42] | KNOCKEARAGH |  | 52.0222 | -9.4768
071935 | MV/LV Substation CH***935 |  | 10 kV | _ | LV | 200 kVA :Kiosk Substation | 0.2 | --> | 0.2 | 0 | 0 | Constrained, otherwise capacity available =95 kVA | --> | 0.19 | 0 | 0.053 | 0.136 | 0 |  | --> | C11 ex GREYSTONES | Greystones [T41,T42] | FASSAROE |  | 53.1349 | -6.0809
053573Y | MV/LV Substation CL***573Y |  | 20 kV | _ | LV | 50 kVA :Pole Substation | 0.05 | --> | 0.05 | 0 | 0 | Constrained, otherwise capacity available =48 kVA | --> | 0.048 | 0 | 0 | 0.047 | 0 |  | --> | E20 ex CLONMINCH | Clonminch [T41,T422] | THORNSBERRY |  | 53.2695 | -7.3832
0684422 | MV/LV Substation AD***4422 |  | 10 kV | _ | LV | 630 kVA :Kiosk Substation | 0.63 | --> | 0.63 | 0 | 0 | Constrained, otherwise capacity available =616 kVA | --> | 0.598 | 0 | 0.004 | 0.5 | 0 |  | --> | C13 ex GLASNEVIN | Glasnevin [T41] | FINGLAS |  | 53.3709 | -6.2688
154448Z | MV/LV Substation SU***448Z |  | 10 kV | _ | LV | 630 kVA :Kiosk Substation | 0.63 | --> | 0.63 | 0 | 0 | Constrained, otherwise capacity available =541 kVA | --> | 0.598 | 0 | 0 | 0.5 | 0 |  | --> | C18 ex MACETOWN | Macetown [T101,T102] | MACETOWN |  | 53.4087 | -6.4418
015652 | MV/LV Substation RA***652 |  | 10 kV | _ | LV | 200 kVA :Pole Substation | 0.2 | --> | 0.2 | 0 | 0 | Constrained, otherwise capacity available =138 kVA | --> | 0.19 | 0 | 0.005 | 0 | 0 | Constrained, otherwise capacity available =178 kW | --> | C19 ex JOHNSTOWN | Johnstown [T41,T42] | KILTEEL |  | 53.2202 | -6.6479
288098X | MV/LV Substation RI***098X |  | 10 kV | _ | LV | 400 kVA :Building Structure | 0.4 | --> | 0.4 | 0 | 0 | Constrained, otherwise capacity available =400 kVA | --> | 0.38 | 0 | 0 | 0.38 | 0 |  | --> | C20 ex DUNDRUM | Dundrum [T41,T42] | BLACKROCK |  | 53.2867 | -6.2383
365839X | MV/LV Substation BA***839X |  | 10 kV | _ | LV | 400 kVA :Building Structure | 0.4 | --> | 0.4 | 0 | 0 | Constrained, otherwise capacity available =324 kVA | --> | 0.38 | 0 | 0 | 0.369 | 0 |  | --> | C22 ex FORTUNESTOWN | Fortunestown [T101,T102] | INCHICORE 220KV |  | 53.2932 | -6.4431
081188Z | MV/LV Substation WE***188Z |  | 10 kV | _ | LV | 1000 kVA :Building Structure | 1 | --> | 1 | 0 | 0 | Constrained, otherwise capacity available =779 kVA | --> | 0.95 | 0 | 0.01 | 0.5 | 0 |  | --> | C13 ex CLONDALKIN | Clondalkin [T41,T42,T44] | INCHICORE 220KV |  | 53.326 | -6.3628
154639 | MV/LV Substation LO***639 |  | 10 kV | _ | LV | 50 kVA :Pole Substation | 0.05 | --> | 0.05 | 0 | 0 | Constrained, otherwise capacity available =50 kVA | --> | 0.048 | 0 | 0 | 0.048 | 0 |  | --> | C18 ex MACETOWN | Macetown [T101,T102] | MACETOWN |  | 53.4149 | -6.4466
151764 | MV/LV Substation LA***764 |  | 20 kV | _ | LV | 50 kVA :Pole Substation | 0.05 | --> | 0.05 | 0 | 0 | Constrained, otherwise capacity available =39 kVA | --> | 0.048 | 0 | 0.015 | 0 | 0 | Constrained, otherwise capacity available =35 kW | --> | E09 ex BRUFF |  |  |  | 52.5267 | -8.52
220388X | MV/LV Substation ES***388X |  | 20 kV | _ | LV | 50 kVA :Pole Substation | 0.05 | --> | 0.05 | 0.047 | 2.33 |  | --> | 0.048 | 0 | 0 | 0 | 0 | Constrained, otherwise capacity available =47 kW | --> | E14 ex MOY | Moy [T421,T422] | MOY |  | 54.1902 | -9.213
021730 | MV/LV Substation BA***730 |  | 10 kV | _ | LV | 50 kVA :Pole Substation | 0.05 | --> | 0.05 | 0.01 | 6.78 |  | --> | 0.048 | 0 | 0.02 | 0.027 | 0 |  | --> | C36 ex CASTLEVIEW | Castleview [T101,T102] | CASTLEVIEW |  | 51.8965 | -8.3435
022190 | MV/LV Substation FC***190 |  | 10 kV | _ | LV | 400 kVA :Kiosk Substation | 0.4 | --> | 0.4 | 0.212 | 4.55 |  | --> | 0.38 | 0 | 0.006 | 0 | 0 | Constrained, otherwise capacity available =349 kW | --> | C13 ex MALLOW | Mallow [T41,T42] | MALLOW |  | 52.1385 | -8.6435
047129X | MV/LV Substation QU***129X |  | 10 kV | _ | LV | 630 kVA :Kiosk Substation | 0.63 | --> | 0.63 | 0.5 | 1.04 |  | --> | 0.598 | 0 | 0 | 0 | 0 | Constrained, otherwise capacity available =592 kW | --> | C11 ex BOYLE | Boyle [T41,T42] | CARRICK ON SHANNON |  | 53.9711 | -8.304
009559Y | MV/LV Substation AR***559Y |  | 10 kV | _ | LV | 630 kVA :Building Structure | 0.63 | --> | 0.63 | 0 | 0 | Constrained, otherwise capacity available =551 kVA | --> | 0.598 | 0 | 0 | 0 | 0 | Constrained, otherwise capacity available =588 kW | --> | C17 ex GRANGE (SR) | Grange (sr) [T41,T42] | BUTLERSTOWN |  | 52.2436 | -7.0859
350027 | MV/LV Substation SI***027 |  | 10 kV | _ | LV | 200 kVA :Kiosk Substation | 0.2 | --> | 0.2 | 0.069 | 1.57 |  | --> | 0.19 | 0 | 0.016 | 0 | 0 | Constrained, otherwise capacity available =160 kW | --> | C16 ex BUNDORAN | Bundoran [T41,T42] | CATHALEENS FALL |  | 54.4824 | -8.2679
0814342 | MV/LV Substation JO***4342 |  | 20 kV | _ | LV | 400 kVA :Kiosk Substation | 0.4 | --> | 0.4 | 0 | 0 | Constrained, otherwise capacity available =400 kVA | --> | 0.38 | 0 | 0 | 0.38 | 0 |  | --> | E52 ex GRANGE CASTLE | Grange Castle [T124] | INCHICORE 220KV |  | 53.3162 | -6.4429
016159Z | MV/LV Substation MA***159Z |  | 10 kV | _ | LV | 1000 kVA :Building Structure | 1 | --> | 1 | 0 | 0 | Constrained, otherwise capacity available =580 kVA | --> | 0.95 | 0 | 0 | 0 | 0 | Constrained, otherwise capacity available =891 kW | --> | C28 ex MONEYCOOLEY | Moneycooley [T41,T42,T44] | GRIFFINRATH |  | 53.3653 | -6.5899
069464 | MV/LV Substation GR***464 |  | 10 kV | _ | LV | 400 kVA :Kiosk Substation | 0.4 | --> | 0.4 | 0.304 | 4.47 |  | --> | 0.38 | 0 | 0.037 | 0.339 | 0 |  | --> | C18 ex TEMPLEOGUE | Templeogue [T41,T42] | MILLTOWN (DR) |  | 53.2805 | -6.3107
248694 | MV/LV Substation BE***694 |  | 20 kV | _ | LV | 400 kVA :Kiosk Substation | 0.4 | --> | 0.4 | 0 | 0 | Constrained, otherwise capacity available =217 kVA | --> | 0.38 | 0 | 0.015 | 0 | 0 | Constrained, otherwise capacity available =343 kW | --> | E14 ex KILCOCK | Kilcock [T421,T422] | GRIFFINRATH |  | 53.482 | -6.7312
176672X | MV/LV Substation MO***672X |  | 20 kV | _ | LV | 200 kVA :Pole Substation | 0.2 | --> | 0.2 | 0 | 0 | Constrained, otherwise capacity available =130 kVA | --> | 0.19 | 0 | 0 | 0 | 0 | Constrained, otherwise capacity available =180 kW | --> | E11 ex MACROOM | Macroom [T422] | MACROOM |  | 51.9311 | -8.7683
011831 | MV/LV Substation LI***831 |  | 10 kV | _ | LV | 50 kVA :Pole Substation | 0.05 | --> | 0.05 | 0 | 0 | Constrained, otherwise capacity available =40 kVA | --> | 0.048 | 0 | 0.01 | 0 | 0 | Constrained, otherwise capacity available =39 kW | --> | C15 ex TALBOTS INCH | Talbots Inch [T41,T42] | KILKENNY |  | 52.6658 | -7.4125
340524 | MV/LV Substation HO***524 |  | 10 kV | _ | LV | 100 kVA :Pole Substation | 0.1 | --> | 0.1 | 0 | 0 | Constrained, otherwise capacity available =95 kVA | --> | 0.095 | 0 | 0.003 | 0 | 0 | Constrained, otherwise capacity available =92 kW | --> | C18 ex DUNGLOE | Dungloe [T41,T42] | ARDNAGAPPARY |  | 54.9783 | -8.4972
081191X | MV/LV Substation BE***191X |  | 10 kV | _ | LV | 200 kVA :Kiosk Substation | 0.2 | --> | 0.2 | 0 | 0 | Constrained, otherwise capacity available =104 kVA | --> | 0.19 | 0 | 0.047 | 0 | 0 | Constrained, otherwise capacity available =142 kW | --> | C18 ex CASTLEKNOCK | Castleknock [T41,T42] | FINGLAS |  | 53.3773 | -6.3616
365926X | MV/LV Substation GL***926X |  | 10 kV | _ | LV | 400 kVA :Kiosk Substation | 0.4 | --> | 0.4 | 0.368 | 13.91 |  | --> | 0.38 | 0 | 0 | 0.376 | 0 |  | --> | C23 ex COOKSTOWN | Cookstown [T101,T102] | CARRICKMINES |  | 53.2836 | -6.4015
1604283 | MV/LV Substation AR***4283 |  | 20 kV | _ | LV | 400 kVA :Kiosk Substation | 0.4 | --> | 0.4 | 0 | 0 | Constrained, otherwise capacity available =353 kVA | --> | 0.38 | 0 | 0.004 | 0 | 0 | Constrained, otherwise capacity available =371 kW | --> | E11 ex PORTLAOISE |  |  |  | 53.0425 | -7.2575
0814217 | MV/LV Substation SH***4217 |  | 20 kV | _ | LV | 400 kVA :Kiosk Substation | 0.4 | --> | 0.4 | 0 | 0 | Constrained, otherwise capacity available =338 kVA | --> | 0.38 | 0 | 0.004 | 0.368 | 0 |  | --> | E20 ex ADAMSTOWN | Adamstown [T121,T122] | INCHICORE 220KV |  | 53.3442 | -6.4676
081493Z | MV/LV Substation RI***493Z |  | 10 kV | _ | LV | 400 kVA :Kiosk Substation | 0.4 | --> | 0.4 | 0 | 0 | Constrained, otherwise capacity available =311 kVA | --> | 0.38 | 0 | 0 | 0 | 0 | Constrained, otherwise capacity available =368 kW | --> | C12 ex LEIXLIP | Leixlip [T41,T42] | GRIFFINRATH |  | 53.3719 | -6.4882
025054Y | MV/LV Substation KI***054Y |  | 20 kV | _ | LV | 400 kVA :Kiosk Substation | 0.4 | --> | 0.4 | 0.36 | 2.96 |  | --> | 0.38 | 0 | 0.005 | 0 | 0 | Constrained, otherwise capacity available =371 kW | --> | E11 ex CHARLEVILLE | Charleville [T421,T422] | CHARLEVILLE |  | 52.4225 | -8.6539
3554038 | MV/LV Substation CU***4038 |  | 10 kV | _ | LV | 100 kVA :Pole Substation | 0.1 | --> | 0.1 | 0.06 | 0.06 | Constrained, otherwise capacity available =100 kVA | --> | 0.095 | 0 | 0 | 0 | 0 | Constrained, otherwise capacity available =95 kW | --> | C15 ex TUBBERCURRY | Tubbercurry [T41,T42] | TONROE |  | 54.099 | -8.7781
069222 | MV/LV Substation CL***222 |  | 10 kV | _ | LV | 630 kVA :Kiosk Substation | 0.63 | --> | 0.63 | 0.5 | 9.28 |  | --> | 0.598 | 0 | 0 | 0.5 | 0 |  | --> | C06 ex PEMBROKE | Pembroke [T41,T42,T43,T44] | RINGSEND |  | 53.3272 | -6.2387
281498Z | MV/LV Substation CU***498Z |  | 10 kV | _ | LV | 50 kVA :Pole Substation | 0.05 | --> | 0.05 | 0 | 0 | Constrained, otherwise capacity available =45 kVA | --> | 0.048 | 0 | 0 | 0.047 | 0 |  | --> | C24 ex BISHOPSTOWN | Bishopstown [T41,T42] | KILBARRY |  | 51.8751 | -8.5638
210110Y | MV/LV Substation BA***110Y |  | 10 kV | _ | LV | 100 kVA :Pole Substation | 0.1 | --> | 0.1 | 0 | 0 | Constrained, otherwise capacity available =95 kVA | --> | 0.095 | 0 | 0 | 0 | 0 | Constrained, otherwise capacity available =94 kW | --> | C20 ex CARRICKMACROSS | Carrickmacross [T41,T42] | MEATH HILL |  | 53.9811 | -6.77
0684515 | MV/LV Substation TH***4515 |  | 10 kV | _ | LV | 1000 kVA :Building Structure | 1 | --> | 1 | 0.384 | 7.2 |  | --> | 0.95 | 0 | 0.06 | 0.5 | 0 |  | --> | C28 ex TRINITY | Trinity [T101,T102] | POOLBEG |  | 53.3405 | -6.2406
065468X | MV/LV Substation PI***468X |  | 10 kV | _ | LV | 50 kVA :Pole Substation | 0.05 | --> | 0.05 | 0 | 0 | Constrained, otherwise capacity available =39 kVA | --> | 0.048 | 0 | 0 | 0 | 0 | Constrained, otherwise capacity available =46 kW | --> | C19 ex LOUGHSHINNY | Loughshinny [T41,T42] | GLASMORE |  | 53.5585 | -6.1043
2444128 | MV/LV Substation AN***4128 |  | 20 kV | _ | LV | 50 kVA :Pole Substation | 0.05 | --> | 0.05 | 0 | 0 | Constrained, otherwise capacity available =47 kVA | --> | 0.048 | 0 | 0 | 0 | 0 | Constrained, otherwise capacity available =47 kW | --> | E12 ex MILLTOWN (SR) | Milltown (sr) [T421,T422] | OUGHTRAGH |  | 52.0919 | -9.7624
067293 | MV/LV Substation WH***293 |  | 10 kV | _ | LV | 400 kVA :Kiosk Substation | 0.4 | --> | 0.4 | 0 | 0 | Constrained, otherwise capacity available =315 kVA | --> | 0.38 | 0 | 0.031 | 0 | 0 | Constrained, otherwise capacity available =345 kW | --> | C18 ex CAHERDAVIN | Caherdavin [T41,T42] | ARDNACRUSHA |  | 52.6765 | -8.6663
003055 | MV/LV Substation VE***055 |  | 10 kV | _ | LV | 630 kVA :Building Structure | 0.63 | --> | 0.63 | 0.5 | 11.58 |  | --> | 0.598 | 0 | 0 | 0 | 0 | Constrained, otherwise capacity available =598 kW | --> | C25 ex BALLYBEG | Ballybeg [T101,T102] | CARRICKMINES |  | 52.9876 | -6.0471
005545 | MV/LV Substation AR***545 |  | 20 kV | _ | LV | 400 kVA :Kiosk Substation | 0.4 | --> | 0.4 | 0.301 | 17.8 |  | --> | 0.38 | 0 | 0.035 | 0.34 | 0 |  | --> | E13 ex BANOGE | Banoge [T121,T122] | BANOGE |  | 52.6355 | -6.2351
020183 | MV/LV Substation DU***183 |  | 10 kV | _ | LV | 50 kVA :Pole Substation | 0.05 | --> | 0.05 | 0 | 0 | Constrained, otherwise capacity available =33 kVA | --> | 0.048 | 0 | 0 | 0 | 0 | Constrained, otherwise capacity available =45 kW | --> | C18 ex COOLCORCORAN | Coolcorcoran [T41,T42] | KNOCKEARAGH |  | 52.0423 | -9.6335
433599 | MV/LV Substation FR***599 |  | 10 kV | _ | LV | 100 kVA :Pole Substation | 0.1 | --> | 0.1 | 0.015 | 1.04 |  | --> | 0.095 | 0 | 0.007 | 0 | 0 | Constrained, otherwise capacity available =78 kW | --> | C12 ex BOYLE | Boyle [T41,T42] | CARRICK ON SHANNON |  | 53.8681 | -8.4068
068171X | MV/LV Substation CA***171X |  | 10 kV | _ | LV | 630 kVA :Building Structure | 0.63 | --> | 0.63 | 0 | 0 | Constrained, otherwise capacity available =448 kVA | --> | 0.598 | 0 | 0 | 0.5 | 0 |  | --> | C14 ex CAMDEN ROW | Camden Row [T41] | FRANCIS STREET |  | 53.3335 | -6.2645
156129 | MV/LV Substation HI***129 |  | 20 kV | _ | LV | 50 kVA :Pole Substation | 0.05 | --> | 0.05 | 0.008 | 2.47 |  | --> | 0.048 | 0 | 0 | 0 | 0 | Constrained, otherwise capacity available =41 kW | --> | E19 ex TELAYDON | Telaydon [T42,T421] | LISDRUM |  | 54.294 | -6.9133
355699 | MV/LV Substation PI***699 |  | 10 kV | _ | LV | 50 kVA :Pole Substation | 0.05 | --> | 0.05 | 0.05 | 0.06 |  | --> | 0.048 | 0 | 0 | 0 | 0 | Constrained, otherwise capacity available =48 kW | --> | C15 ex TUBBERCURRY | Tubbercurry [T41,T42] | TONROE |  | 54.1007 | -8.7473
109443 | MV/LV Substation RI***443 |  | 10 kV | _ | LV | 400 kVA :Kiosk Substation | 0.4 | --> | 0.4 | 0 | 0 | Constrained, otherwise capacity available =361 kVA | --> | 0.38 | 0 | 0 | 0 | 0 | Constrained, otherwise capacity available =375 kW | --> | E16 ex DRUMLINE | Drumline [T421,T422] | DRUMLINE |  | 52.7096 | -8.8641
154652Z | MV/LV Substation RA***652Z |  | 20 kV | _ | LV | 200 kVA :Pole Substation | 0.2 | --> | 0.2 | 0 | 0 | Constrained, otherwise capacity available =200 kVA | --> | 0.19 | 0 | 0 | 0.19 | 0 |  | --> | C21 ex MACETOWN | Macetown [T101,T102] | MACETOWN |  | 53.4669 | -6.4893
053333 | MV/LV Substation SC***333 |  | 10 kV | _ | LV | 50 kVA :Pole Substation | 0.05 | --> | 0.05 | 0 | 0 | Constrained, otherwise capacity available =48 kVA | --> | 0.048 | 0 | 0 | 0.047 | 0 |  | --> | C21 ex CLONMINCH | Clonminch [T41,T422] | THORNSBERRY |  | 53.2183 | -7.4719
281412 | MV/LV Substation RO***412 |  | 10 kV | _ | LV | 400 kVA :Kiosk Substation | 0.4 | --> | 0.4 | 0 | 0 | Constrained, otherwise capacity available =378 kVA | --> | 0.38 | 0 | 0.004 | 0.374 | 0 |  | --> | C17 ex BISHOPSTOWN | Bishopstown [T41,T42] | KILBARRY |  | 51.8882 | -8.5779
068070 | MV/LV Substation OS***070 |  | 10 kV | _ | LV | 630 kVA :Building Structure | 0.63 | --> | 0.63 | 0.5 | 14.34 |  | --> | 0.598 | 0 | 0.004 | 0.5 | 0 |  | --> | C14 ex NORTH QUAYS | North Quays [T101,T102,T103] | POOLBEG |  | 53.3546 | -6.2406
251968 | MV/LV Substation RI***968 |  | 10 kV | _ | LV | 200 kVA :Kiosk Substation | 0.2 | --> | 0.2 | 0 | 0 | Constrained, otherwise capacity available =108 kVA | --> | 0.19 | 0 | 0.025 | 0 | 0 | Constrained, otherwise capacity available =158 kW | --> | C28 ex CLAREGALWAY | Claregalway [T42,T421] | GALWAY 110KV |  | 53.3442 | -8.9468
0014178 | MV/LV Substation CH***4178 |  | 10 kV | _ | LV | 630 kVA :Building Structure | 0.63 | --> | 0.63 | 0 | 0 | Constrained, otherwise capacity available =630 kVA | --> | 0.598 | 0 | 0 | 0.5 | 0 |  | --> | C19 ex LOUGHLINSTOWN | Loughlinstown [T41,T42] | CARRICKMINES |  | 53.2425 | -6.1419
069722 | MV/LV Substation MO***722 |  | 10 kV | _ | LV | 630 kVA :Building Structure | 0.63 | --> | 0.63 | 0.418 | 7.75 |  | --> | 0.598 | 0 | 0.039 | 0.5 | 0 |  | --> | C26 ex MILLTOWN (DR) | Milltown (dr) [T101,T102] | INCHICORE 220KV |  | 53.3136 | -6.251
111320 | MV/LV Substation WH***320 |  | 20 kV | _ | LV | 100 kVA :Pole Substation | 0.1 | --> | 0.1 | 0 | 0 | Constrained, otherwise capacity available =96 kVA | --> | 0.095 | 0 | 0 | 0 | 0 | Constrained, otherwise capacity available =94 kW | --> | E16 ex BALLYDEHOB | Ballydehob [T421] | DUNMANWAY |  | 51.4644 | -9.7537
249620 | MV/LV Substation CA***620 |  | 10 kV | _ | LV | 50 kVA :Pole Substation | 0.05 | --> | 0.05 | 0 | 0 | Constrained, otherwise capacity available =36 kVA | --> | 0.048 | 0 | 0.01 | 0 | 0 | Constrained, otherwise capacity available =38 kW | --> | C16 ex KILCLOHER | Kilcloher [T41,T42] | DUNGARVAN |  | 52.1395 | -7.8389
167613 | MV/LV Substation GL***613 |  | 20 kV | _ | LV | 400 kVA :Kiosk Substation | 0.4 | --> | 0.4 | 0 | 0 | Constrained, otherwise capacity available =259 kVA | --> | 0.38 | 0 | 0.032 | 0 | 0 | Constrained, otherwise capacity available =336 kW | --> | E12 ex WHITECHURCH | Whitechurch [T421,T422] | KILBARRY |  | 52.0453 | -8.4252
037007Y | MV/LV Substation SE***007Y |  | 10 kV | _ | LV | 400 kVA :Kiosk Substation | 0.4 | --> | 0.4 | 0.23 | 13.05 |  | --> | 0.38 | 0 | 0.12 | 0.267 | 0 |  | --> | C18 ex ENNIS | Ennis [T101,T102] | ENNIS |  | 52.8568 | -8.9563
011347 | MV/LV Substation OU***347 |  | 10 kV | _ | LV | 200 kVA :Kiosk Substation | 0.2 | --> | 0.2 | 0.179 | 2.8 |  | --> | 0.19 | 0 | 0.012 | 0 | 0 | Constrained, otherwise capacity available =178 kW | --> | C13 ex PURCELLS INCH | Purcells Inch [T41,T42] | KILKENNY |  | 52.6367 | -7.2447
066444Z | MV/LV Substation JO***444Z |  | 20 kV | _ | LV | 50 kVA :Pole Substation | 0.05 | --> | 0.05 | 0 | 0 | Constrained, otherwise capacity available =49 kVA | --> | 0.048 | 0 | 0 | 0 | 0 | Constrained, otherwise capacity available =47 kW | --> | E21 ex ASHBOURNE | Ashbourne [T421,T422] | FINGLAS |  | 53.5281 | -6.3355
021475Z | MV/LV Substation BL***475Z |  | 10 kV | _ | LV | 630 kVA :Building Structure | 0.63 | --> | 0.63 | 0 | 0 | Constrained, otherwise capacity available =504 kVA | --> | 0.598 | 0 | 0 | 0.5 | 0 |  | --> | C14 ex KILBARRY | Kilbarry [T101,T43] | KILBARRY |  | 51.9175 | -8.4724
154077Z | MV/LV Substation RI***077Z |  | 10 kV | _ | LV | 400 kVA :Kiosk Substation | 0.4 | --> | 0.4 | 0 | 0 | Constrained, otherwise capacity available =336 kVA | --> | 0.38 | 0 | 0 | 0 | 0 | Constrained, otherwise capacity available =371 kW | --> | C11 ex COOLMINE | Coolmine [T41,T42] | FINGLAS |  | 53.3769 | -6.3937
039369 | MV/LV Substation MO***369 |  | 10 kV | _ | LV | 630 kVA :Kiosk Substation | 0.63 | --> | 0.63 | 0.5 | 11.03 |  | --> | 0.598 | 0 | 0.03 | 0.5 | 0 |  | --> | C17 ex SALTHILL | Salthill [T101,T102] | SALTHILL |  | 53.2639 | -9.1186
029078 | MV/LV Substation RO***078 |  | 10 kV | _ | LV | 400 kVA :Kiosk Substation | 0.4 | --> | 0.4 | 0 | 0 | Constrained, otherwise capacity available =257 kVA | --> | 0.38 | 0 | 0.055 | 0.319 | 0 |  | --> | C17 ex MIDLETON | Midleton [T101,T102] | MIDLETON |  | 51.9093 | -8.1739
021190 | MV/LV Substation NO***190 |  | 10 kV | _ | LV | 630 kVA :Building Structure | 0.63 | --> | 0.63 | 0 | 0 | Constrained, otherwise capacity available =477 kVA | --> | 0.598 | 0 | 0.02 | 0.5 | 0 |  | --> | C14 ex FAIRHILL | Fairhill [T42] | KILBARRY |  | 51.9007 | -8.4835
031701 | MV/LV Substation DU***701 |  | 20 kV | _ | LV | 50 kVA :Pole Substation | 0.05 | --> | 0.05 | 0 | 0 | Constrained, otherwise capacity available =46 kVA | --> | 0.048 | 0 | 0 | 0 | 0 | Constrained, otherwise capacity available =47 kW | --> | E16 ex KILMACTHOMAS | Kilmacthomas [T421,T422] | DUNGARVAN |  | 52.141 | -7.5065
095620X | MV/LV Substation DO***620X |  | 10 kV | _ | LV | 200 kVA :Kiosk Substation | 0.2 | --> | 0.2 | 0.122 | 0.7 |  | --> | 0.19 | 0 | 0 | 0 | 0 | Constrained, otherwise capacity available =179 kW | --> | C20 ex KILRUSH | Kilrush [T41,T42] | TULLABRACK |  | 52.7467 | -9.5008
220003 | MV/LV Substation CH***003 |  | 10 kV | _ | LV | 400 kVA :Kiosk Substation | 0.4 | --> | 0.4 | 0.344 | 1.36 |  | --> | 0.38 | 0 | 0 | 0 | 0 | Constrained, otherwise capacity available =372 kW | --> | C15 ex CROSSMOLINA | Crossmolina [T41,T42] | MOY |  | 54.0988 | -9.3158
258415 | MV/LV Substation KI***415 |  | 20 kV | _ | LV | 100 kVA :Pole Substation | 0.1 | --> | 0.1 | 0.088 | 1.86 |  | --> | 0.095 | 0 | 0 | 0 | 0 | Constrained, otherwise capacity available =93 kW | --> | E17 ex CREESLOUGH | Creeslough [T421] | ARDNAGAPPARY |  | 55.1782 | -7.9619
022775X | MV/LV Substation CH***775X |  | 10 kV | _ | LV | 200 kVA :Kiosk Substation | 0.2 | --> | 0.2 | 0.15 | 4.55 |  | --> | 0.19 | 0 | 0 | 0 | 0 | Constrained, otherwise capacity available =183 kW | --> | C13 ex MALLOW | Mallow [T41,T42] | MALLOW |  | 52.1386 | -8.6461
365997 | MV/LV Substation BR***997 |  | 10 kV | _ | LV | 400 kVA :Building Structure | 0.4 | --> | 0.4 | 0 | 0 | Constrained, otherwise capacity available =315 kVA | --> | 0.38 | 0 | 0 | 0.368 | 0 |  | --> | C19 ex BELGARD | Belgard [T41,T42] | COOKSTOWN |  | 53.2947 | -6.3636
065736 | MV/LV Substation EF***736 |  | 20 kV | _ | LV | 100 kVA :Pole Substation | 0.1 | --> | 0.1 | 0 | 0 | Constrained, otherwise capacity available =44 kVA | --> | 0.095 | 0 | 0.004 | 0 | 0 | Constrained, otherwise capacity available =84 kW | --> | E15 ex BATTER LANE TEMPORARY | Batter Lane Temporary 38kv [T421] | GLASMORE |  | 53.5208 | -6.1451
007939Z | MV/LV Substation ST***939Z |  | 20 kV | _ | LV | 100 kVA :Pole Substation | 0.1 | --> | 0.1 | 0.095 | 1.4 |  | --> | 0.095 | 0 | 0 | 0 | 0 | Constrained, otherwise capacity available =94 kW | --> | E12 ex KILLINICK | Killinick [T421,T422] | WEXFORD |  | 52.245 | -6.4001
081446X | MV/LV Substation ST***446X |  | 10 kV | _ | LV | 200 kVA :Kiosk Substation | 0.2 | --> | 0.2 | 0 | 0 | Constrained, otherwise capacity available =115 kVA | --> | 0.19 | 0 | 0.014 | 0.168 | 0 |  | --> | C15 ex LUCAN EAST | Lucan East [T41,T42] | GRANGE CASTLE |  | 53.3488 | -6.4422
042078 | MV/LV Substation SA***078 |  | 10 kV | _ | LV | 400 kVA :Kiosk Substation | 0.4 | --> | 0.4 | 0 | 0 | Constrained, otherwise capacity available =343 kVA | --> | 0.38 | 0 | 0.005 | 0 | 0 | Constrained, otherwise capacity available =368 kW | --> | C13 ex KNOCKAPHUNTA | Knockaphunta [T41,T42] | CASTLEBAR |  | 53.847 | -9.2911
066098Y | MV/LV Substation DA***098Y |  | 10 kV | _ | LV | 400 kVA :Kiosk Substation | 0.4 | --> | 0.4 | 0 | 0 | Constrained, otherwise capacity available =312 kVA | --> | 0.38 | 0 | 0.056 | 0 | 0 | Constrained, otherwise capacity available =326 kW | --> | C16 ex MALAHIDE | Malahide [T41,T42] | GLASMORE |  | 53.4383 | -6.1379
461072X | MV/LV Substation RE***072X |  | 10 kV | _ | LV | 50 kVA :Pole Substation | 0.05 | --> | 0.05 | 0.046 | 0.74 |  | --> | 0.048 | 0 | 0 | 0 | 0 | Constrained, otherwise capacity available =47 kW | --> | C15 ex RAHANS | Rahans [T41] | MOY |  | 54.0923 | -9.1967
051426X | MV/LV Substation CL***426X |  | 20 kV | _ | LV | 200 kVA :Pole Substation | 0.2 | --> | 0.2 | 0.172 | 2.22 |  | --> | 0.19 | 0 | 0 | 0.186 | 0 |  | --> | E21 ex CLARA | Clara [T421,T422] | THORNSBERRY |  | 53.3399 | -7.6352
011530X | MV/LV Substation LE***530X |  | 10 kV | _ | LV | 50 kVA :Pole Substation | 0.05 | --> | 0.05 | 0.04 | 5.05 |  | --> | 0.048 | 0 | 0.011 | 0 | 0 | Constrained, otherwise capacity available =38 kW | --> | C20 ex MCDONAGH | Mcdonagh [T41,T42] | KILKENNY |  | 52.7071 | -7.2408
009143 | MV/LV Substation GR***143 |  | 10 kV | _ | LV | 400 kVA :Kiosk Substation | 0.4 | --> | 0.4 | 0 | 0 | Constrained, otherwise capacity available =350 kVA | --> | 0.38 | 0 | 0.013 | 0 | 0 | Constrained, otherwise capacity available =364 kW | --> | C16 ex GRANGE (SR) | Grange (sr) [T41,T42] | BUTLERSTOWN |  | 52.2486 | -7.1002
142727 | MV/LV Substation CA***727 |  | 10 kV | _ | LV | 33 kVA :Pole Substation | 0.033 | --> | 0.033 | 0 | 0 | Constrained, otherwise capacity available =21 kVA | --> | 0.031 | 0 | 0 | 0 | 0 | Constrained, otherwise capacity available =30 kW | --> | C11 ex ATHENRY | Athenry [T41,T42] | GALWAY 110KV |  | 53.279 | -8.7623
365020 | MV/LV Substation BE***020 |  | 10 kV | _ | LV | 630 kVA :Kiosk Substation | 0.63 | --> | 0.63 | 0 | 0 | Constrained, otherwise capacity available =514 kVA | --> | 0.598 | 0 | 0.004 | 0.5 | 0 |  | --> | C19 ex FORTUNESTOWN | Fortunestown [T101,T102] | INCHICORE 220KV |  | 53.2778 | -6.4144
180046 | MV/LV Substation MO***046 |  | 10 kV | _ | LV | 50 kVA :Pole Substation | 0.05 | --> | 0.05 | 0.039 | 0.68 |  | --> | 0.048 | 0 | 0 | 0 | 0 | Constrained, otherwise capacity available =46 kW | --> | C24 ex MULLAGH | Mullagh [T44] | MEATH HILL |  | 53.7819 | -6.8738
019043X | MV/LV Substation GL***043X |  | 10 kV | _ | LV | 200 kVA :Kiosk Substation | 0.2 | --> | 0.2 | 0.145 | 2.18 |  | --> | 0.19 | 0 | 0.005 | 0 | 0 | Constrained, otherwise capacity available =179 kW | --> | C11 ex BALLYRICKARD | Ballyrickard [T41,T42] | TRALEE |  | 52.2734 | -9.7195
066657Z | MV/LV Substation GO***657Z |  | 20 kV | _ | LV | 50 kVA :Pole Substation | 0.05 | --> | 0.05 | 0 | 0 | Constrained, otherwise capacity available =35 kVA | --> | 0.048 | 0 | 0 | 0 | 0 | Constrained, otherwise capacity available =46 kW | --> | E15 ex BATTER LANE TEMPORARY | Batter Lane Temporary 38kv [T421] | GLASMORE |  | 53.4967 | -6.1519
0124283 | MV/LV Substation MA***4283 |  | 10 kV | _ | LV | 50 kVA :Pole Substation | 0.05 | --> | 0.05 | 0.04 | 1.99 |  | --> | 0.048 | 0 | 0 | 0 | 0 | Constrained, otherwise capacity available =46 kW | --> | C20 ex GRAIGUE | Graigue [T41,T42] | CARLOW |  | 52.8437 | -6.9817
054506X | MV/LV Substation RA***506X |  | 20 kV | _ | LV | 200 kVA :Pole Substation | 0.2 | --> | 0.2 | 0 | 0 | Constrained, otherwise capacity available =192 kVA | --> | 0.19 | 0 | 0 | 0 | 0 | Constrained, otherwise capacity available =189 kW | --> | E13 ex ABBEYLEIX | Abbeyleix [T422] | PORTLAOISE |  | 52.9522 | -7.3578
0084337 | MV/LV Substation SH***4337 |  | 20 kV | _ | LV | 50 kVA :Pole Substation | 0.05 | --> | 0.05 | 0.05 | 0.2 |  | --> | 0.048 | 0 | 0 | 0 | 0 | Constrained, otherwise capacity available =48 kW | --> | E16 ex BEALISTOWN | Bealistown [T421,T422] | GREAT ISLAND |  | 52.271 | -6.8754
062855X | MV/LV Substation NE***855X |  | 20 kV | _ | LV | 50 kVA :Pole Substation | 0.05 | --> | 0.05 | 0.038 | 2.33 |  | --> | 0.048 | 0 | 0 | 0 | 0 | Constrained, otherwise capacity available =46 kW | --> | C26 ex DUNDALK | Dundalk [T41,T42] | DUNDALK |  | 54.0188 | -6.4459
281021X | MV/LV Substation SI***021X |  | 10 kV | _ | LV | 400 kVA :Kiosk Substation | 0.4 | --> | 0.4 | 0 | 0 | Constrained, otherwise capacity available =364 kVA | --> | 0.38 | 0 | 0 | 0 | 0 | Constrained, otherwise capacity available =375 kW | --> | C17 ex TOGHER | Togher [T41,T42] | TRABEG |  | 51.8721 | -8.4788
237341X | MV/LV Substation WO***341X |  | 10 kV | _ | LV | 200 kVA :Pole Substation | 0.2 | --> | 0.2 | 0 | 0 | Constrained, otherwise capacity available =163 kVA | --> | 0.19 | 0 | 0.09 | 0 | 0 | Constrained, otherwise capacity available =118 kW | --> | C11 ex KILSARAN | Kilsaran [T42] | DRYBRIDGE |  | 53.9016 | -6.4307
266279X | MV/LV Substation DU***279X |  | 20 kV | _ | LV | 50 kVA :Pole Substation | 0.05 | --> | 0.05 | 0 | 0 | Constrained, otherwise capacity available =50 kVA | --> | 0.048 | 0 | 0 | 0 | 0 | Constrained, otherwise capacity available =48 kW | --> | E12 ex CARNDONAGH | Carndonagh [T421,T422] | TRILLICK |  | 55.3449 | -7.2752
127056 | MV/LV Substation CO***056 |  | 10 kV | _ | LV | 400 kVA :Kiosk Substation | 0.4 | --> | 0.4 | 0 | 0 | Constrained, otherwise capacity available =295 kVA | --> | 0.38 | 0 | 0.019 | 0 | 0 | Constrained, otherwise capacity available =351 kW | --> | C18 ex HOLYCROSS ROAD | Holycross Road [T41,T42] | THURLES |  | 52.6795 | -7.826
184245X | MV/LV Substation KN***245X |  | 10 kV | _ | LV | 630 kVA :Kiosk Substation | 0.63 | --> | 0.63 | 0.5 | 3.38 |  | --> | 0.598 | 0 | 0.005 | 0 | 0 | Constrained, otherwise capacity available =583 kW | --> | C21 ex CASTLEBLAYNEY | Castleblayney [T41,T42] | DUNDALK |  | 54.1586 | -6.7813
014040Y | MV/LV Substation TR***040Y |  | 10 kV | _ | LV | 50 kVA :Pole Substation | 0.05 | --> | 0.05 | 0 | 0 | Constrained, otherwise capacity available =27 kVA | --> | 0.048 | 0 | 0 | 0 | 0 | Constrained, otherwise capacity available =44 kW | --> | C20 ex KILDARE | Kildare [T41,T42] | NEWBRIDGE |  | 53.1679 | -6.8357
293347 | MV/LV Substation BA***347 |  | 20 kV | _ | LV | 50 kVA :Pole Substation | 0.05 | --> | 0.05 | 0 | 0 | Constrained, otherwise capacity available =39 kVA | --> | 0.048 | 0 | 0 | 0 | 0 | Constrained, otherwise capacity available =46 kW | --> | E12 ex BALTINGLASS | Baltinglass [T421,T422] | STRATFORD |  | 53.0114 | -6.6325
365414X | MV/LV Substation RA***414X |  | 10 kV | _ | LV | 200 kVA :Kiosk Substation | 0.2 | --> | 0.2 | 0 | 0 | Constrained, otherwise capacity available =120 kVA | --> | 0.19 | 0 | 0 | 0.179 | 0 |  | --> | C19 ex TYMON | Tymon [T41,T42] | COOKSTOWN |  | 53.3005 | -6.3417
049106Z | MV/LV Substation CL***106Z |  | 10 kV | _ | LV | 50 kVA :Pole Substation | 0.05 | --> | 0.05 | 0 | 0 | Constrained, otherwise capacity available =46 kVA | --> | 0.048 | 0 | 0 | 0 | 0 | Constrained, otherwise capacity available =47 kW | --> | C17 ex AGHAMORE | Aghamore [T41,T42] | LANESBORO |  | 53.731 | -7.9111
066030 | MV/LV Substation ST***030 |  | 10 kV | _ | LV | 630 kVA :Kiosk Substation | 0.63 | --> | 0.63 | 0 | 0 | Constrained, otherwise capacity available =297 kVA | --> | 0.598 | 0 | 0.021 | 0 | 0 | Constrained, otherwise capacity available =536 kW | --> | C15 ex MALAHIDE | Malahide [T41,T42] | GLASMORE |  | 53.4211 | -6.1384
248040 | MV/LV Substation BA***040 |  | 20 kV | _ | LV | 50 kVA :Pole Substation | 0.05 | --> | 0.05 | 0.038 | 0.33 |  | --> | 0.048 | 0 | 0.01 | 0 | 0 | Constrained, otherwise capacity available =38 kW | --> | E33 ex TRIM | Trim [T421] | NAVAN |  | 53.4432 | -6.8041
237682 | MV/LV Substation WI***682 |  | 10 kV | _ | LV | 50 kVA :Pole Substation | 0.05 | --> | 0.05 | 0 | 0 | Constrained, otherwise capacity available =48 kVA | --> | 0.048 | 0 | 0 | 0 | 0 | Constrained, otherwise capacity available =47 kW | --> | C11 ex KILSARAN | Kilsaran [T42] | DRYBRIDGE |  | 53.8753 | -6.3985
031045 | MV/LV Substation KE***045 |  | 10 kV | _ | LV | 400 kVA :Kiosk Substation | 0.4 | --> | 0.4 | 0 | 0 | Constrained, otherwise capacity available =296 kVA | --> | 0.38 | 0 | 0 | 0 | 0 | Constrained, otherwise capacity available =366 kW | --> | C19 ex COLLIGAN | Colligan [T41,T42] | DUNGARVAN |  | 52.0893 | -7.6242
017068 | MV/LV Substation GO***068 |  | 10 kV | _ | LV | 200 kVA :Kiosk Substation | 0.2 | --> | 0.2 | 0.152 | 4.23 |  | --> | 0.19 | 0 | 0.006 | 0 | 0 | Constrained, otherwise capacity available =179 kW | --> | C13 ex CHURCHTOWN | Churchtown [T41] | RATHKEALE |  | 52.4548 | -9.0479
031991X | MV/LV Substation GA***991X |  | 20 kV | _ | LV | 200 kVA :Kiosk Substation | 0.2 | --> | 0.2 | 0 | 0 | Constrained, otherwise capacity available =138 kVA | --> | 0.19 | 0 | 0.039 | 0 | 0 | Constrained, otherwise capacity available =152 kW | --> | E17 ex SPRINGS | Springs [T421,T422] | DUNGARVAN |  | 52.1065 | -7.5729
366675 | MV/LV Substation CO***675 |  | 10 kV | _ | LV | 50 kVA :Pole Substation | 0.05 | --> | 0.05 | 0.049 | 1.47 |  | --> | 0.048 | 0 | 0 | 0.047 | 0 |  | --> | C15 ex SCREEB | Screeb [T41] | SCREEB |  | 53.3228 | -9.8133
196811 | MV/LV Substation NE***811 |  | 20 kV | _ | LV | 100 kVA :Pole Substation | 0.1 | --> | 0.1 | 0.009 | 0.33 |  | --> | 0.095 | 0 | 0.115 | 0 | 0 | Constrained, otherwise capacity available =5 kW | --> | E31 ex TRIM | Trim [T421] | NAVAN |  | 53.5184 | -6.8241
068230X | MV/LV Substation CL***230X |  | 10 kV | _ | LV | 630 kVA :Kiosk Substation | 0.63 | --> | 0.63 | 0 | 0 | Constrained, otherwise capacity available =466 kVA | --> | 0.598 | 0 | 0 | 0.5 | 0 |  | --> | C13 ex DRUMCONDRA | Drumcondra [T41,T42] | MCDERMOTT |  | 53.3692 | -6.2537
365390 | MV/LV Substation BI***390 |  | 10 kV | _ | LV | 630 kVA :Kiosk Substation | 0.63 | --> | 0.63 | 0.5 | 13.91 |  | --> | 0.598 | 0 | 0.008 | 0.5 | 0 |  | --> | C23 ex COOKSTOWN | Cookstown [T101,T102] | CARRICKMINES |  | 53.2913 | -6.3842
007092 | MV/LV Substation SE***092 |  | 10 kV | _ | LV | 400 kVA :Building Structure | 0.4 | --> | 0.4 | 0 | 0 | Constrained, otherwise capacity available =350 kVA | --> | 0.38 | 0 | 0.006 | 0 | 0 | Constrained, otherwise capacity available =369 kW | --> | C19 ex MULGANNON | Mulgannon [T41,T42] | WEXFORD |  | 52.3349 | -6.456
139240Z | MV/LV Substation PR***240Z |  | 10 kV | _ | LV | 200 kVA :Pole Substation | 0.2 | --> | 0.2 | 0 | 0 | Constrained, otherwise capacity available =200 kVA | --> | 0.19 | 0 | 0 | 0 | 0 | Constrained, otherwise capacity available =190 kW | --> | C17 ex VIRGINIA | Virginia [T41,T42] | MEATH HILL |  | 53.8352 | -7.0739
0154393 | MV/LV Substation CH***4393 |  | 10 kV | _ | LV | 400 kVA :Kiosk Substation | 0.4 | --> | 0.4 | 0.4 | 12.6 |  | --> | 0.38 | 0 | 0 | 0.38 | 0 |  | --> | C22 ex MONREAD | Monread [T101,T102] | MONREAD |  | 53.2145 | -6.6749
066158Z | MV/LV Substation NE***158Z |  | 20 kV | _ | LV | 1000 kVA :Building Structure | 1 | --> | 1 | 0 | 0 | Constrained, otherwise capacity available =724 kVA | --> | 0.95 | 0 | 0 | 0 | 0 | Constrained, otherwise capacity available =913 kW | --> | E11 ex GLASMORE | Glasmore [T421,T422] | GLASMORE |  | 53.4865 | -6.1494
0734028 | MV/LV Substation CA***4028 |  | 20 kV | _ | LV | 630 kVA :Kiosk Substation | 0.63 | --> | 0.63 | 0 | 0 | Constrained, otherwise capacity available =539 kVA | --> | 0.598 | 0 | 0.005 | 0 | 0 | Constrained, otherwise capacity available =582 kW | --> | C15 ex MOATE | Moate [T41,T42] | ATHLONE |  | 53.3967 | -7.7108
196224X | MV/LV Substation EA***224X |  | 20 kV | _ | LV | 200 kVA :Kiosk Substation | 0.2 | --> | 0.2 | 0.179 | 1.34 |  | --> | 0.19 | 0 | 0 | 0 | 0 | Constrained, otherwise capacity available =187 kW | --> | E23 ex ATHBOY | Athboy [T423] | NAVAN |  | 53.5283 | -6.9631
136006 | MV/LV Substation CO***006 |  | 10 kV | _ | LV | 200 kVA :Pole Substation | 0.2 | --> | 0.2 | 0 | 0 | Constrained, otherwise capacity available =199 kVA | --> | 0.19 | 0 | 0 | 0 | 0 | Constrained, otherwise capacity available =190 kW | --> | C13 ex ROSCOMMON | Roscommon [T41,T42] | LANESBORO |  | 53.6238 | -8.1842
048279X | MV/LV Substation MO***279X |  | 20 kV | _ | LV | 200 kVA :Pole Substation | 0.2 | --> | 0.2 | 0.161 | 2.03 |  | --> | 0.19 | 0 | 0.005 | 0 | 0 | Constrained, otherwise capacity available =181 kW | --> | E16 ex MOHILL | Mohill [T421,T422] | CARRICK ON SHANNON |  | 53.9239 | -7.8717
503004X | MV/LV Substation AL***004X |  | 10 kV | _ | LV | 50 kVA :Pole Substation | 0.05 | --> | 0.05 | 0.05 | 1.69 |  | --> | 0.048 | 0 | 0 | 0 | 0 | Constrained, otherwise capacity available =48 kW | --> | C11 ex NEWTOWNCUNNINGHAM | Newtowncunningham [T41,T42] | LETTERKENNY |  | 54.9899 | -7.4176
0664460 | MV/LV Substation LI***4460 |  | 20 kV | _ | LV | 50 kVA :Pole Substation | 0.05 | --> | 0.05 | 0 | 0 | Constrained, otherwise capacity available =40 kVA | --> | 0.048 | 0 | 0 | 0 | 0 | Constrained, otherwise capacity available =46 kW | --> | E22 ex GLASMORE | Glasmore [T421,T422] | GLASMORE |  | 53.4769 | -6.2024
066469Z | MV/LV Substation CA***469Z |  | 20 kV | _ | LV | 200 kVA :Kiosk Substation | 0.2 | --> | 0.2 | 0 | 0 | Constrained, otherwise capacity available =181 kVA | --> | 0.19 | 0 | 0.011 | 0 | 0 | Constrained, otherwise capacity available =179 kW | --> | E18 ex BALTRASNA | Baltrasna [T121,T122] | BALTRASNA |  | 53.4969 | -6.4674
110851 | MV/LV Substation PA***851 |  | 20 kV | _ | LV | 100 kVA :Pole Substation | 0.1 | --> | 0.1 | 0.1 | 0.76 |  | --> | 0.095 | 0 | 0 | 0 | 0 | Constrained, otherwise capacity available =95 kW | --> | E11 ex KILGARVAN | Kilgarvan [T421] | KNOCKEARAGH |  | 51.8035 | -9.7565
238373 | MV/LV Substation BA***373 |  | 20 kV | _ | LV | 50 kVA :Pole Substation | 0.05 | --> | 0.05 | 0 | 0 | Constrained, otherwise capacity available =43 kVA | --> | 0.048 | 0 | 0 | 0 | 0 | Constrained, otherwise capacity available =46 kW | --> | C21 ex KNOCKAPHUNTA | Knockaphunta [T41,T42] | CASTLEBAR |  | 53.7574 | -9.3064
281489Z | MV/LV Substation GL***489Z |  | 10 kV | _ | LV | 200 kVA :Pole Substation | 0.2 | --> | 0.2 | 0.179 | 4.3 |  | --> | 0.19 | 0 | 0 | 0.187 | 0 |  | --> | C11 ex RINGASKIDDY 110KV | Ringaskiddy 110kv [T42] | BARNAHELY |  | 51.8332 | -8.3647
139563X | MV/LV Substation DR***563X |  | 10 kV | _ | LV | 100 kVA :Pole Substation | 0.1 | --> | 0.1 | 0.049 | 4 |  | --> | 0.095 | 0 | 0.04 | 0 | 0 | Constrained, otherwise capacity available =58 kW | --> | C14 ex BALLYJAMESDUFF | Ballyjamesduff [T41,T42] | SHANKILL |  | 53.8744 | -7.1062
235254 | MV/LV Substation OR***254 |  | 20 kV | _ | LV | 200 kVA :Kiosk Substation | 0.2 | --> | 0.2 | 0 | 0 | Constrained, otherwise capacity available =111 kVA | --> | 0.19 | 0 | 0.039 | 0 | 0 | Constrained, otherwise capacity available =149 kW | --> | E11 ex BEALNABLATH | Bealnablath [T421] | BANDON |  | 51.8541 | -8.7339
1624052 | MV/LV Substation MA***4052 |  | 10 kV | _ | LV | 200 kVA :Pole Substation | 0.2 | --> | 0.2 | 0.154 | 7.25 |  | --> | 0.19 | 0 | 0.01 | 0 | 0 | Constrained, otherwise capacity available =176 kW | --> | C18 ex CONVOY | Convoy [T41,T42] | LETTERKENNY |  | 54.8628 | -7.5884
039412X | MV/LV Substation NU***412X |  | 10 kV | _ | LV | 400 kVA :Kiosk Substation | 0.4 | --> | 0.4 | 0.386 | 11.03 |  | --> | 0.38 | 0 | 0 | 0.378 | 0 |  | --> | C30 ex SALTHILL | Salthill [T101,T102] | SALTHILL |  | 53.2827 | -9.0652
0604133 | MV/LV Substation ST***4133 |  | 20 kV | _ | LV | 50 kVA :Pole Substation | 0.05 | --> | 0.05 | 0 | 0 | Constrained, otherwise capacity available =50 kVA | --> | 0.048 | 0 | 0 | 0 | 0 | Constrained, otherwise capacity available =48 kW | --> | C17 ex CLONES | Clones [T41,T42] | SHANKILL |  | 54.2029 | -7.1667
293757X | MV/LV Substation RA***757X |  | 20 kV | _ | LV | 100 kVA :Pole Substation | 0.1 | --> | 0.1 | 0 | 0 | Constrained, otherwise capacity available =60 kVA | --> | 0.095 | 0 | 0 | 0 | 0 | Constrained, otherwise capacity available =89 kW | --> | E12 ex BALTINGLASS | Baltinglass [T421,T422] | STRATFORD |  | 53.0189 | -6.6535
009095 | MV/LV Substation EL***095 |  | 10 kV | _ | LV | 630 kVA :Kiosk Substation | 0.63 | --> | 0.63 | 0.5 | 8.16 |  | --> | 0.598 | 0 | 0.021 | 0 | 0 | Constrained, otherwise capacity available =573 kW | --> | C13 ex MOUNT MISERY | Mount Misery [T41,T42] | WATERFORD |  | 52.2651 | -7.1031
001530 | MV/LV Substation CH***530 |  | 10 kV | _ | LV | 200 kVA :Kiosk Substation | 0.2 | --> | 0.2 | 0.178 | 1.23 |  | --> | 0.19 | 0 | 0.005 | 0.183 | 0 |  | --> | C16 ex SALLYNOGGIN ROAD | Sallynoggin Road [T41,T42] | CHERRYWOOD |  | 53.2823 | -6.1216
081395X | MV/LV Substation DA***395X |  | 10 kV | _ | LV | 400 kVA :Kiosk Substation | 0.4 | --> | 0.4 | 0 | 0 | Constrained, otherwise capacity available =363 kVA | --> | 0.38 | 0 | 0 | 0 | 0 | Constrained, otherwise capacity available =375 kW | --> | C12 ex PALMERSTOWN | Palmerstown [T41,T42] | FINGLAS |  | 53.3559 | -6.388
426863 | MV/LV Substation BA***863 |  | 20 kV | _ | LV | 50 kVA :Pole Substation | 0.05 | --> | 0.05 | 0 | 0 | Constrained, otherwise capacity available =48 kVA | --> | 0.048 | 0 | 0 | 0 | 0 | Constrained, otherwise capacity available =47 kW | --> | E15 ex DINGLE | Dingle [T421,T422] | OUGHTRAGH |  | 52.1266 | -10.3938
069787 | MV/LV Substation IR***787 |  | 10 kV | _ | LV | 630 kVA :Kiosk Substation | 0.63 | --> | 0.63 | 0.5 | 17.78 |  | --> | 0.598 | 0 | 0 | 0.5 | 0 |  | --> | C30 ex RINGSEND | Ringsend [T101,T102] | POOLBEG |  | 53.3403 | -6.2204
002615 | MV/LV Substation RO***615 |  | 10 kV | _ | LV | 50 kVA :Pole Substation | 0.05 | --> | 0.05 | 0.012 | 2.36 |  | --> | 0.048 | 0 | 0.03 | 0.02 | 0 |  | --> | C16 ex BRAY | Bray [T41,T42] | FASSAROE |  | 53.17 | -6.1477
365828X | MV/LV Substation CI***828X |  | 10 kV | _ | LV | 400 kVA :Kiosk Substation | 0.4 | --> | 0.4 | 0 | 0 | Constrained, otherwise capacity available =340 kVA | --> | 0.38 | 0 | 0 | 0.372 | 0 |  | --> | C17 ex FORTUNESTOWN | Fortunestown [T101,T102] | INCHICORE 220KV |  | 53.2848 | -6.4414
051366X | MV/LV Substation AR***366X |  | 10 kV | _ | LV | 100 kVA :Pole Substation | 0.1 | --> | 0.1 | 0.061 | 2.22 |  | --> | 0.095 | 0 | 0.005 | 0.086 | 0 |  | --> | E14 ex CLARA | Clara [T421,T422] | THORNSBERRY |  | 53.338 | -7.6194
0694063 | MV/LV Substation AI***4063 |  | 10 kV | _ | LV | 630 kVA :Kiosk Substation | 0.63 | --> | 0.63 | 0.5 | 2.93 |  | --> | 0.598 | 0 | 0 | 0.5 | 0 |  | --> | C16 ex DODDER ROAD | Dodder Road [T42] | MILLTOWN (DR) |  | 53.2953 | -6.2587
008003 | MV/LV Substation IR***003 |  | 10 kV | _ | LV | 630 kVA :Kiosk Substation | 0.63 | --> | 0.63 | 0 | 0 | Constrained, otherwise capacity available =500 kVA | --> | 0.598 | 0 | 0.003 | 0 | 0 | Constrained, otherwise capacity available =578 kW | --> | C14 ex KNOCKMULLEN | Knockmullen [T42,T421] | GREAT ISLAND |  | 52.399 | -6.9339
002409 | MV/LV Substation CO***409 |  | 10 kV | _ | LV | 50 kVA :Pole Substation | 0.05 | --> | 0.05 | 0 | 0 | Constrained, otherwise capacity available =31 kVA | --> | 0.048 | 0 | 0 | 0.045 | 0 |  | --> | C14 ex GREYSTONES | Greystones [T41,T42] | FASSAROE |  | 53.1681 | -6.1965
0114359 | MV/LV Substation BR***4359 |  | 10 kV | _ | LV | 50 kVA :Pole Substation | 0.05 | --> | 0.05 | 0 | 0 | Constrained, otherwise capacity available =46 kVA | --> | 0.048 | 0 | 0 | 0 | 0 | Constrained, otherwise capacity available =47 kW | --> | C15 ex TALBOTS INCH | Talbots Inch [T41,T42] | KILKENNY |  | 52.6744 | -7.4414
0394307 | MV/LV Substation TE***4307 |  | 10 kV | _ | LV | 1000 kVA :Building Structure | 1 | --> | 1 | 0 | 0 | Constrained, otherwise capacity available =1000 kVA | --> | 0.95 | 0 | 0 | 0 | 0 | Constrained, otherwise capacity available =950 kW | --> | C13 ex HEADFORD ROAD | Headford Road [T41,T42] | GALWAY 110KV |  | 53.2857 | -9.0433
016179Z | MV/LV Substation NE***179Z |  | 10 kV | _ | LV | 100 kVA :Pole Substation | 0.1 | --> | 0.1 | 0 | 0 | Constrained, otherwise capacity available =94 kVA | --> | 0.095 | 0 | 0.006 | 0 | 0 | Constrained, otherwise capacity available =90 kW | --> | C18 ex CELBRIDGE | Celbridge [T41,T42] | GRIFFINRATH |  | 53.2979 | -6.52
368513 | MV/LV Substation CA***513 |  | 20 kV | _ | LV | 200 kVA :Pole Substation | 0.2 | --> | 0.2 | 0 | 0 | Constrained, otherwise capacity available =150 kVA | --> | 0.19 | 0 | 0 | 0 | 0 | Constrained, otherwise capacity available =183 kW | --> | C15 ex BALLYHAUNIS | Ballyhaunis [T41,T42] | DALTON |  | 53.7417 | -8.6307
068147X | MV/LV Substation CA***147X |  | 10 kV | _ | LV | 400 kVA :Building Structure | 0.4 | --> | 0.4 | 0.328 | 2.6 |  | --> | 0.38 | 0 | 0 | 0.37 | 0 |  | --> | C29 ex WOLFE TONE STREET | Wolfe Tone Street [T101,T102] | FINGLAS |  | 53.3505 | -6.259
050213X | MV/LV Substation CA***213X |  | 10 kV | _ | LV | 200 kVA :Kiosk Substation | 0.2 | --> | 0.2 | 0.144 | 7.61 |  | --> | 0.19 | 0 | 0.011 | 0 | 0 | Constrained, otherwise capacity available =174 kW | --> | C14 ex GARRYCASTLE | Garrycastle [T41,T42] | ATHLONE |  | 53.4228 | -7.9094
049585Y | MV/LV Substation MU***585Y |  | 20 kV | _ | LV | 630 kVA :Building Structure | 0.63 | --> | 0.63 | 0.213 | 0.21 | Constrained, otherwise capacity available =616 kVA | --> | 0.598 | 0 | 0 | 0 | 0 | Constrained, otherwise capacity available =597 kW | --> | E12 ex LONGFORD | Longford [T421,T422] | RICHMOND |  | 53.8064 | -7.7836
365051X | MV/LV Substation MA***051X |  | 10 kV | _ | LV | 400 kVA :Kiosk Substation | 0.4 | --> | 0.4 | 0 | 0 | Constrained, otherwise capacity available =283 kVA | --> | 0.38 | 0 | 0 | 0.364 | 0 |  | --> | C19 ex BELGARD | Belgard [T41,T42] | COOKSTOWN |  | 53.298 | -6.3684
093217Z | MV/LV Substation LA***217Z |  | 10 kV | _ | LV | 200 kVA :Kiosk Substation | 0.2 | --> | 0.2 | 0 | 0 | Constrained, otherwise capacity available =125 kVA | --> | 0.19 | 0 | 0.009 | 0.173 | 0 |  | --> | C24 ex POPPINTREE | Poppintree [T101,T102] | FINGLAS |  | 53.4035 | -6.293
127146Y | MV/LV Substation AN***146Y |  | 10 kV | _ | LV | 400 kVA :Kiosk Substation | 0.4 | --> | 0.4 | 0 | 0 | Constrained, otherwise capacity available =170 kVA | --> | 0.38 | 0 | 0 | 0 | 0 | Constrained, otherwise capacity available =369 kW | --> | C15 ex LOUGHTAGALLA | Loughtagalla [T41,T42] | THURLES |  | 52.679 | -7.796
031280 | MV/LV Substation ME***280 |  | 10 kV | _ | LV | 100 kVA :Pole Substation | 0.1 | --> | 0.1 | 0 | 0 | Constrained, otherwise capacity available =77 kVA | --> | 0.095 | 0 | 0.032 | 0 | 0 | Constrained, otherwise capacity available =68 kW | --> | C14 ex COLLIGAN | Colligan [T41,T42] | DUNGARVAN |  | 52.0906 | -7.6047
065050Z | MV/LV Substation CL***050Z |  | 10 kV | _ | LV | 200 kVA :Kiosk Substation | 0.2 | --> | 0.2 | 0 | 0 | Constrained, otherwise capacity available =178 kVA | --> | 0.19 | 0 | 0.012 | 0 | 0 | Constrained, otherwise capacity available =178 kW | --> | C15 ex BALBRIGGAN | Balbriggan [T41] | GLASMORE |  | 53.6073 | -6.1911
039702 | MV/LV Substation WE***702 |  | 10 kV | _ | LV | 630 kVA :Kiosk Substation | 0.63 | --> | 0.63 | 0 | 0 | Constrained, otherwise capacity available =508 kVA | --> | 0.598 | 0 | 0 | 0 | 0 | Constrained, otherwise capacity available =582 kW | --> | C18 ex ORANMORE | Oranmore [T41,T44] | GALWAY 110KV |  | 53.2771 | -8.9246
004462X | MV/LV Substation ID***462X |  | 10 kV | _ | LV | 400 kVA :Kiosk Substation | 0.4 | --> | 0.4 | 0.24 | 18.08 |  | --> | 0.38 | 0 | 0.011 | 0.349 | 0 |  | --> | C22 ex ARKLOW | Arklow [T101,T102] | ARKLOW |  | 52.7893 | -6.1739
001008 | MV/LV Substation SA***008 |  | 10 kV | _ | LV | 630 kVA :Kiosk Substation | 0.63 | --> | 0.63 | 0.352 | 13.42 |  | --> | 0.598 | 0 | 0.035 | 0.5 | 0 |  | --> | C18 ex POTTERY ROAD | Pottery Road [T101,T102] | CARRICKMINES |  | 53.2859 | -6.1176
281263Z | MV/LV Substation TO***263Z |  | 10 kV | _ | LV | 1000 kVA :Building Structure | 1 | --> | 1 | 0.5 | 5.49 |  | --> | 0.95 | 0 | 0.05 | 0.5 | 0 |  | --> | C17 ex TRABEG | Trabeg [T101,T102] | TRABEG |  | 51.8716 | -8.4743
011223 | MV/LV Substation BA***223 |  | 10 kV | _ | LV | 200 kVA :Pole Substation | 0.2 | --> | 0.2 | 0.174 | 5.05 |  | --> | 0.19 | 0 | 0 | 0 | 0 | Constrained, otherwise capacity available =186 kW | --> | C20 ex MCDONAGH | Mcdonagh [T41,T42] | KILKENNY |  | 52.7148 | -7.2285
026786X | MV/LV Substation BA***786X |  | 10 kV | _ | LV | 50 kVA :Pole Substation | 0.05 | --> | 0.05 | 0 | 0 | Constrained, otherwise capacity available =48 kVA | --> | 0.048 | 0 | 0 | 0 | 0 | Constrained, otherwise capacity available =47 kW | --> | C17 ex KINSALE | Kinsale [T41,T42] | BANDON |  | 51.7453 | -8.572
276148 | MV/LV Substation KN***148 |  | 10 kV | _ | LV | 100 kVA :Pole Substation | 0.1 | --> | 0.1 | 0.1 | 0.76 |  | --> | 0.095 | 0 | 0 | 0 | 0 | Constrained, otherwise capacity available =95 kW | --> | C12 ex WOODFORD | Woodford [T41,T42] | KNOCKEARAGH |  | 52.0767 | -9.4383
3654096 | MV/LV Substation CL***4096 |  | 10 kV | _ | LV | 400 kVA :Kiosk Substation | 0.4 | --> | 0.4 | 0 | 0 | Constrained, otherwise capacity available =347 kVA | --> | 0.38 | 0 | 0 | 0.373 | 0 |  | --> | C20 ex CLONDALKIN | Clondalkin [T41,T42,T44] | INCHICORE 220KV |  | 53.3179 | -6.3924
0184064 | MV/LV Substation KI***4064 |  | 20 kV | _ | LV | 200 kVA :Kiosk Substation | 0.2 | --> | 0.2 | 0.171 | 3.75 |  | --> | 0.19 | 0 | 0 | 0 | 0 | Constrained, otherwise capacity available =186 kW | --> | C14 ex SMEARLA | Smearla [T41,T42] | TRIEN |  | 52.5803 | -9.3973
017112 | MV/LV Substation CR***112 |  | 10 kV | _ | LV | 50 kVA :Pole Substation | 0.05 | --> | 0.05 | 0.03 | 1.98 |  | --> | 0.048 | 0 | 0 | 0 | 0 | Constrained, otherwise capacity available =45 kW | --> | E18 ex RATHKEALE | Rathkeale [T421,T422] | RATHKEALE |  | 52.5199 | -8.942
2094344 | MV/LV Substation UM***4344 |  | 20 kV | _ | LV | 200 kVA :Pole Substation | 0.2 | --> | 0.2 | 0 | 0 | Constrained, otherwise capacity available =200 kVA | --> | 0.19 | 0 | 0 | 0 | 0 | Constrained, otherwise capacity available =190 kW | --> | C21 ex MILFORD (NR) | Milford (nr) [T41,T42] | LETTERKENNY |  | 55.17 | -7.8017
066359Z | MV/LV Substation TH***359Z |  | 10 kV | _ | LV | 400 kVA :Kiosk Substation | 0.4 | --> | 0.4 | 0 | 0 | Constrained, otherwise capacity available =289 kVA | --> | 0.38 | 0 | 0.004 | 0 | 0 | Constrained, otherwise capacity available =362 kW | --> | E17 ex GLASMORE | Glasmore [T421,T422] | GLASMORE |  | 53.4458 | -6.2428
0714092 | MV/LV Substation NU***4092 |  | 10 kV | _ | LV | 630 kVA :Kiosk Substation | 0.63 | --> | 0.63 | 0 | 0 | Constrained, otherwise capacity available =554 kVA | --> | 0.598 | 0 | 0 | 0.5 | 0 |  | --> | C14 ex GREYSTONES | Greystones [T41,T42] | FASSAROE |  | 53.161 | -6.128
176431Y | MV/LV Substation DU***431Y |  | 10 kV | _ | LV | 100 kVA :Kiosk Substation | 0.1 | --> | 0.1 | 0 | 0 |  | --> | 0.095 | 0 | 0.004 | 0 | 0 | Constrained, otherwise capacity available =44 kW | --> | E12 ex HARTNETTS CROSS |  |  |  | 51.9057 | -8.9531
244782 | MV/LV Substation ME***782 |  | 20 kV | _ | LV | 50 kVA :Pole Substation | 0.05 | --> | 0.05 | 0 | 0 | Constrained, otherwise capacity available =40 kVA | --> | 0.048 | 0 | 0 | 0 | 0 | Constrained, otherwise capacity available =46 kW | --> | E11 ex MILLTOWN (SR) | Milltown (sr) [T421,T422] | OUGHTRAGH |  | 52.1748 | -9.6986
0214060 | MV/LV Substation CA***4060 |  | 10 kV | _ | LV | 50 kVA :Pole Substation | 0.05 | --> | 0.05 | 0.046 | 6.78 |  | --> | 0.048 | 0 | 0 | 0.047 | 0 |  | --> | C16 ex CASTLEVIEW | Castleview [T101,T102] | CASTLEVIEW |  | 51.9137 | -8.3687
027127 | MV/LV Substation DR***127 |  | 20 kV | _ | LV | 50 kVA :Pole Substation | 0.05 | --> | 0.05 | 0.044 | 7.79 |  | --> | 0.048 | 0 | 0 | 0 | 0 | Constrained, otherwise capacity available =47 kW | --> | E12 ex DUNMANWAY | Dunmanway [T422,T43] | DUNMANWAY |  | 51.6573 | -9.2824
069780 | MV/LV Substation ST***780 |  | 10 kV | _ | LV | 400 kVA :Kiosk Substation | 0.4 | --> | 0.4 | 0.358 | 0.98 |  | --> | 0.38 | 0 | 0 | 0.374 | 0 |  | --> | C15 ex LEESON STREET | Leeson Street [T41,T42] | MILLTOWN (DR) |  | 53.3297 | -6.268
281523Y | MV/LV Substation WE***523Y |  | 10 kV | _ | LV | 400 kVA :Kiosk Substation | 0.4 | --> | 0.4 | 0 | 0 | Constrained, otherwise capacity available =189 kVA | --> | 0.38 | 0 | 0 | 0 | 0 | Constrained, otherwise capacity available =350 kW | --> | C16 ex TOGHER | Togher [T41,T42] | TRABEG |  | 51.8738 | -8.5105
021007 | MV/LV Substation CO***007 |  | 10 kV | _ | LV | 400 kVA :Kiosk Substation | 0.4 | --> | 0.4 | 0 | 0 | Constrained, otherwise capacity available =307 kVA | --> | 0.38 | 0 | 0 | 0.367 | 0 |  | --> | C17 ex KILBARRY | Kilbarry [T101,T43] | KILBARRY |  | 51.9118 | -8.4611
065427X | MV/LV Substation TO***427X |  | 20 kV | _ | LV | 630 kVA :Building Structure | 0.63 | --> | 0.63 | 0 | 0 | Constrained, otherwise capacity available =561 kVA | --> | 0.598 | 0 | 0.005 | 0.5 | 0 |  | --> | C26 ex STEPHENSTOWN | Stephenstown [T101,T102] | FINGLAS |  | 53.555 | -6.2471
026285Z | MV/LV Substation TH***285Z |  | 10 kV | _ | LV | 630 kVA :Kiosk Substation | 0.63 | --> | 0.63 | 0.5 | 8.66 |  | --> | 0.598 | 0 | 0 | 0 | 0 | Constrained, otherwise capacity available =595 kW | --> | C13 ex BANDON | Bandon [T101,T42] | BANDON |  | 51.7497 | -8.7479
007100 | MV/LV Substation BA***100 |  | 10 kV | _ | LV | 200 kVA :Kiosk Substation | 0.2 | --> | 0.2 | 0.136 | 0.14 |  | --> | 0.19 | 0 | 0.017 | 0 | 0 | Constrained, otherwise capacity available =168 kW | --> | C15 ex CARRIGLAWN | Carriglawn [T41,T42] | WEXFORD |  | 52.3399 | -6.4751
122433 | MV/LV Substation AG***433 |  | 10 kV | _ | LV | 50 kVA :Pole Substation | 0.05 | --> | 0.05 | 0.044 | 4.18 |  | --> | 0.048 | 0 | 0 | 0 | 0 | Constrained, otherwise capacity available =47 kW | --> | C19 ex KINGSCOURT | Kingscourt [T41,T42] | MEATH HILL |  | 53.8719 | -6.8188
365905X | MV/LV Substation NI***905X |  | 10 kV | _ | LV | 630 kVA :Building Structure | 0.63 | --> | 0.63 | 0 | 0 | Constrained, otherwise capacity available =488 kVA | --> | 0.598 | 0 | 0 | 0.5 | 0 |  | --> | C19 ex BELGARD | Belgard [T41,T42] | COOKSTOWN |  | 53.293 | -6.3643
081075Y | MV/LV Substation RY***075Y |  | 10 kV | _ | LV | 400 kVA :Kiosk Substation | 0.4 | --> | 0.4 | 0 | 0 | Constrained, otherwise capacity available =254 kVA | --> | 0.38 | 0 | 0.089 | 0 | 0 | Constrained, otherwise capacity available =294 kW | --> | C18 ex LEIXLIP | Leixlip [T41,T42] | GRIFFINRATH |  | 53.3706 | -6.4968
039752X | MV/LV Substation PL***752X |  | 10 kV | _ | LV | 630 kVA :Building Structure | 0.63 | --> | 0.63 | 0 | 0 | Constrained, otherwise capacity available =511 kVA | --> | 0.598 | 0 | 0 | 0 | 0 | Constrained, otherwise capacity available =582 kW | --> | C13 ex HEADFORD ROAD | Headford Road [T41,T42] | GALWAY 110KV |  | 53.2848 | -9.0514
156048 | MV/LV Substation TA***048 |  | 10 kV | _ | LV | 50 kVA :Pole Substation | 0.05 | --> | 0.05 | 0 | 0 | Constrained, otherwise capacity available =38 kVA | --> | 0.048 | 0 | 0.005 | 0 | 0 | Constrained, otherwise capacity available =42 kW | --> | C20 ex DRUMBEAR | Drumbear [T41,T42] | LISDRUM |  | 54.2201 | -6.9499
014018Y | MV/LV Substation PI***018Y |  | 10 kV | _ | LV | 630 kVA :Kiosk Substation | 0.63 | --> | 0.63 | 0 | 0 | Constrained, otherwise capacity available =571 kVA | --> | 0.598 | 0 | 0 | 0 | 0 | Constrained, otherwise capacity available =591 kW | --> | C15 ex MORRISTOWN | Morristown [T41,T42] | NEWBRIDGE |  | 53.1853 | -6.8117
0014167 | MV/LV Substation CE***4167 |  | 10 kV | _ | LV | 1000 kVA :Building Structure | 1 | --> | 1 | 0.5 | 15.18 |  | --> | 0.95 | 0 | 0 | 0.5 | 0 |  | --> | C12 ex CENTRAL PARK | Central Park [T101,T102] | CARRICKMINES |  | 53.2691 | -6.2062
116807X | MV/LV Substation HO***807X |  | 10 kV | _ | LV | 400 kVA :Building Structure | 0.4 | --> | 0.4 | 0.323 | 7.32 |  | --> | 0.38 | 0 | 0 | 0.369 | 0 |  | --> | C11 ex CARROWBEG | Carrowbeg [T41,T42] | CARROWBEG |  | 53.7993 | -9.5466
196339X | MV/LV Substation TR***339X |  | 10 kV | _ | LV | 200 kVA :Pole Substation | 0.2 | --> | 0.2 | 0 | 0 | Constrained, otherwise capacity available =178 kVA | --> | 0.19 | 0 | 0.01 | 0 | 0 | Constrained, otherwise capacity available =180 kW | --> | C18 ex TRIM | Trim [T41,T42] | NAVAN |  | 53.5497 | -6.7848
058005 | MV/LV Substation BE***005 |  | 10 kV | _ | LV | 50 kVA :Pole Substation | 0.05 | --> | 0.05 | 0.043 | 3 |  | --> | 0.048 | 0 | 0 | 0 | 0 | Constrained, otherwise capacity available =46 kW | --> | C21 ex NENAGH | Nenagh [T41,T42] | NENAGH |  | 52.8719 | -8.2325
160970Y | MV/LV Substation FE***970Y |  | 20 kV | _ | LV | 400 kVA :Kiosk Substation | 0.4 | --> | 0.4 | 0 | 0 | Constrained, otherwise capacity available =305 kVA | --> | 0.38 | 0 | 0.013 | 0 | 0 | Constrained, otherwise capacity available =357 kW | --> | C11 ex KILDARE | Kildare [T41,T42] | NEWBRIDGE |  | 53.1471 | -7.0617
281078Z | MV/LV Substation DU***078Z |  | 10 kV | _ | LV | 200 kVA :Kiosk Substation | 0.2 | --> | 0.2 | 0.126 | 5.49 |  | --> | 0.19 | 0 | 0.013 | 0.17 | 0 |  | --> | C17 ex TRABEG | Trabeg [T101,T102] | TRABEG |  | 51.8664 | -8.4696
093255X | MV/LV Substation CO***255X |  | 10 kV | _ | LV | 630 kVA :Building Structure | 0.63 | --> | 0.63 | 0 | 0 | Constrained, otherwise capacity available =461 kVA | --> | 0.598 | 0 | 0.04 | 0.5 | 0 |  | --> | C14 ex POPPINTREE | Poppintree [T101,T102] | FINGLAS |  | 53.404 | -6.2358
014023X | MV/LV Substation QU***023X |  | 10 kV | _ | LV | 400 kVA :Kiosk Substation | 0.4 | --> | 0.4 | 0 | 0 | Constrained, otherwise capacity available =389 kVA | --> | 0.38 | 0 | 0 | 0 | 0 | Constrained, otherwise capacity available =379 kW | --> | C18 ex NAAS | Naas [T41,T42] | KILTEEL |  | 53.1963 | -6.7407
305859 | MV/LV Substation CU***859 |  | 10 kV | _ | LV | 400 kVA :Kiosk Substation | 0.4 | --> | 0.4 | 0.297 | 0.3 | Constrained, otherwise capacity available =360 kVA | --> | 0.38 | 0 | 0 | 0 | 0 | Constrained, otherwise capacity available =375 kW | --> | C15 ex BANAGHER | Banagher [T41,T42] | DALLOW |  | 53.1877 | -7.9827
060347Y | MV/LV Substation MA***347Y |  | 10 kV | _ | LV | 200 kVA :Kiosk Substation | 0.2 | --> | 0.2 | 0.17 | 2.57 |  | --> | 0.19 | 0 | 0.021 | 0 | 0 | Constrained, otherwise capacity available =170 kW | --> | C17 ex ERRIGAL | Errigal [T41,T422] | SHANKILL |  | 54.0693 | -7.0797
081375X | MV/LV Substation CA***375X |  | 10 kV | _ | LV | 200 kVA :Kiosk Substation | 0.2 | --> | 0.2 | 0.132 | 7.91 |  | --> | 0.19 | 0 | 0.028 | 0.16 | 0 |  | --> | C22 ex PELLETSTOWN | Pelletstown [T101,T102] | FINGLAS |  | 53.3773 | -6.3708
160528Y | MV/LV Substation LA***528Y |  | 10 kV | _ | LV | 400 kVA :Kiosk Substation | 0.4 | --> | 0.4 | 0 | 0 | Constrained, otherwise capacity available =165 kVA | --> | 0.38 | 0 | 0.049 | 0 | 0 | Constrained, otherwise capacity available =310 kW | --> | C14 ex PORTLAOISE | Portlaoise [T41,T42] | PORTLAOISE |  | 53.0468 | -7.2691
130201X | MV/LV Substation EN***201X |  | 20 kV | _ | LV | 50 kVA :Pole Substation | 0.05 | --> | 0.05 | 0.047 | 2.55 |  | --> | 0.048 | 0 | 0 | 0 | 0 | Constrained, otherwise capacity available =47 kW | --> | E17 ex EDGEWORTHSTOWN | Edgeworthstown [T421,T422] | RICHMOND |  | 53.671 | -7.7097
1494113 | MV/LV Substation TH***4113 |  | 10 kV | _ | LV | 200 kVA :Pole Substation | 0.2 | --> | 0.2 | 0 | 0 | Constrained, otherwise capacity available =154 kVA | --> | 0.19 | 0 | 0.007 | 0 | 0 | Constrained, otherwise capacity available =178 kW | --> | C13 ex DONEGAL | Donegal [T41,T42] | CATHALEENS FALL |  | 54.6396 | -8.1103
281102X | MV/LV Substation VI***102X |  | 10 kV | _ | LV | 630 kVA :Building Structure | 0.63 | --> | 0.63 | 0.5 | 7.88 |  | --> | 0.598 | 0 | 0.016 | 0.5 | 0 |  | --> | C13 ex LIBERTY STREET | Liberty Street [T101,T102] | LIBERTY STREET |  | 51.8979 | -8.4727
3554005 | MV/LV Substation CA***4005 |  | 10 kV | _ | LV | 50 kVA :Pole Substation | 0.05 | --> | 0.05 | 0.05 | 0.06 |  | --> | 0.048 | 0 | 0 | 0 | 0 | Constrained, otherwise capacity available =47 kW | --> | C17 ex TUBBERCURRY | Tubbercurry [T41,T42] | TONROE |  | 54.0512 | -8.846
022509X | MV/LV Substation TE***509X |  | 10 kV | _ | LV | 400 kVA :Building Structure | 0.4 | --> | 0.4 | 0.4 | 4.55 |  | --> | 0.38 | 0 | 0 | 0 | 0 | Constrained, otherwise capacity available =380 kW | --> | C22 ex MALLOW | Mallow [T41,T42] | MALLOW |  | 52.137 | -8.6474
033728X | MV/LV Substation TY***728X |  | 10 kV | _ | LV | 50 kVA :Pole Substation | 0.05 | --> | 0.05 | 0 | 0 | Constrained, otherwise capacity available =20 kVA | --> | 0.048 | 0 | 0.03 | 0.021 | 0 |  | --> | C16 ex CREGG ROAD | Cregg Road [T41,T42] | BALLYDINE |  | 52.3482 | -7.3484
009374Y | MV/LV Substation BR***374Y |  | 10 kV | _ | LV | 200 kVA :Kiosk Substation | 0.2 | --> | 0.2 | 0 | 0 | Constrained, otherwise capacity available =154 kVA | --> | 0.19 | 0 | 0.01 | 0 | 0 | Constrained, otherwise capacity available =176 kW | --> | C12 ex GRANGE (SR) | Grange (sr) [T41,T42] | BUTLERSTOWN |  | 52.2358 | -7.1135
066263 | MV/LV Substation ST***263 |  | 10 kV | _ | LV | 400 kVA :Kiosk Substation | 0.4 | --> | 0.4 | 0 | 0 | Constrained, otherwise capacity available =283 kVA | --> | 0.38 | 0 | 0.044 | 0.331 | 0 |  | --> | C19 ex SUTTON | Sutton [T41,T42] | GRANGE (DR) |  | 53.3775 | -6.101
084973 | MV/LV Substation BR***973 |  | 10 kV | _ | LV | 50 kVA :Pole Substation | 0.05 | --> | 0.05 | 0 | 0 | Constrained, otherwise capacity available =35 kVA | --> | 0.048 | 0 | 0.007 | 0 | 0 | Constrained, otherwise capacity available =40 kW | --> | C18 ex KILCOLGAN | Kilcolgan [T42,T421] | GALWAY 110KV |  | 53.2268 | -8.8754
059460X | MV/LV Substation BU***460X |  | 20 kV | _ | LV | 200 kVA :Pole Substation | 0.2 | --> | 0.2 | 0 | 0 | Constrained, otherwise capacity available =117 kVA | --> | 0.19 | 0 | 0.014 | 0 | 0 | Constrained, otherwise capacity available =168 kW | --> | E17 ex CAVAN | Cavan [T42,T421] | SHANKILL |  | 54.043 | -7.3776
0664132 | MV/LV Substation HE***4132 |  | 20 kV | _ | LV | 50 kVA :Pole Substation | 0.05 | --> | 0.05 | 0 | 0 | Constrained, otherwise capacity available =44 kVA | --> | 0.048 | 0 | 0 | 0 | 0 | Constrained, otherwise capacity available =47 kW | --> | E21 ex ASHBOURNE | Ashbourne [T421,T422] | FINGLAS |  | 53.5047 | -6.3478
365958X | MV/LV Substation ST***958X |  | 10 kV | _ | LV | 200 kVA :Kiosk Substation | 0.2 | --> | 0.2 | 0 | 0 | Constrained, otherwise capacity available =168 kVA | --> | 0.19 | 0 | 0 | 0.186 | 0 |  | --> | C16 ex OLDBAWN | Oldbawn [T41,T42] | COOKSTOWN |  | 53.2828 | -6.3604
293034 | MV/LV Substation WI***034 |  | 20 kV | _ | LV | 200 kVA :Pole Substation | 0.2 | --> | 0.2 | 0.195 | 0.43 |  | --> | 0.19 | 0 | 0 | 0 | 0 | Constrained, otherwise capacity available =189 kW | --> | E19 ex TULLOW | Tullow [T421,T422] | CARLOW |  | 52.8007 | -6.6837
009472Y | MV/LV Substation AN***472Y |  | 10 kV | _ | LV | 400 kVA :Building Structure | 0.4 | --> | 0.4 | 0.335 | 3.82 |  | --> | 0.38 | 0 | 0 | 0 | 0 | Constrained, otherwise capacity available =371 kW | --> | C13 ex WATERFORD | Waterford [T41,T42] | WATERFORD |  | 52.2622 | -7.118
0294414 | MV/LV Substation HA***4414 |  | 20 kV | _ | LV | 400 kVA :Kiosk Substation | 0.4 | --> | 0.4 | 0 | 0 | Constrained, otherwise capacity available =390 kVA | --> | 0.38 | 0 | 0.006 | 0 | 0 | Constrained, otherwise capacity available =374 kW | --> | C13 ex CLOYNE | Cloyne [T41] | MIDLETON |  | 51.8532 | -8.02
156191X | MV/LV Substation DR***191X |  | 20 kV | _ | LV | 100 kVA :Pole Substation | 0.1 | --> | 0.1 | 0.089 | 2.47 |  | --> | 0.095 | 0 | 0.028 | 0 | 0 | Constrained, otherwise capacity available =73 kW | --> | E13 ex TELAYDON | Telaydon [T42,T421] | LISDRUM |  | 54.3084 | -7.1182
255191X | MV/LV Substation LI***191X |  | 20 kV | _ | LV | 50 kVA :Pole Substation | 0.05 | --> | 0.05 | 0 | 0 | Constrained, otherwise capacity available =50 kVA | --> | 0.048 | 0 | 0 | 0 | 0 | Constrained, otherwise capacity available =48 kW | --> | E20 ex KILLYBEGS | Killybegs [T422] | BINBANE |  | 54.6289 | -8.5698
071871 | MV/LV Substation DE***871 |  | 10 kV | _ | LV | 50 kVA :Pole Substation | 0.05 | --> | 0.05 | 0 | 0 | Constrained, otherwise capacity available =35 kVA | --> | 0.048 | 0 | 0 | 0.045 | 0 |  | --> | C22 ex GREYSTONES | Greystones [T41,T42] | FASSAROE |  | 53.1336 | -6.1049
0354057 | MV/LV Substation WA***4057 |  | 20 kV | _ | LV | 200 kVA :Pole Substation | 0.2 | --> | 0.2 | 0.2 | 0.49 |  | --> | 0.19 | 0 | 0 | 0 | 0 | Constrained, otherwise capacity available =190 kW | --> | E11 ex ARDFINNAN | Ardfinnan [T421] | CAHIR |  | 52.3249 | -8.1036
009443 | MV/LV Substation CL***443 |  | 10 kV | _ | LV | 50 kVA :Pole Substation | 0.05 | --> | 0.05 | 0 | 0 | Constrained, otherwise capacity available =43 kVA | --> | 0.048 | 0 | 0.008 | 0 | 0 | Constrained, otherwise capacity available =40 kW | --> | C12 ex GRANAGH | Granagh [T41,T42] | WATERFORD |  | 52.326 | -7.2506
009597 | MV/LV Substation KI***597 |  | 10 kV | _ | LV | 100 kVA :Pole Substation | 0.1 | --> | 0.1 | 0.048 | 0.95 |  | --> | 0.095 | 0 | 0 | 0 | 0 | Constrained, otherwise capacity available =88 kW | --> | C25 ex TYCOR | Tycor [T41,T42] | WATERFORD |  | 52.2454 | -7.1924
008989Y | MV/LV Substation WO***989Y |  | 10 kV | _ | LV | 400 kVA :Kiosk Substation | 0.4 | --> | 0.4 | 0 | 0 | Constrained, otherwise capacity available =307 kVA | --> | 0.38 | 0 | 0 | 0 | 0 | Constrained, otherwise capacity available =367 kW | --> | E11 ex KNOCKMULLEN | Knockmullen [T42,T421] | GREAT ISLAND |  | 52.3978 | -6.9264
1114156 | MV/LV Substation SC***4156 |  | 20 kV | _ | LV | 400 kVA :Kiosk Substation | 0.4 | --> | 0.4 | 0 | 0 | Constrained, otherwise capacity available =376 kVA | --> | 0.38 | 0 | 0 | 0 | 0 | Constrained, otherwise capacity available =377 kW | --> | E11 ex BALLYDEHOB | Ballydehob [T421] | DUNMANWAY |  | 51.5289 | -9.5513
253977Y | MV/LV Substation GR***977Y |  | 20 kV | _ | LV | 200 kVA :Pole Substation | 0.2 | --> | 0.2 | 0 | 0 | Constrained, otherwise capacity available =190 kVA | --> | 0.19 | 0 | 0 | 0 | 0 | Constrained, otherwise capacity available =189 kW | --> | C23 ex TUAM NORTH | Tuam North [T41,T42] | CLOON |  | 53.5915 | -8.8117
015808Y | MV/LV Substation BI***808Y |  | 20 kV | _ | LV | 100 kVA :Pole Substation | 0.1 | --> | 0.1 | 0 | 0 | Constrained, otherwise capacity available =90 kVA | --> | 0.095 | 0 | 0 | 0 | 0 | Constrained, otherwise capacity available =94 kW | --> | E13 ex BLESSINGTON | Blessington [T421,T422] | KILTEEL |  | 53.1281 | -6.602
007820Y | MV/LV Substation PI***820Y |  | 10 kV | _ | LV | 400 kVA :Kiosk Substation | 0.4 | --> | 0.4 | 0 | 0 | Constrained, otherwise capacity available =317 kVA | --> | 0.38 | 0 | 0.03 | 0 | 0 | Constrained, otherwise capacity available =346 kW | --> | C11 ex MULGANNON | Mulgannon [T41,T42] | WEXFORD |  | 52.3326 | -6.4706
066690 | MV/LV Substation AB***690 |  | 10 kV | _ | LV | 150 kVA :Pole Substation | 0.15 | --> | 0.15 | 0 | 0 | Constrained, otherwise capacity available =138 kVA | --> | 0.142 | 0 | 0.015 | 0 | 0 | Constrained, otherwise capacity available =130 kW | --> | C13 ex MALAHIDE | Malahide [T41,T42] | GLASMORE |  | 53.4286 | -6.1805
068201X | MV/LV Substation CA***201X |  | 10 kV | _ | LV | 630 kVA :Building Structure | 0.63 | --> | 0.63 | 0 | 0 | Constrained, otherwise capacity available =182 kVA | --> | 0.598 | 0 | 0 | 0.5 | 0 |  | --> | C14 ex CAMDEN ROW | Camden Row [T41] | FRANCIS STREET |  | 53.336 | -6.2658
015337 | MV/LV Substation AV***337 |  | 10 kV | _ | LV | 400 kVA :Kiosk Substation | 0.4 | --> | 0.4 | 0 | 0 | Constrained, otherwise capacity available =387 kVA | --> | 0.38 | 0 | 0 | 0 | 0 | Constrained, otherwise capacity available =378 kW | --> | E20 ex BLESSINGTON | Blessington [T421,T422] | KILTEEL |  | 53.1725 | -6.534
066705X | MV/LV Substation BA***705X |  | 20 kV | _ | LV | 50 kVA :Pole Substation | 0.05 | --> | 0.05 | 0 | 0 | Constrained, otherwise capacity available =25 kVA | --> | 0.048 | 0 | 0 | 0 | 0 | Constrained, otherwise capacity available =44 kW | --> | E11 ex GLASMORE | Glasmore [T421,T422] | GLASMORE |  | 53.4769 | -6.1358
026121Z | MV/LV Substation KI***121Z |  | 10 kV | _ | LV | 400 kVA :Kiosk Substation | 0.4 | --> | 0.4 | 0 | 0 | Constrained, otherwise capacity available =383 kVA | --> | 0.38 | 0 | 0.026 | 0 | 0 | Constrained, otherwise capacity available =358 kW | --> | C18 ex KINSALE | Kinsale [T41,T42] | BANDON |  | 51.6614 | -8.5913
030153X | MV/LV Substation BA***153X |  | 20 kV | _ | LV | 50 kVA :Pole Substation | 0.05 | --> | 0.05 | 0 | 0 | Constrained, otherwise capacity available =46 kVA | --> | 0.048 | 0 | 0 | 0 | 0 | Constrained, otherwise capacity available =47 kW | --> | E20 ex FOXHOLE | Foxhole [T421,T422] | DUNGARVAN |  | 51.959 | -7.8836
244481X | MV/LV Substation SU***481X |  | 20 kV | _ | LV | 50 kVA :Pole Substation | 0.05 | --> | 0.05 | 0 | 0 | Constrained, otherwise capacity available =27 kVA | --> | 0.048 | 0 | 0 | 0 | 0 | Constrained, otherwise capacity available =44 kW | --> | E16 ex MILLTOWN (SR) | Milltown (sr) [T421,T422] | OUGHTRAGH |  | 52.1108 | -9.7923
032617 | MV/LV Substation BU***617 |  | 20 kV | _ | LV | 200 kVA :Pole Substation | 0.2 | --> | 0.2 | 0 | 0 | Constrained, otherwise capacity available =153 kVA | --> | 0.19 | 0 | 0.006 | 0 | 0 | Constrained, otherwise capacity available =179 kW | --> | C21 ex TRAMORE | Tramore [T41,T42] | BUTLERSTOWN |  | 52.1404 | -7.3728
001626 | MV/LV Substation DU***626 |  | 10 kV | _ | LV | 1000 kVA :Building Structure | 1 | --> | 1 | 0.5 | 4.37 |  | --> | 0.95 | 0 | 0 | 0.5 | 0 |  | --> | C12 ex DUN LAOGHAIRE | Dun Laoghaire [T41,T42] | BLACKROCK |  | 53.2925 | -6.1345
429623 | MV/LV Substation SE***623 |  | 10 kV | _ | LV | 100 kVA :Pole Substation | 0.1 | --> | 0.1 | 0.072 | 0.33 |  | --> | 0.095 | 0 | 0.005 | 0 | 0 | Constrained, otherwise capacity available =87 kW | --> | C12 ex ABBEYFEALE | Abbeyfeale [T42] | TRIEN |  | 52.3796 | -9.2992
037136Y | MV/LV Substation DY***136Y |  | 20 kV | _ | LV | 50 kVA :Pole Substation | 0.05 | --> | 0.05 | 0 | 0 | Constrained, otherwise capacity available =28 kVA | --> | 0.048 | 0 | 0 | 0 | 0 | Constrained, otherwise capacity available =44 kW | --> | C16 ex ENNIS NORTH | Ennis North [T41,T42] | ENNIS |  | 52.9001 | -9.0687
251024X | MV/LV Substation BY***024X |  | 10 kV | _ | LV | 1000 kVA :Building Structure | 1 | --> | 1 | 0 | 0 | Constrained, otherwise capacity available =883 kVA | --> | 0.95 | 0 | 0 | 0 | 0 | Constrained, otherwise capacity available =934 kW | --> | C19 ex PARKMORE | Parkmore [T41,T42] | GALWAY 110KV |  | 53.2989 | -8.9891
365859X | MV/LV Substation DI***859X |  | 10 kV | _ | LV | 1000 kVA :Building Structure | 1 | --> | 1 | 0 | 0 | Constrained, otherwise capacity available =836 kVA | --> | 0.95 | 0 | 0 | 0.5 | 0 |  | --> | C11 ex FORTUNESTOWN | Fortunestown [T101,T102] | INCHICORE 220KV |  | 53.2893 | -6.4243
004927 | MV/LV Substation BA***927 |  | 10 kV | _ | LV | 100 kVA :Pole Substation | 0.1 | --> | 0.1 | 0.088 | 18.08 |  | --> | 0.095 | 0 | 0 | 0.093 | 0 |  | --> | C22 ex ARKLOW | Arklow [T101,T102] | ARKLOW |  | 52.7951 | -6.1894
067959Y | MV/LV Substation CA***959Y |  | 10 kV | _ | LV | 630 kVA :Kiosk Substation | 0.63 | --> | 0.63 | 0 | 0 | Constrained, otherwise capacity available =520 kVA | --> | 0.598 | 0 | 0.005 | 0 | 0 | Constrained, otherwise capacity available =580 kW | --> | C11 ex CORBALLY | Corbally [T41,T42] | ARDNACRUSHA |  | 52.6872 | -8.6089
021287Z | MV/LV Substation EA***287Z |  | 10 kV | _ | LV | 1000 kVA :Building Structure | 1 | --> | 1 | 0.5 | 6.78 |  | --> | 0.95 | 0 | 0.06 | 0.5 | 0 |  | --> | C35 ex CASTLEVIEW | Castleview [T101,T102] | CASTLEVIEW |  | 51.9048 | -8.3617
066267Z | MV/LV Substation RA***267Z |  | 20 kV | _ | LV | 100 kVA :Pole Substation | 0.1 | --> | 0.1 | 0 | 0 | Constrained, otherwise capacity available =95 kVA | --> | 0.095 | 0 | 0 | 0 | 0 | Constrained, otherwise capacity available =94 kW | --> | E12 ex ASHBOURNE | Ashbourne [T421,T422] | FINGLAS |  | 53.5001 | -6.4325
125765 | MV/LV Substation CA***765 |  | 10 kV | _ | LV | 50 kVA :Pole Substation | 0.05 | --> | 0.05 | 0 | 0 | Constrained, otherwise capacity available =26 kVA | --> | 0.048 | 0 | 0.005 | 0 | 0 | Constrained, otherwise capacity available =40 kW | --> | C11 ex CLOONLOUGH | Cloonlough [T41,T42] | BARRYMORE |  | 52.2807 | -8.2775
035702 | MV/LV Substation CL***702 |  | 20 kV | _ | LV | 200 kVA :Pole Substation | 0.2 | --> | 0.2 | 0.184 | 0.49 |  | --> | 0.19 | 0 | 0 | 0 | 0 | Constrained, otherwise capacity available =188 kW | --> | E15 ex ARDFINNAN | Ardfinnan [T421] | CAHIR |  | 52.2707 | -7.8023
026073Z | MV/LV Substation DR***073Z |  | 10 kV | _ | LV | 50 kVA :Pole Substation | 0.05 | --> | 0.05 | 0 | 0 | Constrained, otherwise capacity available =50 kVA | --> | 0.048 | 0 | 0 | 0 | 0 | Constrained, otherwise capacity available =47 kW | --> | C18 ex KINSALE | Kinsale [T41,T42] | BANDON |  | 51.6841 | -8.5799
068909X | MV/LV Substation BA***909X |  | 10 kV | _ | LV | 630 kVA :Building Structure | 0.63 | --> | 0.63 | 0.5 | 11.14 |  | --> | 0.598 | 0 | 0 | 0.5 | 0 |  | --> | C19 ex CABRA | Cabra [T101,T102] | FINGLAS |  | 53.3738 | -6.2956
009219 | MV/LV Substation IN***219 |  | 10 kV | _ | LV | 630 kVA :Building Structure | 0.63 | --> | 0.63 | 0.5 | 13.6 |  | --> | 0.598 | 0 | 0 | 0.5 | 0 |  | --> | C23 ex KILLOTERAN | Killoteran [T101,T102] | KILLOTERAN |  | 52.2521 | -7.1467
039741X | MV/LV Substation ES***741X |  | 10 kV | _ | LV | 200 kVA :Kiosk Substation | 0.2 | --> | 0.2 | 0 | 0 | Constrained, otherwise capacity available =160 kVA | --> | 0.19 | 0 | 0.01 | 0.177 | 0 |  | --> | C17 ex GALWAY 110KV | Galway 110kv [T102,T103] | GALWAY 110KV |  | 53.2905 | -9.0145
153663 | MV/LV Substation PA***663 |  | 20 kV | _ | LV | 50 kVA :Pole Substation | 0.05 | --> | 0.05 | 0 | 0 | Constrained, otherwise capacity available =18 kVA | --> | 0.048 | 0 | 0 | 0 | 0 | Constrained, otherwise capacity available =43 kW | --> | E13 ex BIRDHILL | Birdhill [T421,T422] | ARDNACRUSHA |  | 52.7611 | -8.4732
281161 | MV/LV Substation ST***161 |  | 10 kV | _ | LV | 400 kVA :Kiosk Substation | 0.4 | --> | 0.4 | 0 | 0 | Constrained, otherwise capacity available =192 kVA | --> | 0.38 | 0 | 0.06 | 0 | 0 | Constrained, otherwise capacity available =306 kW | --> | C16 ex TOGHER | Togher [T41,T42] | TRABEG |  | 51.8765 | -8.5191
0684119 | MV/LV Substation CH***4119 |  | 10 kV | _ | LV | 1000 kVA :Building Structure | 1 | --> | 1 | 0.5 | 9.99 |  | --> | 0.95 | 0 | 0 | 0.5 | 0 |  | --> | C24 ex HAROLDS CROSS | Harolds Cross [T101,T102] | POOLBEG |  | 53.3314 | -6.2587
058264Y | MV/LV Substation HA***264Y |  | 10 kV | _ | LV | 100 kVA :Pole Substation | 0.1 | --> | 0.1 | 0.097 | 3 |  | --> | 0.095 | 0 | 0 | 0 | 0 | Constrained, otherwise capacity available =95 kW | --> | C25 ex NENAGH | Nenagh [T41,T42] | NENAGH |  | 52.8648 | -8.1768
021434Z | MV/LV Substation TO***434Z |  | 20 kV | _ | LV | 400 kVA :Building Structure | 0.4 | --> | 0.4 | 0 | 0 | Constrained, otherwise capacity available =305 kVA | --> | 0.38 | 0 | 0 | 0 | 0 | Constrained, otherwise capacity available =367 kW | --> | E21 ex CURRALEIGH | Curraleigh [T421,T422] | KILBARRY |  | 51.9251 | -8.6055
243482 | MV/LV Substation ST***482 |  | 20 kV | _ | LV | 100 kVA :Pole Substation | 0.1 | --> | 0.1 | 0 | 0 | Constrained, otherwise capacity available =66 kVA | --> | 0.095 | 0 | 0.005 | 0 | 0 | Constrained, otherwise capacity available =86 kW | --> | E17 ex INCH | Inch [T421,T422] | OUGHTRAGH |  | 52.2443 | -10.0648
0114057 | MV/LV Substation PA***4057 |  | 10 kV | _ | LV | 50 kVA :Pole Substation | 0.05 | --> | 0.05 | 0 | 0 | Constrained, otherwise capacity available =50 kVA | --> | 0.048 | 0 | 0 | 0 | 0 | Constrained, otherwise capacity available =48 kW | --> | C23 ex GORESBRIDGE | Goresbridge [T41,T42] | KILKENNY |  | 52.6795 | -7.0396
003843X | MV/LV Substation KI***843X |  | 10 kV | _ | LV | 100 kVA :Pole Substation | 0.1 | --> | 0.1 | 0.04 | 18.08 |  | --> | 0.095 | 0 | 0.052 | 0.048 | 0 |  | --> | C18 ex ARKLOW | Arklow [T101,T102] | ARKLOW |  | 52.8901 | -6.1477
207204 | MV/LV Substation DO***204 |  | 10 kV | _ | LV | 50 kVA :Pole Substation | 0.05 | --> | 0.05 | 0.008 | 3.38 |  | --> | 0.048 | 0 | 0.01 | 0 | 0 | Constrained, otherwise capacity available =34 kW | --> | C15 ex GLENGOOLE | Glengoole [T41] | THURLES |  | 52.7421 | -7.5461
047022X | MV/LV Substation RO***022X |  | 10 kV | _ | LV | 400 kVA :Building Structure | 0.4 | --> | 0.4 | 0.4 | 1.04 |  | --> | 0.38 | 0 | 0 | 0 | 0 | Constrained, otherwise capacity available =380 kW | --> | C17 ex BOYLE | Boyle [T41,T42] | CARRICK ON SHANNON |  | 53.9644 | -8.2539
0694052 | MV/LV Substation FI***4052 |  | 10 kV | _ | LV | 630 kVA :Kiosk Substation | 0.63 | --> | 0.63 | 0 | 0 | Constrained, otherwise capacity available =630 kVA | --> | 0.598 | 0 | 0 | 0.5 | 0 |  | --> | C17 ex BALLYBODEN | Ballyboden [T41,T42] | COOKSTOWN |  | 53.2766 | -6.3051
025659Y | MV/LV Substation LI***659Y |  | 20 kV | _ | LV | 400 kVA :Kiosk Substation | 0.4 | --> | 0.4 | 0.354 | 2.96 |  | --> | 0.38 | 0 | 0.015 | 0 | 0 | Constrained, otherwise capacity available =363 kW | --> | E14 ex CHARLEVILLE | Charleville [T421,T422] | CHARLEVILLE |  | 52.3532 | -8.6996
111118Z | MV/LV Substation RA***118Z |  | 20 kV | _ | LV | 50 kVA :Pole Substation | 0.05 | --> | 0.05 | 0 | 0 | Constrained, otherwise capacity available =50 kVA | --> | 0.048 | 0 | 0 | 0 | 0 | Constrained, otherwise capacity available =47 kW | --> | E16 ex BALLYDEHOB | Ballydehob [T421] | DUNMANWAY |  | 51.554 | -9.6161
117524Y | MV/LV Substation ER***524Y |  | 20 kV | _ | LV | 630 kVA :Building Structure | 0.63 | --> | 0.63 | 0 | 0 | Constrained, otherwise capacity available =627 kVA | --> | 0.598 | 0 | 0 | 0 | 0 | Constrained, otherwise capacity available =598 kW | --> | E18 ex COLLOONEY | Collooney [T421,T422] | SLIGO |  | 54.1784 | -8.4831
039695 | MV/LV Substation CO***695 |  | 10 kV | _ | LV | 200 kVA :Pole Substation | 0.2 | --> | 0.2 | 0 | 0 | Constrained, otherwise capacity available =174 kVA | --> | 0.19 | 0 | 0 | 0.186 | 0 |  | --> | C28 ex GALWAY 110KV | Galway 110kv [T102,T103] | GALWAY 110KV |  | 53.329 | -9.0206
365133 | MV/LV Substation BE***133 |  | 10 kV | _ | LV | 630 kVA :Kiosk Substation | 0.63 | --> | 0.63 | 0 | 0 | Constrained, otherwise capacity available =567 kVA | --> | 0.598 | 0 | 0 | 0.5 | 0 |  | --> | C19 ex FORTUNESTOWN | Fortunestown [T101,T102] | INCHICORE 220KV |  | 53.2757 | -6.4154
204133X | MV/LV Substation AR***133X |  | 20 kV | _ | LV | 100 kVA :Pole Substation | 0.1 | --> | 0.1 | 0 | 0 | Constrained, otherwise capacity available =61 kVA | --> | 0.095 | 0 | 0.005 | 0 | 0 | Constrained, otherwise capacity available =86 kW | --> | E17 ex BUNCRANA | Buncrana [T421,T422] | TRILLICK |  | 55.0743 | -7.2695
068931X | MV/LV Substation CH***931X |  | 10 kV | _ | LV | 1000 kVA :Building Structure | 1 | --> | 1 | 0 | 0 | Constrained, otherwise capacity available =1000 kVA | --> | 0.95 | 0 | 0 | 0.5 | 0 |  | --> | C23 ex PHIBSBORO | Phibsboro [T41,T42] | FINGLAS |  | 53.3504 | -6.279
005490X | MV/LV Substation BO***490X |  | 10 kV | _ | LV | 400 kVA :Building Structure | 0.4 | --> | 0.4 | 0 | 0 | Constrained, otherwise capacity available =400 kVA | --> | 0.38 | 0 | 0 | 0 | 0 | Constrained, otherwise capacity available =380 kW | --> | C14 ex GARDEN CITY | Garden City [T41,T42] | ARKLOW |  | 52.671 | -6.2872
015968X | MV/LV Substation TA***968X |  | 10 kV | _ | LV | 200 kVA :Kiosk Substation | 0.2 | --> | 0.2 | 0.163 | 12.6 |  | --> | 0.19 | 0 | 0 | 0.185 | 0 |  | --> | C12 ex MONREAD | Monread [T101,T102] | MONREAD |  | 53.2217 | -6.6567
069102 | MV/LV Substation BE***102 |  | 10 kV | _ | LV | 400 kVA :Building Structure | 0.4 | --> | 0.4 | 0 | 0 |  | --> | 0.38 | 0 | 0.044 | 0.275 | 0 |  | --> | C12 ex DONNYBROOK | Donnybrook [T41,T42] | MILLTOWN (DR) |  | 53.3143 | -6.2318
065463X | MV/LV Substation WH***463X |  | 10 kV | _ | LV | 50 kVA :Pole Substation | 0.05 | --> | 0.05 | 0 | 0 | Constrained, otherwise capacity available =41 kVA | --> | 0.048 | 0 | 0 | 0 | 0 | Constrained, otherwise capacity available =46 kW | --> | E15 ex BATTER LANE TEMPORARY | Batter Lane Temporary 38kv [T421] | GLASMORE |  | 53.5186 | -6.1196
154488Z | MV/LV Substation MO***488Z |  | 10 kV | _ | LV | 100 kVA :Pole Substation | 0.1 | --> | 0.1 | 0 | 0 | Constrained, otherwise capacity available =66 kVA | --> | 0.095 | 0 | 0 | 0 | 0 | Constrained, otherwise capacity available =90 kW | --> | C21 ex MONEYCOOLEY | Moneycooley [T41,T42,T44] | GRIFFINRATH |  | 53.3912 | -6.5988
018556 | MV/LV Substation LI***556 |  | 10 kV | _ | LV | 630 kVA :Building Structure | 0.63 | --> | 0.63 | 0 | 3.75 |  | --> | 0.598 | 0 | 0.027 | 0 | 0 | Constrained, otherwise capacity available =486 kW | --> | C13 ex SMEARLA | Smearla [T41,T42] | TRIEN |  | 52.45 | -9.4912
281135 | MV/LV Substation CA***135 |  | 10 kV | _ | LV | 400 kVA :Kiosk Substation | 0.4 | --> | 0.4 | 0.116 | 5.49 |  | --> | 0.38 | 0 | 0.068 | 0.289 | 0 |  | --> | C11 ex TRABEG | Trabeg [T101,T102] | TRABEG |  | 51.8902 | -8.463
067005Z | MV/LV Substation RI***005Z |  | 10 kV | _ | LV | 200 kVA :Kiosk Substation | 0.2 | --> | 0.2 | 0 | 0 | Constrained, otherwise capacity available =185 kVA | --> | 0.19 | 0 | 0.008 | 0.182 | 0 |  | --> | C20 ex GARRYOWEN | Garryowen [T41,T42] | LIMERICK |  | 52.6492 | -8.598
139909X | MV/LV Substation BE***909X |  | 10 kV | _ | LV | 100 kVA :Pole Substation | 0.1 | --> | 0.1 | 0 | 0 | Constrained, otherwise capacity available =81 kVA | --> | 0.095 | 0 | 0 | 0 | 0 | Constrained, otherwise capacity available =92 kW | --> | C16 ex VIRGINIA | Virginia [T41,T42] | MEATH HILL |  | 53.7929 | -7.0672
066288X | MV/LV Substation LE***288X |  | 10 kV | _ | LV | 200 kVA :Building Structure | 0.2 | --> | 0.2 | 0 | 0 | Constrained, otherwise capacity available =122 kVA | --> | 0.19 | 0 | 0 | 0 | 0 | Constrained, otherwise capacity available =179 kW | --> | C16 ex MALAHIDE | Malahide [T41,T42] | GLASMORE |  | 53.4344 | -6.1395
068159 | MV/LV Substation GL***159 |  | 10 kV | _ | LV | 1000 kVA :Building Structure | 1 | --> | 1 | 0 | 0 | Constrained, otherwise capacity available =668 kVA | --> | 0.95 | 0 | 0.014 | 0.5 | 0 |  | --> | C19 ex GRANBY ROW | Granby Row [T41] | MCDERMOTT |  | 53.3544 | -6.2545
0754161 | MV/LV Substation HI***4161 |  | 20 kV | _ | LV | 50 kVA :Pole Substation | 0.05 | --> | 0.05 | 0.05 | 1.13 |  | --> | 0.048 | 0 | 0 | 0 | 0 | Constrained, otherwise capacity available =48 kW | --> | E22 ex BUNCLODY | Bunclody [T421,T422] | CRANE |  | 52.6876 | -6.6777
0174547 | MV/LV Substation DA***4547 |  | 10 kV | _ | LV | 100 kVA :Pole Substation | 0.1 | --> | 0.1 | 0.1 | 1.05 |  | --> | 0.095 | 0 | 0 | 0 | 0 | Constrained, otherwise capacity available =95 kW | --> | C19 ex NEWCASTLEWEST | Newcastlewest [T41,T42] | RATHKEALE |  | 52.4109 | -9.0005
054029X | MV/LV Substation CA***029X |  | 10 kV | _ | LV | 50 kVA :Pole Substation | 0.05 | --> | 0.05 | 0 | 0 | Constrained, otherwise capacity available =47 kVA | --> | 0.048 | 0 | 0 | 0 | 0 | Constrained, otherwise capacity available =47 kW | --> | C16 ex PALLAS | Pallas [T41,T42] | PORTLAOISE |  | 53.0274 | -7.3344
153905 | MV/LV Substation LI***905 |  | 20 kV | _ | LV | 50 kVA :Pole Substation | 0.05 | --> | 0.05 | 0 | 0 | Constrained, otherwise capacity available =39 kVA | --> | 0.048 | 0 | 0 | 0 | 0 | Constrained, otherwise capacity available =46 kW | --> | E14 ex BIRDHILL | Birdhill [T421,T422] | ARDNACRUSHA |  | 52.8275 | -8.2445
127817Y | MV/LV Substation HA***817Y |  | 10 kV | _ | LV | 630 kVA :Kiosk Substation | 0.63 | --> | 0.63 | 0 | 0 | Constrained, otherwise capacity available =568 kVA | --> | 0.598 | 0 | 0 | 0 | 0 | Constrained, otherwise capacity available =590 kW | --> | C14 ex HOLYCROSS ROAD | Holycross Road [T41,T42] | THURLES |  | 52.6715 | -7.8184
023679Y | MV/LV Substation AH***679Y |  | 10 kV | _ | LV | 50 kVA :Pole Substation | 0.05 | --> | 0.05 | 0 | 0 | Constrained, otherwise capacity available =50 kVA | --> | 0.048 | 0 | 0 | 0 | 0 | Constrained, otherwise capacity available =48 kW | --> | E14 ex CASTLELYONS | Castlelyons [T421,T422] | BARRYMORE |  | 52.0886 | -8.1545
0584232 | MV/LV Substation SU***4232 |  | 10 kV | _ | LV | 200 kVA :Kiosk Substation | 0.2 | --> | 0.2 | 0.129 | 3 |  | --> | 0.19 | 0 | 0.03 | 0 | 0 | Constrained, otherwise capacity available =158 kW | --> | C21 ex NENAGH | Nenagh [T41,T42] | NENAGH |  | 52.861 | -8.2244
067310X | MV/LV Substation GA***310X |  | 10 kV | _ | LV | 100 kVA :Pole Substation | 0.1 | --> | 0.1 | 0 | 0 | Constrained, otherwise capacity available =87 kVA | --> | 0.095 | 0 | 0 | 0 | 0 | Constrained, otherwise capacity available =93 kW | --> | C15 ex GILLOGUE | Gillogue [T41,T42] | ARDNACRUSHA |  | 52.686 | -8.5792
069635 | MV/LV Substation ST***635 |  | 10 kV | _ | LV | 400 kVA :Kiosk Substation | 0.4 | --> | 0.4 | 0 | 0 | Constrained, otherwise capacity available =218 kVA | --> | 0.38 | 0 | 0.09 | 0.288 | 0 |  | --> | C13 ex BALLYBODEN | Ballyboden [T41,T42] | COOKSTOWN |  | 53.2911 | -6.277
165779X | MV/LV Substation CL***779X |  | 10 kV | _ | LV | 50 kVA :Pole Substation | 0.05 | --> | 0.05 | 0 | 0 | Constrained, otherwise capacity available =30 kVA | --> | 0.048 | 0 | 0.011 | 0 | 0 | Constrained, otherwise capacity available =37 kW | --> | C14 ex CLONAKILTY | Clonakilty [T41,T42] | DUNMANWAY |  | 51.6135 | -8.895
068483 | MV/LV Substation RO***483 |  | 10 kV | _ | LV | 1000 kVA :Building Structure | 1 | --> | 1 | 0.5 | 11.14 |  | --> | 0.95 | 0 | 0 | 0.5 | 0 |  | --> | C17 ex CABRA | Cabra [T101,T102] | FINGLAS |  | 53.3734 | -6.2942
009901Y | MV/LV Substation PE***901Y |  | 10 kV | _ | LV | 50 kVA :Pole Substation | 0.05 | --> | 0.05 | 0.05 | 8.16 |  | --> | 0.048 | 0 | 0 | 0 | 0 | Constrained, otherwise capacity available =48 kW | --> | C12 ex MOUNT MISERY | Mount Misery [T41,T42] | WATERFORD |  | 52.2689 | -7.074
031666 | MV/LV Substation CL***666 |  | 20 kV | _ | LV | 200 kVA :Kiosk Substation | 0.2 | --> | 0.2 | 0 | 0 | Constrained, otherwise capacity available =53 kVA | --> | 0.19 | 0 | 0.025 | 0 | 0 | Constrained, otherwise capacity available =150 kW | --> | E17 ex SPRINGS | Springs [T421,T422] | DUNGARVAN |  | 52.094 | -7.547
023404Y | MV/LV Substation OC***404Y |  | 20 kV | _ | LV | 100 kVA :Pole Substation | 0.1 | --> | 0.1 | 0 | 0 | Constrained, otherwise capacity available =62 kVA | --> | 0.095 | 0 | 0 | 0 | 0 | Constrained, otherwise capacity available =90 kW | --> | E11 ex CASTLELYONS | Castlelyons [T421,T422] | BARRYMORE |  | 52.0867 | -8.2861
093241X | MV/LV Substation KI***241X |  | 10 kV | _ | LV | 400 kVA :Kiosk Substation | 0.4 | --> | 0.4 | 0 | 0 | Constrained, otherwise capacity available =370 kVA | --> | 0.38 | 0 | 0 | 0.376 | 0 |  | --> | C20 ex SUTTON | Sutton [T41,T42] | GRANGE (DR) |  | 53.3856 | -6.0602
196830 | MV/LV Substation WA***830 |  | 20 kV | _ | LV | 50 kVA :Pole Substation | 0.05 | --> | 0.05 | 0.04 | 1.34 |  | --> | 0.048 | 0 | 0 | 0 | 0 | Constrained, otherwise capacity available =46 kW | --> | E23 ex ATHBOY | Athboy [T423] | NAVAN |  | 53.525 | -6.8889
066635Z | MV/LV Substation CH***635Z |  | 20 kV | _ | LV | 400 kVA :Kiosk Substation | 0.4 | --> | 0.4 | 0 | 0 | Constrained, otherwise capacity available =302 kVA | --> | 0.38 | 0 | 0.014 | 0 | 0 | Constrained, otherwise capacity available =356 kW | --> | E15 ex BATTER LANE TEMPORARY | Batter Lane Temporary 38kv [T421] | GLASMORE |  | 53.5235 | -6.1735
3654130 | MV/LV Substation BL***4130 |  | 10 kV | _ | LV | 400 kVA :Kiosk Substation | 0.4 | --> | 0.4 | 0 | 0 | Constrained, otherwise capacity available =400 kVA | --> | 0.38 | 0 | 0 | 0.38 | 0 |  | --> | C12 ex SAGGART | Saggart [T41,T42] | GRANGE CASTLE |  | 53.2769 | -6.4748
009845X | MV/LV Substation TH***845X |  | 10 kV | _ | LV | 200 kVA :Kiosk Substation | 0.2 | --> | 0.2 | 0.134 | 0.53 |  | --> | 0.19 | 0 | 0.044 | 0 | 0 | Constrained, otherwise capacity available =148 kW | --> | C11 ex MANOR STREET | Manor Street [T41,T42] | WATERFORD |  | 52.2523 | -7.0738
068974 | MV/LV Substation RO***974 |  | 10 kV | _ | LV | 400 kVA :Building Structure | 0.4 | --> | 0.4 | 0.372 | 11.14 |  | --> | 0.38 | 0 | 0 | 0.376 | 0 |  | --> | C19 ex CABRA | Cabra [T101,T102] | FINGLAS |  | 53.3736 | -6.296
009566Y | MV/LV Substation ME***566Y |  | 10 kV | _ | LV | 400 kVA :Kiosk Substation | 0.4 | --> | 0.4 | 0 | 0 | Constrained, otherwise capacity available =303 kVA | --> | 0.38 | 0 | 0.005 | 0 | 0 | Constrained, otherwise capacity available =363 kW | --> | C17 ex WATERFORD IND EST | Waterford Ind Est [T41,T42,T44] | BUTLERSTOWN |  | 52.2407 | -7.1532
281074 | MV/LV Substation SO***074 |  | 10 kV | _ | LV | 400 kVA :Building Structure | 0.4 | --> | 0.4 | 0 | 4.67 |  | --> | 0.38 | 0 | 0 | 0.066 | 0 |  | --> | C25 ex CENTRE PARK ROAD | Marina [T105,T106] | MARINA |  | 51.8981 | -8.457
089708 | MV/LV Substation TH***708 |  | 20 kV | _ | LV | 200 kVA :Pole Substation | 0.2 | --> | 0.2 | 0.058 | 9.1 |  | --> | 0.19 | 0 | 0.046 | 0 | 0 | Constrained, otherwise capacity available =136 kW | --> | E19 ex ARDNAREE | Ardnaree [T42,T421] | MOY |  | 54.1267 | -9.139
077954 | MV/LV Substation GR***954 |  | 20 kV | _ | LV | 50 kVA :Pole Substation | 0.05 | --> | 0.05 | 0 | 0 | Constrained, otherwise capacity available =35 kVA | --> | 0.048 | 0 | 0.016 | 0 | 0 | Constrained, otherwise capacity available =34 kW | --> | E18 ex PATRICKSWELL | Patrickswell [T421,T422] | LIMERICK |  | 52.5997 | -8.7047
1544338 | MV/LV Substation DA***4338 |  | 10 kV | _ | LV | 200 kVA :Kiosk Substation | 0.2 | --> | 0.2 | 0 | 0 | Constrained, otherwise capacity available =129 kVA | --> | 0.19 | 0 | 0 | 0.18 | 0 |  | --> | C11 ex MACETOWN | Macetown [T101,T102] | MACETOWN |  | 53.4101 | -6.4196
042058 | MV/LV Substation BL***058 |  | 10 kV | _ | LV | 200 kVA :Pole Substation | 0.2 | --> | 0.2 | 0.164 | 1.93 |  | --> | 0.19 | 0 | 0.01 | 0 | 0 | Constrained, otherwise capacity available =178 kW | --> | C16 ex TURLOUGH ROAD | Turlough Road [T41,T42] | CASTLEBAR |  | 53.8571 | -9.3092
220709 | MV/LV Substation MO***709 |  | 20 kV | _ | LV | 50 kVA :Pole Substation | 0.05 | --> | 0.05 | 0.036 | 1.36 |  | --> | 0.048 | 0 | 0 | 0 | 0 | Constrained, otherwise capacity available =46 kW | --> | C12 ex CROSSMOLINA | Crossmolina [T41,T42] | MOY |  | 54.1609 | -9.3444
029244 | MV/LV Substation BU***244 |  | 10 kV | _ | LV | 200 kVA :Pole Substation | 0.2 | --> | 0.2 | 0 | 0 | Constrained, otherwise capacity available =126 kVA | --> | 0.19 | 0 | 0.05 | 0.143 | 0 |  | --> | C19 ex MIDLETON | Midleton [T101,T102] | MIDLETON |  | 51.9121 | -8.239
2334039 | MV/LV Substation ME***4039 |  | 10 kV | _ | LV | 100 kVA :Pole Substation | 0.1 | --> | 0.1 | 0 | 0 | Constrained, otherwise capacity available =99 kVA | --> | 0.095 | 0 | 0 | 0 | 0 | Constrained, otherwise capacity available =95 kW | --> | C23 ex CASTLEISLAND | Castleisland [T41,T42] | TRALEE |  | 52.2945 | -9.3773
281900Z | MV/LV Substation HO***900Z |  | 10 kV | _ | LV | 630 kVA :Building Structure | 0.63 | --> | 0.63 | 0.458 | 7.88 |  | --> | 0.598 | 0 | 0 | 0.5 | 0 |  | --> | C23 ex LIBERTY STREET | Liberty Street [T101,T102] | LIBERTY STREET |  | 51.8981 | -8.468
067164Z | MV/LV Substation TO***164Z |  | 20 kV | _ | LV | 50 kVA :Pole Substation | 0.05 | --> | 0.05 | 0 | 0 | Constrained, otherwise capacity available =43 kVA | --> | 0.048 | 0 | 0 | 0.046 | 0 |  | --> | C11 ex RAHEEN | Raheen [T41,T42] | LIMERICK |  | 52.6029 | -8.6329
069526 | MV/LV Substation ID***526 |  | 10 kV | _ | LV | 630 kVA :Building Structure | 0.63 | --> | 0.63 | 0.419 | 4.47 |  | --> | 0.598 | 0 | 0.026 | 0.5 | 0 |  | --> | C20 ex TEMPLEOGUE | Templeogue [T41,T42] | MILLTOWN (DR) |  | 53.2831 | -6.3176
005165Y | MV/LV Substation CL***165Y |  | 10 kV | _ | LV | 100 kVA :Pole Substation | 0.1 | --> | 0.1 | 0.1 | 3.03 |  | --> | 0.095 | 0 | 0 | 0 | 0 | Constrained, otherwise capacity available =95 kW | --> | C17 ex RAMSTOWN | Ramstown [T41,T42] | CRANE |  | 52.6741 | -6.2738
068892 | MV/LV Substation TO***892 |  | 10 kV | _ | LV | 400 kVA :Kiosk Substation | 0.4 | --> | 0.4 | 0.33 | 11.14 |  | --> | 0.38 | 0 | 0.013 | 0.361 | 0 |  | --> | C14 ex CABRA | Cabra [T101,T102] | FINGLAS |  | 53.3693 | -6.2796
1544292 | MV/LV Substation BA***4292 |  | 10 kV | _ | LV | 1000 kVA :Building Structure | 1 | --> | 1 | 0 | 0 | Constrained, otherwise capacity available =919 kVA | --> | 0.95 | 0 | 0 | 0 | 0 | Constrained, otherwise capacity available =939 kW | --> | C14 ex COOLMINE | Coolmine [T41,T42] | FINGLAS |  | 53.3878 | -6.4419
066487Z | MV/LV Substation RI***487Z |  | 20 kV | _ | LV | 400 kVA :Kiosk Substation | 0.4 | --> | 0.4 | 0 | 0 | Constrained, otherwise capacity available =352 kVA | --> | 0.38 | 0 | 0 | 0 | 0 | Constrained, otherwise capacity available =373 kW | --> | E18 ex BALTRASNA | Baltrasna [T121,T122] | BALTRASNA |  | 53.5045 | -6.4674
0224180 | MV/LV Substation DA***4180 |  | 10 kV | _ | LV | 630 kVA :Building Structure | 0.63 | --> | 0.63 | 0 | 0 | Constrained, otherwise capacity available =600 kVA | --> | 0.598 | 0 | 0.1 | 0 | 0 | Constrained, otherwise capacity available =520 kW | --> | C21 ex SCARTEEN | Scarteen [T41,T42] | MALLOW |  | 52.1359 | -8.6523
034101 | MV/LV Substation MI***101 |  | 20 kV | _ | LV | 33 kVA :Pole Substation | 0.033 | --> | 0.033 | 0.033 | 0.57 |  | --> | 0.031 | 0 | 0 | 0 | 0 | Constrained, otherwise capacity available =31 kW | --> | E23 ex LAWLESSTOWN | Lawlesstown [T42,T421] | DOON |  | 52.4521 | -7.7704
160033Z | MV/LV Substation LA***033Z |  | 10 kV | _ | LV | 400 kVA :Kiosk Substation | 0.4 | --> | 0.4 | 0 | 0 | Constrained, otherwise capacity available =383 kVA | --> | 0.38 | 0 | 0 | 0 | 0 | Constrained, otherwise capacity available =378 kW | --> | C23 ex PORTARLINGTON | Portarlington [T43] | BLAKE |  | 53.1544 | -7.1916
069568 | MV/LV Substation NU***568 |  | 10 kV | _ | LV | 630 kVA :Building Structure | 0.63 | --> | 0.63 | 0 | 0 | Constrained, otherwise capacity available =485 kVA | --> | 0.598 | 0 | 0 | 0.5 | 0 |  | --> | C13 ex BALLYBODEN | Ballyboden [T41,T42] | COOKSTOWN |  | 53.2897 | -6.2684
053465 | MV/LV Substation BA***465 |  | 10 kV | _ | LV | 50 kVA :Pole Substation | 0.05 | --> | 0.05 | 0.032 | 2.39 |  | --> | 0.048 | 0 | 0 | 0 | 0 | Constrained, otherwise capacity available =45 kW | --> | C18 ex SRAH | Srah [T41,T42] | THORNSBERRY |  | 53.291 | -7.5705
036491 | MV/LV Substation GO***491 |  | 20 kV | _ | LV | 200 kVA :Pole Substation | 0.2 | --> | 0.2 | 0 | 0 | Constrained, otherwise capacity available =93 kVA | --> | 0.19 | 0 | 0.006 | 0 | 0 | Constrained, otherwise capacity available =170 kW | --> | E20 ex GARRANACANTY | Garranacanty [T421,T422] | TIPPERARY |  | 52.4975 | -7.9821
244541X | MV/LV Substation EN***541X |  | 20 kV | _ | LV | 50 kVA :Pole Substation | 0.05 | --> | 0.05 | 0 | 0 | Constrained, otherwise capacity available =48 kVA | --> | 0.048 | 0 | 0 | 0 | 0 | Constrained, otherwise capacity available =47 kW | --> | E12 ex MILLTOWN (SR) | Milltown (sr) [T421,T422] | OUGHTRAGH |  | 52.1359 | -9.7151
001822 | MV/LV Substation TH***822 |  | 10 kV | _ | LV | 630 kVA :Kiosk Substation | 0.63 | --> | 0.63 | 0 | 0 | Constrained, otherwise capacity available =391 kVA | --> | 0.598 | 0 | 0.015 | 0.5 | 0 |  | --> | C19 ex DUNDRUM | Dundrum [T41,T42] | BLACKROCK |  | 53.2935 | -6.2463
008548Z | MV/LV Substation AL***548Z |  | 10 kV | _ | LV | 200 kVA :Kiosk Substation | 0.2 | --> | 0.2 | 0 | 0 | Constrained, otherwise capacity available =94 kVA | --> | 0.19 | 0 | 0.003 | 0 | 0 | Constrained, otherwise capacity available =173 kW | --> | C18 ex KNOCKMULLEN | Knockmullen [T42,T421] | GREAT ISLAND |  | 52.3875 | -6.9515
015997Z | MV/LV Substation NA***997Z |  | 10 kV | _ | LV | 400 kVA :Kiosk Substation | 0.4 | --> | 0.4 | 0.37 | 12.6 |  | --> | 0.38 | 0 | 0 | 0.376 | 0 |  | --> | C22 ex MONREAD | Monread [T101,T102] | MONREAD |  | 53.2152 | -6.684
153777 | MV/LV Substation CL***777 |  | 20 kV | _ | LV | 200 kVA :Pole Substation | 0.2 | --> | 0.2 | 0 | 0 | Constrained, otherwise capacity available =124 kVA | --> | 0.19 | 0 | 0.015 | 0 | 0 | Constrained, otherwise capacity available =168 kW | --> | E11 ex BIRDHILL | Birdhill [T421,T422] | ARDNACRUSHA |  | 52.7122 | -8.3993
0044119 | MV/LV Substation BR***4119 |  | 10 kV | _ | LV | 100 kVA :Pole Substation | 0.1 | --> | 0.1 | 0.1 | 18.08 |  | --> | 0.095 | 0 | 0 | 0.095 | 0 |  | --> | C13 ex ARKLOW | Arklow [T101,T102] | ARKLOW |  | 52.8507 | -6.2024
248406 | MV/LV Substation BA***406 |  | 20 kV | _ | LV | 50 kVA :Pole Substation | 0.05 | --> | 0.05 | 0.05 | 0.33 |  | --> | 0.048 | 0 | 0 | 0 | 0 | Constrained, otherwise capacity available =48 kW | --> | E33 ex TRIM | Trim [T421] | NAVAN |  | 53.452 | -6.7768
281525Z | MV/LV Substation AR***525Z |  | 10 kV | _ | LV | 630 kVA :Building Structure | 0.63 | --> | 0.63 | 0.5 | 5.49 |  | --> | 0.598 | 0 | 0 | 0.5 | 0 |  | --> | C11 ex TRABEG | Trabeg [T101,T102] | TRABEG |  | 51.884 | -8.4471
069476 | MV/LV Substation IV***476 |  | 10 kV | _ | LV | 400 kVA :Kiosk Substation | 0.4 | --> | 0.4 | 0.152 | 4.91 |  | --> | 0.38 | 0 | 0.034 | 0.32 | 0 |  | --> | C11 ex CRUMLIN | Crumlin [T41,T42] | INCHICORE 220KV |  | 53.3283 | -6.3062
001239X | MV/LV Substation OU***239X |  | 10 kV | _ | LV | 400 kVA :Kiosk Substation | 0.4 | --> | 0.4 | 0 | 0 | Constrained, otherwise capacity available =344 kVA | --> | 0.38 | 0 | 0.053 | 0.333 | 0 |  | --> | C12 ex DUNDRUM | Dundrum [T41,T42] | BLACKROCK |  | 53.2999 | -6.2335
365084 | MV/LV Substation CL***084 |  | 10 kV | _ | LV | 1000 kVA :Building Structure | 1 | --> | 1 | 0 | 0 | Constrained, otherwise capacity available =937 kVA | --> | 0.95 | 0 | 0 | 0.5 | 0 |  | --> | C22 ex FORTUNESTOWN | Fortunestown [T101,T102] | INCHICORE 220KV |  | 53.294 | -6.4427
036085Y | MV/LV Substation FL***085Y |  | 10 kV | _ | LV | 630 kVA :Building Structure | 0.63 | --> | 0.63 | 0.5 | 2.76 |  | --> | 0.598 | 0 | 0 | 0 | 0 | Constrained, otherwise capacity available =592 kW | --> | C16 ex KILROSS ROAD | Kilross Road [T42] | TIPPERARY |  | 52.4749 | -8.1763
070006 | MV/LV Substation DI***006 |  | 20 kV | _ | LV | 200 kVA :Pole Substation | 0.2 | --> | 0.2 | 0.171 | 0.76 |  | --> | 0.19 | 0 | 0 | 0 | 0 | Constrained, otherwise capacity available =186 kW | --> | E17 ex RATHMORE | Rathmore [T42,T421] | KNOCKEARAGH |  | 52.0575 | -9.0772
066501Z | MV/LV Substation TO***501Z |  | 20 kV | _ | LV | 50 kVA :Pole Substation | 0.05 | --> | 0.05 | 0 | 0 | Constrained, otherwise capacity available =41 kVA | --> | 0.048 | 0 | 0 | 0 | 0 | Constrained, otherwise capacity available =46 kW | --> | E18 ex GLASMORE | Glasmore [T421,T422] | GLASMORE |  | 53.478 | -6.2743
253024X | MV/LV Substation BA***024X |  | 20 kV | _ | LV | 50 kVA :Pole Substation | 0.05 | --> | 0.05 | 0 | 0 | Constrained, otherwise capacity available =50 kVA | --> | 0.048 | 0 | 0 | 0 | 0 | Constrained, otherwise capacity available =48 kW | --> | C23 ex TUAM NORTH | Tuam North [T41,T42] | CLOON |  | 53.5721 | -8.9883
007441Y | MV/LV Substation HI***441Y |  | 20 kV | _ | LV | 50 kVA :Pole Substation | 0.05 | --> | 0.05 | 0.042 | 1.4 |  | --> | 0.048 | 0 | 0 | 0 | 0 | Constrained, otherwise capacity available =46 kW | --> | E12 ex KILLINICK | Killinick [T421,T422] | WEXFORD |  | 52.2382 | -6.4073
032872 | MV/LV Substation WH***872 |  | 10 kV | _ | LV | 100 kVA :Pole Substation | 0.1 | --> | 0.1 | 0 | 0 | Constrained, otherwise capacity available =80 kVA | --> | 0.095 | 0 | 0.005 | 0 | 0 | Constrained, otherwise capacity available =89 kW | --> | C18 ex TRAMORE | Tramore [T41,T42] | BUTLERSTOWN |  | 52.2329 | -7.2158
081122Z | MV/LV Substation OL***122Z |  | 10 kV | _ | LV | 400 kVA :Kiosk Substation | 0.4 | --> | 0.4 | 0 | 0 | Constrained, otherwise capacity available =259 kVA | --> | 0.38 | 0 | 0.052 | 0.322 | 0 |  | --> | C13 ex BALGADDY | Balgaddy [T41,T42] | GRANGE CASTLE |  | 53.3382 | -6.4351
064576Y | MV/LV Substation SL***576Y |  | 20 kV | _ | LV | 200 kVA :Pole Substation | 0.2 | --> | 0.2 | 0 | 0 | Constrained, otherwise capacity available =194 kVA | --> | 0.19 | 0 | 0 | 0 | 0 | Constrained, otherwise capacity available =189 kW | --> | E21 ex SLANE | Slane [T421] | DRYBRIDGE |  | 53.7044 | -6.5451
281264Z | MV/LV Substation FE***264Z |  | 10 kV | _ | LV | 50 kVA :Pole Substation | 0.05 | --> | 0.05 | 0.048 | 4.3 |  | --> | 0.048 | 0 | 0 | 0.047 | 0 |  | --> | C11 ex RINGASKIDDY 110KV | Ringaskiddy 110kv [T42] | BARNAHELY |  | 51.8296 | -8.3813
082541Y | MV/LV Substation NE***541Y |  | 10 kV | _ | LV | 400 kVA :Building Structure | 0.4 | --> | 0.4 | 0 | 0 | Constrained, otherwise capacity available =191 kVA | --> | 0.38 | 0 | 0.038 | 0 | 0 | Constrained, otherwise capacity available =326 kW | --> | C26 ex ACADEMY STREET | Academy Street [T421,T422,T44] | NAVAN |  | 53.6521 | -6.6819
001316 | MV/LV Substation CL***316 |  | 10 kV | _ | LV | 200 kVA :Kiosk Substation | 0.2 | --> | 0.2 | 0.032 | 1.16 |  | --> | 0.19 | 0 | 0.042 | 0.135 | 0 |  | --> | C24 ex DEANSGRANGE | Deansgrange [T41,T42] | CARRICKMINES |  | 53.2619 | -6.1714
149129X | MV/LV Substation WA***129X |  | 10 kV | _ | LV | 630 kVA :Kiosk Substation | 0.63 | --> | 0.63 | 0 | 0 | Constrained, otherwise capacity available =598 kVA | --> | 0.598 | 0 | 0 | 0 | 0 | Constrained, otherwise capacity available =594 kW | --> | C13 ex DONEGAL | Donegal [T41,T42] | CATHALEENS FALL |  | 54.6546 | -8.107
065115 | MV/LV Substation KN***115 |  | 10 kV | _ | LV | 400 kVA :Kiosk Substation | 0.4 | --> | 0.4 | 0 | 0 | Constrained, otherwise capacity available =254 kVA | --> | 0.38 | 0 | 0.056 | 0 | 0 | Constrained, otherwise capacity available =318 kW | --> | C15 ex LOUGHSHINNY | Loughshinny [T41,T42] | GLASMORE |  | 53.521 | -6.0805
142723 | MV/LV Substation BO***723 |  | 10 kV | _ | LV | 200 kVA :Pole Substation | 0.2 | --> | 0.2 | 0 | 0 | Constrained, otherwise capacity available =196 kVA | --> | 0.19 | 0 | 0.005 | 0 | 0 | Constrained, otherwise capacity available =186 kW | --> | C11 ex ATHENRY | Athenry [T41,T42] | GALWAY 110KV |  | 53.2804 | -8.7433
461125X | MV/LV Substation RA***125X |  | 10 kV | _ | LV | 630 kVA :Building Structure | 0.63 | --> | 0.63 | 0.5 | 0.74 |  | --> | 0.598 | 0 | 0 | 0 | 0 | Constrained, otherwise capacity available =583 kW | --> | C15 ex RAHANS | Rahans [T41] | MOY |  | 54.0866 | -9.1642
253654 | MV/LV Substation WI***654 |  | 20 kV | _ | LV | 200 kVA :Kiosk Substation | 0.2 | --> | 0.2 | 0 | 0 | Constrained, otherwise capacity available =144 kVA | --> | 0.19 | 0 | 0.03 | 0 | 0 | Constrained, otherwise capacity available =160 kW | --> | E15 ex GLENAMADDY | Glenamaddy [T422] | ATHLONE |  | 53.6774 | -8.5811
005676X | MV/LV Substation GL***676X |  | 20 kV | _ | LV | 400 kVA :Kiosk Substation | 0.4 | --> | 0.4 | 0.378 | 17.8 |  | --> | 0.38 | 0 | 0.019 | 0.363 | 0 |  | --> | E13 ex BANOGE | Banoge [T121,T122] | BANOGE |  | 52.6474 | -6.236
051500X | MV/LV Substation KI***500X |  | 20 kV | _ | LV | 200 kVA :Kiosk Substation | 0.2 | --> | 0.2 | 0.174 | 2.22 |  | --> | 0.19 | 0 | 0 | 0.186 | 0 |  | --> | E21 ex CLARA | Clara [T421,T422] | THORNSBERRY |  | 53.3476 | -7.6123
014361Z | MV/LV Substation WE***361Z |  | 10 kV | _ | LV | 400 kVA :Kiosk Substation | 0.4 | --> | 0.4 | 0 | 0 | Constrained, otherwise capacity available =305 kVA | --> | 0.38 | 0 | 0.018 | 0 | 0 | Constrained, otherwise capacity available =354 kW | --> | C14 ex ATHGARVAN | Athgarvan [T41,T44] | NEWBRIDGE |  | 53.1782 | -6.7808
068143X | MV/LV Substation CO***143X |  | 10 kV | _ | LV | 630 kVA :Kiosk Substation | 0.63 | --> | 0.63 | 0.5 | 3.38 |  | --> | 0.598 | 0 | 0.004 | 0.5 | 0 |  | --> | C11 ex MERRION SQUARE | Merrion Square [T41,T42] | RINGSEND |  | 53.3363 | -6.2454
288747 | MV/LV Substation FA***747 |  | 10 kV | _ | LV | 100 kVA :Pole Substation | 0.1 | --> | 0.1 | 0.077 | 2.36 |  | --> | 0.095 | 0 | 0.005 | 0.088 | 0 |  | --> | C11 ex BRAY | Bray [T41,T42] | FASSAROE |  | 53.1993 | -6.138
062822Y | MV/LV Substation KI***822Y |  | 20 kV | _ | LV | 50 kVA :Pole Substation | 0.05 | --> | 0.05 | 0.05 | 2.33 |  | --> | 0.048 | 0 | 0 | 0 | 0 | Constrained, otherwise capacity available =48 kW | --> | C18 ex DUNDALK | Dundalk [T41,T42] | DUNDALK |  | 54.036 | -6.4283
365535X | MV/LV Substation TI***535X |  | 10 kV | _ | LV | 400 kVA :Building Structure | 0.4 | --> | 0.4 | 0 | 0 | Constrained, otherwise capacity available =385 kVA | --> | 0.38 | 0 | 0 | 0.378 | 0 |  | --> | C14 ex BALLYMOUNT | Ballymount [T41,T42] | INCHICORE 220KV |  | 53.3185 | -6.3598
014027 | MV/LV Substation ST***027 |  | 10 kV | _ | LV | 200 kVA :Pole Substation | 0.2 | --> | 0.2 | 0.168 | 0.63 |  | --> | 0.19 | 0 | 0.006 | 0 | 0 | Constrained, otherwise capacity available =181 kW | --> | C17 ex KILCULLEN | Kilcullen [T41,T42,T424] | STRATFORD |  | 53.1294 | -6.7503
0664470 | MV/LV Substation SE***4470 |  | 20 kV | _ | LV | 400 kVA :Kiosk Substation | 0.4 | --> | 0.4 | 0 | 0 | Constrained, otherwise capacity available =395 kVA | --> | 0.38 | 0 | 0 | 0 | 0 | Constrained, otherwise capacity available =379 kW | --> | E17 ex BALTRASNA | Baltrasna [T121,T122] | BALTRASNA |  | 53.5162 | -6.5512
067773 | MV/LV Substation SK***773 |  | 10 kV | _ | LV | 100 kVA :Pole Substation | 0.1 | --> | 0.1 | 0 | 0 | Constrained, otherwise capacity available =76 kVA | --> | 0.095 | 0 | 0.011 | 0 | 0 | Constrained, otherwise capacity available =84 kW | --> | C13 ex DOCK ROAD | Dock Road [T41,T42] | LIMERICK |  | 52.6364 | -8.6792
127611X | MV/LV Substation DE***611X |  | 20 kV | _ | LV | 50 kVA :Pole Substation | 0.05 | --> | 0.05 | 0.039 | 5.89 |  | --> | 0.048 | 0 | 0 | 0 | 0 | Constrained, otherwise capacity available =46 kW | --> | C14 ex CASHEL | Cashel [T41,T42] | CAHIR |  | 52.5331 | -7.8865
139451X | MV/LV Substation RY***451X |  | 10 kV | _ | LV | 50 kVA :Pole Substation | 0.05 | --> | 0.05 | 0 | 0 | Constrained, otherwise capacity available =37 kVA | --> | 0.048 | 0 | 0 | 0 | 0 | Constrained, otherwise capacity available =46 kW | --> | C16 ex VIRGINIA | Virginia [T41,T42] | MEATH HILL |  | 53.7895 | -7.0535
009108 | MV/LV Substation YE***108 |  | 10 kV | _ | LV | 200 kVA :Pole Substation | 0.2 | --> | 0.2 | 0 | 0 | Constrained, otherwise capacity available =76 kVA | --> | 0.19 | 0 | 0 | 0 | 0 | Constrained, otherwise capacity available =172 kW | --> | C21 ex WATERFORD IND EST | Waterford Ind Est [T41,T42,T44] | BUTLERSTOWN |  | 52.2447 | -7.1299
077693 | MV/LV Substation PA***693 |  | 20 kV | _ | LV | 200 kVA :Kiosk Substation | 0.2 | --> | 0.2 | 0 | 0 | Constrained, otherwise capacity available =130 kVA | --> | 0.19 | 0 | 0.015 | 0 | 0 | Constrained, otherwise capacity available =169 kW | --> | E25 ex PATRICKSWELL | Patrickswell [T421,T422] | LIMERICK |  | 52.6454 | -8.8673
039283X | MV/LV Substation CE***283X |  | 20 kV | _ | LV | 50 kVA :Pole Substation | 0.05 | --> | 0.05 | 0.034 | 11.03 |  | --> | 0.048 | 0 | 0.009 | 0.039 | 0 |  | --> | C27 ex SALTHILL | Salthill [T101,T102] | SALTHILL |  | 53.3166 | -9.1518
137316X | MV/LV Substation KI***316X |  | 10 kV | _ | LV | 50 kVA :Pole Substation | 0.05 | --> | 0.05 | 0.047 | 2 |  | --> | 0.048 | 0 | 0 | 0 | 0 | Constrained, otherwise capacity available =47 kW | --> | C15 ex CAUSEWAY | Causeway [T41,T42] | TRALEE |  | 52.3702 | -9.7709
053152Z | MV/LV Substation B ***152Z |  | 20 kV | _ | LV | 200 kVA :Pole Substation | 0.2 | --> | 0.2 | 0.2 | 0.89 |  | --> | 0.19 | 0 | 0 | 0 | 0 | Constrained, otherwise capacity available =190 kW | --> | E24 ex BIRR | Birr [T41,T422] | DALLOW |  | 53.1178 | -7.8597
068854X | MV/LV Substation WH***854X |  | 10 kV | _ | LV | 1000 kVA :Building Structure | 1 | --> | 1 | 0.5 | 2.6 |  | --> | 0.95 | 0 | 0 | 0.5 | 0 |  | --> | C11 ex WOLFE TONE STREET | Wolfe Tone Street [T101,T102] | FINGLAS |  | 53.3466 | -6.2692
017394X | MV/LV Substation BA***394X |  | 20 kV | _ | LV | 100 kVA :Pole Substation | 0.1 | --> | 0.1 | 0.064 | 1.98 |  | --> | 0.095 | 0 | 0 | 0 | 0 | Constrained, otherwise capacity available =90 kW | --> | E14 ex RATHKEALE | Rathkeale [T421,T422] | RATHKEALE |  | 52.4687 | -8.8044
062090Y | MV/LV Substation TH***090Y |  | 10 kV | _ | LV | 100 kVA :Pole Substation | 0.1 | --> | 0.1 | 0.061 | 1.03 |  | --> | 0.095 | 0 | 0.026 | 0 | 0 | Constrained, otherwise capacity available =70 kW | --> | C18 ex LITTLE MILLS | Little Mills [T41] | DUNDALK |  | 53.9266 | -6.4056
139613X | MV/LV Substation BA***613X |  | 20 kV | _ | LV | 50 kVA :Pole Substation | 0.05 | --> | 0.05 | 0.013 | 2.68 |  | --> | 0.048 | 0 | 0 | 0 | 0 | Constrained, otherwise capacity available =42 kW | --> | E12 ex OLDCASTLE | Oldcastle [T41,T422] | MULLINGAR |  | 53.7693 | -7.2543
095003 | MV/LV Substation OC***003 |  | 10 kV | _ | LV | 400 kVA :Kiosk Substation | 0.4 | --> | 0.4 | 0.231 | 1.1 |  | --> | 0.38 | 0 | 0.031 | 0 | 0 | Constrained, otherwise capacity available =333 kW | --> | C16 ex KILKEE | Kilkee [T41] | TULLABRACK |  | 52.6787 | -9.6415
050896X | MV/LV Substation SH***896X |  | 10 kV | _ | LV | 400 kVA :Kiosk Substation | 0.4 | --> | 0.4 | 0 | 0 | Constrained, otherwise capacity available =340 kVA | --> | 0.38 | 0 | 0 | 0 | 0 | Constrained, otherwise capacity available =372 kW | --> | C23 ex ATHLONE | Athlone [T41,T42] | ATHLONE |  | 53.4207 | -7.941
365708X | MV/LV Substation VI***708X |  | 10 kV | _ | LV | 400 kVA :Building Structure | 0.4 | --> | 0.4 | 0 | 0 | Constrained, otherwise capacity available =285 kVA | --> | 0.38 | 0 | 0.01 | 0.356 | 0 |  | --> | C21 ex BELGARD | Belgard [T41,T42] | COOKSTOWN |  | 53.2865 | -6.363
095029 | MV/LV Substation TE***029 |  | 10 kV | _ | LV | 100 kVA :Pole Substation | 0.1 | --> | 0.1 | 0.04 | 1.1 |  | --> | 0.095 | 0 | 0.006 | 0 | 0 | Constrained, otherwise capacity available =82 kW | --> | C25 ex KILKEE | Kilkee [T41] | TULLABRACK |  | 52.6745 | -9.6497
0684533 | MV/LV Substation BL***4533 |  | 10 kV | _ | LV | 1000 kVA :Building Structure | 1 | --> | 1 | 0.5 | 6.65 |  | --> | 0.95 | 0 | 0 | 0.5 | 0 |  | --> | C11 ex EAST WALL ROAD | East Wall Road [T41,T42] | MCDERMOTT |  | 53.3493 | -6.2343
068801 | MV/LV Substation CA***801 |  | 10 kV | _ | LV | 1000 kVA :Building Structure | 1 | --> | 1 | 0.5 | 3 |  | --> | 0.95 | 0 | 0.081 | 0.5 | 0 |  | --> | C37 ex INCHICORE CENTRAL | Inchicore Central [T43,T45] | INCHICORE 220KV |  | 53.3364 | -6.3238
204205X | MV/LV Substation ME***205X |  | 20 kV | _ | LV | 100 kVA :Pole Substation | 0.1 | --> | 0.1 | 0 | 0 | Constrained, otherwise capacity available =91 kVA | --> | 0.095 | 0 | 0.011 | 0 | 0 | Constrained, otherwise capacity available =86 kW | --> | E17 ex BUNCRANA | Buncrana [T421,T422] | TRILLICK |  | 55.1451 | -7.226
059363Y | MV/LV Substation SP***363Y |  | 10 kV | _ | LV | 200 kVA :Kiosk Substation | 0.2 | --> | 0.2 | 0 | 0 | Constrained, otherwise capacity available =186 kVA | --> | 0.19 | 0 | 0.004 | 0 | 0 | Constrained, otherwise capacity available =185 kW | --> | C16 ex DERRYCRAMPH | Derrycramph [T41,T42] | SHANKILL |  | 53.9849 | -7.3526
368407X | MV/LV Substation LE***407X |  | 20 kV | _ | LV | 50 kVA :Pole Substation | 0.05 | --> | 0.05 | 0 | 0 | Constrained, otherwise capacity available =50 kVA | --> | 0.048 | 0 | 0 | 0 | 0 | Constrained, otherwise capacity available =48 kW | --> | C15 ex BALLYHAUNIS | Ballyhaunis [T41,T42] | DALTON |  | 53.7439 | -8.7518
042650 | MV/LV Substation FO***650 |  | 10 kV | _ | LV | 200 kVA :Kiosk Substation | 0.2 | --> | 0.2 | 0.133 | 1.93 |  | --> | 0.19 | 0 | 0.023 | 0 | 0 | Constrained, otherwise capacity available =164 kW | --> | C16 ex TURLOUGH ROAD | Turlough Road [T41,T42] | CASTLEBAR |  | 53.8607 | -9.3108
3054021 | MV/LV Substation LI***4021 |  | 10 kV | _ | LV | 400 kVA :Building Structure | 0.4 | --> | 0.4 | 0.297 | 0.3 | Constrained, otherwise capacity available =356 kVA | --> | 0.38 | 0 | 0 | 0 | 0 | Constrained, otherwise capacity available =374 kW | --> | C16 ex BANAGHER | Banagher [T41,T42] | DALLOW |  | 53.1903 | -7.9927
0514199 | MV/LV Substation WI***4199 |  | 20 kV | _ | LV | 200 kVA :Pole Substation | 0.2 | --> | 0.2 | 0.2 | 2.22 |  | --> | 0.19 | 0 | 0 | 0.19 | 0 |  | --> | E21 ex CLARA | Clara [T421,T422] | THORNSBERRY |  | 53.35 | -7.6236
039589 | MV/LV Substation BA***589 |  | 10 kV | _ | LV | 100 kVA :Pole Substation | 0.1 | --> | 0.1 | 0 | 0 | Constrained, otherwise capacity available =68 kVA | --> | 0.095 | 0 | 0 | 0.091 | 0 |  | --> | C28 ex GALWAY 110KV | Galway 110kv [T102,T103] | GALWAY 110KV |  | 53.2983 | -9.0369
377999X | MV/LV Substation TH***999X |  | 20 kV | _ | LV | 50 kVA :Pole Substation | 0.05 | --> | 0.05 | 0 | 0 | Constrained, otherwise capacity available =48 kVA | --> | 0.048 | 0 | 0 | 0 | 0 | Constrained, otherwise capacity available =47 kW | --> | E18 ex GURRANEBANE | Gurranebane [T421,T422] | OUGHTRAGH |  | 51.8281 | -10.2704
109086 | MV/LV Substation TU***086 |  | 10 kV | _ | LV | 50 kVA :Pole Substation | 0.05 | --> | 0.05 | 0.015 | 0.38 |  | --> | 0.048 | 0 | 0.036 | 0.016 | 0 |  | --> | C20 ex RINEANNA | Rineanna [T41,T42] | DRUMLINE |  | 52.7105 | -8.8735
429358 | MV/LV Substation DO***358 |  | 20 kV | _ | LV | 50 kVA :Pole Substation | 0.05 | --> | 0.05 | 0.041 | 7.48 |  | --> | 0.048 | 0 | 0.01 | 0 | 0 | Constrained, otherwise capacity available =39 kW | --> | E12 ex CHURCHTOWN | Churchtown [T422] | RATHKEALE |  | 52.4002 | -9.1682
029682 | MV/LV Substation GL***682 |  | 10 kV | _ | LV | 50 kVA :Pole Substation | 0.05 | --> | 0.05 | 0 | 0 | Constrained, otherwise capacity available =46 kVA | --> | 0.048 | 0 | 0 | 0 | 0 | Constrained, otherwise capacity available =47 kW | --> | C17 ex CARRIGTWOHILL |  |  |  | 51.8992 | -8.2767
156881X | MV/LV Substation TH***881X |  | 20 kV | _ | LV | 50 kVA :Pole Substation | 0.05 | --> | 0.05 | 0.044 | 2.1 |  | --> | 0.048 | 0 | 0.01 | 0 | 0 | Constrained, otherwise capacity available =39 kW | --> | E17 ex LISDRUM | Lisdrum [T422] | LISDRUM |  | 54.2163 | -7.0418
001067 | MV/LV Substation BR***067 |  | 10 kV | _ | LV | 630 kVA :Kiosk Substation | 0.63 | --> | 0.63 | 0.441 | 1.16 |  | --> | 0.598 | 0 | 0.067 | 0.5 | 0 |  | --> | C21 ex DEANSGRANGE | Deansgrange [T41,T42] | CARRICKMINES |  | 53.2651 | -6.1824
068561X | MV/LV Substation PR***561X |  | 10 kV | _ | LV | 1000 kVA :Building Structure | 1 | --> | 1 | 0 | 0 | Constrained, otherwise capacity available =929 kVA | --> | 0.95 | 0 | 0 | 0.5 | 0 |  | --> | C21 ex CAMDEN ROW | Camden Row [T41] | FRANCIS STREET |  | 53.3387 | -6.2628
039457X | MV/LV Substation CA***457X |  | 10 kV | _ | LV | 630 kVA :Kiosk Substation | 0.63 | --> | 0.63 | 0.5 | 11.03 |  | --> | 0.598 | 0 | 0.038 | 0.5 | 0 |  | --> | C22 ex SALTHILL | Salthill [T101,T102] | SALTHILL |  | 53.2723 | -9.1011
0674186 | MV/LV Substation NO***4186 |  | 10 kV | _ | LV | 400 kVA :Building Structure | 0.4 | --> | 0.4 | 0 | 0 | Constrained, otherwise capacity available =167 kVA | --> | 0.38 | 0 | 0 | 0.347 | 0 |  | --> | C21 ex RAHEEN | Raheen [T41,T42] | LIMERICK |  | 52.6206 | -8.6544
235450 | MV/LV Substation MO***450 |  | 20 kV | _ | LV | 50 kVA :Pole Substation | 0.05 | --> | 0.05 | 0 | 0 | Constrained, otherwise capacity available =39 kVA | --> | 0.048 | 0 | 0.005 | 0 | 0 | Constrained, otherwise capacity available =42 kW | --> | E13 ex BEALNABLATH | Bealnablath [T421] | BANDON |  | 51.797 | -8.8432
064106Y | MV/LV Substation PA***106Y |  | 20 kV | _ | LV | 400 kVA :Building Structure | 0.4 | --> | 0.4 | 0 | 0 | Constrained, otherwise capacity available =299 kVA | --> | 0.38 | 0 | 0.007 | 0 | 0 | Constrained, otherwise capacity available =361 kW | --> | E21 ex SLANE | Slane [T421] | DRYBRIDGE |  | 53.6653 | -6.5277
137830 | MV/LV Substation DR***830 |  | 10 kV | _ | LV | 50 kVA :Pole Substation | 0.05 | --> | 0.05 | 0.041 | 2 |  | --> | 0.048 | 0 | 0 | 0 | 0 | Constrained, otherwise capacity available =46 kW | --> | C12 ex CAUSEWAY | Causeway [T41,T42] | TRALEE |  | 52.4382 | -9.7778
281076 | MV/LV Substation AL***076 |  | 10 kV | _ | LV | 630 kVA :Building Structure | 0.63 | --> | 0.63 | 0.5 | 4.67 |  | --> | 0.598 | 0 | 0 | 0.5 | 0 |  | --> | C25 ex CENTRE PARK ROAD | Marina [T105,T106] | MARINA |  | 51.8973 | -8.4613
120323 | MV/LV Substation CR***323 |  | 20 kV | _ | LV | 400 kVA :Building Structure | 0.4 | --> | 0.4 | 0.382 | 3.5 |  | --> | 0.38 | 0 | 0 | 0 | 0 | Constrained, otherwise capacity available =378 kW | --> | E11 ex DUNFIRTH | Dunfirth [T122] | DUNFIRTH |  | 53.3969 | -6.8784
0084266 | MV/LV Substation BA***4266 |  | 20 kV | _ | LV | 50 kVA :Pole Substation | 0.05 | --> | 0.05 | 0 | 0 | Constrained, otherwise capacity available =50 kVA | --> | 0.048 | 0 | 0 | 0 | 0 | Constrained, otherwise capacity available =48 kW | --> | E17 ex KNOCKMULLEN | Knockmullen [T42,T421] | GREAT ISLAND |  | 52.3866 | -6.9014
117367Y | MV/LV Substation HA***367Y |  | 10 kV | _ | LV | 50 kVA :Pole Substation | 0.05 | --> | 0.05 | 0.05 | 0.32 |  | --> | 0.048 | 0 | 0 | 0 | 0 | Constrained, otherwise capacity available =48 kW | --> | C11 ex BALLYMOTE | Ballymote [T41] | SLIGO |  | 54.0649 | -8.5294
0034166 | MV/LV Substation MO***4166 |  | 10 kV | _ | LV | 50 kVA :Pole Substation | 0.05 | --> | 0.05 | 0.047 | 0.48 |  | --> | 0.048 | 0 | 0.006 | 0 | 0 | Constrained, otherwise capacity available =43 kW | --> | C15 ex KILMARTIN | Kilmartin [T41] | ARKLOW |  | 53.0668 | -6.1001
158607X | MV/LV Substation TH***607X |  | 10 kV | _ | LV | 630 kVA :Building Structure | 0.63 | --> | 0.63 | 0 | 0 | Constrained, otherwise capacity available =310 kVA | --> | 0.598 | 0 | 0.006 | 0 | 0 | Constrained, otherwise capacity available =549 kW | --> | C16 ex ENNISTYMON | Ennistymon [T41,T42] | ENNIS |  | 52.9332 | -9.3468
018260 | MV/LV Substation GL***260 |  | 20 kV | _ | LV | 200 kVA :Kiosk Substation | 0.2 | --> | 0.2 | 0.165 | 3.75 |  | --> | 0.19 | 0 | 0.02 | 0 | 0 | Constrained, otherwise capacity available =170 kW | --> | C14 ex SMEARLA | Smearla [T41,T42] | TRIEN |  | 52.5023 | -9.3675
066745Z | MV/LV Substation BO***745Z |  | 10 kV | _ | LV | 630 kVA :Kiosk Substation | 0.63 | --> | 0.63 | 0 | 0 | Constrained, otherwise capacity available =596 kVA | --> | 0.598 | 0 | 0 | 0 | 0 | Constrained, otherwise capacity available =594 kW | --> | E17 ex GLASMORE | Glasmore [T421,T422] | GLASMORE |  | 53.4488 | -6.2326
093233Z | MV/LV Substation NO***233Z |  | 10 kV | _ | LV | 400 kVA :Kiosk Substation | 0.4 | --> | 0.4 | 0 | 0 | Constrained, otherwise capacity available =228 kVA | --> | 0.38 | 0 | 0.007 | 0.351 | 0 |  | --> | C27 ex POPPINTREE | Poppintree [T101,T102] | FINGLAS |  | 53.3969 | -6.3047
039002 | MV/LV Substation ME***002 |  | 10 kV | _ | LV | 630 kVA :Building Structure | 0.63 | --> | 0.63 | 0 | 0 | Constrained, otherwise capacity available =464 kVA | --> | 0.598 | 0 | 0.01 | 0.5 | 0 |  | --> | C27 ex GALWAY 110KV | Galway 110kv [T102,T103] | GALWAY 110KV |  | 53.2712 | -9.052
082850 | MV/LV Substation IR***850 |  | 10 kV | _ | LV | 100 kVA :Pole Substation | 0.1 | --> | 0.1 | 0.084 | 2.01 |  | --> | 0.095 | 0 | 0 | 0 | 0 | Constrained, otherwise capacity available =93 kW | --> | C18 ex ABBEYLAND | Abbeyland [T41,T42] | NAVAN |  | 53.6336 | -6.77
068643X | MV/LV Substation AR***643X |  | 10 kV | _ | LV | 1000 kVA :Building Structure | 1 | --> | 1 | 0.5 | 1.47 |  | --> | 0.95 | 0 | 0 | 0.5 | 0 |  | --> | C12 ex MARROWBONE LANE | Marrowbone Lane [T42] | INCHICORE 220KV |  | 53.3389 | -6.2798
142037 | MV/LV Substation RA***037 |  | 10 kV | _ | LV | 400 kVA :Kiosk Substation | 0.4 | --> | 0.4 | 0 | 0 | Constrained, otherwise capacity available =350 kVA | --> | 0.38 | 0 | 0.005 | 0 | 0 | Constrained, otherwise capacity available =369 kW | --> | C16 ex ATHENRY | Athenry [T41,T42] | GALWAY 110KV |  | 53.3032 | -8.7538
042073 | MV/LV Substation FO***073 |  | 10 kV | _ | LV | 200 kVA :Pole Substation | 0.2 | --> | 0.2 | 0 | 0 | Constrained, otherwise capacity available =174 kVA | --> | 0.19 | 0 | 0 | 0 | 0 | Constrained, otherwise capacity available =186 kW | --> | E18 ex WINDSOR | Windsor [T421,T422] | CASTLEBAR |  | 53.8586 | -9.2839
281793Z | MV/LV Substation BR***793Z |  | 10 kV | _ | LV | 400 kVA :Kiosk Substation | 0.4 | --> | 0.4 | 0 | 0 | Constrained, otherwise capacity available =289 kVA | --> | 0.38 | 0 | 0.021 | 0 | 0 | Constrained, otherwise capacity available =349 kW | --> | C17 ex CARRIGALINE | Carrigaline [T41,T42] | BARNAHELY |  | 51.7976 | -8.2942
054061 | MV/LV Substation MO***061 |  | 10 kV | _ | LV | 200 kVA :Building Structure | 0.2 | --> | 0.2 | 0 | 0 | Constrained, otherwise capacity available =48 kVA | --> | 0.19 | 0 | 0.013 | 0 | 0 | Constrained, otherwise capacity available =158 kW | --> | C15 ex PALLAS | Pallas [T41,T42] | PORTLAOISE |  | 53.0404 | -7.2929
0684686 | MV/LV Substation DA***4686 |  | 10 kV | _ | LV | 400 kVA :Kiosk Substation | 0.4 | --> | 0.4 | 0 | 0 | Constrained, otherwise capacity available =400 kVA | --> | 0.38 | 0 | 0 | 0.38 | 0 |  | --> | C11 ex GLASNEVIN | Glasnevin [T41] | FINGLAS |  | 53.3678 | -6.27
142060Y | MV/LV Substation RE***060Y |  | 20 kV | _ | LV | 50 kVA :Pole Substation | 0.05 | --> | 0.05 | 0 | 0 | Constrained, otherwise capacity available =46 kVA | --> | 0.048 | 0 | 0 | 0 | 0 | Constrained, otherwise capacity available =47 kW | --> | E17 ex CREAGH | Creagh [T421,T422] | ATHLONE |  | 53.2707 | -8.4178
069056 | MV/LV Substation ST***056 |  | 10 kV | _ | LV | 1000 kVA :Building Structure | 1 | --> | 1 | 0.5 | 9.99 |  | --> | 0.95 | 0 | 0.073 | 0.5 | 0 |  | --> | C19 ex HAROLDS CROSS | Harolds Cross [T101,T102] | POOLBEG |  | 53.3181 | -6.3018
001391 | MV/LV Substation BA***391 |  | 10 kV | _ | LV | 200 kVA :Kiosk Substation | 0.2 | --> | 0.2 | 0.117 | 4.01 |  | --> | 0.19 | 0 | 0.047 | 0.144 | 0 |  | --> | C19 ex BALLINCLEA | Ballinclea [T41] | CHERRYWOOD |  | 53.2674 | -6.1231
243108X | MV/LV Substation IN***108X |  | 20 kV | _ | LV | 100 kVA :Pole Substation | 0.1 | --> | 0.1 | 0 | 0 | Constrained, otherwise capacity available =86 kVA | --> | 0.095 | 0 | 0 | 0 | 0 | Constrained, otherwise capacity available =93 kW | --> | E16 ex INCH | Inch [T421,T422] | OUGHTRAGH |  | 52.1433 | -9.9813
429910 | MV/LV Substation TO***910 |  | 20 kV | _ | LV | 100 kVA :Pole Substation | 0.1 | --> | 0.1 | 0.081 | 5.75 |  | --> | 0.095 | 0 | 0.005 | 0 | 0 | Constrained, otherwise capacity available =89 kW | --> | E21 ex ABBEYFEALE | Abbeyfeale [T421] | TRIEN |  | 52.379 | -9.1354
293219Y | MV/LV Substation MT***219Y |  | 10 kV | _ | LV | 630 kVA :Building Structure | 0.63 | --> | 0.63 | 0 | 0 | Constrained, otherwise capacity available =489 kVA | --> | 0.598 | 0 | 0 | 0 | 0 | Constrained, otherwise capacity available =579 kW | --> | C17 ex GORESBRIDGE | Goresbridge [T41,T42] | KILKENNY |  | 52.6148 | -6.7732
001381 | MV/LV Substation LI***381 |  | 10 kV | _ | LV | 630 kVA :Building Structure | 0.63 | --> | 0.63 | 0.5 | 1.16 |  | --> | 0.598 | 0 | 0 | 0.5 | 0 |  | --> | C17 ex MOUNT MERRION | Mount Merrion [T41,T42] | CARRICKMINES |  | 53.2934 | -6.194
1824015 | MV/LV Substation SC***4015 |  | 20 kV | _ | LV | 630 kVA :Kiosk Substation | 0.63 | --> | 0.63 | 0 | 0 | Constrained, otherwise capacity available =578 kVA | --> | 0.598 | 0 | 0.004 | 0 | 0 | Constrained, otherwise capacity available =588 kW | --> | C12 ex SCARIFF | Scariff [T42] | ENNIS |  | 52.9068 | -8.531
281894Z | MV/LV Substation EL***894Z |  | 10 kV | _ | LV | 1000 kVA :Building Structure | 1 | --> | 1 | 0.5 | 4.67 |  | --> | 0.95 | 0 | 0 | 0.5 | 0 |  | --> | C27 ex CENTRE PARK ROAD | Marina [T105,T106] | MARINA |  | 51.8966 | -8.464
006583Y | MV/LV Substation MO***583Y |  | 10 kV | _ | LV | 100 kVA :Pole Substation | 0.1 | --> | 0.1 | 0.087 | 4.38 |  | --> | 0.095 | 0 | 0.006 | 0.089 | 0 |  | --> | E11 ex CRANE | Crane [T122] | CRANE |  | 52.5296 | -6.5519
081638Y | MV/LV Substation BA***638Y |  | 10 kV | _ | LV | 50 kVA :Pole Substation | 0.05 | --> | 0.05 | 0 | 0 | Constrained, otherwise capacity available =27 kVA | --> | 0.048 | 0 | 0 | 0 | 0 | Constrained, otherwise capacity available =44 kW | --> | C19 ex CELBRIDGE | Celbridge [T41,T42] | GRIFFINRATH |  | 53.3243 | -6.6098
056925X | MV/LV Substation BO***925X |  | 10 kV | _ | LV | 50 kVA :Pole Substation | 0.05 | --> | 0.05 | 0.05 | 0.89 |  | --> | 0.048 | 0 | 0 | 0 | 0 | Constrained, otherwise capacity available =48 kW | --> | C21 ex BIRR | Birr [T41,T422] | DALLOW |  | 53.0811 | -7.8721
022373 | MV/LV Substation PA***373 |  | 10 kV | _ | LV | 630 kVA :Kiosk Substation | 0.63 | --> | 0.63 | 0.5 | 4.55 |  | --> | 0.598 | 0 | 0 | 0 | 0 | Constrained, otherwise capacity available =594 kW | --> | C22 ex MALLOW | Mallow [T41,T42] | MALLOW |  | 52.1361 | -8.646
031888 | MV/LV Substation BR***888 |  | 20 kV | _ | LV | 50 kVA :Pole Substation | 0.05 | --> | 0.05 | 0 | 0 | Constrained, otherwise capacity available =37 kVA | --> | 0.048 | 0 | 0 | 0 | 0 | Constrained, otherwise capacity available =46 kW | --> | E16 ex KILMACTHOMAS | Kilmacthomas [T421,T422] | DUNGARVAN |  | 52.1558 | -7.4209
164555 | MV/LV Substation BA***555 |  | 10 kV | _ | LV | 200 kVA :Pole Substation | 0.2 | --> | 0.2 | 0 | 0 | Constrained, otherwise capacity available =153 kVA | --> | 0.19 | 0 | 0.016 | 0 | 0 | Constrained, otherwise capacity available =172 kW | --> | C15 ex SKIBBEREEN | Skibbereen [T41,T42] | DUNMANWAY |  | 51.4795 | -9.3747
060346Y | MV/LV Substation DR***346Y |  | 10 kV | _ | LV | 200 kVA :Pole Substation | 0.2 | --> | 0.2 | 0.199 | 2.57 |  | --> | 0.19 | 0 | 0 | 0 | 0 | Constrained, otherwise capacity available =190 kW | --> | C17 ex ERRIGAL | Errigal [T41,T422] | SHANKILL |  | 54.0682 | -7.0929
070720X | MV/LV Substation GL***720X |  | 10 kV | _ | LV | 50 kVA :Pole Substation | 0.05 | --> | 0.05 | 0.049 | 2.63 |  | --> | 0.048 | 0 | 0 | 0.047 | 0 |  | --> | C12 ex CLOONBANNIN | Cloonbannin [T42] | GLENLARA |  | 52.1753 | -9.1891
158316Y | MV/LV Substation CL***316Y |  | 20 kV | _ | LV | 50 kVA :Pole Substation | 0.05 | --> | 0.05 | 0 | 0 | Constrained, otherwise capacity available =44 kVA | --> | 0.048 | 0 | 0 | 0 | 0 | Constrained, otherwise capacity available =47 kW | --> | C22 ex ENNISTYMON | Ennistymon [T41,T42] | ENNIS |  | 52.9805 | -9.1833
089235 | MV/LV Substation RU***235 |  | 20 kV | _ | LV | 100 kVA :Pole Substation | 0.1 | --> | 0.1 | 0.087 | 9.1 |  | --> | 0.095 | 0 | 0.01 | 0 | 0 | Constrained, otherwise capacity available =86 kW | --> | E19 ex ARDNAREE | Ardnaree [T42,T421] | MOY |  | 54.1306 | -9.1303
069841 | MV/LV Substation NU***841 |  | 10 kV | _ | LV | 1000 kVA :Building Structure | 1 | --> | 1 | 0.5 | 2.93 |  | --> | 0.95 | 0 | 0.033 | 0.5 | 0 |  | --> | C20 ex DODDER ROAD | Dodder Road [T42] | MILLTOWN (DR) |  | 53.2929 | -6.2669
0354143 | MV/LV Substation LI***4143 |  | 10 kV | _ | LV | 100 kVA :Pole Substation | 0.1 | --> | 0.1 | 0.1 | 6.17 |  | --> | 0.095 | 0 | 0 | 0 | 0 | Constrained, otherwise capacity available =95 kW | --> | C21 ex CAHIR | Cahir [T41,T42] | CAHIR |  | 52.3615 | -7.8421
001194 | MV/LV Substation AR***194 |  | 10 kV | _ | LV | 400 kVA :Kiosk Substation | 0.4 | --> | 0.4 | 0.245 | 1.16 |  | --> | 0.38 | 0 | 0.032 | 0.335 | 0 |  | --> | C14 ex DEANSGRANGE | Deansgrange [T41,T42] | CARRICKMINES |  | 53.2837 | -6.1848
093087 | MV/LV Substation CH***087 |  | 10 kV | _ | LV | 400 kVA :Kiosk Substation | 0.4 | --> | 0.4 | 0.256 | 12.96 |  | --> | 0.38 | 0 | 0.044 | 0.327 | 0 |  | --> | C19 ex ARTANE | Artane [T101,T102] | FINGLAS |  | 53.388 | -6.2099
265058Y | MV/LV Substation MI***058Y |  | 20 kV | _ | LV | 50 kVA :Pole Substation | 0.05 | --> | 0.05 | 0.04 | 2.56 |  | --> | 0.048 | 0 | 0 | 0.046 | 0 |  | --> | C17 ex KILLESHANDRA | Killeshandra [T41,T42] | GORTAWEE |  | 54.0651 | -7.4731
066593 | MV/LV Substation BE***593 |  | 20 kV | _ | LV | 200 kVA :Pole Substation | 0.2 | --> | 0.2 | 0 | 0 | Constrained, otherwise capacity available =44 kVA | --> | 0.19 | 0 | 0.15 | 0 | 0 | Constrained, otherwise capacity available =68 kW | --> | E18 ex GLASMORE | Glasmore [T421,T422] | GLASMORE |  | 53.5035 | -6.2684
070165X | MV/LV Substation DR***165X |  | 20 kV | _ | LV | 630 kVA :Kiosk Substation | 0.63 | --> | 0.63 | 0.5 | 2.24 |  | --> | 0.598 | 0 | 0.015 | 0.221 | 0 | Constrained, otherwise capacity available =574 kW | --> | E11 ex CLOONBANNIN | Cloonbannin [T421] | GLENLARA |  | 52.0653 | -9.0512
021297 | MV/LV Substation MU***297 |  | 10 kV | _ | LV | 400 kVA :Kiosk Substation | 0.4 | --> | 0.4 | 0 | 0 | Constrained, otherwise capacity available =371 kVA | --> | 0.38 | 0 | 0.009 | 0.369 | 0 |  | --> | C18 ex MAYFIELD | Mayfield [T41,T42] | KILBARRY |  | 51.91 | -8.4408
021853X | MV/LV Substation GR***853X |  | 20 kV | _ | LV | 100 kVA :Pole Substation | 0.1 | --> | 0.1 | 0 | 0 | Constrained, otherwise capacity available =90 kVA | --> | 0.095 | 0 | 0 | 0 | 0 | Constrained, otherwise capacity available =94 kW | --> | E18 ex WHITECHURCH | Whitechurch [T421,T422] | KILBARRY |  | 52.0097 | -8.6137
037202Y | MV/LV Substation GO***202Y |  | 10 kV | _ | LV | 400 kVA :Kiosk Substation | 0.4 | --> | 0.4 | 0.277 | 13.05 |  | --> | 0.38 | 0 | 0.06 | 0.318 | 0 |  | --> | C18 ex ENNIS | Ennis [T101,T102] | ENNIS |  | 52.855 | -8.9469
0844042 | MV/LV Substation KI***4042 |  | 20 kV | _ | LV | 100 kVA :Pole Substation | 0.1 | --> | 0.1 | 0 | 0 | Constrained, otherwise capacity available =74 kVA | --> | 0.095 | 0 | 0 | 0 | 0 | Constrained, otherwise capacity available =92 kW | --> | E17 ex KILCOLGAN | Kilcolgan [T42,T421] | GALWAY 110KV |  | 53.1765 | -8.8421
009359Y | MV/LV Substation RO***359Y |  | 10 kV | _ | LV | 400 kVA :Kiosk Substation | 0.4 | --> | 0.4 | 0.398 | 8.16 |  | --> | 0.38 | 0 | 0 | 0 | 0 | Constrained, otherwise capacity available =380 kW | --> | C13 ex MOUNT MISERY | Mount Misery [T41,T42] | WATERFORD |  | 52.2653 | -7.1059
0074117 | MV/LV Substation BR***4117 |  | 20 kV | _ | LV | 100 kVA :Pole Substation | 0.1 | --> | 0.1 | 0.1 | 1.4 |  | --> | 0.095 | 0 | 0 | 0 | 0 | Constrained, otherwise capacity available =95 kW | --> | E13 ex KILLINICK | Killinick [T421,T422] | WEXFORD |  | 52.2176 | -6.3816
066135 | MV/LV Substation BE***135 |  | 20 kV | _ | LV | 50 kVA :Pole Substation | 0.05 | --> | 0.05 | 0 | 0 | Constrained, otherwise capacity available =26 kVA | --> | 0.048 | 0 | 0.01 | 0 | 0 | Constrained, otherwise capacity available =37 kW | --> | E18 ex GLASMORE | Glasmore [T421,T422] | GLASMORE |  | 53.5067 | -6.2671
081253X | MV/LV Substation AS***253X |  | 10 kV | _ | LV | 200 kVA :Kiosk Substation | 0.2 | --> | 0.2 | 0.129 | 7.91 |  | --> | 0.19 | 0 | 0.026 | 0.161 | 0 |  | --> | C23 ex PELLETSTOWN | Pelletstown [T101,T102] | FINGLAS |  | 53.3697 | -6.3983
066305X | MV/LV Substation CA***305X |  | 10 kV | _ | LV | 630 kVA :Kiosk Substation | 0.63 | --> | 0.63 | 0 | 0 | Constrained, otherwise capacity available =270 kVA | --> | 0.598 | 0 | 0.026 | 0 | 0 | Constrained, otherwise capacity available =528 kW | --> | C23 ex SWORDS | Swords [T41,T42] | GLASMORE |  | 53.4584 | -6.2217
366377X | MV/LV Substation AR***377X |  | 10 kV | _ | LV | 50 kVA :Pole Substation | 0.05 | --> | 0.05 | 0.033 | 1.47 |  | --> | 0.048 | 0 | 0.006 | 0.041 | 0 |  | --> | C15 ex SCREEB | Screeb [T41] | SCREEB |  | 53.3059 | -9.7744
064330 | MV/LV Substation HI***330 |  | 20 kV | _ | LV | 50 kVA :Pole Substation | 0.05 | --> | 0.05 | 0 | 0 | Constrained, otherwise capacity available =19 kVA | --> | 0.048 | 0 | 0 | 0 | 0 | Constrained, otherwise capacity available =43 kW | --> | E18 ex JULIANSTOWN | Julianstown [T421,T422] | DRYBRIDGE |  | 53.654 | -6.355
251097X | MV/LV Substation ME***097X |  | 10 kV | _ | LV | 400 kVA :Building Structure | 0.4 | --> | 0.4 | 0 | 0 |  | --> | 0.38 | 0 | 0 | 0 | 0 | Constrained, otherwise capacity available =309 kW | --> | C19 ex PARKMORE | Parkmore [T41,T42] | GALWAY 110KV |  | 53.2999 | -8.9901
017685Y | MV/LV Substation CA***685Y |  | 20 kV | _ | LV | 50 kVA :Pole Substation | 0.05 | --> | 0.05 | 0.049 | 1.98 |  | --> | 0.048 | 0 | 0 | 0 | 0 | Constrained, otherwise capacity available =47 kW | --> | E12 ex RATHKEALE | Rathkeale [T421,T422] | RATHKEALE |  | 52.5161 | -8.9499
426826 | MV/LV Substation BA***826 |  | 20 kV | _ | LV | 50 kVA :Pole Substation | 0.05 | --> | 0.05 | 0 | 0 | Constrained, otherwise capacity available =45 kVA | --> | 0.048 | 0 | 0 | 0 | 0 | Constrained, otherwise capacity available =47 kW | --> | E17 ex DINGLE | Dingle [T421,T422] | OUGHTRAGH |  | 52.146 | -10.2789
0624380 | MV/LV Substation RA***4380 |  | 10 kV | _ | LV | 400 kVA :Kiosk Substation | 0.4 | --> | 0.4 | 0.385 | 5.69 |  | --> | 0.38 | 0 | 0 | 0 | 0 | Constrained, otherwise capacity available =378 kW | --> | C19 ex RAMPARTS | Ramparts [T41,T42] | DUNDALK |  | 54.0176 | -6.3923
058174X | MV/LV Substation DR***174X |  | 10 kV | _ | LV | 50 kVA :Pole Substation | 0.05 | --> | 0.05 | 0 | 0 | Constrained, otherwise capacity available =48 kVA | --> | 0.048 | 0 | 0 | 0 | 0 | Constrained, otherwise capacity available =47 kW | --> | C26 ex KYLEERAGH | Kyleeragh [T41,T42] | NENAGH |  | 52.9255 | -8.2749
429086X | MV/LV Substation KI***086X |  | 20 kV | _ | LV | 50 kVA :Pole Substation | 0.05 | --> | 0.05 | 0.045 | 5.75 |  | --> | 0.048 | 0 | 0 | 0 | 0 | Constrained, otherwise capacity available =47 kW | --> | E15 ex ABBEYFEALE | Abbeyfeale [T421] | TRIEN |  | 52.3557 | -9.3225
253991Y | MV/LV Substation BA***991Y |  | 20 kV | _ | LV | 50 kVA :Pole Substation | 0.05 | --> | 0.05 | 0 | 0 | Constrained, otherwise capacity available =47 kVA | --> | 0.048 | 0 | 0 | 0 | 0 | Constrained, otherwise capacity available =47 kW | --> | C17 ex TUAM NORTH | Tuam North [T41,T42] | CLOON |  | 53.4772 | -8.7203
015476X | MV/LV Substation KI***476X |  | 10 kV | _ | LV | 100 kVA :Pole Substation | 0.1 | --> | 0.1 | 0 | 0 | Constrained, otherwise capacity available =70 kVA | --> | 0.095 | 0 | 0.016 | 0 | 0 | Constrained, otherwise capacity available =79 kW | --> | C11 ex JOHNSTOWN | Johnstown [T41,T42] | KILTEEL |  | 53.2344 | -6.5249
1564164 | MV/LV Substation LI***4164 |  | 10 kV | _ | LV | 400 kVA :Kiosk Substation | 0.4 | --> | 0.4 | 0.312 | 2.47 |  | --> | 0.38 | 0 | 0 | 0 | 0 | Constrained, otherwise capacity available =368 kW | --> | E21 ex TELAYDON | Telaydon [T42,T421] | LISDRUM |  | 54.2519 | -6.9665
0814222 | MV/LV Substation AY***4222 |  | 10 kV | _ | LV | 400 kVA :Kiosk Substation | 0.4 | --> | 0.4 | 0 | 0 | Constrained, otherwise capacity available =301 kVA | --> | 0.38 | 0 | 0 | 0.366 | 0 |  | --> | C29 ex GRANGE CASTLE | Grange Castle [T101,T102] | INCHICORE 220KV |  | 53.2995 | -6.4934
021664Z | MV/LV Substation CI***664Z |  | 10 kV | _ | LV | 1000 kVA :Building Structure | 1 | --> | 1 | 0 | 0 | Constrained, otherwise capacity available =897 kVA | --> | 0.95 | 0 | 0.003 | 0.5 | 0 |  | --> | C11 ex KILBARRY | Kilbarry [T101,T43] | KILBARRY |  | 51.9068 | -8.4748
073677 | MV/LV Substation BA***677 |  | 20 kV | _ | LV | 50 kVA :Pole Substation | 0.05 | --> | 0.05 | 0 | 0 | Constrained, otherwise capacity available =31 kVA | --> | 0.048 | 0 | 0 | 0 | 0 | Constrained, otherwise capacity available =45 kW | --> | C16 ex MOATE | Moate [T41,T42] | ATHLONE |  | 53.4066 | -7.6818
067946 | MV/LV Substation CL***946 |  | 20 kV | _ | LV | 50 kVA :Pole Substation | 0.05 | --> | 0.05 | 0 | 0 | Constrained, otherwise capacity available =49 kVA | --> | 0.048 | 0 | 0 | 0 | 0 | Constrained, otherwise capacity available =47 kW | --> | E18 ex CRATLOE | Cratloe [T421,T422] | ARDNACRUSHA |  | 52.7121 | -8.8469
054221Z | MV/LV Substation AS***221Z |  | 20 kV | _ | LV | 400 kVA :Kiosk Substation | 0.4 | --> | 0.4 | 0 | 0 | Constrained, otherwise capacity available =307 kVA | --> | 0.38 | 0 | 0.026 | 0 | 0 | Constrained, otherwise capacity available =348 kW | --> | E19 ex PORTLAOISE | Portlaoise [T423,T424] | PORTLAOISE |  | 53.0293 | -7.2732
068802 | MV/LV Substation GL***802 |  | 10 kV | _ | LV | 630 kVA :Building Structure | 0.63 | --> | 0.63 | 0.257 | 28.43 |  | --> | 0.598 | 0 | 0 | 0.5 | 0 |  | --> | C04 ex BEDFORD ROW | Bedford Row [T41,T42,T43,T44] | FRANCIS STREET |  | 53.3432 | -6.2605
030013X | MV/LV Substation WO***013X |  | 20 kV | _ | LV | 400 kVA :Kiosk Substation | 0.4 | --> | 0.4 | 0 | 0 | Constrained, otherwise capacity available =308 kVA | --> | 0.38 | 0 | 0.029 | 0 | 0 | Constrained, otherwise capacity available =346 kW | --> | E20 ex FOXHOLE | Foxhole [T421,T422] | DUNGARVAN |  | 51.9393 | -7.9924
001998 | MV/LV Substation CH***998 |  | 10 kV | _ | LV | 200 kVA :Building Structure | 0.2 | --> | 0.2 | 0.142 | 4.01 |  | --> | 0.19 | 0 | 0.003 | 0.18 | 0 |  | --> | C19 ex BALLINCLEA | Ballinclea [T41] | CHERRYWOOD |  | 53.2639 | -6.1274
066181Y | MV/LV Substation HI***181Y |  | 20 kV | _ | LV | 200 kVA :Kiosk Substation | 0.2 | --> | 0.2 | 0 | 0 | Constrained, otherwise capacity available =155 kVA | --> | 0.19 | 0 | 0.005 | 0 | 0 | Constrained, otherwise capacity available =180 kW | --> | E17 ex BALTRASNA | Baltrasna [T121,T122] | BALTRASNA |  | 53.5162 | -6.5419
093220X | MV/LV Substation GR***220X |  | 10 kV | _ | LV | 200 kVA :Pole Substation | 0.2 | --> | 0.2 | 0 | 0 | Constrained, otherwise capacity available =104 kVA | --> | 0.19 | 0 | 0 | 0.176 | 0 |  | --> | C13 ex GRANGE (DR) | Grange (dr) [T41,T42] | GRANGE (DR) |  | 53.4012 | -6.1579
002137 | MV/LV Substation CH***137 |  | 10 kV | _ | LV | 630 kVA :Kiosk Substation | 0.63 | --> | 0.63 | 0.447 | 2.36 |  | --> | 0.598 | 0 | 0.035 | 0.5 | 0 |  | --> | C19 ex BRAY | Bray [T41,T42] | FASSAROE |  | 53.1963 | -6.1118
167109Z | MV/LV Substation BA***109Z |  | 20 kV | _ | LV | 50 kVA :Pole Substation | 0.05 | --> | 0.05 | 0 | 0 | Constrained, otherwise capacity available =38 kVA | --> | 0.048 | 0 | 0.005 | 0 | 0 | Constrained, otherwise capacity available =42 kW | --> | E11 ex WHITECHURCH | Whitechurch [T421,T422] | KILBARRY |  | 52.0581 | -8.6243
067705X | MV/LV Substation LA***705X |  | 20 kV | _ | LV | 50 kVA :Pole Substation | 0.05 | --> | 0.05 | 0 | 0 | Constrained, otherwise capacity available =23 kVA | --> | 0.048 | 0 | 0.015 | 0 | 0 | Constrained, otherwise capacity available =32 kW | --> | E21 ex CRATLOE | Cratloe [T421,T422] | ARDNACRUSHA |  | 52.7028 | -8.7655
039325 | MV/LV Substation SL***325 |  | 10 kV | _ | LV | 400 kVA :Kiosk Substation | 0.4 | --> | 0.4 | 0 | 0 | Constrained, otherwise capacity available =315 kVA | --> | 0.38 | 0 | 0 | 0.368 | 0 |  | --> | C21 ex GALWAY 110KV | Galway 110kv [T102,T103] | GALWAY 110KV |  | 53.284 | -8.9985
050148Y | MV/LV Substation BL***148Y |  | 10 kV | _ | LV | 400 kVA :Kiosk Substation | 0.4 | --> | 0.4 | 0.331 | 6.49 |  | --> | 0.38 | 0 | 0.027 | 0 | 0 | Constrained, otherwise capacity available =350 kW | --> | C17 ex BUSHFIELD | Bushfield [T41,T42] | ATHLONE |  | 53.4314 | -7.9003
214875 | MV/LV Substation BO***875 |  | 10 kV | _ | LV | 50 kVA :Pole Substation | 0.05 | --> | 0.05 | 0 | 0 | Constrained, otherwise capacity available =49 kVA | --> | 0.048 | 0 | 0 | 0 | 0 | Constrained, otherwise capacity available =47 kW | --> | C15 ex DRUMQUIN | Drumquin [T42] | ENNIS |  | 52.6248 | -9.1619
066923 | MV/LV Substation AS***923 |  | 20 kV | _ | LV | 1000 kVA :Building Structure | 1 | --> | 1 | 0 | 0 | Constrained, otherwise capacity available =788 kVA | --> | 0.95 | 0 | 0.085 | 0 | 0 | Constrained, otherwise capacity available =858 kW | --> | E20 ex BALTRASNA | Baltrasna [T121,T122] | BALTRASNA |  | 53.5177 | -6.4133
0744168 | MV/LV Substation PA***4168 |  | 10 kV | _ | LV | 200 kVA :Pole Substation | 0.2 | --> | 0.2 | 0 | 0 | Constrained, otherwise capacity available =173 kVA | --> | 0.19 | 0 | 0 | 0 | 0 | Constrained, otherwise capacity available =186 kW | --> | C14 ex CARRICK ON SHANNON | Carrick On Shannon [T41,T42] | CARRICK ON SHANNON |  | 53.9506 | -8.0882
281972Z | MV/LV Substation EL***972Z |  | 10 kV | _ | LV | 1000 kVA :Building Structure | 1 | --> | 1 | 0.5 | 4.67 |  | --> | 0.95 | 0 | 0 | 0.5 | 0 |  | --> | C27 ex CENTRE PARK ROAD | Marina [T105,T106] | MARINA |  | 51.8969 | -8.463
068349X | MV/LV Substation BO***349X |  | 10 kV | _ | LV | 1000 kVA :Building Structure | 1 | --> | 1 | 0 | 0 | Constrained, otherwise capacity available =891 kVA | --> | 0.95 | 0 | 0 | 0.5 | 0 |  | --> | C21 ex CAMDEN ROW | Camden Row [T41] | FRANCIS STREET |  | 53.3402 | -6.2647
288012 | MV/LV Substation ST***012 |  | 10 kV | _ | LV | 200 kVA :Kiosk Substation | 0.2 | --> | 0.2 | 0 | 0 | Constrained, otherwise capacity available =102 kVA | --> | 0.19 | 0 | 0 | 0.176 | 0 |  | --> | C20 ex SANDYFORD | Sandyford [T41,T42] | CARRICKMINES |  | 53.2724 | -6.227
142476X | MV/LV Substation AT***476X |  | 20 kV | _ | LV | 50 kVA :Pole Substation | 0.05 | --> | 0.05 | 0 | 0 | Constrained, otherwise capacity available =47 kVA | --> | 0.048 | 0 | 0 | 0 | 0 | Constrained, otherwise capacity available =47 kW | --> | E23 ex ATHENRY | Athenry [T423] | GALWAY 110KV |  | 53.3055 | -8.6226
288718 | MV/LV Substation LA***718 |  | 10 kV | _ | LV | 100 kVA :Pole Substation | 0.1 | --> | 0.1 | 0 | 0 | Constrained, otherwise capacity available =53 kVA | --> | 0.095 | 0 | 0.011 | 0.08 | 0 |  | --> | C13 ex SANDYFORD | Sandyford [T41,T42] | CARRICKMINES |  | 53.265 | -6.2408
031870X | MV/LV Substation BA***870X |  | 20 kV | _ | LV | 100 kVA :Pole Substation | 0.1 | --> | 0.1 | 0 | 0 | Constrained, otherwise capacity available =86 kVA | --> | 0.095 | 0 | 0 | 0 | 0 | Constrained, otherwise capacity available =93 kW | --> | E17 ex SPRINGS | Springs [T421,T422] | DUNGARVAN |  | 52.088 | -7.568
002904 | MV/LV Substation RI***904 |  | 10 kV | _ | LV | 400 kVA :Kiosk Substation | 0.4 | --> | 0.4 | 0.25 | 4.51 |  | --> | 0.38 | 0 | 0.053 | 0.32 | 0 |  | --> | C14 ex BOGHALL ROAD | Boghall Road [T41,T42] | FASSAROE |  | 53.1861 | -6.1063
1114001 | MV/LV Substation MI***4001 |  | 20 kV | _ | LV | 50 kVA :Pole Substation | 0.05 | --> | 0.05 | 0 | 0 | Constrained, otherwise capacity available =50 kVA | --> | 0.048 | 0 | 0 | 0 | 0 | Constrained, otherwise capacity available =48 kW | --> | E16 ex BALLYDEHOB | Ballydehob [T421] | DUNMANWAY |  | 51.4518 | -9.8111
021978X | MV/LV Substation JO***978X |  | 10 kV | _ | LV | 400 kVA :Kiosk Substation | 0.4 | --> | 0.4 | 0 | 0 | Constrained, otherwise capacity available =235 kVA | --> | 0.38 | 0 | 0.004 | 0.354 | 0 |  | --> | C24 ex KILBARRY | Kilbarry [T101,T43] | KILBARRY |  | 51.9114 | -8.4912
090964 | MV/LV Substation BA***964 |  | 10 kV | _ | LV | 200 kVA :Pole Substation | 0.2 | --> | 0.2 | 0.158 | 3.16 |  | --> | 0.19 | 0 | 0 | 0 | 0 | Constrained, otherwise capacity available =184 kW | --> | C22 ex ENNISKEANE | Enniskeane [T41,T42] | BANDON |  | 51.7347 | -8.9519
0394287 | MV/LV Substation AR***4287 |  | 10 kV | _ | LV | 630 kVA :Kiosk Substation | 0.63 | --> | 0.63 | 0.5 | 11.03 |  | --> | 0.598 | 0 | 0 | 0.5 | 0 |  | --> | C28 ex SALTHILL | Salthill [T101,T102] | SALTHILL |  | 53.2565 | -9.1517
281027 | MV/LV Substation DO***027 |  | 10 kV | _ | LV | 400 kVA :Kiosk Substation | 0.4 | --> | 0.4 | 0.19 | 5.49 |  | --> | 0.38 | 0 | 0.025 | 0.332 | 0 |  | --> | C20 ex TRABEG | Trabeg [T101,T102] | TRABEG |  | 51.8772 | -8.44
015960 | MV/LV Substation KE***960 |  | 10 kV | _ | LV | 50 kVA :Pole Substation | 0.05 | --> | 0.05 | 0 | 0 |  | --> | 0.048 | 0 | 0 | 0 | 0 | Constrained, otherwise capacity available =38 kW | --> | C18 ex SALLINS | Sallins [T41,T42] | GRIFFINRATH |  | 53.2462 | -6.6331
021395Z | MV/LV Substation ID***395Z |  | 10 kV | _ | LV | 200 kVA :Building Structure | 0.2 | --> | 0.2 | 0 | 0 | Constrained, otherwise capacity available =159 kVA | --> | 0.19 | 0 | 0 | 0.184 | 0 |  | --> | C12 ex KILBARRY | Kilbarry [T101,T43] | KILBARRY |  | 51.9202 | -8.471
0694082 | MV/LV Substation GR***4082 |  | 10 kV | _ | LV | 1000 kVA :Building Structure | 1 | --> | 1 | 0.5 | 9.99 |  | --> | 0.95 | 0 | 0 | 0.5 | 0 |  | --> | C24 ex HAROLDS CROSS | Harolds Cross [T101,T102] | POOLBEG |  | 53.3298 | -6.2575
005025Y | MV/LV Substation WO***025Y |  | 10 kV | _ | LV | 630 kVA :Kiosk Substation | 0.63 | --> | 0.63 | 0 | 0 | Constrained, otherwise capacity available =630 kVA | --> | 0.598 | 0 | 0 | 0 | 0 | Constrained, otherwise capacity available =598 kW | --> | C11 ex GARDEN CITY | Garden City [T41,T42] | ARKLOW |  | 52.684 | -6.291
157028X | MV/LV Substation KI***028X |  | 20 kV | _ | LV | 50 kVA :Pole Substation | 0.05 | --> | 0.05 | 0.05 | 2.03 |  | --> | 0.048 | 0 | 0 | 0 | 0 | Constrained, otherwise capacity available =48 kW | --> | E15 ex MOHILL | Mohill [T421,T422] | CARRICK ON SHANNON |  | 54.0388 | -7.785
059231X | MV/LV Substation MI***231X |  | 10 kV | _ | LV | 400 kVA :Kiosk Substation | 0.4 | --> | 0.4 | 0 | 0 | Constrained, otherwise capacity available =326 kVA | --> | 0.38 | 0 | 0.005 | 0 | 0 | Constrained, otherwise capacity available =366 kW | --> | C15 ex DERRYCRAMPH | Derrycramph [T41,T42] | SHANKILL |  | 53.9897 | -7.3652
053849Y | MV/LV Substation LA***849Y |  | 10 kV | _ | LV | 50 kVA :Pole Substation | 0.05 | --> | 0.05 | 0.049 | 3.28 |  | --> | 0.048 | 0 | 0 | 0.047 | 0 |  | --> | C23 ex SRAH | Srah [T43] | THORNSBERRY |  | 53.2982 | -7.4681
063659X | MV/LV Substation TO***659X |  | 10 kV | _ | LV | 200 kVA :Kiosk Substation | 0.2 | --> | 0.2 | 0 | 0 | Constrained, otherwise capacity available =187 kVA | --> | 0.19 | 0 | 0 | 0 | 0 | Constrained, otherwise capacity available =188 kW | --> | C15 ex STICKILLEN | Stickillen [T41,T42] | DRYBRIDGE |  | 53.8491 | -6.5411
033270Y | MV/LV Substation MA***270Y |  | 10 kV | _ | LV | 50 kVA :Pole Substation | 0.05 | --> | 0.05 | 0 | 0 | Constrained, otherwise capacity available =48 kVA | --> | 0.048 | 0 | 0 | 0 | 0 | Constrained, otherwise capacity available =47 kW | --> | C11 ex PORTLAW | Portlaw [T41,T42] | BUTLERSTOWN |  | 52.3022 | -7.3156
1804008 | MV/LV Substation KI***4008 |  | 10 kV | _ | LV | 50 kVA :Pole Substation | 0.05 | --> | 0.05 | 0.042 | 1.4 |  | --> | 0.048 | 0 | 0 | 0 | 0 | Constrained, otherwise capacity available =46 kW | --> | C26 ex KELLS | Kells [T41,T42] | NAVAN |  | 53.7096 | -6.8559
288736 | MV/LV Substation MI***736 |  | 10 kV | _ | LV | 400 kVA :Kiosk Substation | 0.4 | --> | 0.4 | 0.146 | 2.36 |  | --> | 0.38 | 0 | 0.058 | 0.301 | 0 |  | --> | C11 ex BRAY | Bray [T41,T42] | FASSAROE |  | 53.1932 | -6.1685
021114 | MV/LV Substation SH***114 |  | 10 kV | _ | LV | 400 kVA :Building Structure | 0.4 | --> | 0.4 | 0.397 | 6.78 |  | --> | 0.38 | 0 | 0 | 0.38 | 0 |  | --> | C41 ex CASTLEVIEW | Castleview [T101,T102] | CASTLEVIEW |  | 51.9026 | -8.4071
058880X | MV/LV Substation BR***880X |  | 20 kV | _ | LV | 50 kVA :Pole Substation | 0.05 | --> | 0.05 | 0 | 0 | Constrained, otherwise capacity available =42 kVA | --> | 0.048 | 0 | 0.01 | 0 | 0 | Constrained, otherwise capacity available =39 kW | --> | C17 ex KYLEERAGH | Kyleeragh [T41,T42] | NENAGH |  | 53.0163 | -8.2541
075568X | MV/LV Substation DO***568X |  | 20 kV | _ | LV | 50 kVA :Pole Substation | 0.05 | --> | 0.05 | 0.032 | 4.38 |  | --> | 0.048 | 0 | 0 | 0.045 | 0 |  | --> | E17 ex CRANE | Crane [T122] | CRANE |  | 52.5375 | -6.3487
064097Z | MV/LV Substation SA***097Z |  | 20 kV | _ | LV | 200 kVA :Kiosk Substation | 0.2 | --> | 0.2 | 0 | 0 | Constrained, otherwise capacity available =195 kVA | --> | 0.19 | 0 | 0 | 0 | 0 | Constrained, otherwise capacity available =189 kW | --> | E16 ex JULIANSTOWN | Julianstown [T421,T422] | DRYBRIDGE |  | 53.651 | -6.2482
281632X | MV/LV Substation WE***632X |  | 20 kV | _ | LV | 200 kVA :Kiosk Substation | 0.2 | --> | 0.2 | 0.154 | 17.47 |  | --> | 0.19 | 0 | 0.032 | 0.16 | 0 |  | --> | E11 ex COOLROE | Coolroe [T121,T122] | COOLROE |  | 51.8873 | -8.6211
021727X | MV/LV Substation PL***727X |  | 10 kV | _ | LV | 50 kVA :Pole Substation | 0.05 | --> | 0.05 | 0.032 | 6.78 |  | --> | 0.048 | 0 | 0 | 0.045 | 0 |  | --> | C18 ex CASTLEVIEW | Castleview [T101,T102] | CASTLEVIEW |  | 51.9067 | -8.3941
281583Z | MV/LV Substation BE***583Z |  | 10 kV | _ | LV | 200 kVA :Kiosk Substation | 0.2 | --> | 0.2 | 0.138 | 4.67 |  | --> | 0.19 | 0 | 0 | 0.181 | 0 |  | --> | C18 ex CENTRE PARK ROAD | Marina [T105,T106] | MARINA |  | 51.8835 | -8.4134
039205 | MV/LV Substation IR***205 |  | 10 kV | _ | LV | 1000 kVA :Building Structure | 1 | --> | 1 | 0 | 0 | Constrained, otherwise capacity available =878 kVA | --> | 0.95 | 0 | 0 | 0.5 | 0 |  | --> | C27 ex GALWAY 110KV | Galway 110kv [T102,T103] | GALWAY 110KV |  | 53.2721 | -9.0488
011654X | MV/LV Substation MA***654X |  | 10 kV | _ | LV | 50 kVA :Pole Substation | 0.05 | --> | 0.05 | 0.028 | 0.04 |  | --> | 0.048 | 0 | 0 | 0 | 0 | Constrained, otherwise capacity available =44 kW | --> | C18 ex CALLAN | Callan [T41,T42] | KILKENNY |  | 52.5312 | -7.374
0354087 | MV/LV Substation OL***4087 |  | 20 kV | _ | LV | 50 kVA :Pole Substation | 0.05 | --> | 0.05 | 0.048 | 0.49 |  | --> | 0.048 | 0 | 0 | 0 | 0 | Constrained, otherwise capacity available =47 kW | --> | E15 ex ARDFINNAN | Ardfinnan [T421] | CAHIR |  | 52.3244 | -7.8293
021324X | MV/LV Substation BR***324X |  | 10 kV | _ | LV | 400 kVA :Kiosk Substation | 0.4 | --> | 0.4 | 0.331 | 6.78 |  | --> | 0.38 | 0 | 0.044 | 0.338 | 0 |  | --> | C18 ex CASTLEVIEW | Castleview [T101,T102] | CASTLEVIEW |  | 51.9258 | -8.3876
405258 | MV/LV Substation FO***258 |  | 20 kV | _ | LV | 200 kVA :Pole Substation | 0.2 | --> | 0.2 | 0.174 | 3.03 |  | --> | 0.19 | 0 | 0.006 | 0 | 0 | Constrained, otherwise capacity available =182 kW | --> | E12 ex MOVILLE | Moville [T421,T422] | TRILLICK |  | 55.2067 | -6.9722
068206 | MV/LV Substation AN***206 |  | 10 kV | _ | LV | 630 kVA :Building Structure | 0.63 | --> | 0.63 | 0.47 | 1.37 |  | --> | 0.598 | 0 | 0 | 0.5 | 0 |  | --> | C13 ex SOUTH KING STREET | South King Street [T41,T42] | FRANCIS STREET |  | 53.3438 | -6.2612
136765Y | MV/LV Substation LA***765Y |  | 10 kV | _ | LV | 400 kVA :Kiosk Substation | 0.4 | --> | 0.4 | 0 | 0 | Constrained, otherwise capacity available =329 kVA | --> | 0.38 | 0 | 0.15 | 0 | 0 | Constrained, otherwise capacity available =259 kW | --> | C12 ex AGHAMORE | Aghamore [T41,T42] | LANESBORO |  | 53.6724 | -7.9838
021521Z | MV/LV Substation UC***521Z |  | 10 kV | _ | LV | 400 kVA :Building Structure | 0.4 | --> | 0.4 | 0 | 0 | Constrained, otherwise capacity available =374 kVA | --> | 0.38 | 0 | 0 | 0 | 0 | Constrained, otherwise capacity available =376 kW | --> | C14 ex DENNEHYS CROSS | Dennehys Cross [T41,T42] | TRABEG |  | 51.8953 | -8.5156
067117Z | MV/LV Substation CO***117Z |  | 10 kV | _ | LV | 630 kVA :Building Structure | 0.63 | --> | 0.63 | 0 | 0 | Constrained, otherwise capacity available =562 kVA | --> | 0.598 | 0 | 0 | 0.5 | 0 |  | --> | C11 ex BALLINACURRA | Ballinacurra [T41,T42] | LIMERICK |  | 52.6598 | -8.6356
059133Y | MV/LV Substation AR***133Y |  | 10 kV | _ | LV | 100 kVA :Pole Substation | 0.1 | --> | 0.1 | 0 | 0 | Constrained, otherwise capacity available =73 kVA | --> | 0.095 | 0 | 0 | 0 | 0 | Constrained, otherwise capacity available =91 kW | --> | C18 ex CAVAN | Cavan [T42,T421] | SHANKILL |  | 53.9983 | -7.3737
054032 | MV/LV Substation BO***032 |  | 10 kV | _ | LV | 200 kVA :Pole Substation | 0.2 | --> | 0.2 | 0 | 0 | Constrained, otherwise capacity available =64 kVA | --> | 0.19 | 0 | 0.023 | 0 | 0 | Constrained, otherwise capacity available =154 kW | --> | C15 ex PALLAS | Pallas [T41,T42] | PORTLAOISE |  | 53.0377 | -7.2908
033444 | MV/LV Substation CA***444 |  | 20 kV | _ | LV | 50 kVA :Pole Substation | 0.05 | --> | 0.05 | 0 | 0 | Constrained, otherwise capacity available =33 kVA | --> | 0.048 | 0 | 0.005 | 0 | 0 | Constrained, otherwise capacity available =41 kW | --> | C18 ex DEERPARK | Deerpark [T41,T42] | BALLYDINE |  | 52.3862 | -7.3774
254335 | MV/LV Substation BE***335 |  | 10 kV | _ | LV | 400 kVA :Kiosk Substation | 0.4 | --> | 0.4 | 0 | 0 | Constrained, otherwise capacity available =296 kVA | --> | 0.38 | 0 | 0.029 | 0 | 0 | Constrained, otherwise capacity available =344 kW | --> | C15 ex TUAM NORTH | Tuam North [T41,T42] | CLOON |  | 53.5104 | -8.8708
0014122 | MV/LV Substation BR***4122 |  | 10 kV | _ | LV | 400 kVA :Kiosk Substation | 0.4 | --> | 0.4 | 0 | 0 | Constrained, otherwise capacity available =353 kVA | --> | 0.38 | 0 | 0.011 | 0.365 | 0 |  | --> | C13 ex CARRICKMINES | Carrickmines [T41,T42] | CARRICKMINES |  | 53.2576 | -6.1626
009594X | MV/LV Substation PL***594X |  | 10 kV | _ | LV | 400 kVA :Kiosk Substation | 0.4 | --> | 0.4 | 0.364 | 8.16 |  | --> | 0.38 | 0 | 0 | 0 | 0 | Constrained, otherwise capacity available =375 kW | --> | C13 ex MOUNT MISERY | Mount Misery [T41,T42] | WATERFORD |  | 52.266 | -7.1169
093467Z | MV/LV Substation BE***467Z |  | 10 kV | _ | LV | 630 kVA :Kiosk Substation | 0.63 | --> | 0.63 | 0 | 0 | Constrained, otherwise capacity available =420 kVA | --> | 0.598 | 0 | 0.005 | 0.5 | 0 |  | --> | C28 ex KILMORE | Kilmore [T101,T102,T103] | FINGLAS |  | 53.4054 | -6.1735
029259 | MV/LV Substation RO***259 |  | 10 kV | _ | LV | 50 kVA :Pole Substation | 0.05 | --> | 0.05 | 0.046 | 2.31 |  | --> | 0.048 | 0 | 0 | 0.047 | 0 |  | --> | E13 ex AGHADA | Aghada [T721] | N/A |  | 51.8474 | -8.1948
0334105 | MV/LV Substation OW***4105 |  | 20 kV | _ | LV | 50 kVA :Pole Substation | 0.05 | --> | 0.05 | 0 | 0 | Constrained, otherwise capacity available =38 kVA | --> | 0.048 | 0 | 0.025 | 0 | 0 | Constrained, otherwise capacity available =27 kW | --> | C18 ex DEERPARK | Deerpark [T41,T42] | BALLYDINE |  | 52.3856 | -7.3524
082609X | MV/LV Substation CO***609X |  | 20 kV | _ | LV | 100 kVA :Pole Substation | 0.1 | --> | 0.1 | 0 | 0 | Constrained, otherwise capacity available =71 kVA | --> | 0.095 | 0 | 0.05 | 0 | 0 | Constrained, otherwise capacity available =54 kW | --> | E11 ex ACADEMY STREET | Academy Street [T421,T422,T44] | NAVAN |  | 53.5662 | -6.5391
156478 | MV/LV Substation MA***478 |  | 20 kV | _ | LV | 50 kVA :Pole Substation | 0.05 | --> | 0.05 | 0.043 | 2.47 |  | --> | 0.048 | 0 | 0 | 0 | 0 | Constrained, otherwise capacity available =46 kW | --> | E13 ex TELAYDON | Telaydon [T42,T421] | LISDRUM |  | 54.2397 | -7.1315
117144 | MV/LV Substation CA***144 |  | 20 kV | _ | LV | 400 kVA :Kiosk Substation | 0.4 | --> | 0.4 | 0 | 0 | Constrained, otherwise capacity available =318 kVA | --> | 0.38 | 0 | 0.007 | 0 | 0 | Constrained, otherwise capacity available =364 kW | --> | E18 ex COLLOONEY | Collooney [T421,T422] | SLIGO |  | 54.0787 | -8.3763
019025X | MV/LV Substation CO***025X |  | 10 kV | _ | LV | 200 kVA :Kiosk Substation | 0.2 | --> | 0.2 | 0.047 | 0.05 | Constrained, otherwise capacity available =143 kVA | --> | 0.19 | 0 | 0.004 | 0 | 0 | Constrained, otherwise capacity available =179 kW | --> | C17 ex BALLYBEGGAN | Ballybeggan [T43,T44] | TRALEE |  | 52.2859 | -9.6941
006597 | MV/LV Substation MA***597 |  | 10 kV | _ | LV | 50 kVA :Pole Substation | 0.05 | --> | 0.05 | 0.038 | 4.38 |  | --> | 0.048 | 0 | 0 | 0.046 | 0 |  | --> | E14 ex CRANE | Crane [T122] | CRANE |  | 52.5401 | -6.5955
0014117 | MV/LV Substation BE***4117 |  | 10 kV | _ | LV | 400 kVA :Kiosk Substation | 0.4 | --> | 0.4 | 0.4 | 1.16 |  | --> | 0.38 | 0 | 0 | 0.38 | 0 |  | --> | C18 ex BREWERY ROAD | Brewery Road [T41,T42] | CARRICKMINES |  | 53.2864 | -6.2082
210050 | MV/LV Substation ES***050 |  | 10 kV | _ | LV | 100 kVA :Pole Substation | 0.1 | --> | 0.1 | 0 | 0 | Constrained, otherwise capacity available =88 kVA | --> | 0.095 | 0 | 0.01 | 0 | 0 | Constrained, otherwise capacity available =86 kW | --> | C17 ex CARRICKMACROSS | Carrickmacross [T41,T42] | MEATH HILL |  | 53.9727 | -6.6237
006403 | MV/LV Substation SP***403 |  | 10 kV | _ | LV | 50 kVA :Pole Substation | 0.05 | --> | 0.05 | 0.037 | 1.29 |  | --> | 0.048 | 0 | 0 | 0 | 0 | Constrained, otherwise capacity available =46 kW | --> | C24 ex MONFIN | Monfin [T41,T42] | WEXFORD |  | 52.4948 | -6.5449
026080 | MV/LV Substation CO***080 |  | 10 kV | _ | LV | 200 kVA :Pole Substation | 0.2 | --> | 0.2 | 0.003 | 8.66 |  | --> | 0.19 | 0 | 0.003 | 0 | 0 | Constrained, otherwise capacity available =159 kW | --> | C14 ex BANDON | Bandon [T101,T42] | BANDON |  | 51.7449 | -8.7248
0014210 | MV/LV Substation HA***4210 |  | 10 kV | _ | LV | 1000 kVA :Building Structure | 1 | --> | 1 | 0.5 | 4.01 |  | --> | 0.95 | 0 | 0 | 0.5 | 0 |  | --> | C19 ex BALLINCLEA | Ballinclea [T41] | CHERRYWOOD |  | 53.2663 | -6.1355
037670X | MV/LV Substation RO***670X |  | 10 kV | _ | LV | 200 kVA :Kiosk Substation | 0.2 | --> | 0.2 | 0 | 0 | Constrained, otherwise capacity available =151 kVA | --> | 0.19 | 0 | 0.033 | 0 | 0 | Constrained, otherwise capacity available =159 kW | --> | C20 ex CAHIRCALLA | Cahircalla [T41,T42] | ENNIS |  | 52.825 | -9.002
041847X | MV/LV Substation BR***847X |  | 20 kV | _ | LV | 50 kVA :Pole Substation | 0.05 | --> | 0.05 | 0 | 0 | Constrained, otherwise capacity available =46 kVA | --> | 0.048 | 0 | 0 | 0 | 0 | Constrained, otherwise capacity available =47 kW | --> | E19 ex DALTON | Dalton [T421,T422] | DALTON |  | 53.6977 | -9.0139
016230Z | MV/LV Substation CA***230Z |  | 10 kV | _ | LV | 200 kVA :Kiosk Substation | 0.2 | --> | 0.2 | 0 | 0 | Constrained, otherwise capacity available =190 kVA | --> | 0.19 | 0 | 0.006 | 0 | 0 | Constrained, otherwise capacity available =184 kW | --> | C21 ex MONEYCOOLEY | Moneycooley [T41,T42,T44] | GRIFFINRATH |  | 53.3793 | -6.5851
153238 | MV/LV Substation BI***238 |  | 20 kV | _ | LV | 50 kVA :Pole Substation | 0.05 | --> | 0.05 | 0 | 0 | Constrained, otherwise capacity available =48 kVA | --> | 0.048 | 0 | 0 | 0 | 0 | Constrained, otherwise capacity available =47 kW | --> | E14 ex BIRDHILL | Birdhill [T421,T422] | ARDNACRUSHA |  | 52.773 | -8.4161
154529Z | MV/LV Substation KR***529Z |  | 10 kV | _ | LV | 400 kVA :Kiosk Substation | 0.4 | --> | 0.4 | 0 | 0 | Constrained, otherwise capacity available =341 kVA | --> | 0.38 | 0 | 0.015 | 0.361 | 0 |  | --> | C23 ex MACETOWN | Macetown [T101,T102] | MACETOWN |  | 53.3972 | -6.4491
081665X | MV/LV Substation EA***665X |  | 10 kV | _ | LV | 400 kVA :Kiosk Substation | 0.4 | --> | 0.4 | 0 | 0 | Constrained, otherwise capacity available =212 kVA | --> | 0.38 | 0 | 0.057 | 0.311 | 0 |  | --> | C18 ex BALGADDY | Balgaddy [T41,T42] | GRANGE CASTLE |  | 53.3443 | -6.4154
044661 | MV/LV Substation SE***661 |  | 20 kV | _ | LV | 100 kVA :Pole Substation | 0.1 | --> | 0.1 | 0.079 | 0.43 |  | --> | 0.095 | 0 | 0 | 0 | 0 | Constrained, otherwise capacity available =92 kW | --> | C21 ex SWINFORD | Swinford [T41,T42] | CASTLEBAR |  | 53.9848 | -9.1111
081567X | MV/LV Substation WE***567X |  | 10 kV | _ | LV | 400 kVA :Building Structure | 0.4 | --> | 0.4 | 0 | 0 | Constrained, otherwise capacity available =329 kVA | --> | 0.38 | 0 | 0 | 0.37 | 0 |  | --> | C13 ex INCHICORE NORTH | Inchicore North [T41] | INCHICORE 220KV |  | 53.3362 | -6.3424
111521 | MV/LV Substation CA***521 |  | 20 kV | _ | LV | 50 kVA :Pole Substation | 0.05 | --> | 0.05 | 0 | 0 | Constrained, otherwise capacity available =36 kVA | --> | 0.048 | 0 | 0.01 | 0 | 0 | Constrained, otherwise capacity available =38 kW | --> | C11 ex BANTRY | Bantry [T41,T42] | BALLYLICKY |  | 51.6853 | -9.4227
036307X | MV/LV Substation KN***307X |  | 20 kV | _ | LV | 50 kVA :Pole Substation | 0.05 | --> | 0.05 | 0 | 0 | Constrained, otherwise capacity available =33 kVA | --> | 0.048 | 0 | 0.009 | 0 | 0 | Constrained, otherwise capacity available =38 kW | --> | E20 ex GARRANACANTY | Garranacanty [T421,T422] | TIPPERARY |  | 52.5036 | -7.962
204505 | MV/LV Substation CL***505 |  | 20 kV | _ | LV | 50 kVA :Pole Substation | 0.05 | --> | 0.05 | 0 | 0 | Constrained, otherwise capacity available =46 kVA | --> | 0.048 | 0 | 0.01 | 0 | 0 | Constrained, otherwise capacity available =40 kW | --> | E13 ex CARNDONAGH | Carndonagh [T421,T422] | TRILLICK |  | 55.2544 | -7.3715
059649Y | MV/LV Substation SE***649Y |  | 20 kV | _ | LV | 200 kVA :Pole Substation | 0.2 | --> | 0.2 | 0 | 0 | Constrained, otherwise capacity available =168 kVA | --> | 0.19 | 0 | 0 | 0 | 0 | Constrained, otherwise capacity available =186 kW | --> | E17 ex CAVAN | Cavan [T42,T421] | SHANKILL |  | 54.0124 | -7.3618
0054301 | MV/LV Substation GO***4301 |  | 10 kV | _ | LV | 630 kVA :Kiosk Substation | 0.63 | --> | 0.63 | 0 | 0 | Constrained, otherwise capacity available =595 kVA | --> | 0.598 | 0 | 0.004 | 0 | 0 | Constrained, otherwise capacity available =591 kW | --> | C11 ex GARDEN CITY | Garden City [T41,T42] | ARKLOW |  | 52.6833 | -6.3013
0644329 | MV/LV Substation AV***4329 |  | 10 kV | _ | LV | 630 kVA :Kiosk Substation | 0.63 | --> | 0.63 | 0 | 0 | Constrained, otherwise capacity available =463 kVA | --> | 0.598 | 0 | 0.038 | 0 | 0 | Constrained, otherwise capacity available =547 kW | --> | C18 ex RATHMULLAN | Rathmullan [T41,T42] | DRYBRIDGE |  | 53.7022 | -6.3574
012924X | MV/LV Substation OL***924X |  | 20 kV | _ | LV | 200 kVA :Kiosk Substation | 0.2 | --> | 0.2 | 0.188 | 2.83 |  | --> | 0.19 | 0 | 0.011 | 0 | 0 | Constrained, otherwise capacity available =180 kW | --> | E17 ex BAGENALSTOWN | Bagenalstown [T421,T422] | CARLOW |  | 52.7372 | -7.0211
099337X | MV/LV Substation RA***337X |  | 10 kV | _ | LV | 630 kVA :Building Structure | 0.63 | --> | 0.63 | 0 | 0 | Constrained, otherwise capacity available =502 kVA | --> | 0.598 | 0 | 0 | 0 | 0 | Constrained, otherwise capacity available =581 kW | --> | C18 ex CULLION | Cullion [T41,T42] | LETTERKENNY |  | 54.9474 | -7.7336
160072Y | MV/LV Substation HA***072Y |  | 10 kV | _ | LV | 400 kVA :Kiosk Substation | 0.4 | --> | 0.4 | 0 | 0 | Constrained, otherwise capacity available =365 kVA | --> | 0.38 | 0 | 0.02 | 0 | 0 | Constrained, otherwise capacity available =360 kW | --> | C14 ex PORTLAOISE | Portlaoise [T41,T42] | PORTLAOISE |  | 53.0443 | -7.2773
011959X | MV/LV Substation JE***959X |  | 10 kV | _ | LV | 50 kVA :Pole Substation | 0.05 | --> | 0.05 | 0.05 | 2.78 |  | --> | 0.048 | 0 | 0 | 0 | 0 | Constrained, otherwise capacity available =47 kW | --> | E13 ex BALLYRAGGET | Ballyragget [T421,T422] | BALLYRAGGET |  | 52.735 | -7.3076
066543Z | MV/LV Substation RA***543Z |  | 20 kV | _ | LV | 400 kVA :Kiosk Substation | 0.4 | --> | 0.4 | 0 | 0 | Constrained, otherwise capacity available =300 kVA | --> | 0.38 | 0 | 0.028 | 0 | 0 | Constrained, otherwise capacity available =345 kW | --> | E16 ex ASHBOURNE | Ashbourne [T421,T422] | FINGLAS |  | 53.5199 | -6.3987
066822Z | MV/LV Substation AI***822Z |  | 10 kV | _ | LV | 630 kVA :Building Structure | 0.63 | --> | 0.63 | 0 | 0 | Constrained, otherwise capacity available =590 kVA | --> | 0.598 | 0 | 0 | 0.5 | 0 |  | --> | C20 ex MOUNTGORRY | Mountgorry [T41,T42] | GRANGE (DR) |  | 53.4458 | -6.2235
069121 | MV/LV Substation RO***121 |  | 10 kV | _ | LV | 1000 kVA :Building Structure | 1 | --> | 1 | 0.5 | 3 |  | --> | 0.95 | 0 | 0 | 0.5 | 0 |  | --> | C34 ex INCHICORE CENTRAL | Inchicore Central [T43,T45] | INCHICORE 220KV |  | 53.3294 | -6.3381
093362 | MV/LV Substation BE***362 |  | 10 kV | _ | LV | 630 kVA :Kiosk Substation | 0.63 | --> | 0.63 | 0 | 0 | Constrained, otherwise capacity available =471 kVA | --> | 0.598 | 0 | 0.022 | 0.5 | 0 |  | --> | C20 ex POPPINTREE | Poppintree [T101,T102] | FINGLAS |  | 53.3992 | -6.2776
207178 | MV/LV Substation CA***178 |  | 10 kV | _ | LV | 200 kVA :Pole Substation | 0.2 | --> | 0.2 | 0.157 | 3.38 |  | --> | 0.19 | 0 | 0 | 0 | 0 | Constrained, otherwise capacity available =184 kW | --> | C15 ex GLENGOOLE | Glengoole [T41] | THURLES |  | 52.7412 | -7.5653
0664165 | MV/LV Substation LO***4165 |  | 20 kV | _ | LV | 400 kVA :Kiosk Substation | 0.4 | --> | 0.4 | 0 | 0 | Constrained, otherwise capacity available =303 kVA | --> | 0.38 | 0 | 0.028 | 0 | 0 | Constrained, otherwise capacity available =346 kW | --> | E13 ex GLASMORE | Glasmore [T421,T422] | GLASMORE |  | 53.4749 | -6.2425
014436X | MV/LV Substation IR***436X |  | 10 kV | _ | LV | 200 kVA :Kiosk Substation | 0.2 | --> | 0.2 | 0 | 0 | Constrained, otherwise capacity available =133 kVA | --> | 0.19 | 0 | 0 | 0 | 0 | Constrained, otherwise capacity available =181 kW | --> | C17 ex ATHGARVAN | Athgarvan [T41,T44] | NEWBRIDGE |  | 53.1743 | -6.7976
067045X | MV/LV Substation CR***045X |  | 20 kV | _ | LV | 200 kVA :Pole Substation | 0.2 | --> | 0.2 | 0 | 0 | Constrained, otherwise capacity available =168 kVA | --> | 0.19 | 0 | 0.015 | 0 | 0 | Constrained, otherwise capacity available =174 kW | --> | E21 ex CRATLOE | Cratloe [T421,T422] | ARDNACRUSHA |  | 52.6989 | -8.7597
029284Y | MV/LV Substation BA***284Y |  | 10 kV | _ | LV | 50 kVA :Pole Substation | 0.05 | --> | 0.05 | 0 | 0 | Constrained, otherwise capacity available =42 kVA | --> | 0.048 | 0 | 0.006 | 0.042 | 0 |  | --> | C19 ex MIDLETON | Midleton [T101,T102] | MIDLETON |  | 51.9287 | -8.2051
281171Z | MV/LV Substation HA***171Z |  | 10 kV | _ | LV | 200 kVA :Kiosk Substation | 0.2 | --> | 0.2 | 0 | 0 | Constrained, otherwise capacity available =162 kVA | --> | 0.19 | 0 | 0.008 | 0 | 0 | Constrained, otherwise capacity available =179 kW | --> | C20 ex TOGHER | Togher [T41,T42] | TRABEG |  | 51.8773 | -8.4944
021984X | MV/LV Substation FO***984X |  | 10 kV | _ | LV | 400 kVA :Kiosk Substation | 0.4 | --> | 0.4 | 0 | 0 | Constrained, otherwise capacity available =351 kVA | --> | 0.38 | 0 | 0.035 | 0 | 0 | Constrained, otherwise capacity available =347 kW | --> | C22 ex KILBARRY |  |  |  | 51.9079 | -8.501
007162Z | MV/LV Substation OB***162Z |  | 10 kV | _ | LV | 200 kVA :Pole Substation | 0.2 | --> | 0.2 | 0.186 | 1.4 |  | --> | 0.19 | 0 | 0 | 0 | 0 | Constrained, otherwise capacity available =188 kW | --> | E18 ex KILLINICK | Killinick [T421,T422] | WEXFORD |  | 52.2736 | -6.3981
075175Y | MV/LV Substation IR***175Y |  | 20 kV | _ | LV | 400 kVA :Kiosk Substation | 0.4 | --> | 0.4 | 0.318 | 4.38 |  | --> | 0.38 | 0 | 0 | 0.369 | 0 |  | --> | E17 ex CRANE | Crane [T122] | CRANE |  | 52.5316 | -6.3373
017809X | MV/LV Substation MT***809X |  | 20 kV | _ | LV | 50 kVA :Pole Substation | 0.05 | --> | 0.05 | 0.04 | 1.58 |  | --> | 0.048 | 0 | 0 | 0 | 0 | Constrained, otherwise capacity available =46 kW | --> | C17 ex FOYNES | Foynes [T41,T42] | RATHKEALE |  | 52.6043 | -9.1561
139893Y | MV/LV Substation LA***893Y |  | 10 kV | _ | LV | 200 kVA :Pole Substation | 0.2 | --> | 0.2 | 0.175 | 4 |  | --> | 0.19 | 0 | 0 | 0 | 0 | Constrained, otherwise capacity available =187 kW | --> | C18 ex BALLYJAMESDUFF | Ballyjamesduff [T41,T42] | SHANKILL |  | 53.8797 | -7.1711
127990Y | MV/LV Substation AR***990Y |  | 10 kV | _ | LV | 400 kVA :Kiosk Substation | 0.4 | --> | 0.4 | 0 | 0 | Constrained, otherwise capacity available =335 kVA | --> | 0.38 | 0 | 0.105 | 0 | 0 | Constrained, otherwise capacity available =293 kW | --> | C15 ex LOUGHTAGALLA | Loughtagalla [T41,T42] | THURLES |  | 52.6784 | -7.8093
165437X | MV/LV Substation BU***437X |  | 10 kV | _ | LV | 100 kVA :Pole Substation | 0.1 | --> | 0.1 | 0.059 | 0.88 |  | --> | 0.095 | 0 | 0.005 | 0 | 0 | Constrained, otherwise capacity available =86 kW | --> | C12 ex ROSS CARBERY | Ross Carbery [T41,T42] | DUNMANWAY |  | 51.5721 | -9.011
049456Z | MV/LV Substation CR***456Z |  | 10 kV | _ | LV | 200 kVA :Pole Substation | 0.2 | --> | 0.2 | 0.133 | 0.13 | Constrained, otherwise capacity available =178 kVA | --> | 0.19 | 0 | 0 | 0 | 0 | Constrained, otherwise capacity available =187 kW | --> | C14 ex BALLYMAHON | Ballymahon [T41,T42] | ATHLONE |  | 53.6252 | -7.8151
0394058 | MV/LV Substation NE***4058 |  | 10 kV | _ | LV | 100 kVA :Pole Substation | 0.1 | --> | 0.1 | 0 | 0 | Constrained, otherwise capacity available =79 kVA | --> | 0.095 | 0 | 0.045 | 0 | 0 | Constrained, otherwise capacity available =59 kW | --> | C15 ex ORANMORE | Oranmore [T41,T44] | GALWAY 110KV |  | 53.233 | -8.9481
2884117 | MV/LV Substation LE***4117 |  | 10 kV | _ | LV | 630 kVA :Kiosk Substation | 0.63 | --> | 0.63 | 0 | 0 | Constrained, otherwise capacity available =603 kVA | --> | 0.598 | 0 | 0 | 0.5 | 0 |  | --> | C17 ex CARRICKMINES | Carrickmines [T41,T42] | CARRICKMINES |  | 53.261 | -6.1956
120582Y | MV/LV Substation BL***582Y |  | 20 kV | _ | LV | 50 kVA :Pole Substation | 0.05 | --> | 0.05 | 0.048 | 3.5 |  | --> | 0.048 | 0 | 0 | 0 | 0 | Constrained, otherwise capacity available =47 kW | --> | E12 ex DUNFIRTH | Dunfirth [T122] | DUNFIRTH |  | 53.426 | -6.8854
248891X | MV/LV Substation PU***891X |  | 20 kV | _ | LV | 50 kVA :Pole Substation | 0.05 | --> | 0.05 | 0 | 0 | Constrained, otherwise capacity available =50 kVA | --> | 0.048 | 0 | 0 | 0 | 0 | Constrained, otherwise capacity available =48 kW | --> | E14 ex KILCOCK | Kilcock [T421,T422] | GRIFFINRATH |  | 53.5256 | -6.6788
116381Y | MV/LV Substation RO***381Y |  | 20 kV | _ | LV | 100 kVA :Pole Substation | 0.1 | --> | 0.1 | 0.08 | 8.1 |  | --> | 0.095 | 0 | 0 | 0 | 0 | Constrained, otherwise capacity available =92 kW | --> | E16 ex WESTPORT | Westport [T421,T422] | CASTLEBAR |  | 53.7964 | -9.5597
021226Z | MV/LV Substation GR***226Z |  | 10 kV | _ | LV | 50 kVA :Pole Substation | 0.05 | --> | 0.05 | 0.042 | 6.78 |  | --> | 0.048 | 0 | 0 | 0.046 | 0 |  | --> | C41 ex CASTLEVIEW | Castleview [T101,T102] | CASTLEVIEW |  | 51.9026 | -8.4052
0554214 | MV/LV Substation TO***4214 |  | 20 kV | _ | LV | 400 kVA :Building Structure | 0.4 | --> | 0.4 | 0 | 0 | Constrained, otherwise capacity available =193 kVA | --> | 0.38 | 0 | 0 | 0 | 0 | Constrained, otherwise capacity available =351 kW | --> | C15 ex MOUNTRATH | Mountrath [T41,T42] | PORTLAOISE |  | 52.8669 | -7.4816
1224100 | MV/LV Substation DA***4100 |  | 10 kV | _ | LV | 400 kVA :Kiosk Substation | 0.4 | --> | 0.4 | 0.387 | 4.18 |  | --> | 0.38 | 0 | 0 | 0 | 0 | Constrained, otherwise capacity available =378 kW | --> | C18 ex KINGSCOURT | Kingscourt [T41,T42] | MEATH HILL |  | 53.9001 | -6.8004
0114362 | MV/LV Substation LO***4362 |  | 10 kV | _ | LV | 400 kVA :Kiosk Substation | 0.4 | --> | 0.4 | 0.353 | 5.05 |  | --> | 0.38 | 0 | 0.046 | 0 | 0 | Constrained, otherwise capacity available =339 kW | --> | C14 ex MCDONAGH | Mcdonagh [T41,T42] | KILKENNY |  | 52.6479 | -7.2291
009747Y | MV/LV Substation RO***747Y |  | 10 kV | _ | LV | 400 kVA :Kiosk Substation | 0.4 | --> | 0.4 | 0.353 | 8.16 |  | --> | 0.38 | 0 | 0 | 0 | 0 | Constrained, otherwise capacity available =374 kW | --> | C13 ex MOUNT MISERY | Mount Misery [T41,T42] | WATERFORD |  | 52.2627 | -7.0965
433268X | MV/LV Substation PR***268X |  | 10 kV | _ | LV | 200 kVA :Kiosk Substation | 0.2 | --> | 0.2 | 0 | 0 | Constrained, otherwise capacity available =184 kVA | --> | 0.19 | 0 | 0.006 | 0 | 0 | Constrained, otherwise capacity available =183 kW | --> | C16 ex BALLAGHADERREEN | Ballaghaderreen [T41,T42] | TONROE |  | 53.8991 | -8.5982
260460 | MV/LV Substation MO***460 |  | 10 kV | _ | LV | 100 kVA :Pole Substation | 0.1 | --> | 0.1 | 0.076 | 1.67 |  | --> | 0.095 | 0 | 0 | 0.092 | 0 |  | --> | E14 ex NEWPORT | Newport [T421] | CARROWBEG |  | 53.8424 | -9.5741
043062X | MV/LV Substation GA***062X |  | 10 kV | _ | LV | 400 kVA :Building Structure | 0.4 | --> | 0.4 | 0.364 | 0.43 |  | --> | 0.38 | 0 | 0.005 | 0 | 0 | Constrained, otherwise capacity available =371 kW | --> | C19 ex SWINFORD | Swinford [T41,T42] | CASTLEBAR |  | 53.9449 | -8.9506
065769 | MV/LV Substation RO***769 |  | 20 kV | _ | LV | 100 kVA :Pole Substation | 0.1 | --> | 0.1 | 0 | 0 | Constrained, otherwise capacity available =82 kVA | --> | 0.095 | 0 | 0 | 0 | 0 | Constrained, otherwise capacity available =92 kW | --> | E23 ex BALTRASNA | Baltrasna [T121,T122] | BALTRASNA |  | 53.6104 | -6.3585
0684272 | MV/LV Substation PR***4272 |  | 10 kV | _ | LV | 1000 kVA :Building Structure | 1 | --> | 1 | 0.5 | 6.65 |  | --> | 0.95 | 0 | 0 | 0.5 | 0 |  | --> | C12 ex EAST WALL ROAD | East Wall Road [T41,T42] | MCDERMOTT |  | 53.3532 | -6.208
053389 | MV/LV Substation KI***389 |  | 10 kV | _ | LV | 50 kVA :Pole Substation | 0.05 | --> | 0.05 | 0 | 0 | Constrained, otherwise capacity available =33 kVA | --> | 0.048 | 0 | 0 | 0.045 | 0 |  | --> | C21 ex CLONMINCH | Clonminch [T41,T422] | THORNSBERRY |  | 53.2107 | -7.4528
015363Z | MV/LV Substation DO***363Z |  | 10 kV | _ | LV | 1000 kVA :Building Structure | 1 | --> | 1 | 0 | 0 | Constrained, otherwise capacity available =508 kVA | --> | 0.95 | 0 | 0.1 | 0 | 0 | Constrained, otherwise capacity available =840 kW | --> | C18 ex NAAS | Naas [T41,T42] | KILTEEL |  | 53.2039 | -6.7427
127841Y | MV/LV Substation CA***841Y |  | 20 kV | _ | LV | 100 kVA :Pole Substation | 0.1 | --> | 0.1 | 0.079 | 5.89 |  | --> | 0.095 | 0 | 0.005 | 0 | 0 | Constrained, otherwise capacity available =88 kW | --> | C14 ex CASHEL | Cashel [T41,T42] | CAHIR |  | 52.5188 | -7.8705
012130Y | MV/LV Substation BA***130Y |  | 10 kV | _ | LV | 200 kVA :Kiosk Substation | 0.2 | --> | 0.2 | 0 | 1.99 |  | --> | 0.19 | 0 | 0.023 | 0 | 0 | Constrained, otherwise capacity available =142 kW | --> | C18 ex GRAIGUE | Graigue [T41,T42] | CARLOW |  | 52.8421 | -6.9473
050826Y | MV/LV Substation LY***826Y |  | 10 kV | _ | LV | 400 kVA :Building Structure | 0.4 | --> | 0.4 | 0 | 0 | Constrained, otherwise capacity available =335 kVA | --> | 0.38 | 0 | 0 | 0 | 0 | Constrained, otherwise capacity available =371 kW | --> | C23 ex ATHLONE | Athlone [T41,T42] | ATHLONE |  | 53.4209 | -7.9429
081162Z | MV/LV Substation LI***162Z |  | 10 kV | _ | LV | 400 kVA :Kiosk Substation | 0.4 | --> | 0.4 | 0 | 0 | Constrained, otherwise capacity available =274 kVA | --> | 0.38 | 0 | 0.01 | 0.355 | 0 |  | --> | C13 ex LIFFEY VALLEY | Liffey Valley [T41,T42] | INCHICORE 220KV |  | 53.3499 | -6.4153
007772X | MV/LV Substation RO***772X |  | 20 kV | _ | LV | 50 kVA :Pole Substation | 0.05 | --> | 0.05 | 0.043 | 16.12 |  | --> | 0.048 | 0 | 0 | 0.046 | 0 |  | --> | E20 ex WEXFORD | Wexford [T121,T122] | WEXFORD |  | 52.3304 | -6.5559
001134X | MV/LV Substation SU***134X |  | 10 kV | _ | LV | 630 kVA :Building Structure | 0.63 | --> | 0.63 | 0.5 | 1.16 |  | --> | 0.598 | 0 | 0 | 0.5 | 0 |  | --> | C19 ex DEANSGRANGE | Deansgrange [T41,T42] | CARRICKMINES |  | 53.2779 | -6.1625
058030 | MV/LV Substation BO***030 |  | 10 kV | _ | LV | 200 kVA :Kiosk Substation | 0.2 | --> | 0.2 | 0.097 | 3 |  | --> | 0.19 | 0 | 0.011 | 0 | 0 | Constrained, otherwise capacity available =167 kW | --> | C21 ex NENAGH | Nenagh [T41,T42] | NENAGH |  | 52.8607 | -8.2034
288016 | MV/LV Substation BA***016 |  | 10 kV | _ | LV | 400 kVA :Kiosk Substation | 0.4 | --> | 0.4 | 0.241 | 1.16 |  | --> | 0.38 | 0 | 0.047 | 0.323 | 0 |  | --> | C21 ex BREWERY ROAD | Brewery Road [T41,T42] | CARRICKMINES |  | 53.2827 | -6.2276
0674273 | MV/LV Substation DR***4273 |  | 20 kV | _ | LV | 50 kVA :Pole Substation | 0.05 | --> | 0.05 | 0.046 | 13.8 |  | --> | 0.048 | 0 | 0 | 0.047 | 0 |  | --> | C14 ex SINGLAND | Singland [T101,T102] | SINGLAND |  | 52.6332 | -8.5753
366991 | MV/LV Substation CO***991 |  | 10 kV | _ | LV | 50 kVA :Pole Substation | 0.05 | --> | 0.05 | 0.039 | 1.47 |  | --> | 0.048 | 0 | 0.005 | 0.042 | 0 |  | --> | C15 ex SCREEB | Screeb [T41] | SCREEB |  | 53.3473 | -9.6193
001262 | MV/LV Substation BE***262 |  | 10 kV | _ | LV | 400 kVA :Kiosk Substation | 0.4 | --> | 0.4 | 0.283 | 13.42 |  | --> | 0.38 | 0 | 0.086 | 0.3 | 0 |  | --> | C14 ex POTTERY ROAD | Pottery Road [T101,T102] | CARRICKMINES |  | 53.2709 | -6.1637
152251 | MV/LV Substation TH***251 |  | 20 kV | _ | LV | 200 kVA :Pole Substation | 0.2 | --> | 0.2 | 0 | 0 | Constrained, otherwise capacity available =115 kVA | --> | 0.19 | 0 | 0.02 | 0 | 0 | Constrained, otherwise capacity available =163 kW | --> | C16 ex CAPPAMORE | Cappamore [T41,T42] | ARDNACRUSHA |  | 52.5827 | -8.1631
011240X | MV/LV Substation BL***240X |  | 10 kV | _ | LV | 50 kVA :Pole Substation | 0.05 | --> | 0.05 | 0.035 | 0.04 |  | --> | 0.048 | 0 | 0.004 | 0 | 0 | Constrained, otherwise capacity available =42 kW | --> | C11 ex CALLAN | Callan [T41,T42] | KILKENNY |  | 52.5528 | -7.3833
0114201 | MV/LV Substation BA***4201 |  | 10 kV | _ | LV | 50 kVA :Pole Substation | 0.05 | --> | 0.05 | 0 | 0 | Constrained, otherwise capacity available =39 kVA | --> | 0.048 | 0 | 0 | 0 | 0 | Constrained, otherwise capacity available =46 kW | --> | C21 ex TALBOTS INCH | Talbots Inch [T41,T42] | KILKENNY |  | 52.679 | -7.2519
0144406 | MV/LV Substation KT***4406 |  | 20 kV | _ | LV | 400 kVA :Building Structure | 0.4 | --> | 0.4 | 0 | 0 | Constrained, otherwise capacity available =400 kVA | --> | 0.38 | 0 | 3.963 | 0 | 0 |  | --> | C22 ex ATHGARVAN | Athgarvan [T41,T44] | NEWBRIDGE |  | 53.1466 | -6.7192
288663 | MV/LV Substation GL***663 |  | 10 kV | _ | LV | 50 kVA :Pole Substation | 0.05 | --> | 0.05 | 0 | 0 | Constrained, otherwise capacity available =35 kVA | --> | 0.048 | 0 | 0.005 | 0.042 | 0 |  | --> | C17 ex CARRICKMINES | Carrickmines [T41,T42] | CARRICKMINES |  | 53.2352 | -6.1847
161661X | MV/LV Substation MI***661X |  | 20 kV | _ | LV | 100 kVA :Pole Substation | 0.1 | --> | 0.1 | 0 | 0 | Constrained, otherwise capacity available =81 kVA | --> | 0.095 | 0 | 0 | 0 | 0 | Constrained, otherwise capacity available =92 kW | --> | C12 ex SPIDDAL |  |  |  | 53.2319 | -9.4706
089289 | MV/LV Substation BE***289 |  | 20 kV | _ | LV | 50 kVA :Pole Substation | 0.05 | --> | 0.05 | 0.042 | 9.1 |  | --> | 0.048 | 0 | 0.01 | 0 | 0 | Constrained, otherwise capacity available =39 kW | --> | E11 ex ARDNAREE | Ardnaree [T42,T421] | MOY |  | 54.1168 | -9.0951
132945X | MV/LV Substation DO***945X |  | 20 kV | _ | LV | 400 kVA :Kiosk Substation | 0.4 | --> | 0.4 | 0 | 0 | Constrained, otherwise capacity available =344 kVA | --> | 0.38 | 0 | 0.015 | 0 | 0 | Constrained, otherwise capacity available =361 kW | --> | E30 ex LOUGHREA | Loughrea [T41,T42] | SOMERSET |  | 53.2268 | -8.7277
365417X | MV/LV Substation AL***417X |  | 10 kV | _ | LV | 400 kVA :Kiosk Substation | 0.4 | --> | 0.4 | 0 | 0 | Constrained, otherwise capacity available =254 kVA | --> | 0.38 | 0 | 0.005 | 0.356 | 0 |  | --> | C22 ex OLDBAWN | Oldbawn [T41,T42] | COOKSTOWN |  | 53.2724 | -6.3519
001161 | MV/LV Substation NE***161 |  | 10 kV | _ | LV | 400 kVA :Building Structure | 0.4 | --> | 0.4 | 0.303 | 4.01 |  | --> | 0.38 | 0 | 0.034 | 0.341 | 0 |  | --> | C15 ex BALLINCLEA | Ballinclea [T41] | CHERRYWOOD |  | 53.2734 | -6.0945
065072Z | MV/LV Substation CE***072Z |  | 10 kV | _ | LV | 400 kVA :Kiosk Substation | 0.4 | --> | 0.4 | 0 | 0 | Constrained, otherwise capacity available =383 kVA | --> | 0.38 | 0 | 0 | 0 | 0 | Constrained, otherwise capacity available =378 kW | --> | C15 ex LOUGHSHINNY | Loughshinny [T41,T42] | GLASMORE |  | 53.522 | -6.0863
023676Y | MV/LV Substation MO***676Y |  | 20 kV | _ | LV | 200 kVA :Building Structure | 0.2 | --> | 0.2 | 0 | 0 | Constrained, otherwise capacity available =166 kVA | --> | 0.19 | 0 | 0.008 | 0 | 0 | Constrained, otherwise capacity available =179 kW | --> | C14 ex FERMOY NORTH | Fermoy North [T41,T42] | BARRYMORE |  | 52.1742 | -8.2516
001089X | MV/LV Substation SO***089X |  | 10 kV | _ | LV | 400 kVA :Kiosk Substation | 0.4 | --> | 0.4 | 0.367 | 4.01 |  | --> | 0.38 | 0 | 0.006 | 0.371 | 0 |  | --> | C15 ex BALLINCLEA | Ballinclea [T41] | CHERRYWOOD |  | 53.2712 | -6.0927
1654196 | MV/LV Substation LO***4196 |  | 10 kV | _ | LV | 400 kVA :Kiosk Substation | 0.4 | --> | 0.4 | 0 | 0 | Constrained, otherwise capacity available =367 kVA | --> | 0.38 | 0 | 0.005 | 0 | 0 | Constrained, otherwise capacity available =372 kW | --> | C14 ex CLONAKILTY | Clonakilty [T41,T42] | DUNMANWAY |  | 51.6171 | -8.9125
070983 | MV/LV Substation GN***983 |  | 20 kV | _ | LV | 50 kVA :Pole Substation | 0.05 | --> | 0.05 | 0.047 | 0.76 |  | --> | 0.048 | 0 | 0 | 0 | 0 | Constrained, otherwise capacity available =47 kW | --> | E15 ex RATHMORE | Rathmore [T42,T421] | KNOCKEARAGH |  | 52.1199 | -9.2776
160776X | MV/LV Substation CA***776X |  | 20 kV | _ | LV | 50 kVA :Pole Substation | 0.05 | --> | 0.05 | 0 | 0 |  | --> | 0.048 | 0 | 0 | 0 | 0 | Constrained, otherwise capacity available =39 kW | --> | C11 ex MOUNTMELLICK | Mountmellick [T41,T42] | PORTLAOISE |  | 53.1126 | -7.4294
013836Y | MV/LV Substation DU***836Y |  | 10 kV | _ | LV | 400 kVA :Kiosk Substation | 0.4 | --> | 0.4 | 0.121 | 0.12 | Constrained, otherwise capacity available =308 kVA | --> | 0.38 | 0 | 0.005 | 0.364 | 0 |  | --> | C23 ex ATHY | Athy [T101,T102] | ATHY |  | 52.9837 | -6.9864
064849Y | MV/LV Substation CH***849Y |  | 20 kV | _ | LV | 50 kVA :Pole Substation | 0.05 | --> | 0.05 | 0 | 0 | Constrained, otherwise capacity available =45 kVA | --> | 0.048 | 0 | 0 | 0 | 0 | Constrained, otherwise capacity available =47 kW | --> | E17 ex JULIANSTOWN | Julianstown [T421,T422] | DRYBRIDGE |  | 53.6749 | -6.2799
064005 | MV/LV Substation PA***005 |  | 10 kV | _ | LV | 400 kVA :Building Structure | 0.4 | --> | 0.4 | 0 | 0 | Constrained, otherwise capacity available =263 kVA | --> | 0.38 | 0 | 0.016 | 0 | 0 | Constrained, otherwise capacity available =349 kW | --> | C20 ex DRYBRIDGE | Drybridge [T41,T42] | DRYBRIDGE |  | 53.7169 | -6.3475
074825 | MV/LV Substation JA***825 |  | 20 kV | _ | LV | 100 kVA :Pole Substation | 0.1 | --> | 0.1 | 0 | 0 | Constrained, otherwise capacity available =84 kVA | --> | 0.095 | 0 | 0 | 0 | 0 | Constrained, otherwise capacity available =93 kW | --> | C17 ex CARRICK ON SHANNON | Carrick On Shannon [T41,T42] | CARRICK ON SHANNON |  | 53.9269 | -8.0306
138252 | MV/LV Substation RO***252 |  | 10 kV | _ | LV | 100 kVA :Pole Substation | 0.1 | --> | 0.1 | 0.092 | 1.52 |  | --> | 0.095 | 0 | 0 | 0 | 0 | Constrained, otherwise capacity available =94 kW | --> | C18 ex SHERCOCK | Shercock [T41,T42] | MEATH HILL |  | 53.9964 | -6.8964
021095Z | MV/LV Substation BR***095Z |  | 10 kV | _ | LV | 100 kVA :Pole Substation | 0.1 | --> | 0.1 | 0 | 0 | Constrained, otherwise capacity available =86 kVA | --> | 0.095 | 0 | 0 | 0.093 | 0 |  | --> | C31 ex KILBARRY | Kilbarry [T101,T43] | KILBARRY |  | 51.9445 | -8.4387
3654252 | MV/LV Substation OI***4252 |  | 10 kV | _ | LV | 1000 kVA :Building Structure | 1 | --> | 1 | 0 | 0 | Constrained, otherwise capacity available =1000 kVA | --> | 0.95 | 0 | 0 | 0.5 | 0 |  | --> | C14 ex BELGARD | Belgard [T41,T42] | COOKSTOWN |  | 53.2929 | -6.368
288238X | MV/LV Substation KI***238X |  | 10 kV | _ | LV | 400 kVA :Building Structure | 0.4 | --> | 0.4 | 0 | 0 | Constrained, otherwise capacity available =336 kVA | --> | 0.38 | 0 | 0.03 | 0.349 | 0 |  | --> | C13 ex SANDYFORD | Sandyford [T41,T42] | CARRICKMINES |  | 53.2673 | -6.2533
081550X | MV/LV Substation BA***550X |  | 10 kV | _ | LV | 100 kVA :Pole Substation | 0.1 | --> | 0.1 | 0 | 0 | Constrained, otherwise capacity available =100 kVA | --> | 0.095 | 0 | 0 | 0.095 | 0 |  | --> | C13 ex LIFFEY VALLEY | Liffey Valley [T41,T42] | INCHICORE 220KV |  | 53.3561 | -6.4133
160586Y | MV/LV Substation TH***586Y |  | 10 kV | _ | LV | 400 kVA :Kiosk Substation | 0.4 | --> | 0.4 | 0 | 0 | Constrained, otherwise capacity available =346 kVA | --> | 0.38 | 0 | 0 | 0 | 0 | Constrained, otherwise capacity available =373 kW | --> | C15 ex PORTARLINGTON | Portarlington [T41,T42] | PORTLAOISE |  | 53.1629 | -7.1905
1964193 | MV/LV Substation YE***4193 |  | 10 kV | _ | LV | 630 kVA :Kiosk Substation | 0.63 | --> | 0.63 | 0 | 0 | Constrained, otherwise capacity available =630 kVA | --> | 0.598 | 0 | 0 | 0 | 0 | Constrained, otherwise capacity available =598 kW | --> | C18 ex ATHBOY | Athboy [T42] | NAVAN |  | 53.6193 | -6.9209
024919 | MV/LV Substation RI***919 |  | 10 kV | _ | LV | 50 kVA :Pole Substation | 0.05 | --> | 0.05 | 0.047 | 2.14 |  | --> | 0.048 | 0 | 0 | 0 | 0 | Constrained, otherwise capacity available =47 kW | --> | C13 ex BUTTEVANT | Buttevant [T41,T42] | MALLOW |  | 52.2182 | -8.6083
253308X | MV/LV Substation BU***308X |  | 20 kV | _ | LV | 50 kVA :Pole Substation | 0.05 | --> | 0.05 | 0 | 0 | Constrained, otherwise capacity available =43 kVA | --> | 0.048 | 0 | 0 | 0 | 0 | Constrained, otherwise capacity available =46 kW | --> | E15 ex GLENAMADDY | Glenamaddy [T422] | ATHLONE |  | 53.6286 | -8.5569
0644292 | MV/LV Substation GO***4292 |  | 10 kV | _ | LV | 400 kVA :Kiosk Substation | 0.4 | --> | 0.4 | 0 | 0 | Constrained, otherwise capacity available =322 kVA | --> | 0.38 | 0 | 0.011 | 0 | 0 | Constrained, otherwise capacity available =361 kW | --> | C22 ex TERMONFECKIN ROAD | Termonfeckin Road [T41,T42] | DRYBRIDGE |  | 53.7307 | -6.3433
015206Y | MV/LV Substation MO***206Y |  | 10 kV | _ | LV | 200 kVA :Pole Substation | 0.2 | --> | 0.2 | 0 | 0 | Constrained, otherwise capacity available =164 kVA | --> | 0.19 | 0 | 0 | 0 | 0 | Constrained, otherwise capacity available =185 kW | --> | C17 ex SALLINS | Sallins [T41,T42] | GRIFFINRATH |  | 53.289 | -6.6867
061547 | MV/LV Substation CO***547 |  | 10 kV | _ | LV | 400 kVA :Building Structure | 0.4 | --> | 0.4 | 0.213 | 2.04 |  | --> | 0.38 | 0 | 0 | 0 | 0 | Constrained, otherwise capacity available =354 kW | --> | C19 ex BALLYBAY | Ballybay [T41,T42] | LISDRUM |  | 54.0471 | -6.9039
029567Y | MV/LV Substation KN***567Y |  | 10 kV | _ | LV | 50 kVA :Pole Substation | 0.05 | --> | 0.05 | 0 | 0 | Constrained, otherwise capacity available =50 kVA | --> | 0.048 | 0 | 0 | 0.048 | 0 |  | --> | C22 ex MIDLETON | Midleton [T101,T102] | MIDLETON |  | 51.922 | -8.184
495589X | MV/LV Substation ST***589X |  | 20 kV | _ | LV | 50 kVA :Pole Substation | 0.05 | --> | 0.05 | 0.044 | 1.5 |  | --> | 0.048 | 0 | 0 | 0.047 | 0 |  | --> | E17 ex ACHILL | Achill [T422] | CARROWBEG |  | 53.9293 | -9.9304
495595X | MV/LV Substation SE***595X |  | 20 kV | _ | LV | 400 kVA :Building Structure | 0.4 | --> | 0.4 | 0.343 | 1.5 |  | --> | 0.38 | 0 | 0 | 0.372 | 0 |  | --> | E18 ex ACHILL | Achill [T422] | CARROWBEG |  | 53.9042 | -9.7962
007477Z | MV/LV Substation KI***477Z |  | 10 kV | _ | LV | 100 kVA :Pole Substation | 0.1 | --> | 0.1 | 0 | 0 | Constrained, otherwise capacity available =98 kVA | --> | 0.095 | 0 | 0.005 | 0 | 0 | Constrained, otherwise capacity available =91 kW | --> | C20 ex MULGANNON | Mulgannon [T41,T42] | WEXFORD |  | 52.2808 | -6.4507
066509Z | MV/LV Substation WA***509Z |  | 10 kV | _ | LV | 400 kVA :Kiosk Substation | 0.4 | --> | 0.4 | 0 | 0 | Constrained, otherwise capacity available =376 kVA | --> | 0.38 | 0 | 0 | 0.377 | 0 |  | --> | C16 ex MOUNTGORRY | Mountgorry [T41,T42] | GRANGE (DR) |  | 53.451 | -6.2001
021183Y | MV/LV Substation HO***183Y |  | 10 kV | _ | LV | 400 kVA :Building Structure | 0.4 | --> | 0.4 | 0.385 | 6.78 |  | --> | 0.38 | 0 | 0 | 0.378 | 0 |  | --> | C18 ex CASTLEVIEW | Castleview [T101,T102] | CASTLEVIEW |  | 51.9071 | -8.3842
139155 | MV/LV Substation BD***155 |  | 10 kV | _ | LV | 100 kVA :Pole Substation | 0.1 | --> | 0.1 | 0.092 | 4 |  | --> | 0.095 | 0 | 0 | 0 | 0 | Constrained, otherwise capacity available =94 kW | --> | C17 ex BALLYJAMESDUFF | Ballyjamesduff [T41,T42] | SHANKILL |  | 53.8657 | -7.2098
068087 | MV/LV Substation PO***087 |  | 10 kV | _ | LV | 630 kVA :Building Structure | 0.63 | --> | 0.63 | 0.437 | 20.78 |  | --> | 0.598 | 0 | 0.031 | 0.5 | 0 |  | --> | C23 ex HEUSTON SQUARE | Heuston Square [T101,T102] | INCHICORE 220KV |  | 53.3376 | -6.3026
1644042 | MV/LV Substation CO***4042 |  | 10 kV | _ | LV | 100 kVA :Pole Substation | 0.1 | --> | 0.1 | 0 | 0 | Constrained, otherwise capacity available =71 kVA | --> | 0.095 | 0 | 0 | 0 | 0 | Constrained, otherwise capacity available =91 kW | --> | C12 ex SKIBBEREEN | Skibbereen [T41,T42] | DUNMANWAY |  | 51.5491 | -9.2887
026342 | MV/LV Substation DA***342 |  | 10 kV | _ | LV | 200 kVA :Building Structure | 0.2 | --> | 0.2 | 0.156 | 8.66 |  | --> | 0.19 | 0 | 0 | 0 | 0 | Constrained, otherwise capacity available =184 kW | --> | C18 ex BANDON | Bandon [T101,T42] | BANDON |  | 51.7858 | -8.6644
031069Y | MV/LV Substation SA***069Y |  | 10 kV | _ | LV | 200 kVA :Kiosk Substation | 0.2 | --> | 0.2 | 0 | 0 | Constrained, otherwise capacity available =132 kVA | --> | 0.19 | 0 | 0.02 | 0 | 0 | Constrained, otherwise capacity available =166 kW | --> | C11 ex COLLIGAN | Colligan [T41,T42] | DUNGARVAN |  | 52.0971 | -7.6006
039730X | MV/LV Substation CL***730X |  | 10 kV | _ | LV | 400 kVA :Kiosk Substation | 0.4 | --> | 0.4 | 0 | 0 | Constrained, otherwise capacity available =338 kVA | --> | 0.38 | 0 | 0.01 | 0 | 0 | Constrained, otherwise capacity available =364 kW | --> | C18 ex ORANMORE | Oranmore [T41,T44] | GALWAY 110KV |  | 53.2656 | -8.9246
2144129 | MV/LV Substation TE***4129 |  | 10 kV | _ | LV | 50 kVA :Pole Substation | 0.05 | --> | 0.05 | 0 | 0 | Constrained, otherwise capacity available =50 kVA | --> | 0.048 | 0 | 0 | 0 | 0 | Constrained, otherwise capacity available =48 kW | --> | C15 ex DRUMQUIN | Drumquin [T42] | ENNIS |  | 52.6848 | -9.0949
081310Z | MV/LV Substation PH***310Z |  | 10 kV | _ | LV | 400 kVA :Building Structure | 0.4 | --> | 0.4 | 0 | 0 | Constrained, otherwise capacity available =286 kVA | --> | 0.38 | 0 | 0 | 0.364 | 0 |  | --> | C14 ex LIFFEY VALLEY | Liffey Valley [T41,T42] | INCHICORE 220KV |  | 53.3524 | -6.4087
067997Y | MV/LV Substation RO***997Y |  | 10 kV | _ | LV | 630 kVA :Kiosk Substation | 0.63 | --> | 0.63 | 0 | 0 | Constrained, otherwise capacity available =628 kVA | --> | 0.598 | 0 | 0 | 0.5 | 0 |  | --> | C15 ex ROCHES STREET | Roches Street [T41,T42] | LIMERICK |  | 52.6614 | -8.6264
093337Z | MV/LV Substation TO***337Z |  | 10 kV | _ | LV | 200 kVA :Kiosk Substation | 0.2 | --> | 0.2 | 0 | 0 | Constrained, otherwise capacity available =181 kVA | --> | 0.19 | 0 | 0 | 0 | 0 | Constrained, otherwise capacity available =187 kW | --> | C31 ex CLONSHAUGH | Clonshaugh [T41,T42] | FINGLAS |  | 53.4028 | -6.2213
033466X | MV/LV Substation LA***466X |  | 10 kV | _ | LV | 50 kVA :Pole Substation | 0.05 | --> | 0.05 | 0 | 0 | Constrained, otherwise capacity available =35 kVA | --> | 0.048 | 0 | 0 | 0 | 0 | Constrained, otherwise capacity available =45 kW | --> | C18 ex BALLYHALE | Ballyhale [T42,T421] | KILKENNY |  | 52.4989 | -7.3018
081425X | MV/LV Substation ST***425X |  | 10 kV | _ | LV | 100 kVA :Pole Substation | 0.1 | --> | 0.1 | 0 | 0 | Constrained, otherwise capacity available =49 kVA | --> | 0.095 | 0 | 0 | 0.088 | 0 |  | --> | C11 ex LUCAN EAST | Lucan East [T41,T42] | GRANGE CASTLE |  | 53.3619 | -6.438
020612X | MV/LV Substation BE***612X |  | 10 kV | _ | LV | 400 kVA :Kiosk Substation | 0.4 | --> | 0.4 | 0 | 0 | Constrained, otherwise capacity available =359 kVA | --> | 0.38 | 0 | 0 | 0 | 0 | Constrained, otherwise capacity available =374 kW | --> | C16 ex COOLCORCORAN | Coolcorcoran [T41,T42] | KNOCKEARAGH |  | 52.0704 | -9.5316
2884196 | MV/LV Substation AN***4196 |  | 10 kV | _ | LV | 200 kVA :Pole Substation | 0.2 | --> | 0.2 | 0.041 | 0.04 | Constrained, otherwise capacity available =200 kVA | --> | 0.19 | 0 | 0 | 0.19 | 0 |  | --> | C21 ex LITTLE BRAY | Little Bray [T41,T42] | FASSAROE |  | 53.2022 | -6.1663
0064341 | MV/LV Substation FL***4341 |  | 10 kV | _ | LV | 200 kVA :Pole Substation | 0.2 | --> | 0.2 | 0.2 | 4.38 |  | --> | 0.19 | 0 | 0 | 0.19 | 0 |  | --> | E14 ex CRANE | Crane [T122] | CRANE |  | 52.5403 | -6.5516
081292Y | MV/LV Substation MA***292Y |  | 10 kV | _ | LV | 400 kVA :Kiosk Substation | 0.4 | --> | 0.4 | 0 | 0 | Constrained, otherwise capacity available =368 kVA | --> | 0.38 | 0 | 0.006 | 0 | 0 | Constrained, otherwise capacity available =371 kW | --> | C16 ex MONEYCOOLEY | Moneycooley [T41,T42,T44] | GRIFFINRATH |  | 53.3729 | -6.587
034279Y | MV/LV Substation KI***279Y |  | 20 kV | _ | LV | 50 kVA :Pole Substation | 0.05 | --> | 0.05 | 0.04 | 0.57 |  | --> | 0.048 | 0 | 0 | 0 | 0 | Constrained, otherwise capacity available =46 kW | --> | E23 ex LAWLESSTOWN | Lawlesstown [T42,T421] | DOON |  | 52.3303 | -7.7776
160479 | MV/LV Substation FI***479 |  | 20 kV | _ | LV | 200 kVA :Pole Substation | 0.2 | --> | 0.2 | 0.121 | 0.12 | Constrained, otherwise capacity available =130 kVA | --> | 0.19 | 0 | 0 | 0.18 | 0 |  | --> | E64 ex ATHY | Athy [T101,T102] | ATHY |  | 53.0964 | -7.0858
220212X | MV/LV Substation CA***212X |  | 20 kV | _ | LV | 50 kVA :Pole Substation | 0.05 | --> | 0.05 | 0.043 | 2.33 |  | --> | 0.048 | 0 | 0.002 | 0 | 0 | Constrained, otherwise capacity available =45 kW | --> | E14 ex MOY | Moy [T421,T422] | MOY |  | 54.2283 | -9.2484
002070X | MV/LV Substation AS***070X |  | 10 kV | _ | LV | 400 kVA :Kiosk Substation | 0.4 | --> | 0.4 | 0.392 | 0.48 |  | --> | 0.38 | 0 | 0 | 0 | 0 | Constrained, otherwise capacity available =379 kW | --> | C20 ex KILMARTIN | Kilmartin [T41] | ARKLOW |  | 53.0686 | -6.2276
064755Y | MV/LV Substation GR***755Y |  | 10 kV | _ | LV | 400 kVA :Kiosk Substation | 0.4 | --> | 0.4 | 0 | 0 | Constrained, otherwise capacity available =262 kVA | --> | 0.38 | 0 | 0.065 | 0 | 0 | Constrained, otherwise capacity available =312 kW | --> | C12 ex MORNINGTON ROAD | Mornington Road [T41,T42] | DRYBRIDGE |  | 53.7041 | -6.3067
039049Y | MV/LV Substation CL***049Y |  | 10 kV | _ | LV | 630 kVA :Building Structure | 0.63 | --> | 0.63 | 0 | 0 | Constrained, otherwise capacity available =579 kVA | --> | 0.598 | 0 | 0 | 0 | 0 | Constrained, otherwise capacity available =592 kW | --> | C18 ex MONEENAGEISHA | Moneenageisha [T41,T42] | GALWAY 110KV |  | 53.2803 | -9.0263
067590 | MV/LV Substation FO***590 |  | 20 kV | _ | LV | 400 kVA :Building Structure | 0.4 | --> | 0.4 | 0 | 0 | Constrained, otherwise capacity available =293 kVA | --> | 0.38 | 0 | 0 | 0 | 0 | Constrained, otherwise capacity available =365 kW | --> | E18 ex CRATLOE | Cratloe [T421,T422] | ARDNACRUSHA |  | 52.6997 | -8.8131
3684032 | MV/LV Substation JO***4032 |  | 20 kV | _ | LV | 50 kVA :Pole Substation | 0.05 | --> | 0.05 | 0 | 0 | Constrained, otherwise capacity available =48 kVA | --> | 0.048 | 0 | 0 | 0 | 0 | Constrained, otherwise capacity available =47 kW | --> | C12 ex BALLYHAUNIS | Ballyhaunis [T41,T42] | DALTON |  | 53.7665 | -8.8285
015644 | MV/LV Substation KN***644 |  | 20 kV | _ | LV | 50 kVA :Pole Substation | 0.05 | --> | 0.05 | 0 | 0 | Constrained, otherwise capacity available =43 kVA | --> | 0.048 | 0 | 0 | 0 | 0 | Constrained, otherwise capacity available =47 kW | --> | E17 ex BLESSINGTON | Blessington [T421,T422] | KILTEEL |  | 53.1601 | -6.5112
117555X | MV/LV Substation CO***555X |  | 10 kV | _ | LV | 100 kVA :Pole Substation | 0.1 | --> | 0.1 | 0.074 | 5.78 |  | --> | 0.095 | 0 | 0.017 | 0.079 | 0 |  | --> | C14 ex OAKFIELD | Oakfield [T41,T42] | SLIGO |  | 54.2272 | -8.4907
281904 | MV/LV Substation EN***904 |  | 10 kV | _ | LV | 1000 kVA :Building Structure | 1 | --> | 1 | 0.5 | 4.67 |  | --> | 0.95 | 0 | 0.011 | 0.5 | 0 |  | --> | C12 ex CENTRE PARK ROAD | Marina [T105,T106] | MARINA |  | 51.8986 | -8.4475
081253Y | MV/LV Substation BA***253Y |  | 10 kV | _ | LV | 100 kVA :Pole Substation | 0.1 | --> | 0.1 | 0 | 0 | Constrained, otherwise capacity available =92 kVA | --> | 0.095 | 0 | 0 | 0 | 0 | Constrained, otherwise capacity available =94 kW | --> | C12 ex MONEYCOOLEY | Moneycooley [T41,T42,T44] | GRIFFINRATH |  | 53.3576 | -6.5613
014293Z | MV/LV Substation DU***293Z |  | 10 kV | _ | LV | 200 kVA :Kiosk Substation | 0.2 | --> | 0.2 | 0 | 0 | Constrained, otherwise capacity available =159 kVA | --> | 0.19 | 0 | 0.005 | 0 | 0 | Constrained, otherwise capacity available =180 kW | --> | C17 ex KILDARE | Kildare [T41,T42] | NEWBRIDGE |  | 53.1641 | -6.9124
237848 | MV/LV Substation CL***848 |  | 20 kV | _ | LV | 100 kVA :Pole Substation | 0.1 | --> | 0.1 | 0 | 0 | Constrained, otherwise capacity available =82 kVA | --> | 0.095 | 0 | 0 | 0 | 0 | Constrained, otherwise capacity available =92 kW | --> | C12 ex DUNLEER | Dunleer [T41,T42] | DRYBRIDGE |  | 53.7957 | -6.2494
039987X | MV/LV Substation B ***987X |  | 10 kV | _ | LV | 630 kVA :Building Structure | 0.63 | --> | 0.63 | 0.5 | 11.03 |  | --> | 0.598 | 0 | 0 | 0.5 | 0 |  | --> | C21 ex SALTHILL | Salthill [T101,T102] | SALTHILL |  | 53.2717 | -9.0982
027678 | MV/LV Substation CU***678 |  | 20 kV | _ | LV | 50 kVA :Pole Substation | 0.05 | --> | 0.05 | 0.032 | 7.79 |  | --> | 0.048 | 0 | 0 | 0 | 0 | Constrained, otherwise capacity available =45 kW | --> | E12 ex DUNMANWAY | Dunmanway [T422,T43] | DUNMANWAY |  | 51.6729 | -9.116
062648Y | MV/LV Substation PO***648Y |  | 10 kV | _ | LV | 200 kVA :Pole Substation | 0.2 | --> | 0.2 | 0.176 | 0.72 |  | --> | 0.19 | 0 | 0.021 | 0 | 0 | Constrained, otherwise capacity available =171 kW | --> | C15 ex COES ROAD | Coes Road [T41,T42] | DUNDALK |  | 54.005 | -6.3593
005710 | MV/LV Substation AS***710 |  | 10 kV | _ | LV | 100 kVA :Pole Substation | 0.1 | --> | 0.1 | 0 | 0 | Constrained, otherwise capacity available =96 kVA | --> | 0.095 | 0 | 0.004 | 0 | 0 | Constrained, otherwise capacity available =91 kW | --> | C11 ex GARDEN CITY | Garden City [T41,T42] | ARKLOW |  | 52.7037 | -6.2635
054009 | MV/LV Substation BA***009 |  | 20 kV | _ | LV | 200 kVA :Pole Substation | 0.2 | --> | 0.2 | 0 | 0 | Constrained, otherwise capacity available =38 kVA | --> | 0.19 | 0 | 0.008 | 0 | 0 | Constrained, otherwise capacity available =161 kW | --> | E13 ex ABBEYLEIX | Abbeyleix [T422] | PORTLAOISE |  | 52.9132 | -7.3474
067618 | MV/LV Substation KN***618 |  | 10 kV | _ | LV | 50 kVA :Pole Substation | 0.05 | --> | 0.05 | 0 | 0 | Constrained, otherwise capacity available =50 kVA | --> | 0.048 | 0 | 0 | 0 | 0 | Constrained, otherwise capacity available =48 kW | --> | C11 ex MOYLISH | Moylish [T41,T42] | ARDNACRUSHA |  | 52.7003 | -8.6516
281017Y | MV/LV Substation FE***017Y |  | 10 kV | _ | LV | 400 kVA :Kiosk Substation | 0.4 | --> | 0.4 | 0.273 | 4.67 |  | --> | 0.38 | 0 | 0.005 | 0.359 | 0 |  | --> | C20 ex CENTRE PARK ROAD | Marina [T105,T106] | MARINA |  | 51.8941 | -8.449
039861X | MV/LV Substation SA***861X |  | 10 kV | _ | LV | 630 kVA :Building Structure | 0.63 | --> | 0.63 | 0.434 | 11.03 |  | --> | 0.598 | 0 | 0 | 0.5 | 0 |  | --> | C19 ex SALTHILL | Salthill [T101,T102] | SALTHILL |  | 53.2584 | -9.0869
156606X | MV/LV Substation SL***606X |  | 10 kV | _ | LV | 50 kVA :Pole Substation | 0.05 | --> | 0.05 | 0.049 | 2.04 |  | --> | 0.048 | 0 | 0 | 0 | 0 | Constrained, otherwise capacity available =47 kW | --> | C18 ex BALLYBAY | Ballybay [T41,T42] | LISDRUM |  | 54.1732 | -6.978
003218Y | MV/LV Substation MA***218Y |  | 10 kV | _ | LV | 200 kVA :Kiosk Substation | 0.2 | --> | 0.2 | 0.106 | 11.58 |  | --> | 0.19 | 0 | 0.035 | 0 | 0 | Constrained, otherwise capacity available =151 kW | --> | C22 ex BALLYBEG | Ballybeg [T101,T102] | CARRICKMINES |  | 52.9794 | -6.0583
368799 | MV/LV Substation BE***799 |  | 20 kV | _ | LV | 50 kVA :Pole Substation | 0.05 | --> | 0.05 | 0 | 0 | Constrained, otherwise capacity available =40 kVA | --> | 0.048 | 0 | 0 | 0 | 0 | Constrained, otherwise capacity available =46 kW | --> | E17 ex DALTON | Dalton [T421,T422] | DALTON |  | 53.762 | -8.836
111708Z | MV/LV Substation RO***708Z |  | 20 kV | _ | LV | 100 kVA :Pole Substation | 0.1 | --> | 0.1 | 0 | 0 | Constrained, otherwise capacity available =98 kVA | --> | 0.095 | 0 | 0 | 0 | 0 | Constrained, otherwise capacity available =95 kW | --> | E16 ex BALLYDEHOB | Ballydehob [T421] | DUNMANWAY |  | 51.492 | -9.7141
046071X | MV/LV Substation FO***071X |  | 10 kV | _ | LV | 630 kVA :Kiosk Substation | 0.63 | --> | 0.63 | 0 | 0 | Constrained, otherwise capacity available =493 kVA | --> | 0.598 | 0 | 0 | 0.5 | 0 |  | --> | C12 ex CRANMORE | Cranmore [T41,T42] | SLIGO |  | 54.2553 | -8.4548
365458X | MV/LV Substation GL***458X |  | 10 kV | _ | LV | 200 kVA :Kiosk Substation | 0.2 | --> | 0.2 | 0 | 0 | Constrained, otherwise capacity available =106 kVA | --> | 0.19 | 0 | 0.015 | 0.166 | 0 |  | --> | C20 ex OLDBAWN | Oldbawn [T41,T42] | COOKSTOWN |  | 53.2728 | -6.366
001013X | MV/LV Substation RO***013X |  | 10 kV | _ | LV | 400 kVA :Kiosk Substation | 0.4 | --> | 0.4 | 0.305 | 1.16 |  | --> | 0.38 | 0 | 0.004 | 0.364 | 0 |  | --> | C19 ex DEANSGRANGE | Deansgrange [T41,T42] | CARRICKMINES |  | 53.2887 | -6.1636
078286 | MV/LV Substation TH***286 |  | 10 kV | _ | LV | 50 kVA :Pole Substation | 0.05 | --> | 0.05 | 0 | 0 | Constrained, otherwise capacity available =49 kVA | --> | 0.048 | 0 | 0 | 0 | 0 | Constrained, otherwise capacity available =47 kW | --> | C12 ex CHARLESTOWN | Charlestown [T41] | TONROE |  | 54.0005 | -8.777
0074356 | MV/LV Substation CE***4356 |  | 10 kV | _ | LV | 50 kVA :Pole Substation | 0.05 | --> | 0.05 | 0.028 | 1.4 |  | --> | 0.048 | 0 | 0.035 | 0 | 0 | Constrained, otherwise capacity available =18 kW | --> | E18 ex KILLINICK | Killinick [T421,T422] | WEXFORD |  | 52.2746 | -6.3927
0524630 | MV/LV Substation KI***4630 |  | 20 kV | _ | LV | 50 kVA :Pole Substation | 0.05 | --> | 0.05 | 0.05 | 10.9 |  | --> | 0.048 | 0 | 0 | 0.048 | 0 |  | --> | C25 ex MULLINGAR | Mullingar [T101,T102] | MULLINGAR |  | 53.5697 | -7.5025
139271X | MV/LV Substation PO***271X |  | 10 kV | _ | LV | 50 kVA :Pole Substation | 0.05 | --> | 0.05 | 0.013 | 4 |  | --> | 0.048 | 0 | 0 | 0 | 0 | Constrained, otherwise capacity available =42 kW | --> | C17 ex BALLYJAMESDUFF | Ballyjamesduff [T41,T42] | SHANKILL |  | 53.8954 | -7.2094
244017 | MV/LV Substation MU***017 |  | 20 kV | _ | LV | 50 kVA :Pole Substation | 0.05 | --> | 0.05 | 0 | 0 | Constrained, otherwise capacity available =43 kVA | --> | 0.048 | 0 | 0 | 0 | 0 | Constrained, otherwise capacity available =46 kW | --> | E12 ex MILLTOWN (SR) | Milltown (sr) [T421,T422] | OUGHTRAGH |  | 52.0842 | -9.837
021178 | MV/LV Substation BR***178 |  | 10 kV | _ | LV | 400 kVA :Building Structure | 0.4 | --> | 0.4 | 0 | 0 | Constrained, otherwise capacity available =33 kVA | --> | 0.38 | 0 | 0.013 | 0.317 | 0 |  | --> | C21 ex KILBARRY | Kilbarry [T101,T43] | KILBARRY |  | 51.912 | -8.4747
062709X | MV/LV Substation DR***709X |  | 20 kV | _ | LV | 50 kVA :Pole Substation | 0.05 | --> | 0.05 | 0.044 | 2.33 |  | --> | 0.048 | 0 | 0.006 | 0 | 0 | Constrained, otherwise capacity available =42 kW | --> | C26 ex DUNDALK | Dundalk [T41,T42] | DUNDALK |  | 54.0079 | -6.5722
0644287 | MV/LV Substation DO***4287 |  | 20 kV | _ | LV | 400 kVA :Kiosk Substation | 0.4 | --> | 0.4 | 0 | 0 | Constrained, otherwise capacity available =331 kVA | --> | 0.38 | 0 | 0 | 0 | 0 | Constrained, otherwise capacity available =370 kW | --> | E14 ex DULEEK | Duleek [T421,T422] | DRYBRIDGE |  | 53.6587 | -6.4357
081273Z | MV/LV Substation WE***273Z |  | 10 kV | _ | LV | 400 kVA :Building Structure | 0.4 | --> | 0.4 | 0 | 0 | Constrained, otherwise capacity available =250 kVA | --> | 0.38 | 0 | 0 | 0.359 | 0 |  | --> | C19 ex SEMPERIT | Semperit [T41,T42,T43] | GRANGE CASTLE |  | 53.3487 | -6.3452
1544137 | MV/LV Substation HA***4137 |  | 10 kV | _ | LV | 630 kVA :Kiosk Substation | 0.63 | --> | 0.63 | 0 | 0 | Constrained, otherwise capacity available =483 kVA | --> | 0.598 | 0 | 0.061 | 0 | 0 | Constrained, otherwise capacity available =533 kW | --> | C14 ex COOLMINE | Coolmine [T41,T42] | FINGLAS |  | 53.3887 | -6.4369
067411Y | MV/LV Substation EA***411Y |  | 10 kV | _ | LV | 400 kVA :Building Structure | 0.4 | --> | 0.4 | 0 | 0 | Constrained, otherwise capacity available =136 kVA | --> | 0.38 | 0 | 0.1 | 0.268 | 0 |  | --> | C11 ex GARRYOWEN | Garryowen [T41,T42] | LIMERICK |  | 52.6483 | -8.5886
081646Z | MV/LV Substation AD***646Z |  | 20 kV | _ | LV | 50 kVA :Pole Substation | 0.05 | --> | 0.05 | 0 | 0 | Constrained, otherwise capacity available =49 kVA | --> | 0.048 | 0 | 0 | 0.047 | 0 |  | --> | E19 ex ADAMSTOWN | Adamstown [T121,T122] | INCHICORE 220KV |  | 53.3348 | -6.4611
2884044 | MV/LV Substation HI***4044 |  | 10 kV | _ | LV | 100 kVA :Pole Substation | 0.1 | --> | 0.1 | 0.041 | 0.04 | Constrained, otherwise capacity available =52 kVA | --> | 0.095 | 0 | 0.005 | 0.084 | 0 |  | --> | C16 ex LITTLE BRAY | Little Bray [T41,T42] | FASSAROE |  | 53.231 | -6.144
142788X | MV/LV Substation RA***788X |  | 10 kV | _ | LV | 400 kVA :Kiosk Substation | 0.4 | --> | 0.4 | 0 | 0 |  | --> | 0.38 | 0 | 0.135 | 0 | 0 | Constrained, otherwise capacity available =205 kW | --> | C16 ex ATHENRY | Athenry [T41,T42] | GALWAY 110KV |  | 53.301 | -8.7609
034153Y | MV/LV Substation BR***153Y |  | 20 kV | _ | LV | 50 kVA :Pole Substation | 0.05 | --> | 0.05 | 0.047 | 0.57 |  | --> | 0.048 | 0 | 0 | 0 | 0 | Constrained, otherwise capacity available =47 kW | --> | E19 ex LAWLESSTOWN | Lawlesstown [T42,T421] | DOON |  | 52.4668 | -7.7021
039892 | MV/LV Substation CA***892 |  | 10 kV | _ | LV | 200 kVA :Kiosk Substation | 0.2 | --> | 0.2 | 0.142 | 11.03 |  | --> | 0.19 | 0 | 0.003 | 0.18 | 0 |  | --> | C32 ex SALTHILL | Salthill [T101,T102] | SALTHILL |  | 53.2782 | -9.0836
142048X | MV/LV Substation OA***048X |  | 10 kV | _ | LV | 200 kVA :Kiosk Substation | 0.2 | --> | 0.2 | 0 | 0 | Constrained, otherwise capacity available =180 kVA | --> | 0.19 | 0 | 0 | 0 | 0 | Constrained, otherwise capacity available =187 kW | --> | C17 ex ATHENRY |  |  |  | 53.3067 | -8.7415
013930Y | MV/LV Substation BA***930Y |  | 10 kV | _ | LV | 100 kVA :Pole Substation | 0.1 | --> | 0.1 | 0.1 | 0.12 |  | --> | 0.095 | 0 | 0 | 0.095 | 0 |  | --> | C21 ex ATHY | Athy [T101,T102] | ATHY |  | 52.9837 | -7.0859
0394055 | MV/LV Substation DO***4055 |  | 10 kV | _ | LV | 400 kVA :Building Structure | 0.4 | --> | 0.4 | 0 | 0 | Constrained, otherwise capacity available =339 kVA | --> | 0.38 | 0 | 0 | 0.372 | 0 |  | --> | C21 ex GALWAY 110KV | Galway 110kv [T102,T103] | GALWAY 110KV |  | 53.2822 | -8.9847
021274X | MV/LV Substation GL***274X |  | 10 kV | _ | LV | 400 kVA :Kiosk Substation | 0.4 | --> | 0.4 | 0 | 0 | Constrained, otherwise capacity available =214 kVA | --> | 0.38 | 0 | 0.05 | 0.317 | 0 |  | --> | C15 ex MAYFIELD | Mayfield [T41,T42] | KILBARRY |  | 51.9189 | -8.4004
039380X | MV/LV Substation ID***380X |  | 10 kV | _ | LV | 400 kVA :Building Structure | 0.4 | --> | 0.4 | 0.279 | 11.03 |  | --> | 0.38 | 0 | 0 | 0.363 | 0 |  | --> | C32 ex SALTHILL | Salthill [T101,T102] | SALTHILL |  | 53.2913 | -9.0737
281253Z | MV/LV Substation PE***253Z |  | 10 kV | _ | LV | 400 kVA :Kiosk Substation | 0.4 | --> | 0.4 | 0.267 | 4.3 |  | --> | 0.38 | 0 | 0.058 | 0.318 | 0 |  | --> | C11 ex RINGASKIDDY 110KV | Ringaskiddy 110kv [T42] | BARNAHELY |  | 51.8704 | -8.3499
017090 | MV/LV Substation MA***090 |  | 10 kV | _ | LV | 400 kVA :Kiosk Substation | 0.4 | --> | 0.4 | 0.298 | 1.98 |  | --> | 0.38 | 0 | 0 | 0 | 0 | Constrained, otherwise capacity available =366 kW | --> | E18 ex RATHKEALE | Rathkeale [T421,T422] | RATHKEALE |  | 52.523 | -8.938
111665X | MV/LV Substation LO***665X |  | 20 kV | _ | LV | 200 kVA :Pole Substation | 0.2 | --> | 0.2 | 0 | 0 | Constrained, otherwise capacity available =188 kVA | --> | 0.19 | 0 | 0.012 | 0 | 0 | Constrained, otherwise capacity available =180 kW | --> | E16 ex BALLYDEHOB | Ballydehob [T421] | DUNMANWAY |  | 51.4741 | -9.7172
009875Y | MV/LV Substation FE***875Y |  | 10 kV | _ | LV | 1000 kVA :Building Structure | 1 | --> | 1 | 0.5 | 8.16 |  | --> | 0.95 | 0 | 0 | 0 | 0 | Constrained, otherwise capacity available =950 kW | --> | C12 ex MOUNT MISERY | Mount Misery [T41,T42] | WATERFORD |  | 52.2676 | -7.0969
0664375 | MV/LV Substation RA***4375 |  | 20 kV | _ | LV | 630 kVA :Kiosk Substation | 0.63 | --> | 0.63 | 0 | 0 | Constrained, otherwise capacity available =533 kVA | --> | 0.598 | 0 | 0.013 | 0 | 0 | Constrained, otherwise capacity available =576 kW | --> | E21 ex ASHBOURNE | Ashbourne [T421,T422] | FINGLAS |  | 53.4907 | -6.2982
052108Y | MV/LV Substation CL***108Y |  | 10 kV | _ | LV | 200 kVA :Kiosk Substation | 0.2 | --> | 0.2 | 0 | 0 | Constrained, otherwise capacity available =143 kVA | --> | 0.19 | 0 | 0 | 0 | 0 | Constrained, otherwise capacity available =182 kW | --> | C16 ex NEWBROOK | Newbrook [T42] | MULLINGAR |  | 53.5187 | -7.361
009315Y | MV/LV Substation BE***315Y |  | 10 kV | _ | LV | 400 kVA :Kiosk Substation | 0.4 | --> | 0.4 | 0.306 | 8.16 |  | --> | 0.38 | 0 | 0.016 | 0 | 0 | Constrained, otherwise capacity available =355 kW | --> | C12 ex MOUNT MISERY | Mount Misery [T41,T42] | WATERFORD |  | 52.2684 | -7.0937
276725 | MV/LV Substation TI***725 |  | 10 kV | _ | LV | 50 kVA :Pole Substation | 0.05 | --> | 0.05 | 0.042 | 0.76 |  | --> | 0.048 | 0 | 0.005 | 0 | 0 | Constrained, otherwise capacity available =43 kW | --> | C12 ex WOODFORD | Woodford [T41,T42] | KNOCKEARAGH |  | 52.0735 | -9.4459
249115 | MV/LV Substation TA***115 |  | 10 kV | _ | LV | 50 kVA :Pole Substation | 0.05 | --> | 0.05 | 0 | 0 | Constrained, otherwise capacity available =47 kVA | --> | 0.048 | 0 | 0.01 | 0 | 0 | Constrained, otherwise capacity available =40 kW | --> | C19 ex LISMORE | Lismore [T41,T42] | DUNGARVAN |  | 52.0917 | -8.0044
151998X | MV/LV Substation ST***998X |  | 10 kV | _ | LV | 200 kVA :Pole Substation | 0.2 | --> | 0.2 | 0 | 0 | Constrained, otherwise capacity available =179 kVA | --> | 0.19 | 0 | 0 | 0 | 0 | Constrained, otherwise capacity available =187 kW | --> | C25 ex GARRYSPILLANE | Garryspillane [T41] | TIPPERARY |  | 52.4377 | -8.4078
029273Y | MV/LV Substation RO***273Y |  | 10 kV | _ | LV | 400 kVA :Kiosk Substation | 0.4 | --> | 0.4 | 0 | 0 | Constrained, otherwise capacity available =326 kVA | --> | 0.38 | 0 | 0 | 0.37 | 0 |  | --> | C17 ex MIDLETON | Midleton [T101,T102] | MIDLETON |  | 51.9131 | -8.1709
058316X | MV/LV Substation SP***316X |  | 10 kV | _ | LV | 400 kVA :Kiosk Substation | 0.4 | --> | 0.4 | 0.345 | 3 |  | --> | 0.38 | 0 | 0 | 0 | 0 | Constrained, otherwise capacity available =372 kW | --> | C25 ex NENAGH | Nenagh [T41,T42] | NENAGH |  | 52.8688 | -8.1522
0564136 | MV/LV Substation KI***4136 |  | 20 kV | _ | LV | 50 kVA :Pole Substation | 0.05 | --> | 0.05 | 0.05 | 0.89 |  | --> | 0.048 | 0 | 0 | 0 | 0 | Constrained, otherwise capacity available =48 kW | --> | E12 ex BIRR | Birr [T41,T422] | DALLOW |  | 53.0996 | -7.8293
154082Y | MV/LV Substation WO***082Y |  | 20 kV | _ | LV | 50 kVA :Pole Substation | 0.05 | --> | 0.05 | 0 | 0 | Constrained, otherwise capacity available =40 kVA | --> | 0.048 | 0 | 0 | 0.046 | 0 |  | --> | C21 ex MACETOWN | Macetown [T101,T102] | MACETOWN |  | 53.4442 | -6.4839
2814391 | MV/LV Substation CO***4391 |  | 10 kV | _ | LV | 1000 kVA :Building Structure | 1 | --> | 1 | 0.5 | 7.88 |  | --> | 0.95 | 0 | 0.04 | 0.5 | 0 |  | --> | C25 ex LIBERTY STREET | Liberty Street [T101,T102] | LIBERTY STREET |  | 51.8999 | -8.4789
2654054 | MV/LV Substation DR***4054 |  | 20 kV | _ | LV | 50 kVA :Pole Substation | 0.05 | --> | 0.05 | 0.05 | 2.56 |  | --> | 0.048 | 0 | 0 | 0.048 | 0 |  | --> | C18 ex KILLESHANDRA | Killeshandra [T41,T42] | GORTAWEE |  | 53.9224 | -7.5909
160019Z | MV/LV Substation SB***019Z |  | 10 kV | _ | LV | 630 kVA :Kiosk Substation | 0.63 | --> | 0.63 | 0 | 0 | Constrained, otherwise capacity available =574 kVA | --> | 0.598 | 0 | 0.02 | 0 | 0 | Constrained, otherwise capacity available =576 kW | --> | C16 ex PORTARLINGTON | Portarlington [T41,T42] | PORTLAOISE |  | 53.1472 | -7.1868
365083Y | MV/LV Substation ST***083Y |  | 10 kV | _ | LV | 100 kVA :Pole Substation | 0.1 | --> | 0.1 | 0 | 0 | Constrained, otherwise capacity available =99 kVA | --> | 0.095 | 0 | 0 | 0 | 0 | Constrained, otherwise capacity available =95 kW | --> | C18 ex CELBRIDGE | Celbridge [T41,T42] | GRIFFINRATH |  | 53.302 | -6.4858
066290X | MV/LV Substation CH***290X |  | 10 kV | _ | LV | 630 kVA :Kiosk Substation | 0.63 | --> | 0.63 | 0 | 0 | Constrained, otherwise capacity available =325 kVA | --> | 0.598 | 0 | 0.065 | 0 | 0 | Constrained, otherwise capacity available =507 kW | --> | E17 ex GLASMORE | Glasmore [T421,T422] | GLASMORE |  | 53.4494 | -6.238
011075 | MV/LV Substation HE***075 |  | 10 kV | _ | LV | 400 kVA :Kiosk Substation | 0.4 | --> | 0.4 | 0.248 | 5.05 |  | --> | 0.38 | 0 | 0.009 | 0 | 0 | Constrained, otherwise capacity available =352 kW | --> | C14 ex MCDONAGH | Mcdonagh [T41,T42] | KILKENNY |  | 52.6484 | -7.2255
117081Y | MV/LV Substation ST***081Y |  | 20 kV | _ | LV | 200 kVA :Kiosk Substation | 0.2 | --> | 0.2 | 0 | 0 | Constrained, otherwise capacity available =150 kVA | --> | 0.19 | 0 | 0.043 | 0 | 0 | Constrained, otherwise capacity available =151 kW | --> | E14 ex COLLOONEY | Collooney [T421,T422] | SLIGO |  | 54.1847 | -8.488
074470X | MV/LV Substation CO***470X |  | 10 kV | _ | LV | 630 kVA :Kiosk Substation | 0.63 | --> | 0.63 | 0 | 0 | Constrained, otherwise capacity available =303 kVA | --> | 0.598 | 0 | 0.065 | 0 | 0 | Constrained, otherwise capacity available =504 kW | --> | C13 ex CARRICK ON SHANNON | Carrick On Shannon [T41,T42] | CARRICK ON SHANNON |  | 53.9411 | -8.0996
067863Y | MV/LV Substation CA***863Y |  | 10 kV | _ | LV | 400 kVA :Kiosk Substation | 0.4 | --> | 0.4 | 0.334 | 13.8 |  | --> | 0.38 | 0 | 0.013 | 0.361 | 0 |  | --> | C19 ex SINGLAND | Singland [T101,T102] | SINGLAND |  | 52.6556 | -8.5708
281563Z | MV/LV Substation TH***563Z |  | 10 kV | _ | LV | 630 kVA :Kiosk Substation | 0.63 | --> | 0.63 | 0.484 | 4.67 |  | --> | 0.598 | 0 | 0.019 | 0.5 | 0 |  | --> | C20 ex CENTRE PARK ROAD | Marina [T105,T106] | MARINA |  | 51.8914 | -8.4488
137496 | MV/LV Substation AB***496 |  | 10 kV | _ | LV | 50 kVA :Pole Substation | 0.05 | --> | 0.05 | 0.04 | 2.18 |  | --> | 0.048 | 0 | 0 | 0 | 0 | Constrained, otherwise capacity available =46 kW | --> | C17 ex BALLYRICKARD | Ballyrickard [T41,T42] | TRALEE |  | 52.332 | -9.7815
025022Y | MV/LV Substation GL***022Y |  | 10 kV | _ | LV | 400 kVA :Building Structure | 0.4 | --> | 0.4 | 0 | 0 | Constrained, otherwise capacity available =378 kVA | --> | 0.38 | 0 | 0 | 0 | 0 | Constrained, otherwise capacity available =377 kW | --> | C12 ex KILMALLOCK | Kilmallock [T41,T42] | CHARLEVILLE |  | 52.3945 | -8.5639
2934127 | MV/LV Substation KN***4127 |  | 10 kV | _ | LV | 50 kVA :Pole Substation | 0.05 | --> | 0.05 | 0 | 0 | Constrained, otherwise capacity available =48 kVA | --> | 0.048 | 0 | 0 | 0 | 0 | Constrained, otherwise capacity available =47 kW | --> | C17 ex GORESBRIDGE | Goresbridge [T41,T42] | KILKENNY |  | 52.643 | -6.8867
266096X | MV/LV Substation PO***096X |  | 20 kV | _ | LV | 200 kVA :Pole Substation | 0.2 | --> | 0.2 | 0 | 0 | Constrained, otherwise capacity available =200 kVA | --> | 0.19 | 0 | 0 | 0 | 0 | Constrained, otherwise capacity available =190 kW | --> | E12 ex CARNDONAGH | Carndonagh [T421,T422] | TRILLICK |  | 55.2886 | -7.3931
1424159 | MV/LV Substation RA***4159 |  | 10 kV | _ | LV | 50 kVA :Pole Substation | 0.05 | --> | 0.05 | 0 | 0 | Constrained, otherwise capacity available =48 kVA | --> | 0.048 | 0 | 0 | 0 | 0 | Constrained, otherwise capacity available =47 kW | --> | C16 ex ATHENRY | Athenry [T41,T42] | GALWAY 110KV |  | 53.2984 | -8.8103
039091 | MV/LV Substation PO***091 |  | 10 kV | _ | LV | 100 kVA :Building Structure | 0.1 | --> | 0.1 | 0 | 0 |  | --> | 0.095 | 0 | 0.005 | 0 | 0 |  | --> | C20 ex GALWAY 110KV | Galway 110kv [T102,T103] | GALWAY 110KV |  | 53.2848 | -9.0221
590549 | MV/LV Substation CD***549 |  | 20 kV | _ | LV | 200 kVA :Pole Substation | 0.2 | --> | 0.2 | 0.168 | 1.43 |  | --> | 0.19 | 0 | 0 | 0 | 0 | Constrained, otherwise capacity available =186 kW | --> | E18 ex CONG | Cong [T421,T422] | CLOON |  | 53.5401 | -9.4552
116783 | MV/LV Substation WA***783 |  | 20 kV | _ | LV | 50 kVA :Pole Substation | 0.05 | --> | 0.05 | 0.001 | 8.1 |  | --> | 0.048 | 0 | 0 | 0 | 0 | Constrained, otherwise capacity available =40 kW | --> | E16 ex WESTPORT | Westport [T421,T422] | CASTLEBAR |  | 53.7551 | -9.5557
068041X | MV/LV Substation ST***041X |  | 10 kV | _ | LV | 630 kVA :Building Structure | 0.63 | --> | 0.63 | 0 | 0 | Constrained, otherwise capacity available =536 kVA | --> | 0.598 | 0 | 0 | 0.5 | 0 |  | --> | C16 ex GLASNEVIN | Glasnevin [T41] | FINGLAS |  | 53.3613 | -6.2717
017155X | MV/LV Substation AB***155X |  | 10 kV | _ | LV | 200 kVA :Kiosk Substation | 0.2 | --> | 0.2 | 0.158 | 1.98 |  | --> | 0.19 | 0 | 0 | 0 | 0 | Constrained, otherwise capacity available =184 kW | --> | E18 ex RATHKEALE | Rathkeale [T421,T422] | RATHKEALE |  | 52.5223 | -8.9308
3654163 | MV/LV Substation WO***4163 |  | 10 kV | _ | LV | 630 kVA :Kiosk Substation | 0.63 | --> | 0.63 | 0.5 | 13.91 |  | --> | 0.598 | 0 | 0.008 | 0.5 | 0 |  | --> | C23 ex COOKSTOWN | Cookstown [T101,T102] | CARRICKMINES |  | 53.2895 | -6.385
156912 | MV/LV Substation LA***912 |  | 20 kV | _ | LV | 50 kVA :Pole Substation | 0.05 | --> | 0.05 | 0.035 | 2.1 |  | --> | 0.048 | 0 | 0 | 0 | 0 | Constrained, otherwise capacity available =45 kW | --> | E17 ex LISDRUM | Lisdrum [T422] | LISDRUM |  | 54.2505 | -7.0452
253020 | MV/LV Substation BI***020 |  | 10 kV | _ | LV | 100 kVA :Pole Substation | 0.1 | --> | 0.1 | 0 | 0 | Constrained, otherwise capacity available =74 kVA | --> | 0.095 | 0 | 0.018 | 0 | 0 | Constrained, otherwise capacity available =78 kW | --> | C17 ex TUAM NORTH | Tuam North [T41,T42] | CLOON |  | 53.521 | -8.8328
052532X | MV/LV Substation VO***532X |  | 20 kV | _ | LV | 50 kVA :Pole Substation | 0.05 | --> | 0.05 | 0 | 0 | Constrained, otherwise capacity available =21 kVA | --> | 0.048 | 0 | 0 | 0 | 0 | Constrained, otherwise capacity available =43 kW | --> | C15 ex DELVIN | Delvin [T41,T42] | MULLINGAR |  | 53.5173 | -7.1396
0394225 | MV/LV Substation CR***4225 |  | 10 kV | _ | LV | 1000 kVA :Building Structure | 1 | --> | 1 | 0 | 0 | Constrained, otherwise capacity available =778 kVA | --> | 0.95 | 0 | 0 | 0.5 | 0 |  | --> | C25 ex GALWAY 110KV | Galway 110kv [T102,T103] | GALWAY 110KV |  | 53.2865 | -9.023
066154X | MV/LV Substation SN***154X |  | 10 kV | _ | LV | 400 kVA :Kiosk Substation | 0.4 | --> | 0.4 | 0 | 0 | Constrained, otherwise capacity available =368 kVA | --> | 0.38 | 0 | 0 | 0.376 | 0 |  | --> | C22 ex GRANGE (DR) | Grange (dr) [T41,T42] | GRANGE (DR) |  | 53.4015 | -6.1889
023150 | MV/LV Substation GR***150 |  | 10 kV | _ | LV | 100 kVA :Pole Substation | 0.1 | --> | 0.1 | 0 | 0 | Constrained, otherwise capacity available =96 kVA | --> | 0.095 | 0 | 0 | 0 | 0 | Constrained, otherwise capacity available =94 kW | --> | C20 ex COOLCARRON | Coolcarron [T41,T42] | BARRYMORE |  | 52.1211 | -8.2971
1604092 | MV/LV Substation ST***4092 |  | 10 kV | _ | LV | 50 kVA :Pole Substation | 0.05 | --> | 0.05 | 0 | 0 | Constrained, otherwise capacity available =42 kVA | --> | 0.048 | 0 | 0 | 0 | 0 | Constrained, otherwise capacity available =46 kW | --> | C20 ex MOUNTMELLICK | Mountmellick [T41,T42] | PORTLAOISE |  | 53.0704 | -7.2612
061403X | MV/LV Substation CU***403X |  | 10 kV | _ | LV | 50 kVA :Pole Substation | 0.05 | --> | 0.05 | 0.04 | 2.04 |  | --> | 0.048 | 0 | 0.005 | 0 | 0 | Constrained, otherwise capacity available =42 kW | --> | C18 ex BALLYBAY | Ballybay [T41,T42] | LISDRUM |  | 54.1357 | -6.9102
161184Y | MV/LV Substation LE***184Y |  | 20 kV | _ | LV | 100 kVA :Pole Substation | 0.1 | --> | 0.1 | 0.092 | 11.03 |  | --> | 0.095 | 0 | 0.038 | 0.066 | 0 |  | --> | C27 ex SALTHILL | Salthill [T101,T102] | SALTHILL |  | 53.346 | -9.1736
089003 | MV/LV Substation BU***003 |  | 20 kV | _ | LV | 400 kVA :Kiosk Substation | 0.4 | --> | 0.4 | 0.343 | 9.1 |  | --> | 0.38 | 0 | 0 | 0 | 0 | Constrained, otherwise capacity available =372 kW | --> | E17 ex ARDNAREE | Ardnaree [T42,T421] | MOY |  | 54.1137 | -9.1412
158674X | MV/LV Substation IN***674X |  | 10 kV | _ | LV | 50 kVA :Pole Substation | 0.05 | --> | 0.05 | 0 | 0 | Constrained, otherwise capacity available =47 kVA | --> | 0.048 | 0 | 0.01 | 0 | 0 | Constrained, otherwise capacity available =40 kW | --> | C20 ex ENNISTYMON | Ennistymon [T41,T42] | ENNIS |  | 52.8784 | -9.1797
281695Z | MV/LV Substation SU***695Z |  | 10 kV | _ | LV | 630 kVA :Building Structure | 0.63 | --> | 0.63 | 0.256 | 5.49 |  | --> | 0.598 | 0 | 0 | 0.5 | 0 |  | --> | C19 ex TRABEG | Trabeg [T101,T102] | TRABEG |  | 51.8682 | -8.4524
165885 | MV/LV Substation CO***885 |  | 20 kV | _ | LV | 200 kVA :Pole Substation | 0.2 | --> | 0.2 | 0 | 0 | Constrained, otherwise capacity available =114 kVA | --> | 0.19 | 0 | 0.01 | 0 | 0 | Constrained, otherwise capacity available =170 kW | --> | C11 ex TIMOLEAGUE | Timoleague [T41] | BANDON |  | 51.6341 | -8.7102
035031 | MV/LV Substation MO***031 |  | 10 kV | _ | LV | 50 kVA :Pole Substation | 0.05 | --> | 0.05 | 0.044 | 3.91 |  | --> | 0.048 | 0 | 0.022 | 0 | 0 | Constrained, otherwise capacity available =30 kW | --> | C16 ex ARDFINNAN | Ardfinnan [T42] | CAHIR |  | 52.3071 | -7.8947
0664248 | MV/LV Substation BA***4248 |  | 20 kV | _ | LV | 50 kVA :Pole Substation | 0.05 | --> | 0.05 | 0 | 0 | Constrained, otherwise capacity available =50 kVA | --> | 0.048 | 0 | 0 | 0 | 0 | Constrained, otherwise capacity available =48 kW | --> | E18 ex GLASMORE | Glasmore [T421,T422] | GLASMORE |  | 53.5359 | -6.1884
033547 | MV/LV Substation PI***547 |  | 10 kV | _ | LV | 100 kVA :Pole Substation | 0.1 | --> | 0.1 | 0 | 0 | Constrained, otherwise capacity available =82 kVA | --> | 0.095 | 0 | 0.004 | 0.059 | 0 | Constrained, otherwise capacity available =90 kW | --> | C23 ex CREGG ROAD | Cregg Road [T41,T42] | BALLYDINE |  | 52.3558 | -7.3352
365418X | MV/LV Substation AL***418X |  | 10 kV | _ | LV | 400 kVA :Kiosk Substation | 0.4 | --> | 0.4 | 0 | 0 | Constrained, otherwise capacity available =318 kVA | --> | 0.38 | 0 | 0.005 | 0.365 | 0 |  | --> | C22 ex OLDBAWN | Oldbawn [T41,T42] | COOKSTOWN |  | 53.2744 | -6.3542
013572X | MV/LV Substation KI***572X |  | 10 kV | _ | LV | 50 kVA :Pole Substation | 0.05 | --> | 0.05 | 0.041 | 0.12 |  | --> | 0.048 | 0 | 0 | 0.046 | 0 |  | --> | C26 ex ATHY | Athy [T101,T102] | ATHY |  | 53.0419 | -7.0236
099631X | MV/LV Substation HA***631X |  | 10 kV | _ | LV | 400 kVA :Kiosk Substation | 0.4 | --> | 0.4 | 0.375 | 2.96 |  | --> | 0.38 | 0 | 0.01 | 0 | 0 | Constrained, otherwise capacity available =369 kW | --> | C21 ex BALLYRAINE | Ballyraine [T41,T42] | LETTERKENNY |  | 54.9779 | -7.7415
012968 | MV/LV Substation MO***968 |  | 20 kV | _ | LV | 50 kVA :Pole Substation | 0.05 | --> | 0.05 | 0.036 | 1.99 |  | --> | 0.048 | 0 | 0.01 | 0 | 0 | Constrained, otherwise capacity available =38 kW | --> | C19 ex GRAIGUE | Graigue [T41,T42] | CARLOW |  | 52.8166 | -6.9401
0674128 | MV/LV Substation CL***4128 |  | 20 kV | _ | LV | 50 kVA :Pole Substation | 0.05 | --> | 0.05 | 0 | 0 | Constrained, otherwise capacity available =40 kVA | --> | 0.048 | 0 | 0.015 | 0 | 0 | Constrained, otherwise capacity available =35 kW | --> | E18 ex CRATLOE | Cratloe [T421,T422] | ARDNACRUSHA |  | 52.7104 | -8.8315
081358Y | MV/LV Substation TH***358Y |  | 10 kV | _ | LV | 630 kVA :Kiosk Substation | 0.63 | --> | 0.63 | 0 | 0 | Constrained, otherwise capacity available =520 kVA | --> | 0.598 | 0 | 0.011 | 0 | 0 | Constrained, otherwise capacity available =575 kW | --> | C17 ex CELBRIDGE | Celbridge [T41,T42] | GRIFFINRATH |  | 53.3412 | -6.5364
069887 | MV/LV Substation BL***887 |  | 10 kV | _ | LV | 400 kVA :Kiosk Substation | 0.4 | --> | 0.4 | 0.02 | 1.47 |  | --> | 0.38 | 0 | 0 | 0.36 | 0 |  | --> | C20 ex MARROWBONE LANE | Marrowbone Lane [T42] | INCHICORE 220KV |  | 53.3339 | -6.3289
022251 | MV/LV Substation LA***251 |  | 10 kV | _ | LV | 50 kVA :Pole Substation | 0.05 | --> | 0.05 | 0.042 | 4.55 |  | --> | 0.048 | 0 | 0 | 0 | 0 | Constrained, otherwise capacity available =46 kW | --> | C12 ex MALLOW | Mallow [T41,T42] | MALLOW |  | 52.1313 | -8.589
018412Z | MV/LV Substation HA***412Z |  | 20 kV | _ | LV | 200 kVA :Kiosk Substation | 0.2 | --> | 0.2 | 0.196 | 3.75 |  | --> | 0.19 | 0 | 0 | 0 | 0 | Constrained, otherwise capacity available =189 kW | --> | C14 ex SMEARLA | Smearla [T41,T42] | TRIEN |  | 52.5711 | -9.3788
136870X | MV/LV Substation LE***870X |  | 10 kV | _ | LV | 50 kVA :Pole Substation | 0.05 | --> | 0.05 | 0 | 0 | Constrained, otherwise capacity available =48 kVA | --> | 0.048 | 0 | 0 | 0 | 0 | Constrained, otherwise capacity available =47 kW | --> | C19 ex ROSCOMMON | Roscommon [T41,T42] | LANESBORO |  | 53.6452 | -8.2172
055844X | MV/LV Substation AS***844X |  | 10 kV | _ | LV | 200 kVA :Pole Substation | 0.2 | --> | 0.2 | 0 | 0 | Constrained, otherwise capacity available =17 kVA | --> | 0.19 | 0 | 0.016 | 0 | 0 | Constrained, otherwise capacity available =152 kW | --> | C17 ex TEMPLEMORE | Templemore [T41,T42] | IKERRIN |  | 52.7946 | -7.839
153002 | MV/LV Substation KI***002 |  | 20 kV | _ | LV | 50 kVA :Pole Substation | 0.05 | --> | 0.05 | 0 | 0 | Constrained, otherwise capacity available =50 kVA | --> | 0.048 | 0 | 0 | 0 | 0 | Constrained, otherwise capacity available =48 kW | --> | E13 ex BIRDHILL | Birdhill [T421,T422] | ARDNACRUSHA |  | 52.7687 | -8.4637
108996 | MV/LV Substation SA***996 |  | 20 kV | _ | LV | 50 kVA :Pole Substation | 0.05 | --> | 0.05 | 0.05 | 1.57 |  | --> | 0.048 | 0 | 0 | 0 | 0 | Constrained, otherwise capacity available =47 kW | --> | C17 ex BALLYSHANNON | Ballyshannon [T41,T42] | CATHALEENS FALL |  | 54.59 | -7.8377
093196 | MV/LV Substation ST***196 |  | 10 kV | _ | LV | 200 kVA :Building Structure | 0.2 | --> | 0.2 | 0.114 | 12.96 |  | --> | 0.19 | 0 | 0.009 | 0.171 | 0 |  | --> | C22 ex ARTANE | Artane [T101,T102] | FINGLAS |  | 53.39 | -6.2178
023622Y | MV/LV Substation CR***622Y |  | 10 kV | _ | LV | 50 kVA :Pole Substation | 0.05 | --> | 0.05 | 0 | 0 | Constrained, otherwise capacity available =46 kVA | --> | 0.048 | 0 | 0 | 0 | 0 | Constrained, otherwise capacity available =47 kW | --> | C18 ex FERMOY NORTH | Fermoy North [T41,T42] | BARRYMORE |  | 52.1464 | -8.3293
034092Y | MV/LV Substation PO***092Y |  | 10 kV | _ | LV | 630 kVA :Kiosk Substation | 0.63 | --> | 0.63 | 0.482 | 0.95 |  | --> | 0.598 | 0 | 0 | 0 | 0 | Constrained, otherwise capacity available =578 kW | --> | C15 ex SPA ROAD | Spa Road [T41,T42] | DOON |  | 52.3572 | -7.7372
503548 | MV/LV Substation PO***548 |  | 10 kV | _ | LV | 200 kVA :Pole Substation | 0.2 | --> | 0.2 | 0.125 | 1.69 |  | --> | 0.19 | 0 | 0 | 0 | 0 | Constrained, otherwise capacity available =180 kW | --> | C16 ex NEWTOWNCUNNINGHAM | Newtowncunningham [T41,T42] | LETTERKENNY |  | 54.9994 | -7.5025
0394185 | MV/LV Substation GL***4185 |  | 10 kV | _ | LV | 200 kVA :Kiosk Substation | 0.2 | --> | 0.2 | 0 | 0 | Constrained, otherwise capacity available =177 kVA | --> | 0.19 | 0 | 0.012 | 0 | 0 | Constrained, otherwise capacity available =178 kW | --> | C13 ex SPIDDAL |  |  |  | 53.252 | -9.2134
1304060 | MV/LV Substation TO***4060 |  | 20 kV | _ | LV | 50 kVA :Pole Substation | 0.05 | --> | 0.05 | 0.049 | 2.55 |  | --> | 0.048 | 0 | 0 | 0 | 0 | Constrained, otherwise capacity available =47 kW | --> | E13 ex EDGEWORTHSTOWN | Edgeworthstown [T421,T422] | RICHMOND |  | 53.7454 | -7.535
058666Y | MV/LV Substation BA***666Y |  | 10 kV | _ | LV | 630 kVA :Building Structure | 0.63 | --> | 0.63 | 0.181 | 0.18 | Constrained, otherwise capacity available =618 kVA | --> | 0.598 | 0 | 0.05 | 0 | 0 | Constrained, otherwise capacity available =560 kW | --> | C16 ex TOOMEVARA | Toomevara [T42] | NENAGH |  | 52.8378 | -7.9693
160791Y | MV/LV Substation TH***791Y |  | 10 kV | _ | LV | 200 kVA :Kiosk Substation | 0.2 | --> | 0.2 | 0 | 0 | Constrained, otherwise capacity available =155 kVA | --> | 0.19 | 0 | 0.01 | 0 | 0 | Constrained, otherwise capacity available =176 kW | --> | C14 ex PORTLAOISE | Portlaoise [T41,T42] | PORTLAOISE |  | 53.0522 | -7.2753
377786X | MV/LV Substation OH***786X |  | 20 kV | _ | LV | 50 kVA :Pole Substation | 0.05 | --> | 0.05 | 0 | 0 | Constrained, otherwise capacity available =43 kVA | --> | 0.048 | 0 | 0 | 0 | 0 | Constrained, otherwise capacity available =47 kW | --> | E18 ex GURRANEBANE | Gurranebane [T421,T422] | OUGHTRAGH |  | 51.91 | -10.2331
0094269 | MV/LV Substation AI***4269 |  | 20 kV | _ | LV | 630 kVA :Kiosk Substation | 0.63 | --> | 0.63 | 0 | 0 | Constrained, otherwise capacity available =609 kVA | --> | 0.598 | 0 | 0 | 0 | 0 | Constrained, otherwise capacity available =596 kW | --> | E14 ex KILCARRAGH | Kilcarragh [T421,T422] | BUTLERSTOWN |  | 52.1801 | -7.0841
008586Z | MV/LV Substation RI***586Z |  | 10 kV | _ | LV | 630 kVA :Kiosk Substation | 0.63 | --> | 0.63 | 0 | 0 | Constrained, otherwise capacity available =567 kVA | --> | 0.598 | 0 | 0 | 0 | 0 | Constrained, otherwise capacity available =590 kW | --> | C14 ex KNOCKMULLEN | Knockmullen [T42,T421] | GREAT ISLAND |  | 52.3998 | -6.9415
156920X | MV/LV Substation MU***920X |  | 20 kV | _ | LV | 50 kVA :Pole Substation | 0.05 | --> | 0.05 | 0 | 0 | Constrained, otherwise capacity available =49 kVA | --> | 0.048 | 0 | 0.005 | 0 | 0 | Constrained, otherwise capacity available =44 kW | --> | C17 ex CLONES | Clones [T41,T42] | SHANKILL |  | 54.22 | -7.0626
066634Z | MV/LV Substation RO***634Z |  | 20 kV | _ | LV | 630 kVA :Building Structure | 0.63 | --> | 0.63 | 0 | 0 | Constrained, otherwise capacity available =487 kVA | --> | 0.598 | 0 | 0.02 | 0 | 0 | Constrained, otherwise capacity available =564 kW | --> | E22 ex GLASMORE | Glasmore [T421,T422] | GLASMORE |  | 53.4919 | -6.1941
0034164 | MV/LV Substation TH***4164 |  | 10 kV | _ | LV | 630 kVA :Kiosk Substation | 0.63 | --> | 0.63 | 0.499 | 11.58 |  | --> | 0.598 | 0 | 0.091 | 0 | 0 | Constrained, otherwise capacity available =513 kW | --> | C19 ex BALLYBEG | Ballybeg [T101,T102] | CARRICKMINES |  | 53.0166 | -6.1166
039127 | MV/LV Substation FL***127 |  | 10 kV | _ | LV | 400 kVA :Building Structure | 0.4 | --> | 0.4 | 0 | 0 | Constrained, otherwise capacity available =247 kVA | --> | 0.38 | 0 | 0.023 | 0.342 | 0 |  | --> | C14 ex GALWAY 110KV | Galway 110kv [T102,T103] | GALWAY 110KV |  | 53.2784 | -9.0139
0214145 | MV/LV Substation MA***4145 |  | 20 kV | _ | LV | 50 kVA :Pole Substation | 0.05 | --> | 0.05 | 0 | 0 | Constrained, otherwise capacity available =33 kVA | --> | 0.048 | 0 | 0.027 | 0 | 0 | Constrained, otherwise capacity available =25 kW | --> | E16 ex CURRALEIGH | Curraleigh [T421,T422] | KILBARRY |  | 51.9122 | -8.698
067109 | MV/LV Substation HA***109 |  | 10 kV | _ | LV | 400 kVA :Building Structure | 0.4 | --> | 0.4 | 0 | 0 | Constrained, otherwise capacity available =358 kVA | --> | 0.38 | 0 | 0.006 | 0 | 0 | Constrained, otherwise capacity available =370 kW | --> | C19 ex CAHERDAVIN | Caherdavin [T41,T42] | ARDNACRUSHA |  | 52.6728 | -8.6394
066719X | MV/LV Substation AS***719X |  | 20 kV | _ | LV | 400 kVA :Building Structure | 0.4 | --> | 0.4 | 0 | 0 | Constrained, otherwise capacity available =280 kVA | --> | 0.38 | 0 | 0.026 | 0 | 0 | Constrained, otherwise capacity available =344 kW | --> | E16 ex ASHBOURNE | Ashbourne [T421,T422] | FINGLAS |  | 53.5041 | -6.3891
0694165 | MV/LV Substation WA***4165 |  | 10 kV | _ | LV | 400 kVA :Kiosk Substation | 0.4 | --> | 0.4 | 0.368 | 3.34 |  | --> | 0.38 | 0 | 0 | 0.376 | 0 |  | --> | C11 ex GREENHILLS | Greenhills [T42] | INCHICORE 220KV |  | 53.3174 | -6.3374
1614002 | MV/LV Substation CR***4002 |  | 10 kV | _ | LV | 100 kVA :Pole Substation | 0.1 | --> | 0.1 | 0.095 | 6.53 |  | --> | 0.095 | 0 | 0 | 0.094 | 0 |  | --> | C17 ex OUGHTERARD | Oughterard [T41,T42] | SCREEB |  | 53.4165 | -9.33
014480Z | MV/LV Substation TU***480Z |  | 10 kV | _ | LV | 50 kVA :Pole Substation | 0.05 | --> | 0.05 | 0 | 0 | Constrained, otherwise capacity available =35 kVA | --> | 0.048 | 0 | 0.025 | 0 | 0 | Constrained, otherwise capacity available =27 kW | --> | C19 ex KILDARE | Kildare [T41,T42] | NEWBRIDGE |  | 53.2004 | -6.9892
0824235 | MV/LV Substation DU***4235 |  | 20 kV | _ | LV | 400 kVA :Kiosk Substation | 0.4 | --> | 0.4 | 0 | 0 | Constrained, otherwise capacity available =346 kVA | --> | 0.38 | 0 | 0 | 0 | 0 | Constrained, otherwise capacity available =373 kW | --> | E12 ex ACADEMY STREET | Academy Street [T421,T422,T44] | NAVAN |  | 53.6449 | -6.6493
355177 | MV/LV Substation MU***177 |  | 10 kV | _ | LV | 100 kVA :Pole Substation | 0.1 | --> | 0.1 | 0.047 | 0.06 |  | --> | 0.095 | 0 | 0 | 0 | 0 | Constrained, otherwise capacity available =88 kW | --> | C15 ex TUBBERCURRY | Tubbercurry [T41,T42] | TONROE |  | 54.0677 | -8.7097
034021X | MV/LV Substation GU***021X |  | 20 kV | _ | LV | 50 kVA :Pole Substation | 0.05 | --> | 0.05 | 0.043 | 0.57 |  | --> | 0.048 | 0 | 0 | 0 | 0 | Constrained, otherwise capacity available =47 kW | --> | E23 ex LAWLESSTOWN | Lawlesstown [T42,T421] | DOON |  | 52.2562 | -7.7157
276282 | MV/LV Substation TW***282 |  | 10 kV | _ | LV | 200 kVA :Pole Substation | 0.2 | --> | 0.2 | 0.154 | 0.76 |  | --> | 0.19 | 0 | 0.005 | 0 | 0 | Constrained, otherwise capacity available =180 kW | --> | C13 ex WOODFORD | Woodford [T41,T42] | KNOCKEARAGH |  | 52.0508 | -9.4491
021230X | MV/LV Substation PI***230X |  | 20 kV | _ | LV | 50 kVA :Pole Substation | 0.05 | --> | 0.05 | 0 | 0 | Constrained, otherwise capacity available =2 kVA | --> | 0.048 | 0 | 0 | 0 | 0 | Constrained, otherwise capacity available =40 kW | --> | E21 ex CURRALEIGH | Curraleigh [T421,T422] | KILBARRY |  | 51.9374 | -8.618
017050Y | MV/LV Substation GL***050Y |  | 20 kV | _ | LV | 50 kVA :Pole Substation | 0.05 | --> | 0.05 | 0.043 | 7.48 |  | --> | 0.048 | 0 | 0.011 | 0 | 0 | Constrained, otherwise capacity available =38 kW | --> | E12 ex CHURCHTOWN | Churchtown [T422] | RATHKEALE |  | 52.4291 | -9.1144
154224Z | MV/LV Substation DU***224Z |  | 10 kV | _ | LV | 200 kVA :Kiosk Substation | 0.2 | --> | 0.2 | 0 | 0 | Constrained, otherwise capacity available =142 kVA | --> | 0.19 | 0 | 0 | 0.182 | 0 |  | --> | C23 ex MACETOWN | Macetown [T101,T102] | MACETOWN |  | 53.4271 | -6.4738
004058Y | MV/LV Substation BR***058Y |  | 10 kV | _ | LV | 200 kVA :Kiosk Substation | 0.2 | --> | 0.2 | 0.158 | 18.08 |  | --> | 0.19 | 0 | 0 | 0.184 | 0 |  | --> | C19 ex ARKLOW | Arklow [T101,T102] | ARKLOW |  | 52.7967 | -6.1505
054804X | MV/LV Substation HE***804X |  | 10 kV | _ | LV | 50 kVA :Pole Substation | 0.05 | --> | 0.05 | 0 | 0 |  | --> | 0.048 | 0 | 0.005 | 0 | 0 | Constrained, otherwise capacity available =36 kW | --> | E14 ex ABBEYLEIX | Abbeyleix [T422] | PORTLAOISE |  | 52.8847 | -7.3017
032712 | MV/LV Substation PE***712 |  | 10 kV | _ | LV | 50 kVA :Pole Substation | 0.05 | --> | 0.05 | 0 | 0 | Constrained, otherwise capacity available =25 kVA | --> | 0.048 | 0 | 0 | 0 | 0 | Constrained, otherwise capacity available =44 kW | --> | C18 ex TRAMORE | Tramore [T41,T42] | BUTLERSTOWN |  | 52.2053 | -7.2044
0394081 | MV/LV Substation ME***4081 |  | 10 kV | _ | LV | 100 kVA :Pole Substation | 0.1 | --> | 0.1 | 0 | 0 | Constrained, otherwise capacity available =95 kVA | --> | 0.095 | 0 | 0.005 | 0 | 0 | Constrained, otherwise capacity available =91 kW | --> | C18 ex HEADFORD ROAD | Headford Road [T41,T42] | GALWAY 110KV |  | 53.3019 | -9.0702
022977 | MV/LV Substation CL***977 |  | 10 kV | _ | LV | 100 kVA :Pole Substation | 0.1 | --> | 0.1 | 0 | 0 | Constrained, otherwise capacity available =44 kVA | --> | 0.095 | 0 | 0 | 0 | 0 | Constrained, otherwise capacity available =87 kW | --> | C15 ex SCARTEEN | Scarteen [T41,T42] | MALLOW |  | 52.1138 | -8.6689
0394292 | MV/LV Substation GA***4292 |  | 10 kV | _ | LV | 1000 kVA :Building Structure | 1 | --> | 1 | 0 | 0 | Constrained, otherwise capacity available =1000 kVA | --> | 0.95 | 0 | 0 | 0 | 0 | Constrained, otherwise capacity available =950 kW | --> | C12 ex MONEENAGEISHA | Moneenageisha [T41,T42] | GALWAY 110KV |  | 53.2739 | -9.0443
116011 | MV/LV Substation CA***011 |  | 10 kV | _ | LV | 400 kVA :Kiosk Substation | 0.4 | --> | 0.4 | 0.293 | 7.32 |  | --> | 0.38 | 0 | 0 | 0.365 | 0 |  | --> | C13 ex CARROWBEG | Carrowbeg [T41,T42] | CARROWBEG |  | 53.8019 | -9.5179
266529 | MV/LV Substation CO***529 |  | 20 kV | _ | LV | 100 kVA :Pole Substation | 0.1 | --> | 0.1 | 0 | 0 | Constrained, otherwise capacity available =68 kVA | --> | 0.095 | 0 | 0.005 | 0 | 0 | Constrained, otherwise capacity available =87 kW | --> | E17 ex CARNDONAGH | Carndonagh [T421,T422] | TRILLICK |  | 55.2949 | -7.2478
001241X | MV/LV Substation VA***241X |  | 10 kV | _ | LV | 1000 kVA :Kiosk Substation | 1 | --> | 1 | 0.5 | 15.18 |  | --> | 0.95 | 0 | 0 | 0.5 | 0 |  | --> | C13 ex CENTRAL PARK | Central Park [T101,T102] | CARRICKMINES |  | 53.2706 | -6.2034
036083 | MV/LV Substation GA***083 |  | 20 kV | _ | LV | 100 kVA :Pole Substation | 0.1 | --> | 0.1 | 0 | 0 | Constrained, otherwise capacity available =75 kVA | --> | 0.095 | 0 | 0.009 | 0 | 0 | Constrained, otherwise capacity available =85 kW | --> | E20 ex GARRANACANTY | Garranacanty [T421,T422] | TIPPERARY |  | 52.4831 | -8.1463
031419Y | MV/LV Substation ST***419Y |  | 20 kV | _ | LV | 100 kVA :Pole Substation | 0.1 | --> | 0.1 | 0 | 0 | Constrained, otherwise capacity available =83 kVA | --> | 0.095 | 0 | 0.011 | 0 | 0 | Constrained, otherwise capacity available =85 kW | --> | E16 ex KILMACTHOMAS | Kilmacthomas [T421,T422] | DUNGARVAN |  | 52.1293 | -7.4542
122649 | MV/LV Substation AR***649 |  | 10 kV | _ | LV | 400 kVA :Kiosk Substation | 0.4 | --> | 0.4 | 0.335 | 4.18 |  | --> | 0.38 | 0 | 0.021 | 0 | 0 | Constrained, otherwise capacity available =356 kW | --> | C18 ex KINGSCOURT | Kingscourt [T41,T42] | MEATH HILL |  | 53.8998 | -6.812
158145 | MV/LV Substation SP***145 |  | 10 kV | _ | LV | 50 kVA :Pole Substation | 0.05 | --> | 0.05 | 0 | 0.83 |  | --> | 0.048 | 0 | 0.02 | 0 | 0 | Constrained, otherwise capacity available =25 kW | --> | C18 ex MILLTOWN MALBAY | Milltown Malbay [T42] | TULLABRACK |  | 52.8438 | -9.4321
071849 | MV/LV Substation DR***849 |  | 10 kV | _ | LV | 50 kVA :Pole Substation | 0.05 | --> | 0.05 | 0 | 0 | Constrained, otherwise capacity available =48 kVA | --> | 0.048 | 0 | 0 | 0.047 | 0 |  | --> | C22 ex GREYSTONES | Greystones [T41,T42] | FASSAROE |  | 53.1225 | -6.1046
054744 | MV/LV Substation KI***744 |  | 10 kV | _ | LV | 400 kVA :Kiosk Substation | 0.4 | --> | 0.4 | 0 | 0 | Constrained, otherwise capacity available =331 kVA | --> | 0.38 | 0 | 0.005 | 0 | 0 | Constrained, otherwise capacity available =367 kW | --> | C18 ex MOUNTRATH | Mountrath [T41,T42] | PORTLAOISE |  | 53.0058 | -7.4686
243813 | MV/LV Substation CA***813 |  | 20 kV | _ | LV | 100 kVA :Pole Substation | 0.1 | --> | 0.1 | 0 | 0 | Constrained, otherwise capacity available =89 kVA | --> | 0.095 | 0 | 0.005 | 0 | 0 | Constrained, otherwise capacity available =90 kW | --> | E17 ex INCH | Inch [T421,T422] | OUGHTRAGH |  | 52.3033 | -10.0286
052915Z | MV/LV Substation RO***915Z |  | 20 kV | _ | LV | 50 kVA :Pole Substation | 0.05 | --> | 0.05 | 0 | 0 | Constrained, otherwise capacity available =33 kVA | --> | 0.048 | 0 | 0 | 0 | 0 | Constrained, otherwise capacity available =45 kW | --> | E14 ex BALLINDERRY | Ballinderry [T41,T422] | MULLINGAR |  | 53.4054 | -7.2857
018771 | MV/LV Substation MO***771 |  | 20 kV | _ | LV | 50 kVA :Pole Substation | 0.05 | --> | 0.05 | 0.042 | 3.75 |  | --> | 0.048 | 0 | 0 | 0 | 0 | Constrained, otherwise capacity available =46 kW | --> | C14 ex SMEARLA | Smearla [T41,T42] | TRIEN |  | 52.4941 | -9.3717
069694 | MV/LV Substation TH***694 |  | 10 kV | _ | LV | 400 kVA :Kiosk Substation | 0.4 | --> | 0.4 | 0 | 0 | Constrained, otherwise capacity available =291 kVA | --> | 0.38 | 0 | 0 | 0.365 | 0 |  | --> | C11 ex BALLYBODEN | Ballyboden [T41,T42] | COOKSTOWN |  | 53.281 | -6.2736
256192X | MV/LV Substation TH***192X |  | 10 kV | _ | LV | 630 kVA :Kiosk Substation | 0.63 | --> | 0.63 | 0.5 | 1.28 |  | --> | 0.598 | 0 | 0 | 0 | 0 | Constrained, otherwise capacity available =592 kW | --> | C18 ex CASTLEREA | Castlerea [T41,T42] | CARRICK ON SHANNON |  | 53.7699 | -8.4958
119946X | MV/LV Substation CO***946X |  | 10 kV | _ | LV | 50 kVA :Pole Substation | 0.05 | --> | 0.05 | 0.047 | 4.16 |  | --> | 0.048 | 0 | 0 | 0.047 | 0 |  | --> | C15 ex NEWMARKET (SR) | Newmarket (sr) [T41,T42] | GLENLARA |  | 52.2262 | -9.0456
053463 | MV/LV Substation CH***463 |  | 10 kV | _ | LV | 630 kVA :Building Structure | 0.63 | --> | 0.63 | 0 | 0 | Constrained, otherwise capacity available =527 kVA | --> | 0.598 | 0 | 0.006 | 0.5 | 0 |  | --> | C13 ex CLONMINCH | Clonminch [T41,T422] | THORNSBERRY |  | 53.2736 | -7.4845
024790X | MV/LV Substation GR***790X |  | 10 kV | _ | LV | 200 kVA :Kiosk Substation | 0.2 | --> | 0.2 | 0.169 | 2.14 |  | --> | 0.19 | 0 | 0.003 | 0 | 0 | Constrained, otherwise capacity available =184 kW | --> | C13 ex BUTTEVANT | Buttevant [T41,T42] | MALLOW |  | 52.1846 | -8.6724
035146 | MV/LV Substation ED***146 |  | 10 kV | _ | LV | 50 kVA :Pole Substation | 0.05 | --> | 0.05 | 0.043 | 6.17 |  | --> | 0.048 | 0 | 0 | 0 | 0 | Constrained, otherwise capacity available =46 kW | --> | C24 ex CAHIR | Cahir [T41,T42] | CAHIR |  | 52.3762 | -7.8637
281363Y | MV/LV Substation FO***363Y |  | 10 kV | _ | LV | 400 kVA :Kiosk Substation | 0.4 | --> | 0.4 | 0 | 0 | Constrained, otherwise capacity available =302 kVA | --> | 0.38 | 0 | 0.044 | 0 | 0 | Constrained, otherwise capacity available =334 kW | --> | C22 ex KILMONEY | Kilmoney [T41,T42] | TRABEG |  | 51.8083 | -8.3931
037130 | MV/LV Substation MO***130 |  | 10 kV | _ | LV | 200 kVA :Kiosk Substation | 0.2 | --> | 0.2 | 0.135 | 13.05 |  | --> | 0.19 | 0 | 0.014 | 0.171 | 0 |  | --> | C17 ex ENNIS | Ennis [T101,T102] | ENNIS |  | 52.8517 | -8.9883
067524Y | MV/LV Substation MU***524Y |  | 10 kV | _ | LV | 630 kVA :Building Structure | 0.63 | --> | 0.63 | 0.5 | 6.81 |  | --> | 0.598 | 0 | 0 | 0.5 | 0 |  | --> | C04 ex AHANE | Ahane [T102] | AHANE |  | 52.6637 | -8.5016
204362X | MV/LV Substation UM***362X |  | 20 kV | _ | LV | 50 kVA :Pole Substation | 0.05 | --> | 0.05 | 0 | 0 | Constrained, otherwise capacity available =49 kVA | --> | 0.048 | 0 | 0 | 0 | 0 | Constrained, otherwise capacity available =47 kW | --> | E14 ex BUNCRANA | Buncrana [T421,T422] | TRILLICK |  | 55.1602 | -7.436
039374 | MV/LV Substation TU***374 |  | 10 kV | _ | LV | 630 kVA :Kiosk Substation | 0.63 | --> | 0.63 | 0.5 | 11.03 |  | --> | 0.598 | 0 | 0.034 | 0.5 | 0 |  | --> | C31 ex SALTHILL | Salthill [T101,T102] | SALTHILL |  | 53.2886 | -9.0776
067809Y | MV/LV Substation MI***809Y |  | 10 kV | _ | LV | 400 kVA :Kiosk Substation | 0.4 | --> | 0.4 | 0 | 0 | Constrained, otherwise capacity available =373 kVA | --> | 0.38 | 0 | 0.1 | 0.302 | 0 |  | --> | C13 ex RAHEEN | Raheen [T41,T42] | LIMERICK |  | 52.621 | -8.6504
081209Y | MV/LV Substation BA***209Y |  | 10 kV | _ | LV | 200 kVA :Pole Substation | 0.2 | --> | 0.2 | 0 | 0 | Constrained, otherwise capacity available =133 kVA | --> | 0.19 | 0 | 0.01 | 0 | 0 | Constrained, otherwise capacity available =173 kW | --> | C16 ex LEIXLIP | Leixlip [T41,T42] | GRIFFINRATH |  | 53.3386 | -6.5178
054820X | MV/LV Substation BR***820X |  | 20 kV | _ | LV | 50 kVA :Pole Substation | 0.05 | --> | 0.05 | 0 | 0 | Constrained, otherwise capacity available =27 kVA | --> | 0.048 | 0 | 0.02 | 0 | 0 | Constrained, otherwise capacity available =29 kW | --> | E12 ex ABBEYLEIX | Abbeyleix [T422] | PORTLAOISE |  | 52.9816 | -7.2733
042514 | MV/LV Substation BA***514 |  | 10 kV | _ | LV | 100 kVA :Pole Substation | 0.1 | --> | 0.1 | 0 | 0 | Constrained, otherwise capacity available =95 kVA | --> | 0.095 | 0 | 0 | 0 | 0 | Constrained, otherwise capacity available =94 kW | --> | C20 ex KNOCKAPHUNTA | Knockaphunta [T41,T42] | CASTLEBAR |  | 53.7831 | -9.1834
377037Y | MV/LV Substation GA***037Y |  | 20 kV | _ | LV | 200 kVA :Kiosk Substation | 0.2 | --> | 0.2 | 0 | 0 | Constrained, otherwise capacity available =191 kVA | --> | 0.19 | 0 | 0.007 | 0 | 0 | Constrained, otherwise capacity available =184 kW | --> | E17 ex GURRANEBANE | Gurranebane [T421,T422] | OUGHTRAGH |  | 51.9349 | -10.237
0704196 | MV/LV Substation DR***4196 |  | 10 kV | _ | LV | 100 kVA :Pole Substation | 0.1 | --> | 0.1 | 0.094 | 4.16 |  | --> | 0.095 | 0 | 0.056 | 0.053 | 0 |  | --> | C22 ex NEWMARKET (SR) | Newmarket (sr) [T41,T42] | GLENLARA |  | 52.1289 | -8.9939
067189Y | MV/LV Substation SP***189Y |  | 10 kV | _ | LV | 400 kVA :Kiosk Substation | 0.4 | --> | 0.4 | 0 | 0 | Constrained, otherwise capacity available =325 kVA | --> | 0.38 | 0 | 0.055 | 0 | 0 | Constrained, otherwise capacity available =329 kW | --> | C18 ex CORBALLY | Corbally [T41,T42] | ARDNACRUSHA |  | 52.6848 | -8.6175
012452X | MV/LV Substation CL***452X |  | 20 kV | _ | LV | 50 kVA :Pole Substation | 0.05 | --> | 0.05 | 0.049 | 1.99 |  | --> | 0.048 | 0 | 0 | 0 | 0 | Constrained, otherwise capacity available =47 kW | --> | C19 ex GRAIGUE | Graigue [T41,T42] | CARLOW |  | 52.8055 | -6.9988
069248 | MV/LV Substation WA***248 |  | 10 kV | _ | LV | 1000 kVA :Building Structure | 1 | --> | 1 | 0.437 | 7.75 |  | --> | 0.95 | 0 | 0.013 | 0.5 | 0 |  | --> | C23 ex MILLTOWN (DR) | Milltown (dr) [T101,T102] | POOLBEG |  | 53.3325 | -6.2441
244761 | MV/LV Substation BO***761 |  | 20 kV | _ | LV | 100 kVA :Pole Substation | 0.1 | --> | 0.1 | 0 | 0 | Constrained, otherwise capacity available =66 kVA | --> | 0.095 | 0 | 0 | 0 | 0 | Constrained, otherwise capacity available =90 kW | --> | E11 ex MILLTOWN (SR) | Milltown (sr) [T421,T422] | OUGHTRAGH |  | 52.1769 | -9.7553
365414 | MV/LV Substation MA***414 |  | 10 kV | _ | LV | 630 kVA :Kiosk Substation | 0.63 | --> | 0.63 | 0 | 0 | Constrained, otherwise capacity available =556 kVA | --> | 0.598 | 0 | 0.015 | 0.5 | 0 |  | --> | C16 ex WHITESTOWN | Whitestown [T41,T42] | COOKSTOWN |  | 53.2844 | -6.3848
0114035 | MV/LV Substation HA***4035 |  | 10 kV | _ | LV | 200 kVA :Pole Substation | 0.2 | --> | 0.2 | 0 | 0 | Constrained, otherwise capacity available =178 kVA | --> | 0.19 | 0 | 0 | 0 | 0 | Constrained, otherwise capacity available =187 kW | --> | C24 ex GORESBRIDGE | Goresbridge [T41,T42] | KILKENNY |  | 52.6288 | -7.068
125561 | MV/LV Substation BA***561 |  | 20 kV | _ | LV | 50 kVA :Pole Substation | 0.05 | --> | 0.05 | 0 | 0 | Constrained, otherwise capacity available =50 kVA | --> | 0.048 | 0 | 0 | 0 | 0 | Constrained, otherwise capacity available =48 kW | --> | C15 ex CLOONLOUGH | Cloonlough [T41,T42] | BARRYMORE |  | 52.2203 | -8.3185
2514071 | MV/LV Substation CL***4071 |  | 10 kV | _ | LV | 50 kVA :Pole Substation | 0.05 | --> | 0.05 | 0 | 0 | Constrained, otherwise capacity available =46 kVA | --> | 0.048 | 0 | 0.025 | 0 | 0 | Constrained, otherwise capacity available =28 kW | --> | C16 ex CLAREGALWAY | Claregalway [T42,T421] | GALWAY 110KV |  | 53.3673 | -8.9144
238369 | MV/LV Substation CL***369 |  | 20 kV | _ | LV | 50 kVA :Pole Substation | 0.05 | --> | 0.05 | 0 | 0 | Constrained, otherwise capacity available =31 kVA | --> | 0.048 | 0 | 0.025 | 0 | 0 | Constrained, otherwise capacity available =26 kW | --> | E17 ex BALLINROBE | Ballinrobe [T421,T422] | DALTON |  | 53.6459 | -9.1609
161974X | MV/LV Substation BA***974X |  | 20 kV | _ | LV | 50 kVA :Pole Substation | 0.05 | --> | 0.05 | 0.048 | 0.45 |  | --> | 0.048 | 0 | 0 | 0 | 0 | Constrained, otherwise capacity available =47 kW | --> | C14 ex CARRAROE | Carraroe [T42] | SCREEB |  | 53.2398 | -9.5005
293574 | MV/LV Substation PA***574 |  | 20 kV | _ | LV | 50 kVA :Pole Substation | 0.05 | --> | 0.05 | 0 | 0 | Constrained, otherwise capacity available =41 kVA | --> | 0.048 | 0 | 0.009 | 0 | 0 | Constrained, otherwise capacity available =40 kW | --> | E17 ex BALTINGLASS | Baltinglass [T421,T422] | STRATFORD |  | 52.8807 | -6.6824
011703Z | MV/LV Substation BR***703Z |  | 10 kV | _ | LV | 50 kVA :Pole Substation | 0.05 | --> | 0.05 | 0.034 | 5.05 |  | --> | 0.048 | 0 | 0 | 0 | 0 | Constrained, otherwise capacity available =45 kW | --> | C20 ex MCDONAGH | Mcdonagh [T41,T42] | KILKENNY |  | 52.6711 | -7.2098
253871Z | MV/LV Substation SH***871Z |  | 20 kV | _ | LV | 50 kVA :Pole Substation | 0.05 | --> | 0.05 | 0 | 0 | Constrained, otherwise capacity available =46 kVA | --> | 0.048 | 0 | 0 | 0 | 0 | Constrained, otherwise capacity available =47 kW | --> | E13 ex HEADFORD | Headford [T41,T42] | CLOON |  | 53.5183 | -9.0877
053690Y | MV/LV Substation AR***690Y |  | 10 kV | _ | LV | 200 kVA :Kiosk Substation | 0.2 | --> | 0.2 | 0.163 | 3.28 |  | --> | 0.19 | 0 | 0.01 | 0.178 | 0 |  | --> | C23 ex SRAH | Srah [T43] | THORNSBERRY |  | 53.2829 | -7.4918
068273 | MV/LV Substation CO***273 |  | 10 kV | _ | LV | 630 kVA :Kiosk Substation | 0.63 | --> | 0.63 | 0.376 | 12.96 |  | --> | 0.598 | 0 | 0.046 | 0.5 | 0 |  | --> | C21 ex ARTANE | Artane [T101,T102] | FINGLAS |  | 53.3778 | -6.2244
037134 | MV/LV Substation CH***134 |  | 10 kV | _ | LV | 400 kVA :Kiosk Substation | 0.4 | --> | 0.4 | 0 | 0 | Constrained, otherwise capacity available =297 kVA | --> | 0.38 | 0 | 0.005 | 0 | 0 | Constrained, otherwise capacity available =362 kW | --> | C16 ex CAHIRCALLA | Cahircalla [T41,T42] | ENNIS |  | 52.8454 | -8.9961
0684719 | MV/LV Substation BL***4719 |  | 10 kV | _ | LV | 1000 kVA :Building Structure | 1 | --> | 1 | 0.5 | 4.6 |  | --> | 0.95 | 0 | 0.009 | 0.5 | 0 |  | --> | C11 ex KINGSBRIDGE | Kingsbridge [T41,T42] | INCHICORE 220KV |  | 53.3564 | -6.2952
162315X | MV/LV Substation FO***315X |  | 10 kV | _ | LV | 100 kVA :Pole Substation | 0.1 | --> | 0.1 | 0 | 0 | Constrained, otherwise capacity available =69 kVA | --> | 0.095 | 0 | 0.014 | 0 | 0 | Constrained, otherwise capacity available =80 kW | --> | C20 ex CULLION | Cullion [T41,T42] | LETTERKENNY |  | 54.8701 | -7.7517
350015 | MV/LV Substation GR***015 |  | 10 kV | _ | LV | 400 kVA :Kiosk Substation | 0.4 | --> | 0.4 | 0.351 | 1.57 |  | --> | 0.38 | 0 | 0 | 0 | 0 | Constrained, otherwise capacity available =373 kW | --> | C16 ex BUNDORAN | Bundoran [T41,T42] | CATHALEENS FALL |  | 54.4859 | -8.2761
019157 | MV/LV Substation WE***157 |  | 10 kV | _ | LV | 400 kVA :Building Structure | 0.4 | --> | 0.4 | 0.047 | 0.05 | Constrained, otherwise capacity available =334 kVA | --> | 0.38 | 0 | 0.005 | 0 | 0 | Constrained, otherwise capacity available =367 kW | --> | C20 ex BALLYBEGGAN | Ballybeggan [T43,T44] | TRALEE |  | 52.2721 | -9.6972
108738 | MV/LV Substation CR***738 |  | 10 kV | _ | LV | 100 kVA :Pole Substation | 0.1 | --> | 0.1 | 0.081 | 1.57 |  | --> | 0.095 | 0 | 0.014 | 0 | 0 | Constrained, otherwise capacity available =82 kW | --> | C16 ex BALLYSHANNON | Ballyshannon [T41,T42] | CATHALEENS FALL |  | 54.5211 | -8.2261
060860X | MV/LV Substation BA***860X |  | 20 kV | _ | LV | 50 kVA :Pole Substation | 0.05 | --> | 0.05 | 0.046 | 2.57 |  | --> | 0.048 | 0 | 0 | 0 | 0 | Constrained, otherwise capacity available =47 kW | --> | E14 ex ERRIGAL | Errigal [T41,T422] | SHANKILL |  | 54.0137 | -6.9932
365592 | MV/LV Substation LL***592 |  | 10 kV | _ | LV | 630 kVA :Kiosk Substation | 0.63 | --> | 0.63 | 0 | 0 | Constrained, otherwise capacity available =538 kVA | --> | 0.598 | 0 | 0.02 | 0.5 | 0 |  | --> | C17 ex WHITESTOWN | Whitestown [T41,T42] | COOKSTOWN |  | 53.2904 | -6.3871
011732X | MV/LV Substation FO***732X |  | 10 kV | _ | LV | 50 kVA :Pole Substation | 0.05 | --> | 0.05 | 0.045 | 5.05 |  | --> | 0.048 | 0 | 0 | 0 | 0 | Constrained, otherwise capacity available =47 kW | --> | C14 ex MCDONAGH | Mcdonagh [T41,T42] | KILKENNY |  | 52.6455 | -7.1526
021752 | MV/LV Substation KI***752 |  | 10 kV | _ | LV | 50 kVA :Pole Substation | 0.05 | --> | 0.05 | 0 | 0 | Constrained, otherwise capacity available =36 kVA | --> | 0.048 | 0 | 0 | 0 | 0 | Constrained, otherwise capacity available =46 kW | --> | C16 ex KILLACLOYNE | Killacloyne [T41,T42] | MIDLETON |  | 51.9147 | -8.3132
355081X | MV/LV Substation ON***081X |  | 10 kV | _ | LV | 630 kVA :Kiosk Substation | 0.63 | --> | 0.63 | 0.06 | 0.06 | Constrained, otherwise capacity available =446 kVA | --> | 0.598 | 0 | 0.003 | 0 | 0 | Constrained, otherwise capacity available =571 kW | --> | C15 ex TUBBERCURRY | Tubbercurry [T41,T42] | TONROE |  | 54.0547 | -8.7278
069126 | MV/LV Substation SA***126 |  | 10 kV | _ | LV | 630 kVA :Building Structure | 0.63 | --> | 0.63 | 0 | 0 | Constrained, otherwise capacity available =358 kVA | --> | 0.598 | 0 | 0.024 | 0.5 | 0 |  | --> | C18 ex DONNYBROOK | Donnybrook [T41,T42] | MILLTOWN (DR) |  | 53.3273 | -6.2223
0294372 | MV/LV Substation MI***4372 |  | 10 kV | _ | LV | 400 kVA :Building Structure | 0.4 | --> | 0.4 | 0 | 0 | Constrained, otherwise capacity available =400 kVA | --> | 0.38 | 0 | 0 | 0.38 | 0 |  | --> | C22 ex MIDLETON | Midleton [T101,T102] | MIDLETON |  | 51.9183 | -8.1708
405207 | MV/LV Substation RO***207 |  | 20 kV | _ | LV | 200 kVA :Pole Substation | 0.2 | --> | 0.2 | 0.139 | 3.03 |  | --> | 0.19 | 0 | 0.016 | 0 | 0 | Constrained, otherwise capacity available =170 kW | --> | E12 ex MOVILLE | Moville [T421,T422] | TRILLICK |  | 55.1966 | -7.0291
165586X | MV/LV Substation TE***586X |  | 10 kV | _ | LV | 200 kVA :Pole Substation | 0.2 | --> | 0.2 | 0 | 0 | Constrained, otherwise capacity available =193 kVA | --> | 0.19 | 0 | 0 | 0 | 0 | Constrained, otherwise capacity available =189 kW | --> | C16 ex CLONAKILTY | Clonakilty [T41,T42] | DUNMANWAY |  | 51.6375 | -8.8811
058047X | MV/LV Substation KE***047X |  | 20 kV | _ | LV | 1000 kVA :Building Structure | 1 | --> | 1 | 0.181 | 0.18 | Constrained, otherwise capacity available =962 kVA | --> | 0.95 | 0 | 0 | 0 | 0 | Constrained, otherwise capacity available =945 kW | --> | C18 ex TOOMEVARA | Toomevara [T42] | NENAGH |  | 52.7672 | -8.0213
429367X | MV/LV Substation TE***367X |  | 10 kV | _ | LV | 200 kVA :Kiosk Substation | 0.2 | --> | 0.2 | 0.126 | 5.75 |  | --> | 0.19 | 0 | 0 | 0 | 0 | Constrained, otherwise capacity available =180 kW | --> | E15 ex ABBEYFEALE | Abbeyfeale [T421] | TRIEN |  | 52.387 | -9.2981
015015 | MV/LV Substation MU***015 |  | 20 kV | _ | LV | 100 kVA :Pole Substation | 0.1 | --> | 0.1 | 0 | 0 | Constrained, otherwise capacity available =65 kVA | --> | 0.095 | 0 | 0 | 0 | 0 | Constrained, otherwise capacity available =90 kW | --> | E13 ex BLESSINGTON | Blessington [T421,T422] | KILTEEL |  | 53.1464 | -6.6336
041019 | MV/LV Substation LI***019 |  | 10 kV | _ | LV | 400 kVA :Kiosk Substation | 0.4 | --> | 0.4 | 0 | 0 | Constrained, otherwise capacity available =263 kVA | --> | 0.38 | 0 | 0.021 | 0 | 0 | Constrained, otherwise capacity available =345 kW | --> | E12 ex DALTON | Dalton [T421,T422] | DALTON |  | 53.7294 | -9.0058
011378 | MV/LV Substation LA***378 |  | 10 kV | _ | LV | 50 kVA :Pole Substation | 0.05 | --> | 0.05 | 0 | 0 | Constrained, otherwise capacity available =46 kVA | --> | 0.048 | 0 | 0 | 0 | 0 | Constrained, otherwise capacity available =47 kW | --> | C15 ex TALBOTS INCH | Talbots Inch [T41,T42] | KILKENNY |  | 52.663 | -7.335
156102Y | MV/LV Substation DU***102Y |  | 10 kV | _ | LV | 200 kVA :Pole Substation | 0.2 | --> | 0.2 | 0.145 | 2.04 |  | --> | 0.19 | 0 | 0.024 | 0 | 0 | Constrained, otherwise capacity available =165 kW | --> | C18 ex BALLYBAY | Ballybay [T41,T42] | LISDRUM |  | 54.1708 | -6.9388
029577Y | MV/LV Substation AH***577Y |  | 10 kV | _ | LV | 400 kVA :Building Structure | 0.4 | --> | 0.4 | 0 | 0 | Constrained, otherwise capacity available =343 kVA | --> | 0.38 | 0 | 0.05 | 0 | 0 | Constrained, otherwise capacity available =335 kW | --> | C11 ex CARRIGTWOHILL |  |  |  | 51.91 | -8.2624
216097X | MV/LV Substation MA***097X |  | 10 kV | _ | LV | 50 kVA :Pole Substation | 0.05 | --> | 0.05 | 0 | 0 | Constrained, otherwise capacity available =47 kVA | --> | 0.048 | 0 | 0 | 0 | 0 | Constrained, otherwise capacity available =47 kW | --> | C26 ex GLENTIES | Glenties [T41,T42] | BINBANE |  | 54.8266 | -8.3676
029580Y | MV/LV Substation DO***580Y |  | 10 kV | _ | LV | 400 kVA :Kiosk Substation | 0.4 | --> | 0.4 | 0 | 0 | Constrained, otherwise capacity available =314 kVA | --> | 0.38 | 0 | 0 | 0 | 0 | Constrained, otherwise capacity available =368 kW | --> | C18 ex KILLACLOYNE | Killacloyne [T41,T42] | MIDLETON |  | 51.9003 | -8.2838
2814357 | MV/LV Substation AR***4357 |  | 10 kV | _ | LV | 630 kVA :Kiosk Substation | 0.63 | --> | 0.63 | 0 | 0 | Constrained, otherwise capacity available =586 kVA | --> | 0.598 | 0 | 0.006 | 0.5 | 0 |  | --> | C20 ex BISHOPSTOWN | Bishopstown [T41,T42] | KILBARRY |  | 51.8778 | -8.5248